Commercial | Com ¦ Occupancy Sensors | 2028 | SC C | GWh | Before Competition Groups | 17.8628 | 0 | 0 | 6452.1782 | 0.0027685 | 34 | Commercial_2028_SC C_GWh_Before Competition Groups_34 | Occupancy Sensors | 0.2768% | 0 | 17.8628 | Commercial_2028_SC C_GWh_Before Competition Groups_Occupancy Sensors
Commercial | Com ¦ Chilled Water Optimization | 2028 | SC C | GWh | Before Competition Groups | 17.8396 | 0 | 0 | 6452.1782 | 0.0027649 | 35 | Commercial_2028_SC C_GWh_Before Competition Groups_35 | Chilled Water Optimization | 0.2765% | 0 | 17.8396 | Commercial_2028_SC C_GWh_Before Competition Groups_Chilled Water Optimization
Commercial | Com ¦ Elec Storage WH 2.30 Et | 2028 | SC C | GWh | Before Competition Groups | 10.9034 | 0 | 0 | 6452.1782 | 0.0016899 | 36 | Commercial_2028_SC C_GWh_Before Competition Groups_36 | Elec Storage WH 2.30 Et | 0.169% | 0 | 10.9034 | Commercial_2028_SC C_GWh_Before Competition Groups_Elec Storage WH 2.30 Et
Commercial | Com ¦ BEVERAGE VENDING MACHINE CONTROLS | 2028 | SC C | GWh | Before Competition Groups | 10.5576 | 0 | 0 | 6452.1782 | 0.0016363 | 37 | Commercial_2028_SC C_GWh_Before Competition Groups_37 | BEVERAGE VENDING MACHINE CONTROLS | 0.1636% | 0 | 10.5576 | Commercial_2028_SC C_GWh_Before Competition Groups_BEVERAGE VENDING MACHINE CONTROLS
Commercial | Com ¦ Temperature Adjustment in Commercial Freezers | 2028 | SC C | GWh | Before Competition Groups | 10.0417 | 0 | 0 | 6452.1782 | 0.0015563 | 38 | Commercial_2028_SC C_GWh_Before Competition Groups_38 | Temperature Adjustment in Commercial Freezers | 0.1556% | 0 | 10.0417 | Commercial_2028_SC C_GWh_Before Competition Groups_Temperature Adjustment in Commercial Freezers
Commercial | Com ¦ CO Sensors for parking garage exhaust fans | 2028 | SC C | GWh | Before Competition Groups | 9.5472 | 0 | 0 | 6452.1782 | 0.0014797 | 39 | Commercial_2028_SC C_GWh_Before Competition Groups_39 | CO Sensors for parking garage exhaust fans | 0.148% | 0 | 9.5472 | Commercial_2028_SC C_GWh_Before Competition Groups_CO Sensors for parking garage exhaust fans
Commercial | Com ¦ Energy Efficient Laboratory Fume Hood | 2028 | SC C | GWh | Before Competition Groups | 8.7783 | 0 | 0 | 6452.1782 | 0.0013605 | 40 | Commercial_2028_SC C_GWh_Before Competition Groups_40 | Energy Efficient Laboratory Fume Hood | 0.1361% | 0 | 8.7783 | Commercial_2028_SC C_GWh_Before Competition Groups_Energy Efficient Laboratory Fume Hood
Commercial | Com ¦ Vertical Night Covers | 2028 | SC C | GWh | Before Competition Groups | 7.7807 | 0 | 0 | 6452.1782 | 0.0012059 | 41 | Commercial_2028_SC C_GWh_Before Competition Groups_41 | Vertical Night Covers | 0.1206% | 0 | 7.7807 | Commercial_2028_SC C_GWh_Before Competition Groups_Vertical Night Covers
Commercial | Com ¦ Water Source Heat Pump (4 ton) | 2028 | SC C | GWh | Before Competition Groups | 7.5925 | 0 | 0 | 6452.1782 | 0.0011767 | 42 | Commercial_2028_SC C_GWh_Before Competition Groups_42 | Water Source Heat Pump (4 ton) | 0.1177% | 0 | 7.5925 | Commercial_2028_SC C_GWh_Before Competition Groups_Water Source Heat Pump (4 ton)
Commercial | Com ¦ Outside Air Economizer | 2028 | SC C | GWh | Before Competition Groups | 7.4734 | 0 | 0 | 6452.1782 | 0.0011583 | 43 | Commercial_2028_SC C_GWh_Before Competition Groups_43 | Outside Air Economizer | 0.1158% | 0 | 7.4734 | Commercial_2028_SC C_GWh_Before Competition Groups_Outside Air Economizer
Commercial | Com ¦ ENERGY STAR Fryer (84% eff) | 2028 | SC C | GWh | Before Competition Groups | 7.2342 | 0 | 0 | 6452.1782 | 0.0011212 | 44 | Commercial_2028_SC C_GWh_Before Competition Groups_44 | ENERGY STAR Fryer (84% eff) | 0.1121% | 0 | 7.2342 | Commercial_2028_SC C_GWh_Before Competition Groups_ENERGY STAR Fryer (84% eff)
Commercial | Com ¦ Duct Insulation, R8 | 2028 | SC C | GWh | Before Competition Groups | 7.0603 | 0 | 0 | 6452.1782 | 0.0010942 | 45 | Commercial_2028_SC C_GWh_Before Competition Groups_45 | Duct Insulation, R8 | 0.1094% | 0 | 7.0603 | Commercial_2028_SC C_GWh_Before Competition Groups_Duct Insulation, R8
Commercial | Com ¦ Water Heating (DHW) Pipe Insulation (Add 3/4\ Foam)" | 2028 | SC C | GWh | Before Competition Groups | 6.7376 | 0 | 0 | 6452.1782 | 0.0010442 | 46 | Commercial_2028_SC C_GWh_Before Competition Groups_46 | Water Heating (DHW) Pipe Insulation (Add 3/4\ Foam)" | 0.1044% | 0 | 6.7376 | Commercial_2028_SC C_GWh_Before Competition Groups_Water Heating (DHW) Pipe Insulation (Add 3/4\ Foam)"
Commercial | Com ¦ Suction Pipe Insulation Freezer/Refrigerator | 2028 | SC C | GWh | Before Competition Groups | 4.2606 | 0 | 0 | 6452.1782 | 0.00066033 | 47 | Commercial_2028_SC C_GWh_Before Competition Groups_47 | Suction Pipe Insulation Freezer/Refrigerator | 0.06603% | 0 | 4.2606 | Commercial_2028_SC C_GWh_Before Competition Groups_Suction Pipe Insulation Freezer/Refrigerator
Commercial | Com ¦ ENERGY STAR Dishwasher | 2028 | SC C | GWh | Before Competition Groups | 3.756 | 0 | 0 | 6452.1782 | 0.00058213 | 48 | Commercial_2028_SC C_GWh_Before Competition Groups_48 | ENERGY STAR Dishwasher | 0.05821% | 0 | 3.756 | Commercial_2028_SC C_GWh_Before Competition Groups_ENERGY STAR Dishwasher
Commercial | Com ¦ ENERGY STAR Steam Cookers | 2028 | SC C | GWh | Before Competition Groups | 3.4556 | 0 | 0 | 6452.1782 | 0.00053557 | 49 | Commercial_2028_SC C_GWh_Before Competition Groups_49 | ENERGY STAR Steam Cookers | 0.05356% | 0 | 3.4556 | Commercial_2028_SC C_GWh_Before Competition Groups_ENERGY STAR Steam Cookers
Commercial | Com ¦ Condensing Make Up Air Unit | 2028 | SC C | GWh | Before Competition Groups | 2.2925 | 0 | 0 | 6452.1782 | 0.00035531 | 50 | Commercial_2028_SC C_GWh_Before Competition Groups_50 | Condensing Make Up Air Unit | 0.03553% | 0 | 2.2925 | Commercial_2028_SC C_GWh_Before Competition Groups_Condensing Make Up Air Unit
Commercial | Com ¦ Ozone Laundry Treatment | 2028 | SC C | GWh | Before Competition Groups | 2.1288 | 0 | 0 | 6452.1782 | 0.00032993 | 51 | Commercial_2028_SC C_GWh_Before Competition Groups_51 | Ozone Laundry Treatment | 0.03299% | 0 | 2.1288 | Commercial_2028_SC C_GWh_Before Competition Groups_Ozone Laundry Treatment
Commercial | Com ¦ Thermostat Setback | 2028 | SC C | GWh | Before Competition Groups | 2.0292 | 0 | 0 | 6452.1782 | 0.00031451 | 52 | Commercial_2028_SC C_GWh_Before Competition Groups_52 | Thermostat Setback | 0.03145% | 0 | 2.0292 | Commercial_2028_SC C_GWh_Before Competition Groups_Thermostat Setback
Commercial | Com ¦ Demand controlled Circulating Systems | 2028 | SC C | GWh | Before Competition Groups | 1.4337 | 0 | 0 | 6452.1782 | 0.00022221 | 53 | Commercial_2028_SC C_GWh_Before Competition Groups_53 | Demand controlled Circulating Systems | 0.02222% | 0 | 1.4337 | Commercial_2028_SC C_GWh_Before Competition Groups_Demand controlled Circulating Systems
Commercial | Com ¦ ECM MOTORS FOR HVAC APPLICATION (FAN-POWERED VAV BOX) | 2028 | SC C | GWh | Before Competition Groups | 1.0331 | 0 | 0 | 6452.1782 | 0.00016011 | 54 | Commercial_2028_SC C_GWh_Before Competition Groups_54 | ECM MOTORS FOR HVAC APPLICATION (FAN-POWERED VAV BOX) | 0.01601% | 0 | 1.0331 | Commercial_2028_SC C_GWh_Before Competition Groups_ECM MOTORS FOR HVAC APPLICATION (FAN-POWERED VAV BOX)
Commercial | Com ¦ CEE Tier 2/Energy Star Clothes Washers | 2028 | SC C | GWh | Before Competition Groups | 0.73815 | 0 | 0 | 6452.1782 | 0.0001144 | 55 | Commercial_2028_SC C_GWh_Before Competition Groups_55 | CEE Tier 2/Energy Star Clothes Washers | 0.01144% | 0 | 0.73815 | Commercial_2028_SC C_GWh_Before Competition Groups_CEE Tier 2/Energy Star Clothes Washers
Commercial | Com ¦ LLLC - High Impact Application | 2028 | SC C | GWh | Before Competition Groups | 0.65419 | 0 | 0 | 6452.1782 | 0.00010139 | 56 | Commercial_2028_SC C_GWh_Before Competition Groups_56 | LLLC - High Impact Application | 0.01014% | 0 | 0.65419 | Commercial_2028_SC C_GWh_Before Competition Groups_LLLC - High Impact Application
Commercial | Com ¦ Notched V belts for HVAC Systems | 2028 | SC C | GWh | Before Competition Groups | 0.48517 | 0 | 0 | 6452.1782 | 7.5195e-05 | 57 | Commercial_2028_SC C_GWh_Before Competition Groups_57 | Notched V belts for HVAC Systems | 0.00752% | 0 | 0.48517 | Commercial_2028_SC C_GWh_Before Competition Groups_Notched V belts for HVAC Systems
Commercial | Com ¦ Auto Off Time Switch or Time Clock control | 2028 | SC C | GWh | Before Competition Groups | 0.41203 | 0 | 0 | 6452.1782 | 6.3858e-05 | 58 | Commercial_2028_SC C_GWh_Before Competition Groups_58 | Auto Off Time Switch or Time Clock control | 0.006386% | 0 | 0.41203 | Commercial_2028_SC C_GWh_Before Competition Groups_Auto Off Time Switch or Time Clock control
Commercial | Com ¦ LLLC - Low Impact Application | 2028 | SC C | GWh | Before Competition Groups | 0.39795 | 0 | 0 | 6452.1782 | 6.1677e-05 | 59 | Commercial_2028_SC C_GWh_Before Competition Groups_59 | LLLC - Low Impact Application | 0.006168% | 0 | 0.39795 | Commercial_2028_SC C_GWh_Before Competition Groups_LLLC - Low Impact Application
Commercial | Com ¦ Low Flow Pre-Rinse Spray Nozzle | 2028 | SC C | GWh | Before Competition Groups | 0.3841 | 0 | 0 | 6452.1782 | 5.953e-05 | 60 | Commercial_2028_SC C_GWh_Before Competition Groups_60 | Low Flow Pre-Rinse Spray Nozzle | 0.005953% | 0 | 0.3841 | Commercial_2028_SC C_GWh_Before Competition Groups_Low Flow Pre-Rinse Spray Nozzle
Commercial | COM ¦ Ductless Mini-Split Heat Pumps | 2028 | SC C | GWh | Before Competition Groups | 0.37976 | 0 | 0 | 6452.1782 | 5.8858e-05 | 61 | Commercial_2028_SC C_GWh_Before Competition Groups_61 | Ductless Mini-Split Heat Pumps | 0.005886% | 0 | 0.37976 | Commercial_2028_SC C_GWh_Before Competition Groups_Ductless Mini-Split Heat Pumps
Commercial | Com ¦ Solar Water Preheat (Pools/DHW) | 2028 | SC C | GWh | Before Competition Groups | 0.37929 | 0 | 0 | 6452.1782 | 5.8785e-05 | 62 | Commercial_2028_SC C_GWh_Before Competition Groups_62 | Solar Water Preheat (Pools/DHW) | 0.005878% | 0 | 0.37929 | Commercial_2028_SC C_GWh_Before Competition Groups_Solar Water Preheat (Pools/DHW)
Commercial | Com ¦ PTAC (12 EER/10,000 BTU) | 2028 | SC C | GWh | Before Competition Groups | 0.27608 | 0 | 0 | 6452.1782 | 4.2788e-05 | 63 | Commercial_2028_SC C_GWh_Before Competition Groups_63 | PTAC (12 EER/10,000 BTU) | 0.004279% | 0 | 0.27608 | Commercial_2028_SC C_GWh_Before Competition Groups_PTAC (12 EER/10,000 BTU)
Commercial | Com ¦ HVAC Optimization | 2028 | SC C | GWh | Before Competition Groups | 0.2522 | 0 | 0 | 6452.1782 | 3.9087e-05 | 64 | Commercial_2028_SC C_GWh_Before Competition Groups_64 | HVAC Optimization | 0.003909% | 0 | 0.2522 | Commercial_2028_SC C_GWh_Before Competition Groups_HVAC Optimization
Commercial | Com ¦ Commercial Hot Food Holding Cabinets | 2028 | SC C | GWh | Before Competition Groups | 0.16885 | 0 | 0 | 6452.1782 | 2.6169e-05 | 65 | Commercial_2028_SC C_GWh_Before Competition Groups_65 | Commercial Hot Food Holding Cabinets | 0.002617% | 0 | 0.16885 | Commercial_2028_SC C_GWh_Before Competition Groups_Commercial Hot Food Holding Cabinets
Commercial | Com ¦ Air Curtains | 2028 | SC C | GWh | Before Competition Groups | 0.11098 | 0 | 0 | 6452.1782 | 1.72e-05 | 66 | Commercial_2028_SC C_GWh_Before Competition Groups_66 | Air Curtains | 0.00172% | 0 | 0.11098 | Commercial_2028_SC C_GWh_Before Competition Groups_Air Curtains
Commercial | Com ¦ Wall Insulation | 2028 | SC C | GWh | Before Competition Groups | 0.064247 | 0 | 0 | 6452.1782 | 9.9574e-06 | 67 | Commercial_2028_SC C_GWh_Before Competition Groups_67 | Wall Insulation | 0.0009957% | 0 | 0.064247 | Commercial_2028_SC C_GWh_Before Competition Groups_Wall Insulation
Commercial | Com ¦ LED RECESSED DOWNLIGHTS | 2028 | SC C | GWh | Before Competition Groups | 0.060641 | 0 | 0 | 6452.1782 | 9.3985e-06 | 68 | Commercial_2028_SC C_GWh_Before Competition Groups_68 | LED RECESSED DOWNLIGHTS | 0.0009398% | 0 | 0.060641 | Commercial_2028_SC C_GWh_Before Competition Groups_LED RECESSED DOWNLIGHTS
Commercial | Com ¦ Energy Recovery Ventilation and Ventilation (Enhanced) | 2028 | SC C | GWh | Before Competition Groups | 0.049067 | 0 | 0 | 6452.1782 | 7.6047e-06 | 69 | Commercial_2028_SC C_GWh_Before Competition Groups_69 | Energy Recovery Ventilation and Ventilation (Enhanced) | 0.0007605% | 0 | 0.049067 | Commercial_2028_SC C_GWh_Before Competition Groups_Energy Recovery Ventilation and Ventilation (Enhanced)
Commercial | Com ¦ High Efficiency Small Instantaneous Water Heater | 2028 | SC C | GWh | Before Competition Groups | 0.046588 | 0 | 0 | 6452.1782 | 7.2205e-06 | 70 | Commercial_2028_SC C_GWh_Before Competition Groups_70 | High Efficiency Small Instantaneous Water Heater | 0.000722% | 0 | 0.046588 | Commercial_2028_SC C_GWh_Before Competition Groups_High Efficiency Small Instantaneous Water Heater
Commercial | Com ¦ High Efficiency Chiller (avg of water and air cooled) | 2028 | SC C | GWh | Before Competition Groups | 0.031726 | 0 | 0 | 6452.1782 | 4.917e-06 | 71 | Commercial_2028_SC C_GWh_Before Competition Groups_71 | High Efficiency Chiller (avg of water and air cooled) | 0.0004917% | 0 | 0.031726 | Commercial_2028_SC C_GWh_Before Competition Groups_High Efficiency Chiller (avg of water and air cooled)
Commercial | Com ¦ VSD Air Compressor | 2028 | SC C | GWh | Before Competition Groups | 0.020654 | 0 | 0 | 6452.1782 | 3.2011e-06 | 72 | Commercial_2028_SC C_GWh_Before Competition Groups_72 | VSD Air Compressor | 0.0003201% | 0 | 0.020654 | Commercial_2028_SC C_GWh_Before Competition Groups_VSD Air Compressor
Commercial | Com ¦ Room AC (w/ louvered sides) 14 SEER from 12 SEER code | 2028 | SC C | GWh | Before Competition Groups | 0.017409 | 0 | 0 | 6452.1782 | 2.6982e-06 | 73 | Commercial_2028_SC C_GWh_Before Competition Groups_73 | Room AC (w/ louvered sides) 14 SEER from 12 SEER code | 0.0002698% | 0 | 0.017409 | Commercial_2028_SC C_GWh_Before Competition Groups_Room AC (w/ louvered sides) 14 SEER from 12 SEER code
Commercial | Com ¦ EC Plug Fan for Data Center (under cabinet) | 2028 | SC C | GWh | Before Competition Groups | 0.014236 | 0 | 0 | 6452.1782 | 2.2064e-06 | 74 | Commercial_2028_SC C_GWh_Before Competition Groups_74 | EC Plug Fan for Data Center (under cabinet) | 0.0002206% | 0 | 0.014236 | Commercial_2028_SC C_GWh_Before Competition Groups_EC Plug Fan for Data Center (under cabinet)
Commercial | Com ¦ Networked/Connected - High Impact Application | 2028 | SC C | GWh | Before Competition Groups | 0.0021944 | 0 | 0 | 6452.1782 | 3.4011e-07 | 75 | Commercial_2028_SC C_GWh_Before Competition Groups_75 | Networked/Connected - High Impact Application | 3.401e-05% | 0 | 0.0021944 | Commercial_2028_SC C_GWh_Before Competition Groups_Networked/Connected - High Impact Application
Commercial | Com ¦ Electric Convection Combination Ovens | 2028 | SC C | GWh | Before Competition Groups | 0.0021541 | 0 | 0 | 6452.1782 | 3.3386e-07 | 76 | Commercial_2028_SC C_GWh_Before Competition Groups_76 | Electric Convection Combination Ovens | 3.339e-05% | 0 | 0.0021541 | Commercial_2028_SC C_GWh_Before Competition Groups_Electric Convection Combination Ovens
Commercial | Com ¦ Networked/Connected - Low Impact Application | 2028 | SC C | GWh | Before Competition Groups | 0.00010712 | 0 | 0 | 6452.1782 | 1.6602e-08 | 77 | Commercial_2028_SC C_GWh_Before Competition Groups_77 | Networked/Connected - Low Impact Application | 1.66e-06% | 0 | 0.00010712 | Commercial_2028_SC C_GWh_Before Competition Groups_Networked/Connected - Low Impact Application
Commercial | Com ¦ Efficient compressor motor | 2028 | SC C | GWh | Before Competition Groups | 0 | 0 | 0 | 6452.1782 | 0 | 78 | Commercial_2028_SC C_GWh_Before Competition Groups_78 | Efficient compressor motor | 0% | 0 | 0 | Commercial_2028_SC C_GWh_Before Competition Groups_Efficient compressor motor
Commercial | Com ¦ Indoor Daylight Sensors/Photocell Dimming Control | 2028 | SC C | GWh | Before Competition Groups | 0 | 0 | 0 | 6452.1782 | 0 | 79 | Commercial_2028_SC C_GWh_Before Competition Groups_79 | Indoor Daylight Sensors/Photocell Dimming Control | 0% | 0 | 0 | Commercial_2028_SC C_GWh_Before Competition Groups_Indoor Daylight Sensors/Photocell Dimming Control
Commercial | Com ¦ Variable Refrigerant Flow Heat Pump | 2028 | SC C | GWh | Before Competition Groups | 0 | 0 | 0 | 6452.1782 | 0 | 80 | Commercial_2028_SC C_GWh_Before Competition Groups_80 | Variable Refrigerant Flow Heat Pump | 0% | 0 | 0 | Commercial_2028_SC C_GWh_Before Competition Groups_Variable Refrigerant Flow Heat Pump
Commercial | Com ¦ ENERGY STAR LED LAMPS (REFLECTOR LAMPs/MR16/PAR 16) | 2028 | SC D | GWh | Before Competition Groups | 794.6149 | 0 | 0 | 5958.8891 | 0.13335 | 1 | Commercial_2028_SC D_GWh_Before Competition Groups_1 | ENERGY STAR LED LAMPS (REFLECTOR LAMPs/MR16/PAR 16) | 13.33% | 0 | 794.6149 | Commercial_2028_SC D_GWh_Before Competition Groups_ENERGY STAR LED LAMPS (REFLECTOR LAMPs/MR16/PAR 16)
Commercial | Com ¦ LED Low/High Bay | 2028 | SC D | GWh | Before Competition Groups | 615.4667 | 0 | 0 | 5958.8891 | 0.10329 | 2 | Commercial_2028_SC D_GWh_Before Competition Groups_2 | LED Low/High Bay | 10.33% | 0 | 615.4667 | Commercial_2028_SC D_GWh_Before Competition Groups_LED Low/High Bay
Commercial | Com ¦ LED Troffer/Surface/Suspended | 2028 | SC D | GWh | Before Competition Groups | 591.8805 | 0 | 0 | 5958.8891 | 0.099327 | 3 | Commercial_2028_SC D_GWh_Before Competition Groups_3 | LED Troffer/Surface/Suspended | 9.933% | 0 | 591.8805 | Commercial_2028_SC D_GWh_Before Competition Groups_LED Troffer/Surface/Suspended
Commercial | Com ¦ LED EXTERIOR AREA LIGHTS - LED fixture (200W) | 2028 | SC D | GWh | Before Competition Groups | 495.5544 | 0 | 0 | 5958.8891 | 0.083162 | 4 | Commercial_2028_SC D_GWh_Before Competition Groups_4 | LED EXTERIOR AREA LIGHTS - LED fixture (200W) | 8.316% | 0 | 495.5544 | Commercial_2028_SC D_GWh_Before Competition Groups_LED EXTERIOR AREA LIGHTS - LED fixture (200W)
Commercial | Com ¦ LED parking lot fixture | 2028 | SC D | GWh | Before Competition Groups | 490.2515 | 0 | 0 | 5958.8891 | 0.082272 | 5 | Commercial_2028_SC D_GWh_Before Competition Groups_5 | LED parking lot fixture | 8.227% | 0 | 490.2515 | Commercial_2028_SC D_GWh_Before Competition Groups_LED parking lot fixture
Commercial | Com ¦ LED Replacement Lamp (Tube) | 2028 | SC D | GWh | Before Competition Groups | 416.9443 | 0 | 0 | 5958.8891 | 0.06997 | 6 | Commercial_2028_SC D_GWh_Before Competition Groups_6 | LED Replacement Lamp (Tube) | 6.997% | 0 | 416.9443 | Commercial_2028_SC D_GWh_Before Competition Groups_LED Replacement Lamp (Tube)
Commercial | Com ¦ Building Recommissioning, Operations and Maintenance (O&M) Improvements | 2028 | SC D | GWh | Before Competition Groups | 319.8277 | 0 | 0 | 5958.8891 | 0.053672 | 7 | Commercial_2028_SC D_GWh_Before Competition Groups_7 | Building Recommissioning, Operations and Maintenance (O&M) Improvements | 5.367% | 0 | 319.8277 | Commercial_2028_SC D_GWh_Before Competition Groups_Building Recommissioning, Operations and Maintenance (O&M) Improvements
Commercial | Com ¦ LED street light fixture | 2028 | SC D | GWh | Before Competition Groups | 225.9471 | 0 | 0 | 5958.8891 | 0.037918 | 8 | Commercial_2028_SC D_GWh_Before Competition Groups_8 | LED street light fixture | 3.792% | 0 | 225.9471 | Commercial_2028_SC D_GWh_Before Competition Groups_LED street light fixture
Commercial | Com ¦ Furnace Tune-Up | 2028 | SC D | GWh | Before Competition Groups | 210.9658 | 0 | 0 | 5958.8891 | 0.035404 | 9 | Commercial_2028_SC D_GWh_Before Competition Groups_9 | Furnace Tune-Up | 3.54% | 0 | 210.9658 | Commercial_2028_SC D_GWh_Before Competition Groups_Furnace Tune-Up
Commercial | Com ¦ Data Center Storage/Server Virtualization | 2028 | SC D | GWh | Before Competition Groups | 179.5961 | 0 | 0 | 5958.8891 | 0.030139 | 10 | Commercial_2028_SC D_GWh_Before Competition Groups_10 | Data Center Storage/Server Virtualization | 3.014% | 0 | 179.5961 | Commercial_2028_SC D_GWh_Before Competition Groups_Data Center Storage/Server Virtualization
Commercial | Com ¦ High Efficiency Air Source Heat Pump | 2028 | SC D | GWh | Before Competition Groups | 157.3713 | 0 | 0 | 5958.8891 | 0.02641 | 11 | Commercial_2028_SC D_GWh_Before Competition Groups_11 | High Efficiency Air Source Heat Pump | 2.641% | 0 | 157.3713 | Commercial_2028_SC D_GWh_Before Competition Groups_High Efficiency Air Source Heat Pump
Commercial | Com ¦ Reach-in Shaded Pole to ECM/PSC Evaporator Fan Motor | 2028 | SC D | GWh | Before Competition Groups | 157.3251 | 0 | 0 | 5958.8891 | 0.026402 | 12 | Commercial_2028_SC D_GWh_Before Competition Groups_12 | Reach-in Shaded Pole to ECM/PSC Evaporator Fan Motor | 2.64% | 0 | 157.3251 | Commercial_2028_SC D_GWh_Before Competition Groups_Reach-in Shaded Pole to ECM/PSC Evaporator Fan Motor
Commercial | Com ¦ Strip Curtains | 2028 | SC D | GWh | Before Competition Groups | 103.1005 | 0 | 0 | 5958.8891 | 0.017302 | 13 | Commercial_2028_SC D_GWh_Before Competition Groups_13 | Strip Curtains | 1.73% | 0 | 103.1005 | Commercial_2028_SC D_GWh_Before Competition Groups_Strip Curtains
Commercial | Com ¦ Education and Capacity Building/Energy Behavior | 2028 | SC D | GWh | Before Competition Groups | 102.7358 | 0 | 0 | 5958.8891 | 0.017241 | 14 | Commercial_2028_SC D_GWh_Before Competition Groups_14 | Education and Capacity Building/Energy Behavior | 1.724% | 0 | 102.7358 | Commercial_2028_SC D_GWh_Before Competition Groups_Education and Capacity Building/Energy Behavior
Commercial | Com ¦ ENERGY STAR LED LAMPS (General Service Lamps) | 2028 | SC D | GWh | Before Competition Groups | 99.0675 | 0 | 0 | 5958.8891 | 0.016625 | 15 | Commercial_2028_SC D_GWh_Before Competition Groups_15 | ENERGY STAR LED LAMPS (General Service Lamps) | 1.663% | 0 | 99.0675 | Commercial_2028_SC D_GWh_Before Competition Groups_ENERGY STAR LED LAMPS (General Service Lamps)
Commercial | Com ¦ Refrigerated Display Case Doors | 2028 | SC D | GWh | Before Competition Groups | 90.5233 | 0 | 0 | 5958.8891 | 0.015191 | 16 | Commercial_2028_SC D_GWh_Before Competition Groups_16 | Refrigerated Display Case Doors | 1.519% | 0 | 90.5233 | Commercial_2028_SC D_GWh_Before Competition Groups_Refrigerated Display Case Doors
Commercial | Com ¦ LED or Equivalent Sign Lighting | 2028 | SC D | GWh | Before Competition Groups | 86.9409 | 0 | 0 | 5958.8891 | 0.01459 | 17 | Commercial_2028_SC D_GWh_Before Competition Groups_17 | LED or Equivalent Sign Lighting | 1.459% | 0 | 86.9409 | Commercial_2028_SC D_GWh_Before Competition Groups_LED or Equivalent Sign Lighting
Commercial | Com ¦ Advanced BAS/Controllers | 2028 | SC D | GWh | Before Competition Groups | 81.6282 | 0 | 0 | 5958.8891 | 0.013699 | 18 | Commercial_2028_SC D_GWh_Before Competition Groups_18 | Advanced BAS/Controllers | 1.37% | 0 | 81.6282 | Commercial_2028_SC D_GWh_Before Competition Groups_Advanced BAS/Controllers
Commercial | Com ¦ Centrally controlled desktop PC/NETWORK PC POWER MANAGEMENT SOFTWARE | 2028 | SC D | GWh | Before Competition Groups | 74.9682 | 0 | 0 | 5958.8891 | 0.012581 | 19 | Commercial_2028_SC D_GWh_Before Competition Groups_19 | Centrally controlled desktop PC/NETWORK PC POWER MANAGEMENT SOFTWARE | 1.258% | 0 | 74.9682 | Commercial_2028_SC D_GWh_Before Competition Groups_Centrally controlled desktop PC/NETWORK PC POWER MANAGEMENT SOFTWARE
Commercial | Com ¦ Variable Frequency Drive (VFD) | 2028 | SC D | GWh | Before Competition Groups | 68.1667 | 0 | 0 | 5958.8891 | 0.011439 | 20 | Commercial_2028_SC D_GWh_Before Competition Groups_20 | Variable Frequency Drive (VFD) | 1.144% | 0 | 68.1667 | Commercial_2028_SC D_GWh_Before Competition Groups_Variable Frequency Drive (VFD)
Commercial | Com ¦ Demand Control Ventilation | 2028 | SC D | GWh | Before Competition Groups | 64.6207 | 0 | 0 | 5958.8891 | 0.010844 | 21 | Commercial_2028_SC D_GWh_Before Competition Groups_21 | Demand Control Ventilation | 1.084% | 0 | 64.6207 | Commercial_2028_SC D_GWh_Before Competition Groups_Demand Control Ventilation
Commercial | Com ¦ VFD on Pumps | 2028 | SC D | GWh | Before Competition Groups | 63.2365 | 0 | 0 | 5958.8891 | 0.010612 | 22 | Commercial_2028_SC D_GWh_Before Competition Groups_22 | VFD on Pumps | 1.061% | 0 | 63.2365 | Commercial_2028_SC D_GWh_Before Competition Groups_VFD on Pumps
Commercial | Com ¦ Adaptive Thermostats | 2028 | SC D | GWh | Before Competition Groups | 52.9508 | 0 | 0 | 5958.8891 | 0.008886 | 23 | Commercial_2028_SC D_GWh_Before Competition Groups_23 | Adaptive Thermostats | 0.8886% | 0 | 52.9508 | Commercial_2028_SC D_GWh_Before Competition Groups_Adaptive Thermostats
Commercial | Com ¦ Unitary Air-Conditioning Unit | 2028 | SC D | GWh | Before Competition Groups | 36.1045 | 0 | 0 | 5958.8891 | 0.0060589 | 24 | Commercial_2028_SC D_GWh_Before Competition Groups_24 | Unitary Air-Conditioning Unit | 0.6059% | 0 | 36.1045 | Commercial_2028_SC D_GWh_Before Competition Groups_Unitary Air-Conditioning Unit
Commercial | Com ¦ ECM MOTORS FOR EVAPORATOR FANS for refrigeration (WALK-IN) | 2028 | SC D | GWh | Before Competition Groups | 32.3677 | 0 | 0 | 5958.8891 | 0.0054318 | 25 | Commercial_2028_SC D_GWh_Before Competition Groups_25 | ECM MOTORS FOR EVAPORATOR FANS for refrigeration (WALK-IN) | 0.5432% | 0 | 32.3677 | Commercial_2028_SC D_GWh_Before Competition Groups_ECM MOTORS FOR EVAPORATOR FANS for refrigeration (WALK-IN)
Commercial | Com ¦ Condensing Unit Heaters or other Efficient Unit Heating System | 2028 | SC D | GWh | Before Competition Groups | 31.588 | 0 | 0 | 5958.8891 | 0.005301 | 26 | Commercial_2028_SC D_GWh_Before Competition Groups_26 | Condensing Unit Heaters or other Efficient Unit Heating System | 0.5301% | 0 | 31.588 | Commercial_2028_SC D_GWh_Before Competition Groups_Condensing Unit Heaters or other Efficient Unit Heating System
Commercial | Com ¦ Air Handler with Dedicated Outdoor Air Systems | 2028 | SC D | GWh | Before Competition Groups | 28.8878 | 0 | 0 | 5958.8891 | 0.0048478 | 27 | Commercial_2028_SC D_GWh_Before Competition Groups_27 | Air Handler with Dedicated Outdoor Air Systems | 0.4848% | 0 | 28.8878 | Commercial_2028_SC D_GWh_Before Competition Groups_Air Handler with Dedicated Outdoor Air Systems
Commercial | Com ¦ Demand Control Kitchen Ventilation | 2028 | SC D | GWh | Before Competition Groups | 27.4332 | 0 | 0 | 5958.8891 | 0.0046037 | 28 | Commercial_2028_SC D_GWh_Before Competition Groups_28 | Demand Control Kitchen Ventilation | 0.4604% | 0 | 27.4332 | Commercial_2028_SC D_GWh_Before Competition Groups_Demand Control Kitchen Ventilation
Commercial | Com ¦ Refrigerated Display Case LED | 2028 | SC D | GWh | Before Competition Groups | 27.2662 | 0 | 0 | 5958.8891 | 0.0045757 | 29 | Commercial_2028_SC D_GWh_Before Competition Groups_29 | Refrigerated Display Case LED | 0.4576% | 0 | 27.2662 | Commercial_2028_SC D_GWh_Before Competition Groups_Refrigerated Display Case LED
Commercial | Com ¦ Evaporator Fan Controls | 2028 | SC D | GWh | Before Competition Groups | 26.2303 | 0 | 0 | 5958.8891 | 0.0044019 | 30 | Commercial_2028_SC D_GWh_Before Competition Groups_30 | Evaporator Fan Controls | 0.4402% | 0 | 26.2303 | Commercial_2028_SC D_GWh_Before Competition Groups_Evaporator Fan Controls
Commercial | Com ¦ Door Gasket Freezer/Refrigerator | 2028 | SC D | GWh | Before Competition Groups | 24.5227 | 0 | 0 | 5958.8891 | 0.0041153 | 31 | Commercial_2028_SC D_GWh_Before Competition Groups_31 | Door Gasket Freezer/Refrigerator | 0.4115% | 0 | 24.5227 | Commercial_2028_SC D_GWh_Before Competition Groups_Door Gasket Freezer/Refrigerator
Commercial | Com ¦ ENERGY STAR Griddle (74% eff) | 2028 | SC D | GWh | Before Competition Groups | 19.9233 | 0 | 0 | 5958.8891 | 0.0033435 | 32 | Commercial_2028_SC D_GWh_Before Competition Groups_32 | ENERGY STAR Griddle (74% eff) | 0.3343% | 0 | 19.9233 | Commercial_2028_SC D_GWh_Before Competition Groups_ENERGY STAR Griddle (74% eff)
Commercial | Com ¦ Freezer Case Light Sensor | 2028 | SC D | GWh | Before Competition Groups | 18.2088 | 0 | 0 | 5958.8891 | 0.0030557 | 33 | Commercial_2028_SC D_GWh_Before Competition Groups_33 | Freezer Case Light Sensor | 0.3056% | 0 | 18.2088 | Commercial_2028_SC D_GWh_Before Competition Groups_Freezer Case Light Sensor
Commercial | Com ¦ Occupancy Sensors | 2028 | SC D | GWh | Before Competition Groups | 17.8628 | 0 | 0 | 5958.8891 | 0.0029977 | 34 | Commercial_2028_SC D_GWh_Before Competition Groups_34 | Occupancy Sensors | 0.2998% | 0 | 17.8628 | Commercial_2028_SC D_GWh_Before Competition Groups_Occupancy Sensors
Commercial | Com ¦ Chilled Water Optimization | 2028 | SC D | GWh | Before Competition Groups | 17.8396 | 0 | 0 | 5958.8891 | 0.0029938 | 35 | Commercial_2028_SC D_GWh_Before Competition Groups_35 | Chilled Water Optimization | 0.2994% | 0 | 17.8396 | Commercial_2028_SC D_GWh_Before Competition Groups_Chilled Water Optimization
Commercial | Com ¦ BEVERAGE VENDING MACHINE CONTROLS | 2028 | SC D | GWh | Before Competition Groups | 10.131 | 0 | 0 | 5958.8891 | 0.0017001 | 36 | Commercial_2028_SC D_GWh_Before Competition Groups_36 | BEVERAGE VENDING MACHINE CONTROLS | 0.17% | 0 | 10.131 | Commercial_2028_SC D_GWh_Before Competition Groups_BEVERAGE VENDING MACHINE CONTROLS
Commercial | Com ¦ Temperature Adjustment in Commercial Freezers | 2028 | SC D | GWh | Before Competition Groups | 10.0417 | 0 | 0 | 5958.8891 | 0.0016852 | 37 | Commercial_2028_SC D_GWh_Before Competition Groups_37 | Temperature Adjustment in Commercial Freezers | 0.1685% | 0 | 10.0417 | Commercial_2028_SC D_GWh_Before Competition Groups_Temperature Adjustment in Commercial Freezers
Commercial | Com ¦ Elec Storage WH 2.30 Et | 2028 | SC D | GWh | Before Competition Groups | 9.7067 | 0 | 0 | 5958.8891 | 0.0016289 | 38 | Commercial_2028_SC D_GWh_Before Competition Groups_38 | Elec Storage WH 2.30 Et | 0.1629% | 0 | 9.7067 | Commercial_2028_SC D_GWh_Before Competition Groups_Elec Storage WH 2.30 Et
Commercial | Com ¦ Outside Air Economizer | 2028 | SC D | GWh | Before Competition Groups | 7.4734 | 0 | 0 | 5958.8891 | 0.0012542 | 39 | Commercial_2028_SC D_GWh_Before Competition Groups_39 | Outside Air Economizer | 0.1254% | 0 | 7.4734 | Commercial_2028_SC D_GWh_Before Competition Groups_Outside Air Economizer
Commercial | Com ¦ CO Sensors for parking garage exhaust fans | 2028 | SC D | GWh | Before Competition Groups | 7.4608 | 0 | 0 | 5958.8891 | 0.0012521 | 40 | Commercial_2028_SC D_GWh_Before Competition Groups_40 | CO Sensors for parking garage exhaust fans | 0.1252% | 0 | 7.4608 | Commercial_2028_SC D_GWh_Before Competition Groups_CO Sensors for parking garage exhaust fans
Commercial | Com ¦ Vertical Night Covers | 2028 | SC D | GWh | Before Competition Groups | 7.3863 | 0 | 0 | 5958.8891 | 0.0012395 | 41 | Commercial_2028_SC D_GWh_Before Competition Groups_41 | Vertical Night Covers | 0.124% | 0 | 7.3863 | Commercial_2028_SC D_GWh_Before Competition Groups_Vertical Night Covers
Commercial | Com ¦ ENERGY STAR Fryer (84% eff) | 2028 | SC D | GWh | Before Competition Groups | 7.1759 | 0 | 0 | 5958.8891 | 0.0012042 | 42 | Commercial_2028_SC D_GWh_Before Competition Groups_42 | ENERGY STAR Fryer (84% eff) | 0.1204% | 0 | 7.1759 | Commercial_2028_SC D_GWh_Before Competition Groups_ENERGY STAR Fryer (84% eff)
Commercial | Com ¦ Energy Efficient Laboratory Fume Hood | 2028 | SC D | GWh | Before Competition Groups | 7.1364 | 0 | 0 | 5958.8891 | 0.0011976 | 43 | Commercial_2028_SC D_GWh_Before Competition Groups_43 | Energy Efficient Laboratory Fume Hood | 0.1198% | 0 | 7.1364 | Commercial_2028_SC D_GWh_Before Competition Groups_Energy Efficient Laboratory Fume Hood
Commercial | Com ¦ Duct Insulation, R8 | 2028 | SC D | GWh | Before Competition Groups | 7.0196 | 0 | 0 | 5958.8891 | 0.001178 | 44 | Commercial_2028_SC D_GWh_Before Competition Groups_44 | Duct Insulation, R8 | 0.1178% | 0 | 7.0196 | Commercial_2028_SC D_GWh_Before Competition Groups_Duct Insulation, R8
Commercial | Com ¦ Water Source Heat Pump (4 ton) | 2028 | SC D | GWh | Before Competition Groups | 6.3595 | 0 | 0 | 5958.8891 | 0.0010672 | 45 | Commercial_2028_SC D_GWh_Before Competition Groups_45 | Water Source Heat Pump (4 ton) | 0.1067% | 0 | 6.3595 | Commercial_2028_SC D_GWh_Before Competition Groups_Water Source Heat Pump (4 ton)
Commercial | Com ¦ Water Heating (DHW) Pipe Insulation (Add 3/4\ Foam)" | 2028 | SC D | GWh | Before Competition Groups | 6.3589 | 0 | 0 | 5958.8891 | 0.0010671 | 46 | Commercial_2028_SC D_GWh_Before Competition Groups_46 | Water Heating (DHW) Pipe Insulation (Add 3/4\ Foam)" | 0.1067% | 0 | 6.3589 | Commercial_2028_SC D_GWh_Before Competition Groups_Water Heating (DHW) Pipe Insulation (Add 3/4\ Foam)"
Commercial | Com ¦ Suction Pipe Insulation Freezer/Refrigerator | 2028 | SC D | GWh | Before Competition Groups | 3.8983 | 0 | 0 | 5958.8891 | 0.00065421 | 47 | Commercial_2028_SC D_GWh_Before Competition Groups_47 | Suction Pipe Insulation Freezer/Refrigerator | 0.06542% | 0 | 3.8983 | Commercial_2028_SC D_GWh_Before Competition Groups_Suction Pipe Insulation Freezer/Refrigerator
Commercial | Com ¦ ENERGY STAR Steam Cookers | 2028 | SC D | GWh | Before Competition Groups | 3.4337 | 0 | 0 | 5958.8891 | 0.00057623 | 48 | Commercial_2028_SC D_GWh_Before Competition Groups_48 | ENERGY STAR Steam Cookers | 0.05762% | 0 | 3.4337 | Commercial_2028_SC D_GWh_Before Competition Groups_ENERGY STAR Steam Cookers
Commercial | Com ¦ ENERGY STAR Dishwasher | 2028 | SC D | GWh | Before Competition Groups | 3.3375 | 0 | 0 | 5958.8891 | 0.00056009 | 49 | Commercial_2028_SC D_GWh_Before Competition Groups_49 | ENERGY STAR Dishwasher | 0.05601% | 0 | 3.3375 | Commercial_2028_SC D_GWh_Before Competition Groups_ENERGY STAR Dishwasher
Commercial | Com ¦ Thermostat Setback | 2028 | SC D | GWh | Before Competition Groups | 2.0292 | 0 | 0 | 5958.8891 | 0.00034054 | 50 | Commercial_2028_SC D_GWh_Before Competition Groups_50 | Thermostat Setback | 0.03405% | 0 | 2.0292 | Commercial_2028_SC D_GWh_Before Competition Groups_Thermostat Setback
Commercial | Com ¦ Ozone Laundry Treatment | 2028 | SC D | GWh | Before Competition Groups | 1.4742 | 0 | 0 | 5958.8891 | 0.0002474 | 51 | Commercial_2028_SC D_GWh_Before Competition Groups_51 | Ozone Laundry Treatment | 0.02474% | 0 | 1.4742 | Commercial_2028_SC D_GWh_Before Competition Groups_Ozone Laundry Treatment
Commercial | Com ¦ Condensing Make Up Air Unit | 2028 | SC D | GWh | Before Competition Groups | 1.4064 | 0 | 0 | 5958.8891 | 0.00023602 | 52 | Commercial_2028_SC D_GWh_Before Competition Groups_52 | Condensing Make Up Air Unit | 0.0236% | 0 | 1.4064 | Commercial_2028_SC D_GWh_Before Competition Groups_Condensing Make Up Air Unit
Commercial | Com ¦ ECM MOTORS FOR HVAC APPLICATION (FAN-POWERED VAV BOX) | 2028 | SC D | GWh | Before Competition Groups | 0.97488 | 0 | 0 | 5958.8891 | 0.0001636 | 53 | Commercial_2028_SC D_GWh_Before Competition Groups_53 | ECM MOTORS FOR HVAC APPLICATION (FAN-POWERED VAV BOX) | 0.01636% | 0 | 0.97488 | Commercial_2028_SC D_GWh_Before Competition Groups_ECM MOTORS FOR HVAC APPLICATION (FAN-POWERED VAV BOX)
Commercial | Com ¦ CEE Tier 2/Energy Star Clothes Washers | 2028 | SC D | GWh | Before Competition Groups | 0.70324 | 0 | 0 | 5958.8891 | 0.00011802 | 54 | Commercial_2028_SC D_GWh_Before Competition Groups_54 | CEE Tier 2/Energy Star Clothes Washers | 0.0118% | 0 | 0.70324 | Commercial_2028_SC D_GWh_Before Competition Groups_CEE Tier 2/Energy Star Clothes Washers
Commercial | Com ¦ Demand controlled Circulating Systems | 2028 | SC D | GWh | Before Competition Groups | 0.43589 | 0 | 0 | 5958.8891 | 7.315e-05 | 55 | Commercial_2028_SC D_GWh_Before Competition Groups_55 | Demand controlled Circulating Systems | 0.007315% | 0 | 0.43589 | Commercial_2028_SC D_GWh_Before Competition Groups_Demand controlled Circulating Systems
Commercial | Com ¦ Notched V belts for HVAC Systems | 2028 | SC D | GWh | Before Competition Groups | 0.43226 | 0 | 0 | 5958.8891 | 7.2541e-05 | 56 | Commercial_2028_SC D_GWh_Before Competition Groups_56 | Notched V belts for HVAC Systems | 0.007254% | 0 | 0.43226 | Commercial_2028_SC D_GWh_Before Competition Groups_Notched V belts for HVAC Systems
Commercial | Com ¦ Auto Off Time Switch or Time Clock control | 2028 | SC D | GWh | Before Competition Groups | 0.41203 | 0 | 0 | 5958.8891 | 6.9145e-05 | 57 | Commercial_2028_SC D_GWh_Before Competition Groups_57 | Auto Off Time Switch or Time Clock control | 0.006914% | 0 | 0.41203 | Commercial_2028_SC D_GWh_Before Competition Groups_Auto Off Time Switch or Time Clock control
Commercial | Com ¦ Low Flow Pre-Rinse Spray Nozzle | 2028 | SC D | GWh | Before Competition Groups | 0.38295 | 0 | 0 | 5958.8891 | 6.4265e-05 | 58 | Commercial_2028_SC D_GWh_Before Competition Groups_58 | Low Flow Pre-Rinse Spray Nozzle | 0.006426% | 0 | 0.38295 | Commercial_2028_SC D_GWh_Before Competition Groups_Low Flow Pre-Rinse Spray Nozzle
Commercial | COM ¦ Ductless Mini-Split Heat Pumps | 2028 | SC D | GWh | Before Competition Groups | 0.37976 | 0 | 0 | 5958.8891 | 6.3731e-05 | 59 | Commercial_2028_SC D_GWh_Before Competition Groups_59 | Ductless Mini-Split Heat Pumps | 0.006373% | 0 | 0.37976 | Commercial_2028_SC D_GWh_Before Competition Groups_Ductless Mini-Split Heat Pumps
Commercial | Com ¦ Solar Water Preheat (Pools/DHW) | 2028 | SC D | GWh | Before Competition Groups | 0.37929 | 0 | 0 | 5958.8891 | 6.3651e-05 | 60 | Commercial_2028_SC D_GWh_Before Competition Groups_60 | Solar Water Preheat (Pools/DHW) | 0.006365% | 0 | 0.37929 | Commercial_2028_SC D_GWh_Before Competition Groups_Solar Water Preheat (Pools/DHW)
Commercial | Com ¦ PTAC (12 EER/10,000 BTU) | 2028 | SC D | GWh | Before Competition Groups | 0.26723 | 0 | 0 | 5958.8891 | 4.4845e-05 | 61 | Commercial_2028_SC D_GWh_Before Competition Groups_61 | PTAC (12 EER/10,000 BTU) | 0.004484% | 0 | 0.26723 | Commercial_2028_SC D_GWh_Before Competition Groups_PTAC (12 EER/10,000 BTU)
Commercial | Com ¦ HVAC Optimization | 2028 | SC D | GWh | Before Competition Groups | 0.2522 | 0 | 0 | 5958.8891 | 4.2323e-05 | 62 | Commercial_2028_SC D_GWh_Before Competition Groups_62 | HVAC Optimization | 0.004232% | 0 | 0.2522 | Commercial_2028_SC D_GWh_Before Competition Groups_HVAC Optimization
Commercial | Com ¦ Commercial Hot Food Holding Cabinets | 2028 | SC D | GWh | Before Competition Groups | 0.16885 | 0 | 0 | 5958.8891 | 2.8335e-05 | 63 | Commercial_2028_SC D_GWh_Before Competition Groups_63 | Commercial Hot Food Holding Cabinets | 0.002834% | 0 | 0.16885 | Commercial_2028_SC D_GWh_Before Competition Groups_Commercial Hot Food Holding Cabinets
Commercial | Com ¦ Air Curtains | 2028 | SC D | GWh | Before Competition Groups | 0.096629 | 0 | 0 | 5958.8891 | 1.6216e-05 | 64 | Commercial_2028_SC D_GWh_Before Competition Groups_64 | Air Curtains | 0.001622% | 0 | 0.096629 | Commercial_2028_SC D_GWh_Before Competition Groups_Air Curtains
Commercial | Com ¦ Wall Insulation | 2028 | SC D | GWh | Before Competition Groups | 0.057587 | 0 | 0 | 5958.8891 | 9.6641e-06 | 65 | Commercial_2028_SC D_GWh_Before Competition Groups_65 | Wall Insulation | 0.0009664% | 0 | 0.057587 | Commercial_2028_SC D_GWh_Before Competition Groups_Wall Insulation
Commercial | Com ¦ LED RECESSED DOWNLIGHTS | 2028 | SC D | GWh | Before Competition Groups | 0.05042 | 0 | 0 | 5958.8891 | 8.4613e-06 | 66 | Commercial_2028_SC D_GWh_Before Competition Groups_66 | LED RECESSED DOWNLIGHTS | 0.0008461% | 0 | 0.05042 | Commercial_2028_SC D_GWh_Before Competition Groups_LED RECESSED DOWNLIGHTS
Commercial | Com ¦ High Efficiency Small Instantaneous Water Heater | 2028 | SC D | GWh | Before Competition Groups | 0.039663 | 0 | 0 | 5958.8891 | 6.6561e-06 | 67 | Commercial_2028_SC D_GWh_Before Competition Groups_67 | High Efficiency Small Instantaneous Water Heater | 0.0006656% | 0 | 0.039663 | Commercial_2028_SC D_GWh_Before Competition Groups_High Efficiency Small Instantaneous Water Heater
Commercial | Com ¦ Energy Recovery Ventilation and Ventilation (Enhanced) | 2028 | SC D | GWh | Before Competition Groups | 0.032059 | 0 | 0 | 5958.8891 | 5.3801e-06 | 68 | Commercial_2028_SC D_GWh_Before Competition Groups_68 | Energy Recovery Ventilation and Ventilation (Enhanced) | 0.000538% | 0 | 0.032059 | Commercial_2028_SC D_GWh_Before Competition Groups_Energy Recovery Ventilation and Ventilation (Enhanced)
Commercial | Com ¦ VSD Air Compressor | 2028 | SC D | GWh | Before Competition Groups | 0.020654 | 0 | 0 | 5958.8891 | 3.4661e-06 | 69 | Commercial_2028_SC D_GWh_Before Competition Groups_69 | VSD Air Compressor | 0.0003466% | 0 | 0.020654 | Commercial_2028_SC D_GWh_Before Competition Groups_VSD Air Compressor
Commercial | Com ¦ Room AC (w/ louvered sides) 14 SEER from 12 SEER code | 2028 | SC D | GWh | Before Competition Groups | 0.017394 | 0 | 0 | 5958.8891 | 2.919e-06 | 70 | Commercial_2028_SC D_GWh_Before Competition Groups_70 | Room AC (w/ louvered sides) 14 SEER from 12 SEER code | 0.0002919% | 0 | 0.017394 | Commercial_2028_SC D_GWh_Before Competition Groups_Room AC (w/ louvered sides) 14 SEER from 12 SEER code
Commercial | Com ¦ High Efficiency Chiller (avg of water and air cooled) | 2028 | SC D | GWh | Before Competition Groups | 0.016111 | 0 | 0 | 5958.8891 | 2.7037e-06 | 71 | Commercial_2028_SC D_GWh_Before Competition Groups_71 | High Efficiency Chiller (avg of water and air cooled) | 0.0002704% | 0 | 0.016111 | Commercial_2028_SC D_GWh_Before Competition Groups_High Efficiency Chiller (avg of water and air cooled)
Commercial | Com ¦ EC Plug Fan for Data Center (under cabinet) | 2028 | SC D | GWh | Before Competition Groups | 0.012776 | 0 | 0 | 5958.8891 | 2.144e-06 | 72 | Commercial_2028_SC D_GWh_Before Competition Groups_72 | EC Plug Fan for Data Center (under cabinet) | 0.0002144% | 0 | 0.012776 | Commercial_2028_SC D_GWh_Before Competition Groups_EC Plug Fan for Data Center (under cabinet)
Commercial | Com ¦ LLLC - High Impact Application | 2028 | SC D | GWh | Before Competition Groups | 0.0059767 | 0 | 0 | 5958.8891 | 1.003e-06 | 73 | Commercial_2028_SC D_GWh_Before Competition Groups_73 | LLLC - High Impact Application | 0.0001003% | 0 | 0.0059767 | Commercial_2028_SC D_GWh_Before Competition Groups_LLLC - High Impact Application
Commercial | Com ¦ Electric Convection Combination Ovens | 2028 | SC D | GWh | Before Competition Groups | 0.0021541 | 0 | 0 | 5958.8891 | 3.615e-07 | 74 | Commercial_2028_SC D_GWh_Before Competition Groups_74 | Electric Convection Combination Ovens | 3.615e-05% | 0 | 0.0021541 | Commercial_2028_SC D_GWh_Before Competition Groups_Electric Convection Combination Ovens
Commercial | Com ¦ LLLC - Low Impact Application | 2028 | SC D | GWh | Before Competition Groups | 0.00050185 | 0 | 0 | 5958.8891 | 8.4219e-08 | 75 | Commercial_2028_SC D_GWh_Before Competition Groups_75 | LLLC - Low Impact Application | 8.422e-06% | 0 | 0.00050185 | Commercial_2028_SC D_GWh_Before Competition Groups_LLLC - Low Impact Application
Commercial | Com ¦ Networked/Connected - Low Impact Application | 2028 | SC D | GWh | Before Competition Groups | 1.5753e-07 | 0 | 0 | 5958.8891 | 2.6436e-11 | 76 | Commercial_2028_SC D_GWh_Before Competition Groups_76 | Networked/Connected - Low Impact Application | 2.644e-09% | 0 | 1.5753e-07 | Commercial_2028_SC D_GWh_Before Competition Groups_Networked/Connected - Low Impact Application
Commercial | Com ¦ Networked/Connected - High Impact Application | 2028 | SC D | GWh | Before Competition Groups | 2.3179e-08 | 0 | 0 | 5958.8891 | 3.8899e-12 | 77 | Commercial_2028_SC D_GWh_Before Competition Groups_77 | Networked/Connected - High Impact Application | 3.89e-10% | 0 | 2.3179e-08 | Commercial_2028_SC D_GWh_Before Competition Groups_Networked/Connected - High Impact Application
Commercial | Com ¦ Efficient compressor motor | 2028 | SC D | GWh | Before Competition Groups | 0 | 0 | 0 | 5958.8891 | 0 | 78 | Commercial_2028_SC D_GWh_Before Competition Groups_78 | Efficient compressor motor | 0% | 0 | 0 | Commercial_2028_SC D_GWh_Before Competition Groups_Efficient compressor motor
Commercial | Com ¦ Indoor Daylight Sensors/Photocell Dimming Control | 2028 | SC D | GWh | Before Competition Groups | 0 | 0 | 0 | 5958.8891 | 0 | 79 | Commercial_2028_SC D_GWh_Before Competition Groups_79 | Indoor Daylight Sensors/Photocell Dimming Control | 0% | 0 | 0 | Commercial_2028_SC D_GWh_Before Competition Groups_Indoor Daylight Sensors/Photocell Dimming Control
Commercial | Com ¦ Variable Refrigerant Flow Heat Pump | 2028 | SC D | GWh | Before Competition Groups | 0 | 0 | 0 | 5958.8891 | 0 | 80 | Commercial_2028_SC D_GWh_Before Competition Groups_80 | Variable Refrigerant Flow Heat Pump | 0% | 0 | 0 | Commercial_2028_SC D_GWh_Before Competition Groups_Variable Refrigerant Flow Heat Pump
Commercial | Com ¦ Building Recommissioning, Operations and Maintenance (O&M) Improvements | 2028 | Technical | GWh | Before Competition Groups | 2122.138 | 0 | 0 | 20418.2562 | 0.10393 | 1 | Commercial_2028_Technical_GWh_Before Competition Groups_1 | Building Recommissioning, Operations and Maintenance (O&M) Improvements | 10.39% | 0 | 2122.138 | Commercial_2028_Technical_GWh_Before Competition Groups_Building Recommissioning, Operations and Maintenance (O&M) Improvements
Commercial | Com ¦ Central Lighting Control System | 2028 | Technical | GWh | Before Competition Groups | 1328.0427 | 0 | 0 | 20418.2562 | 0.065042 | 2 | Commercial_2028_Technical_GWh_Before Competition Groups_2 | Central Lighting Control System | 6.504% | 0 | 1328.0427 | Commercial_2028_Technical_GWh_Before Competition Groups_Central Lighting Control System
Commercial | Com ¦ LED Low/High Bay | 2028 | Technical | GWh | Before Competition Groups | 1301.0427 | 0 | 0 | 20418.2562 | 0.06372 | 3 | Commercial_2028_Technical_GWh_Before Competition Groups_3 | LED Low/High Bay | 6.372% | 0 | 1301.0427 | Commercial_2028_Technical_GWh_Before Competition Groups_LED Low/High Bay
Commercial | Com ¦ LED Troffer/Surface/Suspended | 2028 | Technical | GWh | Before Competition Groups | 1059.8535 | 0 | 0 | 20418.2562 | 0.051907 | 4 | Commercial_2028_Technical_GWh_Before Competition Groups_4 | LED Troffer/Surface/Suspended | 5.191% | 0 | 1059.8535 | Commercial_2028_Technical_GWh_Before Competition Groups_LED Troffer/Surface/Suspended
Commercial | Com ¦ ENERGY STAR LED LAMPS (REFLECTOR LAMPs/MR16/PAR 16) | 2028 | Technical | GWh | Before Competition Groups | 1025.5387 | 0 | 0 | 20418.2562 | 0.050227 | 5 | Commercial_2028_Technical_GWh_Before Competition Groups_5 | ENERGY STAR LED LAMPS (REFLECTOR LAMPs/MR16/PAR 16) | 5.023% | 0 | 1025.5387 | Commercial_2028_Technical_GWh_Before Competition Groups_ENERGY STAR LED LAMPS (REFLECTOR LAMPs/MR16/PAR 16)
Commercial | Com ¦ LLLC - High Impact Application | 2028 | Technical | GWh | Before Competition Groups | 907.3956 | 0 | 0 | 20418.2562 | 0.04444 | 6 | Commercial_2028_Technical_GWh_Before Competition Groups_6 | LLLC - High Impact Application | 4.444% | 0 | 907.3956 | Commercial_2028_Technical_GWh_Before Competition Groups_LLLC - High Impact Application
Commercial | Com ¦ LLLC - Low Impact Application | 2028 | Technical | GWh | Before Competition Groups | 899.0034 | 0 | 0 | 20418.2562 | 0.044029 | 7 | Commercial_2028_Technical_GWh_Before Competition Groups_7 | LLLC - Low Impact Application | 4.403% | 0 | 899.0034 | Commercial_2028_Technical_GWh_Before Competition Groups_LLLC - Low Impact Application
Commercial | Com ¦ Networked/Connected - High Impact Application | 2028 | Technical | GWh | Before Competition Groups | 820.483 | 0 | 0 | 20418.2562 | 0.040184 | 8 | Commercial_2028_Technical_GWh_Before Competition Groups_8 | Networked/Connected - High Impact Application | 4.018% | 0 | 820.483 | Commercial_2028_Technical_GWh_Before Competition Groups_Networked/Connected - High Impact Application
Commercial | Com ¦ Education and Capacity Building/Energy Behavior | 2028 | Technical | GWh | Before Competition Groups | 798.1812 | 0 | 0 | 20418.2562 | 0.039092 | 9 | Commercial_2028_Technical_GWh_Before Competition Groups_9 | Education and Capacity Building/Energy Behavior | 3.909% | 0 | 798.1812 | Commercial_2028_Technical_GWh_Before Competition Groups_Education and Capacity Building/Energy Behavior
Commercial | Com ¦ Networked/Connected - Low Impact Application | 2028 | Technical | GWh | Before Competition Groups | 771.6338 | 0 | 0 | 20418.2562 | 0.037791 | 10 | Commercial_2028_Technical_GWh_Before Competition Groups_10 | Networked/Connected - Low Impact Application | 3.779% | 0 | 771.6338 | Commercial_2028_Technical_GWh_Before Competition Groups_Networked/Connected - Low Impact Application
Commercial | Com ¦ LED EXTERIOR AREA LIGHTS - LED fixture (200W) | 2028 | Technical | GWh | Before Competition Groups | 616.5308 | 0 | 0 | 20418.2562 | 0.030195 | 11 | Commercial_2028_Technical_GWh_Before Competition Groups_11 | LED EXTERIOR AREA LIGHTS - LED fixture (200W) | 3.02% | 0 | 616.5308 | Commercial_2028_Technical_GWh_Before Competition Groups_LED EXTERIOR AREA LIGHTS - LED fixture (200W)
Commercial | Com ¦ LED parking lot fixture | 2028 | Technical | GWh | Before Competition Groups | 591.4865 | 0 | 0 | 20418.2562 | 0.028969 | 12 | Commercial_2028_Technical_GWh_Before Competition Groups_12 | LED parking lot fixture | 2.897% | 0 | 591.4865 | Commercial_2028_Technical_GWh_Before Competition Groups_LED parking lot fixture
Commercial | Com ¦ Furnace Tune-Up | 2028 | Technical | GWh | Before Competition Groups | 582.7256 | 0 | 0 | 20418.2562 | 0.028539 | 13 | Commercial_2028_Technical_GWh_Before Competition Groups_13 | Furnace Tune-Up | 2.854% | 0 | 582.7256 | Commercial_2028_Technical_GWh_Before Competition Groups_Furnace Tune-Up
Commercial | Com ¦ LED Replacement Lamp (Tube) | 2028 | Technical | GWh | Before Competition Groups | 509.7529 | 0 | 0 | 20418.2562 | 0.024966 | 14 | Commercial_2028_Technical_GWh_Before Competition Groups_14 | LED Replacement Lamp (Tube) | 2.497% | 0 | 509.7529 | Commercial_2028_Technical_GWh_Before Competition Groups_LED Replacement Lamp (Tube)
Commercial | Com ¦ Smart Strip Plug Outlets | 2028 | Technical | GWh | Before Competition Groups | 484.7674 | 0 | 0 | 20418.2562 | 0.023742 | 15 | Commercial_2028_Technical_GWh_Before Competition Groups_15 | Smart Strip Plug Outlets | 2.374% | 0 | 484.7674 | Commercial_2028_Technical_GWh_Before Competition Groups_Smart Strip Plug Outlets
Commercial | Com ¦ High Efficiency Air Source Heat Pump | 2028 | Technical | GWh | Before Competition Groups | 474.6549 | 0 | 0 | 20418.2562 | 0.023247 | 16 | Commercial_2028_Technical_GWh_Before Competition Groups_16 | High Efficiency Air Source Heat Pump | 2.325% | 0 | 474.6549 | Commercial_2028_Technical_GWh_Before Competition Groups_High Efficiency Air Source Heat Pump
Commercial | Com ¦ Variable Refrigerant Flow Heat Pump | 2028 | Technical | GWh | Before Competition Groups | 441.0765 | 0 | 0 | 20418.2562 | 0.021602 | 17 | Commercial_2028_Technical_GWh_Before Competition Groups_17 | Variable Refrigerant Flow Heat Pump | 2.16% | 0 | 441.0765 | Commercial_2028_Technical_GWh_Before Competition Groups_Variable Refrigerant Flow Heat Pump
Commercial | Com ¦ LED street light fixture | 2028 | Technical | GWh | Before Competition Groups | 366.8378 | 0 | 0 | 20418.2562 | 0.017966 | 18 | Commercial_2028_Technical_GWh_Before Competition Groups_18 | LED street light fixture | 1.797% | 0 | 366.8378 | Commercial_2028_Technical_GWh_Before Competition Groups_LED street light fixture
Commercial | Com ¦ Refrigerated Display Case Doors | 2028 | Technical | GWh | Before Competition Groups | 329.0435 | 0 | 0 | 20418.2562 | 0.016115 | 19 | Commercial_2028_Technical_GWh_Before Competition Groups_19 | Refrigerated Display Case Doors | 1.612% | 0 | 329.0435 | Commercial_2028_Technical_GWh_Before Competition Groups_Refrigerated Display Case Doors
Commercial | Com ¦ Advanced BAS/Controllers | 2028 | Technical | GWh | Before Competition Groups | 324.2318 | 0 | 0 | 20418.2562 | 0.01588 | 20 | Commercial_2028_Technical_GWh_Before Competition Groups_20 | Advanced BAS/Controllers | 1.588% | 0 | 324.2318 | Commercial_2028_Technical_GWh_Before Competition Groups_Advanced BAS/Controllers
Commercial | Com ¦ Data Center Storage/Server Virtualization | 2028 | Technical | GWh | Before Competition Groups | 294.4838 | 0 | 0 | 20418.2562 | 0.014423 | 21 | Commercial_2028_Technical_GWh_Before Competition Groups_21 | Data Center Storage/Server Virtualization | 1.442% | 0 | 294.4838 | Commercial_2028_Technical_GWh_Before Competition Groups_Data Center Storage/Server Virtualization
Commercial | Com ¦ Demand Control Ventilation | 2028 | Technical | GWh | Before Competition Groups | 286.2759 | 0 | 0 | 20418.2562 | 0.014021 | 22 | Commercial_2028_Technical_GWh_Before Competition Groups_22 | Demand Control Ventilation | 1.402% | 0 | 286.2759 | Commercial_2028_Technical_GWh_Before Competition Groups_Demand Control Ventilation
Commercial | Com ¦ Strip Curtains | 2028 | Technical | GWh | Before Competition Groups | 240.0837 | 0 | 0 | 20418.2562 | 0.011758 | 23 | Commercial_2028_Technical_GWh_Before Competition Groups_23 | Strip Curtains | 1.176% | 0 | 240.0837 | Commercial_2028_Technical_GWh_Before Competition Groups_Strip Curtains
Commercial | Com ¦ Reach-in Shaded Pole to ECM/PSC Evaporator Fan Motor | 2028 | Technical | GWh | Before Competition Groups | 238.3622 | 0 | 0 | 20418.2562 | 0.011674 | 24 | Commercial_2028_Technical_GWh_Before Competition Groups_24 | Reach-in Shaded Pole to ECM/PSC Evaporator Fan Motor | 1.167% | 0 | 238.3622 | Commercial_2028_Technical_GWh_Before Competition Groups_Reach-in Shaded Pole to ECM/PSC Evaporator Fan Motor
Commercial | Com ¦ Door Gasket Freezer/Refrigerator | 2028 | Technical | GWh | Before Competition Groups | 194.3411 | 0 | 0 | 20418.2562 | 0.009518 | 25 | Commercial_2028_Technical_GWh_Before Competition Groups_25 | Door Gasket Freezer/Refrigerator | 0.9518% | 0 | 194.3411 | Commercial_2028_Technical_GWh_Before Competition Groups_Door Gasket Freezer/Refrigerator
Commercial | Com ¦ Centrally controlled desktop PC/NETWORK PC POWER MANAGEMENT SOFTWARE | 2028 | Technical | GWh | Before Competition Groups | 194.1339 | 0 | 0 | 20418.2562 | 0.0095079 | 26 | Commercial_2028_Technical_GWh_Before Competition Groups_26 | Centrally controlled desktop PC/NETWORK PC POWER MANAGEMENT SOFTWARE | 0.9508% | 0 | 194.1339 | Commercial_2028_Technical_GWh_Before Competition Groups_Centrally controlled desktop PC/NETWORK PC POWER MANAGEMENT SOFTWARE
Commercial | Com ¦ Variable Frequency Drive (VFD) | 2028 | Technical | GWh | Before Competition Groups | 193.1528 | 0 | 0 | 20418.2562 | 0.0094598 | 27 | Commercial_2028_Technical_GWh_Before Competition Groups_27 | Variable Frequency Drive (VFD) | 0.946% | 0 | 193.1528 | Commercial_2028_Technical_GWh_Before Competition Groups_Variable Frequency Drive (VFD)
Commercial | Com ¦ VFD on Pumps | 2028 | Technical | GWh | Before Competition Groups | 180.768 | 0 | 0 | 20418.2562 | 0.0088533 | 28 | Commercial_2028_Technical_GWh_Before Competition Groups_28 | VFD on Pumps | 0.8853% | 0 | 180.768 | Commercial_2028_Technical_GWh_Before Competition Groups_VFD on Pumps
Commercial | Com ¦ LED or Equivalent Sign Lighting | 2028 | Technical | GWh | Before Competition Groups | 164.7043 | 0 | 0 | 20418.2562 | 0.0080665 | 29 | Commercial_2028_Technical_GWh_Before Competition Groups_29 | LED or Equivalent Sign Lighting | 0.8067% | 0 | 164.7043 | Commercial_2028_Technical_GWh_Before Competition Groups_LED or Equivalent Sign Lighting
Commercial | Com ¦ Refrigeration Optimization | 2028 | Technical | GWh | Before Competition Groups | 157.3661 | 0 | 0 | 20418.2562 | 0.0077071 | 30 | Commercial_2028_Technical_GWh_Before Competition Groups_30 | Refrigeration Optimization | 0.7707% | 0 | 157.3661 | Commercial_2028_Technical_GWh_Before Competition Groups_Refrigeration Optimization
Commercial | Com ¦ Air Handler with Dedicated Outdoor Air Systems | 2028 | Technical | GWh | Before Competition Groups | 147.4214 | 0 | 0 | 20418.2562 | 0.0072201 | 31 | Commercial_2028_Technical_GWh_Before Competition Groups_31 | Air Handler with Dedicated Outdoor Air Systems | 0.722% | 0 | 147.4214 | Commercial_2028_Technical_GWh_Before Competition Groups_Air Handler with Dedicated Outdoor Air Systems
Commercial | Com ¦ Unitary Air-Conditioning Unit | 2028 | Technical | GWh | Before Competition Groups | 142.0659 | 0 | 0 | 20418.2562 | 0.0069578 | 32 | Commercial_2028_Technical_GWh_Before Competition Groups_32 | Unitary Air-Conditioning Unit | 0.6958% | 0 | 142.0659 | Commercial_2028_Technical_GWh_Before Competition Groups_Unitary Air-Conditioning Unit
Commercial | Com ¦ Adaptive Thermostats | 2028 | Technical | GWh | Before Competition Groups | 141.8736 | 0 | 0 | 20418.2562 | 0.0069484 | 33 | Commercial_2028_Technical_GWh_Before Competition Groups_33 | Adaptive Thermostats | 0.6948% | 0 | 141.8736 | Commercial_2028_Technical_GWh_Before Competition Groups_Adaptive Thermostats
Commercial | Com ¦ ENERGY STAR LED LAMPS (General Service Lamps) | 2028 | Technical | GWh | Before Competition Groups | 118.9824 | 0 | 0 | 20418.2562 | 0.0058273 | 34 | Commercial_2028_Technical_GWh_Before Competition Groups_34 | ENERGY STAR LED LAMPS (General Service Lamps) | 0.5827% | 0 | 118.9824 | Commercial_2028_Technical_GWh_Before Competition Groups_ENERGY STAR LED LAMPS (General Service Lamps)
Commercial | Com ¦ ENERGY STAR FREEZER | 2028 | Technical | GWh | Before Competition Groups | 115.2578 | 0 | 0 | 20418.2562 | 0.0056448 | 35 | Commercial_2028_Technical_GWh_Before Competition Groups_35 | ENERGY STAR FREEZER | 0.5645% | 0 | 115.2578 | Commercial_2028_Technical_GWh_Before Competition Groups_ENERGY STAR FREEZER
Commercial | Com ¦ Refrigerated Display Case LED | 2028 | Technical | GWh | Before Competition Groups | 107.9626 | 0 | 0 | 20418.2562 | 0.0052876 | 36 | Commercial_2028_Technical_GWh_Before Competition Groups_36 | Refrigerated Display Case LED | 0.5288% | 0 | 107.9626 | Commercial_2028_Technical_GWh_Before Competition Groups_Refrigerated Display Case LED
Commercial | Com ¦ Demand Control Kitchen Ventilation | 2028 | Technical | GWh | Before Competition Groups | 99.125 | 0 | 0 | 20418.2562 | 0.0048547 | 37 | Commercial_2028_Technical_GWh_Before Competition Groups_37 | Demand Control Kitchen Ventilation | 0.4855% | 0 | 99.125 | Commercial_2028_Technical_GWh_Before Competition Groups_Demand Control Kitchen Ventilation
Commercial | Com ¦ Indoor Daylight Sensors/Photocell Dimming Control | 2028 | Technical | GWh | Before Competition Groups | 96.8213 | 0 | 0 | 20418.2562 | 0.0047419 | 38 | Commercial_2028_Technical_GWh_Before Competition Groups_38 | Indoor Daylight Sensors/Photocell Dimming Control | 0.4742% | 0 | 96.8213 | Commercial_2028_Technical_GWh_Before Competition Groups_Indoor Daylight Sensors/Photocell Dimming Control
Commercial | Com ¦ ENERGY STAR ICE MACHINES - Ice Making Head | 2028 | Technical | GWh | Before Competition Groups | 93.5185 | 0 | 0 | 20418.2562 | 0.0045801 | 39 | Commercial_2028_Technical_GWh_Before Competition Groups_39 | ENERGY STAR ICE MACHINES - Ice Making Head | 0.458% | 0 | 93.5185 | Commercial_2028_Technical_GWh_Before Competition Groups_ENERGY STAR ICE MACHINES - Ice Making Head
Commercial | Com ¦ ECM MOTORS FOR EVAPORATOR FANS for refrigeration (WALK-IN) | 2028 | Technical | GWh | Before Competition Groups | 91.5004 | 0 | 0 | 20418.2562 | 0.0044813 | 40 | Commercial_2028_Technical_GWh_Before Competition Groups_40 | ECM MOTORS FOR EVAPORATOR FANS for refrigeration (WALK-IN) | 0.4481% | 0 | 91.5004 | Commercial_2028_Technical_GWh_Before Competition Groups_ECM MOTORS FOR EVAPORATOR FANS for refrigeration (WALK-IN)
Commercial | Com ¦ Condensing Make Up Air Unit | 2028 | Technical | GWh | Before Competition Groups | 90.9396 | 0 | 0 | 20418.2562 | 0.0044538 | 41 | Commercial_2028_Technical_GWh_Before Competition Groups_41 | Condensing Make Up Air Unit | 0.4454% | 0 | 90.9396 | Commercial_2028_Technical_GWh_Before Competition Groups_Condensing Make Up Air Unit
Commercial | Com ¦ Condensing Unit Heaters or other Efficient Unit Heating System | 2028 | Technical | GWh | Before Competition Groups | 87.6918 | 0 | 0 | 20418.2562 | 0.0042948 | 42 | Commercial_2028_Technical_GWh_Before Competition Groups_42 | Condensing Unit Heaters or other Efficient Unit Heating System | 0.4295% | 0 | 87.6918 | Commercial_2028_Technical_GWh_Before Competition Groups_Condensing Unit Heaters or other Efficient Unit Heating System
Commercial | Com ¦ Adding reflective (White) roof treatment or a green roof | 2028 | Technical | GWh | Before Competition Groups | 84.6244 | 0 | 0 | 20418.2562 | 0.0041445 | 43 | Commercial_2028_Technical_GWh_Before Competition Groups_43 | Adding reflective (White) roof treatment or a green roof | 0.4145% | 0 | 84.6244 | Commercial_2028_Technical_GWh_Before Competition Groups_Adding reflective (White) roof treatment or a green roof
Commercial | Com ¦ Super-High Efficiency Furnaces (Emerging Tech) | 2028 | Technical | GWh | Before Competition Groups | 81.2162 | 0 | 0 | 20418.2562 | 0.0039776 | 44 | Commercial_2028_Technical_GWh_Before Competition Groups_44 | Super-High Efficiency Furnaces (Emerging Tech) | 0.3978% | 0 | 81.2162 | Commercial_2028_Technical_GWh_Before Competition Groups_Super-High Efficiency Furnaces (Emerging Tech)
Commercial | Com ¦ High R-Value Glass Doors/no-heat glass door | 2028 | Technical | GWh | Before Competition Groups | 80.9843 | 0 | 0 | 20418.2562 | 0.0039663 | 45 | Commercial_2028_Technical_GWh_Before Competition Groups_45 | High R-Value Glass Doors/no-heat glass door | 0.3966% | 0 | 80.9843 | Commercial_2028_Technical_GWh_Before Competition Groups_High R-Value Glass Doors/no-heat glass door
Commercial | Com ¦ Freezer Case Light Sensor | 2028 | Technical | GWh | Before Competition Groups | 75.3614 | 0 | 0 | 20418.2562 | 0.0036909 | 46 | Commercial_2028_Technical_GWh_Before Competition Groups_46 | Freezer Case Light Sensor | 0.3691% | 0 | 75.3614 | Commercial_2028_Technical_GWh_Before Competition Groups_Freezer Case Light Sensor
Commercial | Com ¦ Occupancy Sensors | 2028 | Technical | GWh | Before Competition Groups | 73.6602 | 0 | 0 | 20418.2562 | 0.0036076 | 47 | Commercial_2028_Technical_GWh_Before Competition Groups_47 | Occupancy Sensors | 0.3608% | 0 | 73.6602 | Commercial_2028_Technical_GWh_Before Competition Groups_Occupancy Sensors
Commercial | Com ¦ Evaporator Fan Controls | 2028 | Technical | GWh | Before Competition Groups | 73.5117 | 0 | 0 | 20418.2562 | 0.0036003 | 48 | Commercial_2028_Technical_GWh_Before Competition Groups_48 | Evaporator Fan Controls | 0.36% | 0 | 73.5117 | Commercial_2028_Technical_GWh_Before Competition Groups_Evaporator Fan Controls
Commercial | Com ¦ HOTEL OCCUPANCY CONTROLS (HVAC + LIGHTING) | 2028 | Technical | GWh | Before Competition Groups | 66.0867 | 0 | 0 | 20418.2562 | 0.0032366 | 49 | Commercial_2028_Technical_GWh_Before Competition Groups_49 | HOTEL OCCUPANCY CONTROLS (HVAC + LIGHTING) | 0.3237% | 0 | 66.0867 | Commercial_2028_Technical_GWh_Before Competition Groups_HOTEL OCCUPANCY CONTROLS (HVAC + LIGHTING)
Commercial | Com ¦ ENERGY STAR Refrigerator | 2028 | Technical | GWh | Before Competition Groups | 57.0679 | 0 | 0 | 20418.2562 | 0.0027949 | 50 | Commercial_2028_Technical_GWh_Before Competition Groups_50 | ENERGY STAR Refrigerator | 0.2795% | 0 | 57.0679 | Commercial_2028_Technical_GWh_Before Competition Groups_ENERGY STAR Refrigerator
Commercial | Com ¦ Refrigeration Commissioning | 2028 | Technical | GWh | Before Competition Groups | 50.4186 | 0 | 0 | 20418.2562 | 0.0024693 | 51 | Commercial_2028_Technical_GWh_Before Competition Groups_51 | Refrigeration Commissioning | 0.2469% | 0 | 50.4186 | Commercial_2028_Technical_GWh_Before Competition Groups_Refrigeration Commissioning
Commercial | Com ¦ Ground Source Heat Pump | 2028 | Technical | GWh | Before Competition Groups | 48.0507 | 0 | 0 | 20418.2562 | 0.0023533 | 52 | Commercial_2028_Technical_GWh_Before Competition Groups_52 | Ground Source Heat Pump | 0.2353% | 0 | 48.0507 | Commercial_2028_Technical_GWh_Before Competition Groups_Ground Source Heat Pump
Commercial | Com ¦ Elec Storage WH 2.30 Et | 2028 | Technical | GWh | Before Competition Groups | 42.7122 | 0 | 0 | 20418.2562 | 0.0020919 | 53 | Commercial_2028_Technical_GWh_Before Competition Groups_53 | Elec Storage WH 2.30 Et | 0.2092% | 0 | 42.7122 | Commercial_2028_Technical_GWh_Before Competition Groups_Elec Storage WH 2.30 Et
Commercial | Com ¦ BEVERAGE VENDING MACHINE CONTROLS | 2028 | Technical | GWh | Before Competition Groups | 39.6241 | 0 | 0 | 20418.2562 | 0.0019406 | 54 | Commercial_2028_Technical_GWh_Before Competition Groups_54 | BEVERAGE VENDING MACHINE CONTROLS | 0.1941% | 0 | 39.6241 | Commercial_2028_Technical_GWh_Before Competition Groups_BEVERAGE VENDING MACHINE CONTROLS
Commercial | Com ¦ Chilled Water Optimization | 2028 | Technical | GWh | Before Competition Groups | 34.4167 | 0 | 0 | 20418.2562 | 0.0016856 | 55 | Commercial_2028_Technical_GWh_Before Competition Groups_55 | Chilled Water Optimization | 0.1686% | 0 | 34.4167 | Commercial_2028_Technical_GWh_Before Competition Groups_Chilled Water Optimization
Commercial | Com ¦ ENERGY STAR Griddle (74% eff) | 2028 | Technical | GWh | Before Competition Groups | 32.9016 | 0 | 0 | 20418.2562 | 0.0016114 | 56 | Commercial_2028_Technical_GWh_Before Competition Groups_56 | ENERGY STAR Griddle (74% eff) | 0.1611% | 0 | 32.9016 | Commercial_2028_Technical_GWh_Before Competition Groups_ENERGY STAR Griddle (74% eff)
Commercial | Com ¦ CO Sensors for parking garage exhaust fans | 2028 | Technical | GWh | Before Competition Groups | 28.7466 | 0 | 0 | 20418.2562 | 0.0014079 | 57 | Commercial_2028_Technical_GWh_Before Competition Groups_57 | CO Sensors for parking garage exhaust fans | 0.1408% | 0 | 28.7466 | Commercial_2028_Technical_GWh_Before Competition Groups_CO Sensors for parking garage exhaust fans
Commercial | Com ¦ Temperature Adjustment in Commercial Freezers | 2028 | Technical | GWh | Before Competition Groups | 28.11 | 0 | 0 | 20418.2562 | 0.0013767 | 58 | Commercial_2028_Technical_GWh_Before Competition Groups_58 | Temperature Adjustment in Commercial Freezers | 0.1377% | 0 | 28.11 | Commercial_2028_Technical_GWh_Before Competition Groups_Temperature Adjustment in Commercial Freezers
Commercial | Com ¦ Water Source Heat Pump (4 ton) | 2028 | Technical | GWh | Before Competition Groups | 25.8112 | 0 | 0 | 20418.2562 | 0.0012641 | 59 | Commercial_2028_Technical_GWh_Before Competition Groups_59 | Water Source Heat Pump (4 ton) | 0.1264% | 0 | 25.8112 | Commercial_2028_Technical_GWh_Before Competition Groups_Water Source Heat Pump (4 ton)
Commercial | Com ¦ Energy Efficient Laboratory Fume Hood | 2028 | Technical | GWh | Before Competition Groups | 25.0362 | 0 | 0 | 20418.2562 | 0.0012262 | 60 | Commercial_2028_Technical_GWh_Before Competition Groups_60 | Energy Efficient Laboratory Fume Hood | 0.1226% | 0 | 25.0362 | Commercial_2028_Technical_GWh_Before Competition Groups_Energy Efficient Laboratory Fume Hood
Commercial | Com ¦ Anti-sweat heat (ASH) controls - Cooler/Freezer | 2028 | Technical | GWh | Before Competition Groups | 24.6893 | 0 | 0 | 20418.2562 | 0.0012092 | 61 | Commercial_2028_Technical_GWh_Before Competition Groups_61 | Anti-sweat heat (ASH) controls - Cooler/Freezer | 0.1209% | 0 | 24.6893 | Commercial_2028_Technical_GWh_Before Competition Groups_Anti-sweat heat (ASH) controls - Cooler/Freezer
Commercial | Com ¦ Vertical Night Covers | 2028 | Technical | GWh | Before Competition Groups | 21.8058 | 0 | 0 | 20418.2562 | 0.001068 | 62 | Commercial_2028_Technical_GWh_Before Competition Groups_62 | Vertical Night Covers | 0.1068% | 0 | 21.8058 | Commercial_2028_Technical_GWh_Before Competition Groups_Vertical Night Covers
Commercial | Com ¦ Duct Insulation, R8 | 2028 | Technical | GWh | Before Competition Groups | 19.413 | 0 | 0 | 20418.2562 | 0.00095077 | 63 | Commercial_2028_Technical_GWh_Before Competition Groups_63 | Duct Insulation, R8 | 0.09508% | 0 | 19.413 | Commercial_2028_Technical_GWh_Before Competition Groups_Duct Insulation, R8
Commercial | Com ¦ Water Heating (DHW) Pipe Insulation (Add 3/4\ Foam)" | 2028 | Technical | GWh | Before Competition Groups | 18.7685 | 0 | 0 | 20418.2562 | 0.0009192 | 64 | Commercial_2028_Technical_GWh_Before Competition Groups_64 | Water Heating (DHW) Pipe Insulation (Add 3/4\ Foam)" | 0.09192% | 0 | 18.7685 | Commercial_2028_Technical_GWh_Before Competition Groups_Water Heating (DHW) Pipe Insulation (Add 3/4\ Foam)"
Commercial | Com ¦ Outside Air Economizer | 2028 | Technical | GWh | Before Competition Groups | 16.814 | 0 | 0 | 20418.2562 | 0.00082348 | 65 | Commercial_2028_Technical_GWh_Before Competition Groups_65 | Outside Air Economizer | 0.08235% | 0 | 16.814 | Commercial_2028_Technical_GWh_Before Competition Groups_Outside Air Economizer
Commercial | Com ¦ Roof Insulation/Ceiling Insulation (R25 Code to R35) | 2028 | Technical | GWh | Before Competition Groups | 13.4431 | 0 | 0 | 20418.2562 | 0.00065839 | 66 | Commercial_2028_Technical_GWh_Before Competition Groups_66 | Roof Insulation/Ceiling Insulation (R25 Code to R35) | 0.06584% | 0 | 13.4431 | Commercial_2028_Technical_GWh_Before Competition Groups_Roof Insulation/Ceiling Insulation (R25 Code to R35)
Commercial | Com ¦ Suction Pipe Insulation Freezer/Refrigerator | 2028 | Technical | GWh | Before Competition Groups | 11.9177 | 0 | 0 | 20418.2562 | 0.00058368 | 67 | Commercial_2028_Technical_GWh_Before Competition Groups_67 | Suction Pipe Insulation Freezer/Refrigerator | 0.05837% | 0 | 11.9177 | Commercial_2028_Technical_GWh_Before Competition Groups_Suction Pipe Insulation Freezer/Refrigerator
Commercial | Com ¦ High Efficiency Small Instantaneous Water Heater | 2028 | Technical | GWh | Before Competition Groups | 11.7365 | 0 | 0 | 20418.2562 | 0.00057481 | 68 | Commercial_2028_Technical_GWh_Before Competition Groups_68 | High Efficiency Small Instantaneous Water Heater | 0.05748% | 0 | 11.7365 | Commercial_2028_Technical_GWh_Before Competition Groups_High Efficiency Small Instantaneous Water Heater
Commercial | Com ¦ ENERGY STAR Fryer (84% eff) | 2028 | Technical | GWh | Before Competition Groups | 11.6778 | 0 | 0 | 20418.2562 | 0.00057193 | 69 | Commercial_2028_Technical_GWh_Before Competition Groups_69 | ENERGY STAR Fryer (84% eff) | 0.05719% | 0 | 11.6778 | Commercial_2028_Technical_GWh_Before Competition Groups_ENERGY STAR Fryer (84% eff)
Commercial | Com ¦ ENERGY STAR Dishwasher | 2028 | Technical | GWh | Before Competition Groups | 10.9856 | 0 | 0 | 20418.2562 | 0.00053803 | 70 | Commercial_2028_Technical_GWh_Before Competition Groups_70 | ENERGY STAR Dishwasher | 0.0538% | 0 | 10.9856 | Commercial_2028_Technical_GWh_Before Competition Groups_ENERGY STAR Dishwasher
Commercial | Com ¦ LED RECESSED DOWNLIGHTS | 2028 | Technical | GWh | Before Competition Groups | 10.2183 | 0 | 0 | 20418.2562 | 0.00050045 | 71 | Commercial_2028_Technical_GWh_Before Competition Groups_71 | LED RECESSED DOWNLIGHTS | 0.05004% | 0 | 10.2183 | Commercial_2028_Technical_GWh_Before Competition Groups_LED RECESSED DOWNLIGHTS
Commercial | Com ¦ Evaporator Coil Defrost (Cooler) | 2028 | Technical | GWh | Before Competition Groups | 9.8214 | 0 | 0 | 20418.2562 | 0.00048101 | 72 | Commercial_2028_Technical_GWh_Before Competition Groups_72 | Evaporator Coil Defrost (Cooler) | 0.0481% | 0 | 9.8214 | Commercial_2028_Technical_GWh_Before Competition Groups_Evaporator Coil Defrost (Cooler)
Commercial | Com ¦ Ozone Laundry Treatment | 2028 | Technical | GWh | Before Competition Groups | 6.3047 | 0 | 0 | 20418.2562 | 0.00030878 | 73 | Commercial_2028_Technical_GWh_Before Competition Groups_73 | Ozone Laundry Treatment | 0.03088% | 0 | 6.3047 | Commercial_2028_Technical_GWh_Before Competition Groups_Ozone Laundry Treatment
Commercial | Com ¦ SYNCHRONOUS BELT | 2028 | Technical | GWh | Before Competition Groups | 6.0929 | 0 | 0 | 20418.2562 | 0.00029841 | 74 | Commercial_2028_Technical_GWh_Before Competition Groups_74 | SYNCHRONOUS BELT | 0.02984% | 0 | 6.0929 | Commercial_2028_Technical_GWh_Before Competition Groups_SYNCHRONOUS BELT
Commercial | Com ¦ ENERGY STAR Steam Cookers | 2028 | Technical | GWh | Before Competition Groups | 5.7219 | 0 | 0 | 20418.2562 | 0.00028023 | 75 | Commercial_2028_Technical_GWh_Before Competition Groups_75 | ENERGY STAR Steam Cookers | 0.02802% | 0 | 5.7219 | Commercial_2028_Technical_GWh_Before Competition Groups_ENERGY STAR Steam Cookers
Commercial | Com ¦ Efficient compressor motor | 2028 | Technical | GWh | Before Competition Groups | 4.6074 | 0 | 0 | 20418.2562 | 0.00022565 | 76 | Commercial_2028_Technical_GWh_Before Competition Groups_76 | Efficient compressor motor | 0.02257% | 0 | 4.6074 | Commercial_2028_Technical_GWh_Before Competition Groups_Efficient compressor motor
Commercial | Com ¦ Demand controlled Circulating Systems | 2028 | Technical | GWh | Before Competition Groups | 4.0219 | 0 | 0 | 20418.2562 | 0.00019698 | 77 | Commercial_2028_Technical_GWh_Before Competition Groups_77 | Demand controlled Circulating Systems | 0.0197% | 0 | 4.0219 | Commercial_2028_Technical_GWh_Before Competition Groups_Demand controlled Circulating Systems
Commercial | Com ¦ Notched V belts for HVAC Systems | 2028 | Technical | GWh | Before Competition Groups | 3.0465 | 0 | 0 | 20418.2562 | 0.0001492 | 78 | Commercial_2028_Technical_GWh_Before Competition Groups_78 | Notched V belts for HVAC Systems | 0.01492% | 0 | 3.0465 | Commercial_2028_Technical_GWh_Before Competition Groups_Notched V belts for HVAC Systems
Commercial | Com ¦ Solar Water Preheat (Pools/DHW) | 2028 | Technical | GWh | Before Competition Groups | 2.743 | 0 | 0 | 20418.2562 | 0.00013434 | 79 | Commercial_2028_Technical_GWh_Before Competition Groups_79 | Solar Water Preheat (Pools/DHW) | 0.01343% | 0 | 2.743 | Commercial_2028_Technical_GWh_Before Competition Groups_Solar Water Preheat (Pools/DHW)
Commercial | Com ¦ ECM MOTORS FOR HVAC APPLICATION (FAN-POWERED VAV BOX) | 2028 | Technical | GWh | Before Competition Groups | 2.6829 | 0 | 0 | 20418.2562 | 0.0001314 | 80 | Commercial_2028_Technical_GWh_Before Competition Groups_80 | ECM MOTORS FOR HVAC APPLICATION (FAN-POWERED VAV BOX) | 0.01314% | 0 | 2.6829 | Commercial_2028_Technical_GWh_Before Competition Groups_ECM MOTORS FOR HVAC APPLICATION (FAN-POWERED VAV BOX)
Commercial | Com ¦ Heat Pump Water Heater (50 Gallons) | 2028 | Technical | GWh | Before Competition Groups | 2.3485 | 0 | 0 | 20418.2562 | 0.00011502 | 81 | Commercial_2028_Technical_GWh_Before Competition Groups_81 | Heat Pump Water Heater (50 Gallons) | 0.0115% | 0 | 2.3485 | Commercial_2028_Technical_GWh_Before Competition Groups_Heat Pump Water Heater (50 Gallons)
Commercial | Com ¦ Thermostat Setback | 2028 | Technical | GWh | Before Competition Groups | 2.3384 | 0 | 0 | 20418.2562 | 0.00011453 | 82 | Commercial_2028_Technical_GWh_Before Competition Groups_82 | Thermostat Setback | 0.01145% | 0 | 2.3384 | Commercial_2028_Technical_GWh_Before Competition Groups_Thermostat Setback
Commercial | Com ¦ Wall Insulation | 2028 | Technical | GWh | Before Competition Groups | 2.3359 | 0 | 0 | 20418.2562 | 0.0001144 | 83 | Commercial_2028_Technical_GWh_Before Competition Groups_83 | Wall Insulation | 0.01144% | 0 | 2.3359 | Commercial_2028_Technical_GWh_Before Competition Groups_Wall Insulation
Commercial | Com ¦ Solar Preheat Make up Air | 2028 | Technical | GWh | Before Competition Groups | 2.3067 | 0 | 0 | 20418.2562 | 0.00011297 | 84 | Commercial_2028_Technical_GWh_Before Competition Groups_84 | Solar Preheat Make up Air | 0.0113% | 0 | 2.3067 | Commercial_2028_Technical_GWh_Before Competition Groups_Solar Preheat Make up Air
Commercial | Com ¦ Room AC (w/ louvered sides) 14 SEER from 12 SEER code | 2028 | Technical | GWh | Before Competition Groups | 2.0932 | 0 | 0 | 20418.2562 | 0.00010251 | 85 | Commercial_2028_Technical_GWh_Before Competition Groups_85 | Room AC (w/ louvered sides) 14 SEER from 12 SEER code | 0.01025% | 0 | 2.0932 | Commercial_2028_Technical_GWh_Before Competition Groups_Room AC (w/ louvered sides) 14 SEER from 12 SEER code
Commercial | Com ¦ PTAC (12 EER/10,000 BTU) | 2028 | Technical | GWh | Before Competition Groups | 1.8901 | 0 | 0 | 20418.2562 | 9.2569e-05 | 86 | Commercial_2028_Technical_GWh_Before Competition Groups_86 | PTAC (12 EER/10,000 BTU) | 0.009257% | 0 | 1.8901 | Commercial_2028_Technical_GWh_Before Competition Groups_PTAC (12 EER/10,000 BTU)
Commercial | Com ¦ Commercial Hot Food Holding Cabinets | 2028 | Technical | GWh | Before Competition Groups | 1.6556 | 0 | 0 | 20418.2562 | 8.1087e-05 | 87 | Commercial_2028_Technical_GWh_Before Competition Groups_87 | Commercial Hot Food Holding Cabinets | 0.008109% | 0 | 1.6556 | Commercial_2028_Technical_GWh_Before Competition Groups_Commercial Hot Food Holding Cabinets
Commercial | Com ¦ Auto Off Time Switch or Time Clock control | 2028 | Technical | GWh | Before Competition Groups | 1.3188 | 0 | 0 | 20418.2562 | 6.4591e-05 | 88 | Commercial_2028_Technical_GWh_Before Competition Groups_88 | Auto Off Time Switch or Time Clock control | 0.006459% | 0 | 1.3188 | Commercial_2028_Technical_GWh_Before Competition Groups_Auto Off Time Switch or Time Clock control
Commercial | Com ¦ CEE Tier 2/Energy Star Clothes Washers | 2028 | Technical | GWh | Before Competition Groups | 1.2576 | 0 | 0 | 20418.2562 | 6.1593e-05 | 89 | Commercial_2028_Technical_GWh_Before Competition Groups_89 | CEE Tier 2/Energy Star Clothes Washers | 0.006159% | 0 | 1.2576 | Commercial_2028_Technical_GWh_Before Competition Groups_CEE Tier 2/Energy Star Clothes Washers
Commercial | COM ¦ Ductless Mini-Split Heat Pumps | 2028 | Technical | GWh | Before Competition Groups | 1.0511 | 0 | 0 | 20418.2562 | 5.1479e-05 | 90 | Commercial_2028_Technical_GWh_Before Competition Groups_90 | Ductless Mini-Split Heat Pumps | 0.005148% | 0 | 1.0511 | Commercial_2028_Technical_GWh_Before Competition Groups_Ductless Mini-Split Heat Pumps
Commercial | Com ¦ Solar Electric Water Heater (50 Gallon) | 2028 | Technical | GWh | Before Competition Groups | 1.0018 | 0 | 0 | 20418.2562 | 4.9063e-05 | 91 | Commercial_2028_Technical_GWh_Before Competition Groups_91 | Solar Electric Water Heater (50 Gallon) | 0.004906% | 0 | 1.0018 | Commercial_2028_Technical_GWh_Before Competition Groups_Solar Electric Water Heater (50 Gallon)
Commercial | Com ¦ Low Flow Pre-Rinse Spray Nozzle | 2028 | Technical | GWh | Before Competition Groups | 0.79682 | 0 | 0 | 20418.2562 | 3.9025e-05 | 92 | Commercial_2028_Technical_GWh_Before Competition Groups_92 | Low Flow Pre-Rinse Spray Nozzle | 0.003902% | 0 | 0.79682 | Commercial_2028_Technical_GWh_Before Competition Groups_Low Flow Pre-Rinse Spray Nozzle
Commercial | Com ¦ HVAC Optimization | 2028 | Technical | GWh | Before Competition Groups | 0.74879 | 0 | 0 | 20418.2562 | 3.6673e-05 | 93 | Commercial_2028_Technical_GWh_Before Competition Groups_93 | HVAC Optimization | 0.003667% | 0 | 0.74879 | Commercial_2028_Technical_GWh_Before Competition Groups_HVAC Optimization
Commercial | Com ¦ High Efficiency Chiller (avg of water and air cooled) | 2028 | Technical | GWh | Before Competition Groups | 0.47144 | 0 | 0 | 20418.2562 | 2.3089e-05 | 94 | Commercial_2028_Technical_GWh_Before Competition Groups_94 | High Efficiency Chiller (avg of water and air cooled) | 0.002309% | 0 | 0.47144 | Commercial_2028_Technical_GWh_Before Competition Groups_High Efficiency Chiller (avg of water and air cooled)
Commercial | Com ¦ EC Plug Fan for Data Center (under cabinet) | 2028 | Technical | GWh | Before Competition Groups | 0.19056 | 0 | 0 | 20418.2562 | 9.3328e-06 | 95 | Commercial_2028_Technical_GWh_Before Competition Groups_95 | EC Plug Fan for Data Center (under cabinet) | 0.0009333% | 0 | 0.19056 | Commercial_2028_Technical_GWh_Before Competition Groups_EC Plug Fan for Data Center (under cabinet)
Commercial | Com ¦ eCube | 2028 | Technical | GWh | Before Competition Groups | 0.17369 | 0 | 0 | 20418.2562 | 8.5064e-06 | 96 | Commercial_2028_Technical_GWh_Before Competition Groups_96 | eCube | 0.0008506% | 0 | 0.17369 | Commercial_2028_Technical_GWh_Before Competition Groups_eCube
Commercial | Com ¦ Exterior Photocell | 2028 | Technical | GWh | Before Competition Groups | 0.066718 | 0 | 0 | 20418.2562 | 3.2676e-06 | 97 | Commercial_2028_Technical_GWh_Before Competition Groups_97 | Exterior Photocell | 0.0003268% | 0 | 0.066718 | Commercial_2028_Technical_GWh_Before Competition Groups_Exterior Photocell
Commercial | Com ¦ Air Curtains | 2028 | Technical | GWh | Before Competition Groups | 0.054388 | 0 | 0 | 20418.2562 | 2.6637e-06 | 98 | Commercial_2028_Technical_GWh_Before Competition Groups_98 | Air Curtains | 0.0002664% | 0 | 0.054388 | Commercial_2028_Technical_GWh_Before Competition Groups_Air Curtains
Commercial | Com ¦ VSD Air Compressor | 2028 | Technical | GWh | Before Competition Groups | 0.039695 | 0 | 0 | 20418.2562 | 1.9441e-06 | 99 | Commercial_2028_Technical_GWh_Before Competition Groups_99 | VSD Air Compressor | 0.0001944% | 0 | 0.039695 | Commercial_2028_Technical_GWh_Before Competition Groups_VSD Air Compressor
Commercial | Com ¦ High Efficiency Induction Cooking | 2028 | Technical | GWh | Before Competition Groups | 0.0077383 | 0 | 0 | 20418.2562 | 3.7899e-07 | 100 | Commercial_2028_Technical_GWh_Before Competition Groups_100 | High Efficiency Induction Cooking | 3.79e-05% | 0 | 0.0077383 | Commercial_2028_Technical_GWh_Before Competition Groups_High Efficiency Induction Cooking
Commercial | Com ¦ Electric Convection Combination Ovens | 2028 | Technical | GWh | Before Competition Groups | 0.0030937 | 0 | 0 | 20418.2562 | 1.5152e-07 | 101 | Commercial_2028_Technical_GWh_Before Competition Groups_101 | Electric Convection Combination Ovens | 1.515e-05% | 0 | 0.0030937 | Commercial_2028_Technical_GWh_Before Competition Groups_Electric Convection Combination Ovens
Commercial | Com ¦ Building Recommissioning, Operations and Maintenance (O&M) Improvements | 2029 | Economic | GWh | Before Competition Groups | 2079.483 | 0 | 0 | 13833.923 | 0.15032 | 1 | Commercial_2029_Economic_GWh_Before Competition Groups_1 | Building Recommissioning, Operations and Maintenance (O&M) Improvements | 15.03% | 0 | 2079.483 | Commercial_2029_Economic_GWh_Before Competition Groups_Building Recommissioning, Operations and Maintenance (O&M) Improvements
Commercial | Com ¦ LED Low/High Bay | 2029 | Economic | GWh | Before Competition Groups | 1231.4427 | 0 | 0 | 13833.923 | 0.089016 | 2 | Commercial_2029_Economic_GWh_Before Competition Groups_2 | LED Low/High Bay | 8.902% | 0 | 1231.4427 | Commercial_2029_Economic_GWh_Before Competition Groups_LED Low/High Bay
Commercial | Com ¦ LED Troffer/Surface/Suspended | 2029 | Economic | GWh | Before Competition Groups | 1038.5505 | 0 | 0 | 13833.923 | 0.075073 | 3 | Commercial_2029_Economic_GWh_Before Competition Groups_3 | LED Troffer/Surface/Suspended | 7.507% | 0 | 1038.5505 | Commercial_2029_Economic_GWh_Before Competition Groups_LED Troffer/Surface/Suspended
Commercial | Com ¦ ENERGY STAR LED LAMPS (REFLECTOR LAMPs/MR16/PAR 16) | 2029 | Economic | GWh | Before Competition Groups | 922.2779 | 0 | 0 | 13833.923 | 0.066668 | 4 | Commercial_2029_Economic_GWh_Before Competition Groups_4 | ENERGY STAR LED LAMPS (REFLECTOR LAMPs/MR16/PAR 16) | 6.667% | 0 | 922.2779 | Commercial_2029_Economic_GWh_Before Competition Groups_ENERGY STAR LED LAMPS (REFLECTOR LAMPs/MR16/PAR 16)
Commercial | Com ¦ Education and Capacity Building/Energy Behavior | 2029 | Economic | GWh | Before Competition Groups | 775.8557 | 0 | 0 | 13833.923 | 0.056084 | 5 | Commercial_2029_Economic_GWh_Before Competition Groups_5 | Education and Capacity Building/Energy Behavior | 5.608% | 0 | 775.8557 | Commercial_2029_Economic_GWh_Before Competition Groups_Education and Capacity Building/Energy Behavior
Commercial | Com ¦ LED EXTERIOR AREA LIGHTS - LED fixture (200W) | 2029 | Economic | GWh | Before Competition Groups | 624.7794 | 0 | 0 | 13833.923 | 0.045163 | 6 | Commercial_2029_Economic_GWh_Before Competition Groups_6 | LED EXTERIOR AREA LIGHTS - LED fixture (200W) | 4.516% | 0 | 624.7794 | Commercial_2029_Economic_GWh_Before Competition Groups_LED EXTERIOR AREA LIGHTS - LED fixture (200W)
Commercial | Com ¦ LED parking lot fixture | 2029 | Economic | GWh | Before Competition Groups | 598.117 | 0 | 0 | 13833.923 | 0.043236 | 7 | Commercial_2029_Economic_GWh_Before Competition Groups_7 | LED parking lot fixture | 4.324% | 0 | 598.117 | Commercial_2029_Economic_GWh_Before Competition Groups_LED parking lot fixture
Commercial | Com ¦ Furnace Tune-Up | 2029 | Economic | GWh | Before Competition Groups | 571.0128 | 0 | 0 | 13833.923 | 0.041276 | 8 | Commercial_2029_Economic_GWh_Before Competition Groups_8 | Furnace Tune-Up | 4.128% | 0 | 571.0128 | Commercial_2029_Economic_GWh_Before Competition Groups_Furnace Tune-Up
Commercial | Com ¦ LED Replacement Lamp (Tube) | 2029 | Economic | GWh | Before Competition Groups | 547.9708 | 0 | 0 | 13833.923 | 0.039611 | 9 | Commercial_2029_Economic_GWh_Before Competition Groups_9 | LED Replacement Lamp (Tube) | 3.961% | 0 | 547.9708 | Commercial_2029_Economic_GWh_Before Competition Groups_LED Replacement Lamp (Tube)
Commercial | Com ¦ High Efficiency Air Source Heat Pump | 2029 | Economic | GWh | Before Competition Groups | 510.6016 | 0 | 0 | 13833.923 | 0.036909 | 10 | Commercial_2029_Economic_GWh_Before Competition Groups_10 | High Efficiency Air Source Heat Pump | 3.691% | 0 | 510.6016 | Commercial_2029_Economic_GWh_Before Competition Groups_High Efficiency Air Source Heat Pump
Commercial | Com ¦ LED street light fixture | 2029 | Economic | GWh | Before Competition Groups | 373.6948 | 0 | 0 | 13833.923 | 0.027013 | 11 | Commercial_2029_Economic_GWh_Before Competition Groups_11 | LED street light fixture | 2.701% | 0 | 373.6948 | Commercial_2029_Economic_GWh_Before Competition Groups_LED street light fixture
Commercial | Com ¦ Advanced BAS/Controllers | 2029 | Economic | GWh | Before Competition Groups | 325.7522 | 0 | 0 | 13833.923 | 0.023547 | 12 | Commercial_2029_Economic_GWh_Before Competition Groups_12 | Advanced BAS/Controllers | 2.355% | 0 | 325.7522 | Commercial_2029_Economic_GWh_Before Competition Groups_Advanced BAS/Controllers
Commercial | Com ¦ Data Center Storage/Server Virtualization | 2029 | Economic | GWh | Before Competition Groups | 298.8771 | 0 | 0 | 13833.923 | 0.021605 | 13 | Commercial_2029_Economic_GWh_Before Competition Groups_13 | Data Center Storage/Server Virtualization | 2.16% | 0 | 298.8771 | Commercial_2029_Economic_GWh_Before Competition Groups_Data Center Storage/Server Virtualization
Commercial | Com ¦ LLLC - Low Impact Application | 2029 | Economic | GWh | Before Competition Groups | 293.3798 | 0 | 0 | 13833.923 | 0.021207 | 14 | Commercial_2029_Economic_GWh_Before Competition Groups_14 | LLLC - Low Impact Application | 2.121% | 0 | 293.3798 | Commercial_2029_Economic_GWh_Before Competition Groups_LLLC - Low Impact Application
Commercial | Com ¦ Demand Control Ventilation | 2029 | Economic | GWh | Before Competition Groups | 288.5307 | 0 | 0 | 13833.923 | 0.020857 | 15 | Commercial_2029_Economic_GWh_Before Competition Groups_15 | Demand Control Ventilation | 2.086% | 0 | 288.5307 | Commercial_2029_Economic_GWh_Before Competition Groups_Demand Control Ventilation
Commercial | Com ¦ Reach-in Shaded Pole to ECM/PSC Evaporator Fan Motor | 2029 | Economic | GWh | Before Competition Groups | 256.3175 | 0 | 0 | 13833.923 | 0.018528 | 16 | Commercial_2029_Economic_GWh_Before Competition Groups_16 | Reach-in Shaded Pole to ECM/PSC Evaporator Fan Motor | 1.853% | 0 | 256.3175 | Commercial_2029_Economic_GWh_Before Competition Groups_Reach-in Shaded Pole to ECM/PSC Evaporator Fan Motor
Commercial | Com ¦ Refrigerated Display Case Doors | 2029 | Economic | GWh | Before Competition Groups | 247.6112 | 0 | 0 | 13833.923 | 0.017899 | 17 | Commercial_2029_Economic_GWh_Before Competition Groups_17 | Refrigerated Display Case Doors | 1.79% | 0 | 247.6112 | Commercial_2029_Economic_GWh_Before Competition Groups_Refrigerated Display Case Doors
Commercial | Com ¦ Strip Curtains | 2029 | Economic | GWh | Before Competition Groups | 241.6656 | 0 | 0 | 13833.923 | 0.017469 | 18 | Commercial_2029_Economic_GWh_Before Competition Groups_18 | Strip Curtains | 1.747% | 0 | 241.6656 | Commercial_2029_Economic_GWh_Before Competition Groups_Strip Curtains
Commercial | Com ¦ LLLC - High Impact Application | 2029 | Economic | GWh | Before Competition Groups | 217.5593 | 0 | 0 | 13833.923 | 0.015727 | 19 | Commercial_2029_Economic_GWh_Before Competition Groups_19 | LLLC - High Impact Application | 1.573% | 0 | 217.5593 | Commercial_2029_Economic_GWh_Before Competition Groups_LLLC - High Impact Application
Commercial | Com ¦ Centrally controlled desktop PC/NETWORK PC POWER MANAGEMENT SOFTWARE | 2029 | Economic | GWh | Before Competition Groups | 197.1312 | 0 | 0 | 13833.923 | 0.01425 | 20 | Commercial_2029_Economic_GWh_Before Competition Groups_20 | Centrally controlled desktop PC/NETWORK PC POWER MANAGEMENT SOFTWARE | 1.425% | 0 | 197.1312 | Commercial_2029_Economic_GWh_Before Competition Groups_Centrally controlled desktop PC/NETWORK PC POWER MANAGEMENT SOFTWARE
Commercial | Com ¦ Variable Frequency Drive (VFD) | 2029 | Economic | GWh | Before Competition Groups | 189.2704 | 0 | 0 | 13833.923 | 0.013682 | 21 | Commercial_2029_Economic_GWh_Before Competition Groups_21 | Variable Frequency Drive (VFD) | 1.368% | 0 | 189.2704 | Commercial_2029_Economic_GWh_Before Competition Groups_Variable Frequency Drive (VFD)
Commercial | Com ¦ VFD on Pumps | 2029 | Economic | GWh | Before Competition Groups | 177.1346 | 0 | 0 | 13833.923 | 0.012804 | 22 | Commercial_2029_Economic_GWh_Before Competition Groups_22 | VFD on Pumps | 1.28% | 0 | 177.1346 | Commercial_2029_Economic_GWh_Before Competition Groups_VFD on Pumps
Commercial | Com ¦ LED or Equivalent Sign Lighting | 2029 | Economic | GWh | Before Competition Groups | 167.5746 | 0 | 0 | 13833.923 | 0.012113 | 23 | Commercial_2029_Economic_GWh_Before Competition Groups_23 | LED or Equivalent Sign Lighting | 1.211% | 0 | 167.5746 | Commercial_2029_Economic_GWh_Before Competition Groups_LED or Equivalent Sign Lighting
Commercial | Com ¦ Unitary Air-Conditioning Unit | 2029 | Economic | GWh | Before Competition Groups | 151.8586 | 0 | 0 | 13833.923 | 0.010977 | 24 | Commercial_2029_Economic_GWh_Before Competition Groups_24 | Unitary Air-Conditioning Unit | 1.098% | 0 | 151.8586 | Commercial_2029_Economic_GWh_Before Competition Groups_Unitary Air-Conditioning Unit
Commercial | Com ¦ Air Handler with Dedicated Outdoor Air Systems | 2029 | Economic | GWh | Before Competition Groups | 144.4582 | 0 | 0 | 13833.923 | 0.010442 | 25 | Commercial_2029_Economic_GWh_Before Competition Groups_25 | Air Handler with Dedicated Outdoor Air Systems | 1.044% | 0 | 144.4582 | Commercial_2029_Economic_GWh_Before Competition Groups_Air Handler with Dedicated Outdoor Air Systems
Commercial | Com ¦ Adaptive Thermostats | 2029 | Economic | GWh | Before Competition Groups | 143.0327 | 0 | 0 | 13833.923 | 0.010339 | 26 | Commercial_2029_Economic_GWh_Before Competition Groups_26 | Adaptive Thermostats | 1.034% | 0 | 143.0327 | Commercial_2029_Economic_GWh_Before Competition Groups_Adaptive Thermostats
Commercial | Com ¦ ENERGY STAR LED LAMPS (General Service Lamps) | 2029 | Economic | GWh | Before Competition Groups | 119.0044 | 0 | 0 | 13833.923 | 0.0086024 | 27 | Commercial_2029_Economic_GWh_Before Competition Groups_27 | ENERGY STAR LED LAMPS (General Service Lamps) | 0.8602% | 0 | 119.0044 | Commercial_2029_Economic_GWh_Before Competition Groups_ENERGY STAR LED LAMPS (General Service Lamps)
Commercial | Com ¦ Demand Control Kitchen Ventilation | 2029 | Economic | GWh | Before Competition Groups | 93.2758 | 0 | 0 | 13833.923 | 0.0067425 | 28 | Commercial_2029_Economic_GWh_Before Competition Groups_28 | Demand Control Kitchen Ventilation | 0.6743% | 0 | 93.2758 | Commercial_2029_Economic_GWh_Before Competition Groups_Demand Control Kitchen Ventilation
Commercial | Com ¦ ECM MOTORS FOR EVAPORATOR FANS for refrigeration (WALK-IN) | 2029 | Economic | GWh | Before Competition Groups | 89.6612 | 0 | 0 | 13833.923 | 0.0064813 | 29 | Commercial_2029_Economic_GWh_Before Competition Groups_29 | ECM MOTORS FOR EVAPORATOR FANS for refrigeration (WALK-IN) | 0.6481% | 0 | 89.6612 | Commercial_2029_Economic_GWh_Before Competition Groups_ECM MOTORS FOR EVAPORATOR FANS for refrigeration (WALK-IN)
Commercial | Com ¦ Condensing Unit Heaters or other Efficient Unit Heating System | 2029 | Economic | GWh | Before Competition Groups | 85.9292 | 0 | 0 | 13833.923 | 0.0062115 | 30 | Commercial_2029_Economic_GWh_Before Competition Groups_30 | Condensing Unit Heaters or other Efficient Unit Heating System | 0.6211% | 0 | 85.9292 | Commercial_2029_Economic_GWh_Before Competition Groups_Condensing Unit Heaters or other Efficient Unit Heating System
Commercial | Com ¦ Refrigerated Display Case LED | 2029 | Economic | GWh | Before Competition Groups | 82.487 | 0 | 0 | 13833.923 | 0.0059627 | 31 | Commercial_2029_Economic_GWh_Before Competition Groups_31 | Refrigerated Display Case LED | 0.5963% | 0 | 82.487 | Commercial_2029_Economic_GWh_Before Competition Groups_Refrigerated Display Case LED
Commercial | Com ¦ Occupancy Sensors | 2029 | Economic | GWh | Before Competition Groups | 74.2508 | 0 | 0 | 13833.923 | 0.0053673 | 32 | Commercial_2029_Economic_GWh_Before Competition Groups_32 | Occupancy Sensors | 0.5367% | 0 | 74.2508 | Commercial_2029_Economic_GWh_Before Competition Groups_Occupancy Sensors
Commercial | Com ¦ Freezer Case Light Sensor | 2029 | Economic | GWh | Before Competition Groups | 73.8466 | 0 | 0 | 13833.923 | 0.0053381 | 33 | Commercial_2029_Economic_GWh_Before Competition Groups_33 | Freezer Case Light Sensor | 0.5338% | 0 | 73.8466 | Commercial_2029_Economic_GWh_Before Competition Groups_Freezer Case Light Sensor
Commercial | Com ¦ Evaporator Fan Controls | 2029 | Economic | GWh | Before Competition Groups | 72.0341 | 0 | 0 | 13833.923 | 0.0052071 | 34 | Commercial_2029_Economic_GWh_Before Competition Groups_34 | Evaporator Fan Controls | 0.5207% | 0 | 72.0341 | Commercial_2029_Economic_GWh_Before Competition Groups_Evaporator Fan Controls
Commercial | Com ¦ Door Gasket Freezer/Refrigerator | 2029 | Economic | GWh | Before Competition Groups | 46.2525 | 0 | 0 | 13833.923 | 0.0033434 | 35 | Commercial_2029_Economic_GWh_Before Competition Groups_35 | Door Gasket Freezer/Refrigerator | 0.3343% | 0 | 46.2525 | Commercial_2029_Economic_GWh_Before Competition Groups_Door Gasket Freezer/Refrigerator
Commercial | Com ¦ Elec Storage WH 2.30 Et | 2029 | Economic | GWh | Before Competition Groups | 43.8264 | 0 | 0 | 13833.923 | 0.003168 | 36 | Commercial_2029_Economic_GWh_Before Competition Groups_36 | Elec Storage WH 2.30 Et | 0.3168% | 0 | 43.8264 | Commercial_2029_Economic_GWh_Before Competition Groups_Elec Storage WH 2.30 Et
Commercial | Com ¦ BEVERAGE VENDING MACHINE CONTROLS | 2029 | Economic | GWh | Before Competition Groups | 40.2222 | 0 | 0 | 13833.923 | 0.0029075 | 37 | Commercial_2029_Economic_GWh_Before Competition Groups_37 | BEVERAGE VENDING MACHINE CONTROLS | 0.2908% | 0 | 40.2222 | Commercial_2029_Economic_GWh_Before Competition Groups_BEVERAGE VENDING MACHINE CONTROLS
Commercial | Com ¦ Chilled Water Optimization | 2029 | Economic | GWh | Before Competition Groups | 37.1117 | 0 | 0 | 13833.923 | 0.0026827 | 38 | Commercial_2029_Economic_GWh_Before Competition Groups_38 | Chilled Water Optimization | 0.2683% | 0 | 37.1117 | Commercial_2029_Economic_GWh_Before Competition Groups_Chilled Water Optimization
Commercial | Com ¦ ENERGY STAR Griddle (74% eff) | 2029 | Economic | GWh | Before Competition Groups | 35.1601 | 0 | 0 | 13833.923 | 0.0025416 | 39 | Commercial_2029_Economic_GWh_Before Competition Groups_39 | ENERGY STAR Griddle (74% eff) | 0.2542% | 0 | 35.1601 | Commercial_2029_Economic_GWh_Before Competition Groups_ENERGY STAR Griddle (74% eff)
Commercial | Com ¦ Networked/Connected - Low Impact Application | 2029 | Economic | GWh | Before Competition Groups | 32.5064 | 0 | 0 | 13833.923 | 0.0023498 | 40 | Commercial_2029_Economic_GWh_Before Competition Groups_40 | Networked/Connected - Low Impact Application | 0.235% | 0 | 32.5064 | Commercial_2029_Economic_GWh_Before Competition Groups_Networked/Connected - Low Impact Application
Commercial | Com ¦ CO Sensors for parking garage exhaust fans | 2029 | Economic | GWh | Before Competition Groups | 28.9949 | 0 | 0 | 13833.923 | 0.0020959 | 41 | Commercial_2029_Economic_GWh_Before Competition Groups_41 | CO Sensors for parking garage exhaust fans | 0.2096% | 0 | 28.9949 | Commercial_2029_Economic_GWh_Before Competition Groups_CO Sensors for parking garage exhaust fans
Commercial | Com ¦ Water Source Heat Pump (4 ton) | 2029 | Economic | GWh | Before Competition Groups | 27.7241 | 0 | 0 | 13833.923 | 0.0020041 | 42 | Commercial_2029_Economic_GWh_Before Competition Groups_42 | Water Source Heat Pump (4 ton) | 0.2004% | 0 | 27.7241 | Commercial_2029_Economic_GWh_Before Competition Groups_Water Source Heat Pump (4 ton)
Commercial | Com ¦ Temperature Adjustment in Commercial Freezers | 2029 | Economic | GWh | Before Competition Groups | 27.545 | 0 | 0 | 13833.923 | 0.0019911 | 43 | Commercial_2029_Economic_GWh_Before Competition Groups_43 | Temperature Adjustment in Commercial Freezers | 0.1991% | 0 | 27.545 | Commercial_2029_Economic_GWh_Before Competition Groups_Temperature Adjustment in Commercial Freezers
Commercial | Com ¦ Networked/Connected - High Impact Application | 2029 | Economic | GWh | Before Competition Groups | 27.2283 | 0 | 0 | 13833.923 | 0.0019682 | 44 | Commercial_2029_Economic_GWh_Before Competition Groups_44 | Networked/Connected - High Impact Application | 0.1968% | 0 | 27.2283 | Commercial_2029_Economic_GWh_Before Competition Groups_Networked/Connected - High Impact Application
Commercial | Com ¦ Energy Efficient Laboratory Fume Hood | 2029 | Economic | GWh | Before Competition Groups | 24.533 | 0 | 0 | 13833.923 | 0.0017734 | 45 | Commercial_2029_Economic_GWh_Before Competition Groups_45 | Energy Efficient Laboratory Fume Hood | 0.1773% | 0 | 24.533 | Commercial_2029_Economic_GWh_Before Competition Groups_Energy Efficient Laboratory Fume Hood
Commercial | Com ¦ Vertical Night Covers | 2029 | Economic | GWh | Before Competition Groups | 21.3675 | 0 | 0 | 13833.923 | 0.0015446 | 46 | Commercial_2029_Economic_GWh_Before Competition Groups_46 | Vertical Night Covers | 0.1545% | 0 | 21.3675 | Commercial_2029_Economic_GWh_Before Competition Groups_Vertical Night Covers
Commercial | Com ¦ Duct Insulation, R8 | 2029 | Economic | GWh | Before Competition Groups | 19.0228 | 0 | 0 | 13833.923 | 0.0013751 | 47 | Commercial_2029_Economic_GWh_Before Competition Groups_47 | Duct Insulation, R8 | 0.1375% | 0 | 19.0228 | Commercial_2029_Economic_GWh_Before Competition Groups_Duct Insulation, R8
Commercial | Com ¦ Water Heating (DHW) Pipe Insulation (Add 3/4\ Foam)" | 2029 | Economic | GWh | Before Competition Groups | 18.3913 | 0 | 0 | 13833.923 | 0.0013294 | 48 | Commercial_2029_Economic_GWh_Before Competition Groups_48 | Water Heating (DHW) Pipe Insulation (Add 3/4\ Foam)" | 0.1329% | 0 | 18.3913 | Commercial_2029_Economic_GWh_Before Competition Groups_Water Heating (DHW) Pipe Insulation (Add 3/4\ Foam)"
Commercial | Com ¦ Outside Air Economizer | 2029 | Economic | GWh | Before Competition Groups | 16.9524 | 0 | 0 | 13833.923 | 0.0012254 | 49 | Commercial_2029_Economic_GWh_Before Competition Groups_49 | Outside Air Economizer | 0.1225% | 0 | 16.9524 | Commercial_2029_Economic_GWh_Before Competition Groups_Outside Air Economizer
Commercial | Com ¦ ENERGY STAR Fryer (84% eff) | 2029 | Economic | GWh | Before Competition Groups | 12.5046 | 0 | 0 | 13833.923 | 0.00090391 | 50 | Commercial_2029_Economic_GWh_Before Competition Groups_50 | ENERGY STAR Fryer (84% eff) | 0.09039% | 0 | 12.5046 | Commercial_2029_Economic_GWh_Before Competition Groups_ENERGY STAR Fryer (84% eff)
Commercial | Com ¦ Suction Pipe Insulation Freezer/Refrigerator | 2029 | Economic | GWh | Before Competition Groups | 11.6782 | 0 | 0 | 13833.923 | 0.00084417 | 51 | Commercial_2029_Economic_GWh_Before Competition Groups_51 | Suction Pipe Insulation Freezer/Refrigerator | 0.08442% | 0 | 11.6782 | Commercial_2029_Economic_GWh_Before Competition Groups_Suction Pipe Insulation Freezer/Refrigerator
Commercial | Com ¦ ENERGY STAR Dishwasher | 2029 | Economic | GWh | Before Competition Groups | 11.2716 | 0 | 0 | 13833.923 | 0.00081478 | 52 | Commercial_2029_Economic_GWh_Before Competition Groups_52 | ENERGY STAR Dishwasher | 0.08148% | 0 | 11.2716 | Commercial_2029_Economic_GWh_Before Competition Groups_ENERGY STAR Dishwasher
Commercial | Com ¦ High Efficiency Small Instantaneous Water Heater | 2029 | Economic | GWh | Before Competition Groups | 6.4881 | 0 | 0 | 13833.923 | 0.000469 | 53 | Commercial_2029_Economic_GWh_Before Competition Groups_53 | High Efficiency Small Instantaneous Water Heater | 0.0469% | 0 | 6.4881 | Commercial_2029_Economic_GWh_Before Competition Groups_High Efficiency Small Instantaneous Water Heater
Commercial | Com ¦ Ozone Laundry Treatment | 2029 | Economic | GWh | Before Competition Groups | 6.3428 | 0 | 0 | 13833.923 | 0.0004585 | 54 | Commercial_2029_Economic_GWh_Before Competition Groups_54 | Ozone Laundry Treatment | 0.04585% | 0 | 6.3428 | Commercial_2029_Economic_GWh_Before Competition Groups_Ozone Laundry Treatment
Commercial | Com ¦ ENERGY STAR Steam Cookers | 2029 | Economic | GWh | Before Competition Groups | 6.1272 | 0 | 0 | 13833.923 | 0.00044291 | 55 | Commercial_2029_Economic_GWh_Before Competition Groups_55 | ENERGY STAR Steam Cookers | 0.04429% | 0 | 6.1272 | Commercial_2029_Economic_GWh_Before Competition Groups_ENERGY STAR Steam Cookers
Commercial | Com ¦ Condensing Make Up Air Unit | 2029 | Economic | GWh | Before Competition Groups | 5.4591 | 0 | 0 | 13833.923 | 0.00039462 | 56 | Commercial_2029_Economic_GWh_Before Competition Groups_56 | Condensing Make Up Air Unit | 0.03946% | 0 | 5.4591 | Commercial_2029_Economic_GWh_Before Competition Groups_Condensing Make Up Air Unit
Commercial | Com ¦ Demand controlled Circulating Systems | 2029 | Economic | GWh | Before Competition Groups | 3.9411 | 0 | 0 | 13833.923 | 0.00028489 | 57 | Commercial_2029_Economic_GWh_Before Competition Groups_57 | Demand controlled Circulating Systems | 0.02849% | 0 | 3.9411 | Commercial_2029_Economic_GWh_Before Competition Groups_Demand controlled Circulating Systems
Commercial | Com ¦ Solar Water Preheat (Pools/DHW) | 2029 | Economic | GWh | Before Competition Groups | 2.9541 | 0 | 0 | 13833.923 | 0.00021354 | 58 | Commercial_2029_Economic_GWh_Before Competition Groups_58 | Solar Water Preheat (Pools/DHW) | 0.02135% | 0 | 2.9541 | Commercial_2029_Economic_GWh_Before Competition Groups_Solar Water Preheat (Pools/DHW)
Commercial | Com ¦ ECM MOTORS FOR HVAC APPLICATION (FAN-POWERED VAV BOX) | 2029 | Economic | GWh | Before Competition Groups | 2.6858 | 0 | 0 | 13833.923 | 0.00019415 | 59 | Commercial_2029_Economic_GWh_Before Competition Groups_59 | ECM MOTORS FOR HVAC APPLICATION (FAN-POWERED VAV BOX) | 0.01941% | 0 | 2.6858 | Commercial_2029_Economic_GWh_Before Competition Groups_ECM MOTORS FOR HVAC APPLICATION (FAN-POWERED VAV BOX)
Commercial | Com ¦ Thermostat Setback | 2029 | Economic | GWh | Before Competition Groups | 2.4159 | 0 | 0 | 13833.923 | 0.00017464 | 60 | Commercial_2029_Economic_GWh_Before Competition Groups_60 | Thermostat Setback | 0.01746% | 0 | 2.4159 | Commercial_2029_Economic_GWh_Before Competition Groups_Thermostat Setback
Commercial | Com ¦ Notched V belts for HVAC Systems | 2029 | Economic | GWh | Before Competition Groups | 2.2814 | 0 | 0 | 13833.923 | 0.00016492 | 61 | Commercial_2029_Economic_GWh_Before Competition Groups_61 | Notched V belts for HVAC Systems | 0.01649% | 0 | 2.2814 | Commercial_2029_Economic_GWh_Before Competition Groups_Notched V belts for HVAC Systems
Commercial | Com ¦ PTAC (12 EER/10,000 BTU) | 2029 | Economic | GWh | Before Competition Groups | 1.9308 | 0 | 0 | 13833.923 | 0.00013957 | 62 | Commercial_2029_Economic_GWh_Before Competition Groups_62 | PTAC (12 EER/10,000 BTU) | 0.01396% | 0 | 1.9308 | Commercial_2029_Economic_GWh_Before Competition Groups_PTAC (12 EER/10,000 BTU)
Commercial | Com ¦ Auto Off Time Switch or Time Clock control | 2029 | Economic | GWh | Before Competition Groups | 1.3297 | 0 | 0 | 13833.923 | 9.6117e-05 | 63 | Commercial_2029_Economic_GWh_Before Competition Groups_63 | Auto Off Time Switch or Time Clock control | 0.009612% | 0 | 1.3297 | Commercial_2029_Economic_GWh_Before Competition Groups_Auto Off Time Switch or Time Clock control
Commercial | Com ¦ CEE Tier 2/Energy Star Clothes Washers | 2029 | Economic | GWh | Before Competition Groups | 1.3237 | 0 | 0 | 13833.923 | 9.5684e-05 | 64 | Commercial_2029_Economic_GWh_Before Competition Groups_64 | CEE Tier 2/Energy Star Clothes Washers | 0.009568% | 0 | 1.3237 | Commercial_2029_Economic_GWh_Before Competition Groups_CEE Tier 2/Energy Star Clothes Washers
Commercial | COM ¦ Ductless Mini-Split Heat Pumps | 2029 | Economic | GWh | Before Competition Groups | 1.1305 | 0 | 0 | 13833.923 | 8.172e-05 | 65 | Commercial_2029_Economic_GWh_Before Competition Groups_65 | Ductless Mini-Split Heat Pumps | 0.008172% | 0 | 1.1305 | Commercial_2029_Economic_GWh_Before Competition Groups_Ductless Mini-Split Heat Pumps
Commercial | Com ¦ Low Flow Pre-Rinse Spray Nozzle | 2029 | Economic | GWh | Before Competition Groups | 0.81599 | 0 | 0 | 13833.923 | 5.8985e-05 | 66 | Commercial_2029_Economic_GWh_Before Competition Groups_66 | Low Flow Pre-Rinse Spray Nozzle | 0.005898% | 0 | 0.81599 | Commercial_2029_Economic_GWh_Before Competition Groups_Low Flow Pre-Rinse Spray Nozzle
Commercial | Com ¦ Commercial Hot Food Holding Cabinets | 2029 | Economic | GWh | Before Competition Groups | 0.53214 | 0 | 0 | 13833.923 | 3.8466e-05 | 67 | Commercial_2029_Economic_GWh_Before Competition Groups_67 | Commercial Hot Food Holding Cabinets | 0.003847% | 0 | 0.53214 | Commercial_2029_Economic_GWh_Before Competition Groups_Commercial Hot Food Holding Cabinets
Commercial | Com ¦ Energy Recovery Ventilation and Ventilation (Enhanced) | 2029 | Economic | GWh | Before Competition Groups | 0.44429 | 0 | 0 | 13833.923 | 3.2116e-05 | 68 | Commercial_2029_Economic_GWh_Before Competition Groups_68 | Energy Recovery Ventilation and Ventilation (Enhanced) | 0.003212% | 0 | 0.44429 | Commercial_2029_Economic_GWh_Before Competition Groups_Energy Recovery Ventilation and Ventilation (Enhanced)
Commercial | Com ¦ HVAC Optimization | 2029 | Economic | GWh | Before Competition Groups | 0.42973 | 0 | 0 | 13833.923 | 3.1063e-05 | 69 | Commercial_2029_Economic_GWh_Before Competition Groups_69 | HVAC Optimization | 0.003106% | 0 | 0.42973 | Commercial_2029_Economic_GWh_Before Competition Groups_HVAC Optimization
Commercial | Com ¦ Wall Insulation | 2029 | Economic | GWh | Before Competition Groups | 0.17474 | 0 | 0 | 13833.923 | 1.2631e-05 | 70 | Commercial_2029_Economic_GWh_Before Competition Groups_70 | Wall Insulation | 0.001263% | 0 | 0.17474 | Commercial_2029_Economic_GWh_Before Competition Groups_Wall Insulation
Commercial | Com ¦ Room AC (w/ louvered sides) 14 SEER from 12 SEER code | 2029 | Economic | GWh | Before Competition Groups | 0.12225 | 0 | 0 | 13833.923 | 8.8369e-06 | 71 | Commercial_2029_Economic_GWh_Before Competition Groups_71 | Room AC (w/ louvered sides) 14 SEER from 12 SEER code | 0.0008837% | 0 | 0.12225 | Commercial_2029_Economic_GWh_Before Competition Groups_Room AC (w/ louvered sides) 14 SEER from 12 SEER code
Commercial | Com ¦ EC Plug Fan for Data Center (under cabinet) | 2029 | Economic | GWh | Before Competition Groups | 0.060506 | 0 | 0 | 13833.923 | 4.3737e-06 | 72 | Commercial_2029_Economic_GWh_Before Competition Groups_72 | EC Plug Fan for Data Center (under cabinet) | 0.0004374% | 0 | 0.060506 | Commercial_2029_Economic_GWh_Before Competition Groups_EC Plug Fan for Data Center (under cabinet)
Commercial | Com ¦ LED RECESSED DOWNLIGHTS | 2029 | Economic | GWh | Before Competition Groups | 0.056615 | 0 | 0 | 13833.923 | 4.0925e-06 | 73 | Commercial_2029_Economic_GWh_Before Competition Groups_73 | LED RECESSED DOWNLIGHTS | 0.0004092% | 0 | 0.056615 | Commercial_2029_Economic_GWh_Before Competition Groups_LED RECESSED DOWNLIGHTS
Commercial | Com ¦ Air Curtains | 2029 | Economic | GWh | Before Competition Groups | 0.055179 | 0 | 0 | 13833.923 | 3.9887e-06 | 74 | Commercial_2029_Economic_GWh_Before Competition Groups_74 | Air Curtains | 0.0003989% | 0 | 0.055179 | Commercial_2029_Economic_GWh_Before Competition Groups_Air Curtains
Commercial | Com ¦ High Efficiency Chiller (avg of water and air cooled) | 2029 | Economic | GWh | Before Competition Groups | 0.053423 | 0 | 0 | 13833.923 | 3.8618e-06 | 75 | Commercial_2029_Economic_GWh_Before Competition Groups_75 | High Efficiency Chiller (avg of water and air cooled) | 0.0003862% | 0 | 0.053423 | Commercial_2029_Economic_GWh_Before Competition Groups_High Efficiency Chiller (avg of water and air cooled)
Commercial | Com ¦ VSD Air Compressor | 2029 | Economic | GWh | Before Competition Groups | 0.042496 | 0 | 0 | 13833.923 | 3.0719e-06 | 76 | Commercial_2029_Economic_GWh_Before Competition Groups_76 | VSD Air Compressor | 0.0003072% | 0 | 0.042496 | Commercial_2029_Economic_GWh_Before Competition Groups_VSD Air Compressor
Commercial | Com ¦ Electric Convection Combination Ovens | 2029 | Economic | GWh | Before Competition Groups | 0.0033147 | 0 | 0 | 13833.923 | 2.3961e-07 | 77 | Commercial_2029_Economic_GWh_Before Competition Groups_77 | Electric Convection Combination Ovens | 2.396e-05% | 0 | 0.0033147 | Commercial_2029_Economic_GWh_Before Competition Groups_Electric Convection Combination Ovens
Commercial | Com ¦ Efficient compressor motor | 2029 | Economic | GWh | Before Competition Groups | 0 | 0 | 0 | 13833.923 | 0 | 78 | Commercial_2029_Economic_GWh_Before Competition Groups_78 | Efficient compressor motor | 0% | 0 | 0 | Commercial_2029_Economic_GWh_Before Competition Groups_Efficient compressor motor
Commercial | Com ¦ Indoor Daylight Sensors/Photocell Dimming Control | 2029 | Economic | GWh | Before Competition Groups | 0 | 0 | 0 | 13833.923 | 0 | 79 | Commercial_2029_Economic_GWh_Before Competition Groups_79 | Indoor Daylight Sensors/Photocell Dimming Control | 0% | 0 | 0 | Commercial_2029_Economic_GWh_Before Competition Groups_Indoor Daylight Sensors/Photocell Dimming Control
Commercial | Com ¦ Variable Refrigerant Flow Heat Pump | 2029 | Economic | GWh | Before Competition Groups | 0 | 0 | 0 | 13833.923 | 0 | 80 | Commercial_2029_Economic_GWh_Before Competition Groups_80 | Variable Refrigerant Flow Heat Pump | 0% | 0 | 0 | Commercial_2029_Economic_GWh_Before Competition Groups_Variable Refrigerant Flow Heat Pump
Commercial | Com ¦ ENERGY STAR LED LAMPS (REFLECTOR LAMPs/MR16/PAR 16) | 2029 | SC A | GWh | Before Competition Groups | 831.5506 | 0 | 0 | 6745.3245 | 0.12328 | 1 | Commercial_2029_SC A_GWh_Before Competition Groups_1 | ENERGY STAR LED LAMPS (REFLECTOR LAMPs/MR16/PAR 16) | 12.33% | 0 | 831.5506 | Commercial_2029_SC A_GWh_Before Competition Groups_ENERGY STAR LED LAMPS (REFLECTOR LAMPs/MR16/PAR 16)
Commercial | Com ¦ LED Low/High Bay | 2029 | SC A | GWh | Before Competition Groups | 747.4098 | 0 | 0 | 6745.3245 | 0.1108 | 2 | Commercial_2029_SC A_GWh_Before Competition Groups_2 | LED Low/High Bay | 11.08% | 0 | 747.4098 | Commercial_2029_SC A_GWh_Before Competition Groups_LED Low/High Bay
Commercial | Com ¦ LED Troffer/Surface/Suspended | 2029 | SC A | GWh | Before Competition Groups | 746.4204 | 0 | 0 | 6745.3245 | 0.11066 | 3 | Commercial_2029_SC A_GWh_Before Competition Groups_3 | LED Troffer/Surface/Suspended | 11.07% | 0 | 746.4204 | Commercial_2029_SC A_GWh_Before Competition Groups_LED Troffer/Surface/Suspended
Commercial | Com ¦ LED EXTERIOR AREA LIGHTS - LED fixture (200W) | 2029 | SC A | GWh | Before Competition Groups | 534.5727 | 0 | 0 | 6745.3245 | 0.079251 | 4 | Commercial_2029_SC A_GWh_Before Competition Groups_4 | LED EXTERIOR AREA LIGHTS - LED fixture (200W) | 7.925% | 0 | 534.5727 | Commercial_2029_SC A_GWh_Before Competition Groups_LED EXTERIOR AREA LIGHTS - LED fixture (200W)
Commercial | Com ¦ LED parking lot fixture | 2029 | SC A | GWh | Before Competition Groups | 515.8104 | 0 | 0 | 6745.3245 | 0.076469 | 5 | Commercial_2029_SC A_GWh_Before Competition Groups_5 | LED parking lot fixture | 7.647% | 0 | 515.8104 | Commercial_2029_SC A_GWh_Before Competition Groups_LED parking lot fixture
Commercial | Com ¦ LED Replacement Lamp (Tube) | 2029 | SC A | GWh | Before Competition Groups | 450.8559 | 0 | 0 | 6745.3245 | 0.06684 | 6 | Commercial_2029_SC A_GWh_Before Competition Groups_6 | LED Replacement Lamp (Tube) | 6.684% | 0 | 450.8559 | Commercial_2029_SC A_GWh_Before Competition Groups_LED Replacement Lamp (Tube)
Commercial | Com ¦ Building Recommissioning, Operations and Maintenance (O&M) Improvements | 2029 | SC A | GWh | Before Competition Groups | 357.2743 | 0 | 0 | 6745.3245 | 0.052966 | 7 | Commercial_2029_SC A_GWh_Before Competition Groups_7 | Building Recommissioning, Operations and Maintenance (O&M) Improvements | 5.297% | 0 | 357.2743 | Commercial_2029_SC A_GWh_Before Competition Groups_Building Recommissioning, Operations and Maintenance (O&M) Improvements
Commercial | Com ¦ LED street light fixture | 2029 | SC A | GWh | Before Competition Groups | 314.1677 | 0 | 0 | 6745.3245 | 0.046576 | 8 | Commercial_2029_SC A_GWh_Before Competition Groups_8 | LED street light fixture | 4.658% | 0 | 314.1677 | Commercial_2029_SC A_GWh_Before Competition Groups_LED street light fixture
Commercial | Com ¦ Furnace Tune-Up | 2029 | SC A | GWh | Before Competition Groups | 239.497 | 0 | 0 | 6745.3245 | 0.035506 | 9 | Commercial_2029_SC A_GWh_Before Competition Groups_9 | Furnace Tune-Up | 3.551% | 0 | 239.497 | Commercial_2029_SC A_GWh_Before Competition Groups_Furnace Tune-Up
Commercial | Com ¦ Data Center Storage/Server Virtualization | 2029 | SC A | GWh | Before Competition Groups | 189.6061 | 0 | 0 | 6745.3245 | 0.028109 | 10 | Commercial_2029_SC A_GWh_Before Competition Groups_10 | Data Center Storage/Server Virtualization | 2.811% | 0 | 189.6061 | Commercial_2029_SC A_GWh_Before Competition Groups_Data Center Storage/Server Virtualization
Commercial | Com ¦ High Efficiency Air Source Heat Pump | 2029 | SC A | GWh | Before Competition Groups | 174.9242 | 0 | 0 | 6745.3245 | 0.025933 | 11 | Commercial_2029_SC A_GWh_Before Competition Groups_11 | High Efficiency Air Source Heat Pump | 2.593% | 0 | 174.9242 | Commercial_2029_SC A_GWh_Before Competition Groups_High Efficiency Air Source Heat Pump
Commercial | Com ¦ Reach-in Shaded Pole to ECM/PSC Evaporator Fan Motor | 2029 | SC A | GWh | Before Competition Groups | 173.0626 | 0 | 0 | 6745.3245 | 0.025657 | 12 | Commercial_2029_SC A_GWh_Before Competition Groups_12 | Reach-in Shaded Pole to ECM/PSC Evaporator Fan Motor | 2.566% | 0 | 173.0626 | Commercial_2029_SC A_GWh_Before Competition Groups_Reach-in Shaded Pole to ECM/PSC Evaporator Fan Motor
Commercial | Com ¦ Strip Curtains | 2029 | SC A | GWh | Before Competition Groups | 115.799 | 0 | 0 | 6745.3245 | 0.017167 | 13 | Commercial_2029_SC A_GWh_Before Competition Groups_13 | Strip Curtains | 1.717% | 0 | 115.799 | Commercial_2029_SC A_GWh_Before Competition Groups_Strip Curtains
Commercial | Com ¦ Education and Capacity Building/Energy Behavior | 2029 | SC A | GWh | Before Competition Groups | 113.5071 | 0 | 0 | 6745.3245 | 0.016828 | 14 | Commercial_2029_SC A_GWh_Before Competition Groups_14 | Education and Capacity Building/Energy Behavior | 1.683% | 0 | 113.5071 | Commercial_2029_SC A_GWh_Before Competition Groups_Education and Capacity Building/Energy Behavior
Commercial | Com ¦ Refrigerated Display Case Doors | 2029 | SC A | GWh | Before Competition Groups | 113.1417 | 0 | 0 | 6745.3245 | 0.016773 | 15 | Commercial_2029_SC A_GWh_Before Competition Groups_15 | Refrigerated Display Case Doors | 1.677% | 0 | 113.1417 | Commercial_2029_SC A_GWh_Before Competition Groups_Refrigerated Display Case Doors
Commercial | Com ¦ LED or Equivalent Sign Lighting | 2029 | SC A | GWh | Before Competition Groups | 103.0569 | 0 | 0 | 6745.3245 | 0.015278 | 16 | Commercial_2029_SC A_GWh_Before Competition Groups_16 | LED or Equivalent Sign Lighting | 1.528% | 0 | 103.0569 | Commercial_2029_SC A_GWh_Before Competition Groups_LED or Equivalent Sign Lighting
Commercial | Com ¦ ENERGY STAR LED LAMPS (General Service Lamps) | 2029 | SC A | GWh | Before Competition Groups | 102.5191 | 0 | 0 | 6745.3245 | 0.015199 | 17 | Commercial_2029_SC A_GWh_Before Competition Groups_17 | ENERGY STAR LED LAMPS (General Service Lamps) | 1.52% | 0 | 102.5191 | Commercial_2029_SC A_GWh_Before Competition Groups_ENERGY STAR LED LAMPS (General Service Lamps)
Commercial | Com ¦ Centrally controlled desktop PC/NETWORK PC POWER MANAGEMENT SOFTWARE | 2029 | SC A | GWh | Before Competition Groups | 85.3329 | 0 | 0 | 6745.3245 | 0.012651 | 18 | Commercial_2029_SC A_GWh_Before Competition Groups_18 | Centrally controlled desktop PC/NETWORK PC POWER MANAGEMENT SOFTWARE | 1.265% | 0 | 85.3329 | Commercial_2029_SC A_GWh_Before Competition Groups_Centrally controlled desktop PC/NETWORK PC POWER MANAGEMENT SOFTWARE
Commercial | Com ¦ Advanced BAS/Controllers | 2029 | SC A | GWh | Before Competition Groups | 83.0156 | 0 | 0 | 6745.3245 | 0.012307 | 19 | Commercial_2029_SC A_GWh_Before Competition Groups_19 | Advanced BAS/Controllers | 1.231% | 0 | 83.0156 | Commercial_2029_SC A_GWh_Before Competition Groups_Advanced BAS/Controllers
Commercial | Com ¦ Variable Frequency Drive (VFD) | 2029 | SC A | GWh | Before Competition Groups | 79.8116 | 0 | 0 | 6745.3245 | 0.011832 | 20 | Commercial_2029_SC A_GWh_Before Competition Groups_20 | Variable Frequency Drive (VFD) | 1.183% | 0 | 79.8116 | Commercial_2029_SC A_GWh_Before Competition Groups_Variable Frequency Drive (VFD)
Commercial | Com ¦ Demand Control Ventilation | 2029 | SC A | GWh | Before Competition Groups | 78.3643 | 0 | 0 | 6745.3245 | 0.011618 | 21 | Commercial_2029_SC A_GWh_Before Competition Groups_21 | Demand Control Ventilation | 1.162% | 0 | 78.3643 | Commercial_2029_SC A_GWh_Before Competition Groups_Demand Control Ventilation
Commercial | Com ¦ VFD on Pumps | 2029 | SC A | GWh | Before Competition Groups | 74.0977 | 0 | 0 | 6745.3245 | 0.010985 | 22 | Commercial_2029_SC A_GWh_Before Competition Groups_22 | VFD on Pumps | 1.099% | 0 | 74.0977 | Commercial_2029_SC A_GWh_Before Competition Groups_VFD on Pumps
Commercial | Com ¦ Adaptive Thermostats | 2029 | SC A | GWh | Before Competition Groups | 56.491 | 0 | 0 | 6745.3245 | 0.0083748 | 23 | Commercial_2029_SC A_GWh_Before Competition Groups_23 | Adaptive Thermostats | 0.8375% | 0 | 56.491 | Commercial_2029_SC A_GWh_Before Competition Groups_Adaptive Thermostats
Commercial | Com ¦ ECM MOTORS FOR EVAPORATOR FANS for refrigeration (WALK-IN) | 2029 | SC A | GWh | Before Competition Groups | 37.1933 | 0 | 0 | 6745.3245 | 0.0055139 | 24 | Commercial_2029_SC A_GWh_Before Competition Groups_24 | ECM MOTORS FOR EVAPORATOR FANS for refrigeration (WALK-IN) | 0.5514% | 0 | 37.1933 | Commercial_2029_SC A_GWh_Before Competition Groups_ECM MOTORS FOR EVAPORATOR FANS for refrigeration (WALK-IN)
Commercial | Com ¦ Air Handler with Dedicated Outdoor Air Systems | 2029 | SC A | GWh | Before Competition Groups | 36.0688 | 0 | 0 | 6745.3245 | 0.0053472 | 25 | Commercial_2029_SC A_GWh_Before Competition Groups_25 | Air Handler with Dedicated Outdoor Air Systems | 0.5347% | 0 | 36.0688 | Commercial_2029_SC A_GWh_Before Competition Groups_Air Handler with Dedicated Outdoor Air Systems
Commercial | Com ¦ Condensing Unit Heaters or other Efficient Unit Heating System | 2029 | SC A | GWh | Before Competition Groups | 36.0127 | 0 | 0 | 6745.3245 | 0.0053389 | 26 | Commercial_2029_SC A_GWh_Before Competition Groups_26 | Condensing Unit Heaters or other Efficient Unit Heating System | 0.5339% | 0 | 36.0127 | Commercial_2029_SC A_GWh_Before Competition Groups_Condensing Unit Heaters or other Efficient Unit Heating System
Commercial | Com ¦ Demand Control Kitchen Ventilation | 2029 | SC A | GWh | Before Competition Groups | 32.682 | 0 | 0 | 6745.3245 | 0.0048451 | 27 | Commercial_2029_SC A_GWh_Before Competition Groups_27 | Demand Control Kitchen Ventilation | 0.4845% | 0 | 32.682 | Commercial_2029_SC A_GWh_Before Competition Groups_Demand Control Kitchen Ventilation
Commercial | Com ¦ Door Gasket Freezer/Refrigerator | 2029 | SC A | GWh | Before Competition Groups | 30.4833 | 0 | 0 | 6745.3245 | 0.0045192 | 28 | Commercial_2029_SC A_GWh_Before Competition Groups_28 | Door Gasket Freezer/Refrigerator | 0.4519% | 0 | 30.4833 | Commercial_2029_SC A_GWh_Before Competition Groups_Door Gasket Freezer/Refrigerator
Commercial | Com ¦ Evaporator Fan Controls | 2029 | SC A | GWh | Before Competition Groups | 29.7758 | 0 | 0 | 6745.3245 | 0.0044143 | 29 | Commercial_2029_SC A_GWh_Before Competition Groups_29 | Evaporator Fan Controls | 0.4414% | 0 | 29.7758 | Commercial_2029_SC A_GWh_Before Competition Groups_Evaporator Fan Controls
Commercial | Com ¦ Refrigerated Display Case LED | 2029 | SC A | GWh | Before Competition Groups | 29.676 | 0 | 0 | 6745.3245 | 0.0043995 | 30 | Commercial_2029_SC A_GWh_Before Competition Groups_30 | Refrigerated Display Case LED | 0.4399% | 0 | 29.676 | Commercial_2029_SC A_GWh_Before Competition Groups_Refrigerated Display Case LED
Commercial | Com ¦ Freezer Case Light Sensor | 2029 | SC A | GWh | Before Competition Groups | 24.8171 | 0 | 0 | 6745.3245 | 0.0036792 | 31 | Commercial_2029_SC A_GWh_Before Competition Groups_31 | Freezer Case Light Sensor | 0.3679% | 0 | 24.8171 | Commercial_2029_SC A_GWh_Before Competition Groups_Freezer Case Light Sensor
Commercial | Com ¦ Unitary Air-Conditioning Unit | 2029 | SC A | GWh | Before Competition Groups | 23.433 | 0 | 0 | 6745.3245 | 0.003474 | 32 | Commercial_2029_SC A_GWh_Before Competition Groups_32 | Unitary Air-Conditioning Unit | 0.3474% | 0 | 23.433 | Commercial_2029_SC A_GWh_Before Competition Groups_Unitary Air-Conditioning Unit
Commercial | Com ¦ ENERGY STAR Griddle (74% eff) | 2029 | SC A | GWh | Before Competition Groups | 21.8015 | 0 | 0 | 6745.3245 | 0.0032321 | 33 | Commercial_2029_SC A_GWh_Before Competition Groups_33 | ENERGY STAR Griddle (74% eff) | 0.3232% | 0 | 21.8015 | Commercial_2029_SC A_GWh_Before Competition Groups_ENERGY STAR Griddle (74% eff)
Commercial | Com ¦ Occupancy Sensors | 2029 | SC A | GWh | Before Competition Groups | 20.1433 | 0 | 0 | 6745.3245 | 0.0029863 | 34 | Commercial_2029_SC A_GWh_Before Competition Groups_34 | Occupancy Sensors | 0.2986% | 0 | 20.1433 | Commercial_2029_SC A_GWh_Before Competition Groups_Occupancy Sensors
Commercial | Com ¦ Chilled Water Optimization | 2029 | SC A | GWh | Before Competition Groups | 15.2619 | 0 | 0 | 6745.3245 | 0.0022626 | 35 | Commercial_2029_SC A_GWh_Before Competition Groups_35 | Chilled Water Optimization | 0.2263% | 0 | 15.2619 | Commercial_2029_SC A_GWh_Before Competition Groups_Chilled Water Optimization
Commercial | Com ¦ Elec Storage WH 2.30 Et | 2029 | SC A | GWh | Before Competition Groups | 12.4821 | 0 | 0 | 6745.3245 | 0.0018505 | 36 | Commercial_2029_SC A_GWh_Before Competition Groups_36 | Elec Storage WH 2.30 Et | 0.185% | 0 | 12.4821 | Commercial_2029_SC A_GWh_Before Competition Groups_Elec Storage WH 2.30 Et
Commercial | Com ¦ BEVERAGE VENDING MACHINE CONTROLS | 2029 | SC A | GWh | Before Competition Groups | 12.1758 | 0 | 0 | 6745.3245 | 0.0018051 | 37 | Commercial_2029_SC A_GWh_Before Competition Groups_37 | BEVERAGE VENDING MACHINE CONTROLS | 0.1805% | 0 | 12.1758 | Commercial_2029_SC A_GWh_Before Competition Groups_BEVERAGE VENDING MACHINE CONTROLS
Commercial | Com ¦ Temperature Adjustment in Commercial Freezers | 2029 | SC A | GWh | Before Competition Groups | 11.3989 | 0 | 0 | 6745.3245 | 0.0016899 | 38 | Commercial_2029_SC A_GWh_Before Competition Groups_38 | Temperature Adjustment in Commercial Freezers | 0.169% | 0 | 11.3989 | Commercial_2029_SC A_GWh_Before Competition Groups_Temperature Adjustment in Commercial Freezers
Commercial | Com ¦ CO Sensors for parking garage exhaust fans | 2029 | SC A | GWh | Before Competition Groups | 9.6847 | 0 | 0 | 6745.3245 | 0.0014358 | 39 | Commercial_2029_SC A_GWh_Before Competition Groups_39 | CO Sensors for parking garage exhaust fans | 0.1436% | 0 | 9.6847 | Commercial_2029_SC A_GWh_Before Competition Groups_CO Sensors for parking garage exhaust fans
Commercial | Com ¦ Energy Efficient Laboratory Fume Hood | 2029 | SC A | GWh | Before Competition Groups | 9.1753 | 0 | 0 | 6745.3245 | 0.0013602 | 40 | Commercial_2029_SC A_GWh_Before Competition Groups_40 | Energy Efficient Laboratory Fume Hood | 0.136% | 0 | 9.1753 | Commercial_2029_SC A_GWh_Before Competition Groups_Energy Efficient Laboratory Fume Hood
Commercial | Com ¦ Vertical Night Covers | 2029 | SC A | GWh | Before Competition Groups | 8.6369 | 0 | 0 | 6745.3245 | 0.0012804 | 41 | Commercial_2029_SC A_GWh_Before Competition Groups_41 | Vertical Night Covers | 0.128% | 0 | 8.6369 | Commercial_2029_SC A_GWh_Before Competition Groups_Vertical Night Covers
Commercial | Com ¦ Outside Air Economizer | 2029 | SC A | GWh | Before Competition Groups | 8.388 | 0 | 0 | 6745.3245 | 0.0012435 | 42 | Commercial_2029_SC A_GWh_Before Competition Groups_42 | Outside Air Economizer | 0.1244% | 0 | 8.388 | Commercial_2029_SC A_GWh_Before Competition Groups_Outside Air Economizer
Commercial | Com ¦ ENERGY STAR Fryer (84% eff) | 2029 | SC A | GWh | Before Competition Groups | 7.9341 | 0 | 0 | 6745.3245 | 0.0011762 | 43 | Commercial_2029_SC A_GWh_Before Competition Groups_43 | ENERGY STAR Fryer (84% eff) | 0.1176% | 0 | 7.9341 | Commercial_2029_SC A_GWh_Before Competition Groups_ENERGY STAR Fryer (84% eff)
Commercial | Com ¦ Duct Insulation, R8 | 2029 | SC A | GWh | Before Competition Groups | 7.8534 | 0 | 0 | 6745.3245 | 0.0011643 | 44 | Commercial_2029_SC A_GWh_Before Competition Groups_44 | Duct Insulation, R8 | 0.1164% | 0 | 7.8534 | Commercial_2029_SC A_GWh_Before Competition Groups_Duct Insulation, R8
Commercial | Com ¦ Water Heating (DHW) Pipe Insulation (Add 3/4\ Foam)" | 2029 | SC A | GWh | Before Competition Groups | 7.6479 | 0 | 0 | 6745.3245 | 0.0011338 | 45 | Commercial_2029_SC A_GWh_Before Competition Groups_45 | Water Heating (DHW) Pipe Insulation (Add 3/4\ Foam)" | 0.1134% | 0 | 7.6479 | Commercial_2029_SC A_GWh_Before Competition Groups_Water Heating (DHW) Pipe Insulation (Add 3/4\ Foam)"
Commercial | Com ¦ Water Source Heat Pump (4 ton) | 2029 | SC A | GWh | Before Competition Groups | 6.7908 | 0 | 0 | 6745.3245 | 0.0010067 | 46 | Commercial_2029_SC A_GWh_Before Competition Groups_46 | Water Source Heat Pump (4 ton) | 0.1007% | 0 | 6.7908 | Commercial_2029_SC A_GWh_Before Competition Groups_Water Source Heat Pump (4 ton)
Commercial | Com ¦ Suction Pipe Insulation Freezer/Refrigerator | 2029 | SC A | GWh | Before Competition Groups | 4.6706 | 0 | 0 | 6745.3245 | 0.00069242 | 47 | Commercial_2029_SC A_GWh_Before Competition Groups_47 | Suction Pipe Insulation Freezer/Refrigerator | 0.06924% | 0 | 4.6706 | Commercial_2029_SC A_GWh_Before Competition Groups_Suction Pipe Insulation Freezer/Refrigerator
Commercial | Com ¦ ENERGY STAR Dishwasher | 2029 | SC A | GWh | Before Competition Groups | 3.8992 | 0 | 0 | 6745.3245 | 0.00057805 | 48 | Commercial_2029_SC A_GWh_Before Competition Groups_48 | ENERGY STAR Dishwasher | 0.05781% | 0 | 3.8992 | Commercial_2029_SC A_GWh_Before Competition Groups_ENERGY STAR Dishwasher
Commercial | Com ¦ ENERGY STAR Steam Cookers | 2029 | SC A | GWh | Before Competition Groups | 3.7909 | 0 | 0 | 6745.3245 | 0.000562 | 49 | Commercial_2029_SC A_GWh_Before Competition Groups_49 | ENERGY STAR Steam Cookers | 0.0562% | 0 | 3.7909 | Commercial_2029_SC A_GWh_Before Competition Groups_ENERGY STAR Steam Cookers
Commercial | Com ¦ Thermostat Setback | 2029 | SC A | GWh | Before Competition Groups | 2.106 | 0 | 0 | 6745.3245 | 0.00031221 | 50 | Commercial_2029_SC A_GWh_Before Competition Groups_50 | Thermostat Setback | 0.03122% | 0 | 2.106 | Commercial_2029_SC A_GWh_Before Competition Groups_Thermostat Setback
Commercial | Com ¦ Condensing Make Up Air Unit | 2029 | SC A | GWh | Before Competition Groups | 1.9551 | 0 | 0 | 6745.3245 | 0.00028985 | 51 | Commercial_2029_SC A_GWh_Before Competition Groups_51 | Condensing Make Up Air Unit | 0.02898% | 0 | 1.9551 | Commercial_2029_SC A_GWh_Before Competition Groups_Condensing Make Up Air Unit
Commercial | Com ¦ Ozone Laundry Treatment | 2029 | SC A | GWh | Before Competition Groups | 1.9292 | 0 | 0 | 6745.3245 | 0.00028601 | 52 | Commercial_2029_SC A_GWh_Before Competition Groups_52 | Ozone Laundry Treatment | 0.0286% | 0 | 1.9292 | Commercial_2029_SC A_GWh_Before Competition Groups_Ozone Laundry Treatment
Commercial | Com ¦ Demand controlled Circulating Systems | 2029 | SC A | GWh | Before Competition Groups | 1.5717 | 0 | 0 | 6745.3245 | 0.00023301 | 53 | Commercial_2029_SC A_GWh_Before Competition Groups_53 | Demand controlled Circulating Systems | 0.0233% | 0 | 1.5717 | Commercial_2029_SC A_GWh_Before Competition Groups_Demand controlled Circulating Systems
Commercial | Com ¦ ECM MOTORS FOR HVAC APPLICATION (FAN-POWERED VAV BOX) | 2029 | SC A | GWh | Before Competition Groups | 1.165 | 0 | 0 | 6745.3245 | 0.00017272 | 54 | Commercial_2029_SC A_GWh_Before Competition Groups_54 | ECM MOTORS FOR HVAC APPLICATION (FAN-POWERED VAV BOX) | 0.01727% | 0 | 1.165 | Commercial_2029_SC A_GWh_Before Competition Groups_ECM MOTORS FOR HVAC APPLICATION (FAN-POWERED VAV BOX)
Commercial | Com ¦ CEE Tier 2/Energy Star Clothes Washers | 2029 | SC A | GWh | Before Competition Groups | 0.78998 | 0 | 0 | 6745.3245 | 0.00011711 | 55 | Commercial_2029_SC A_GWh_Before Competition Groups_55 | CEE Tier 2/Energy Star Clothes Washers | 0.01171% | 0 | 0.78998 | Commercial_2029_SC A_GWh_Before Competition Groups_CEE Tier 2/Energy Star Clothes Washers
Commercial | Com ¦ Notched V belts for HVAC Systems | 2029 | SC A | GWh | Before Competition Groups | 0.5583 | 0 | 0 | 6745.3245 | 8.2769e-05 | 56 | Commercial_2029_SC A_GWh_Before Competition Groups_56 | Notched V belts for HVAC Systems | 0.008277% | 0 | 0.5583 | Commercial_2029_SC A_GWh_Before Competition Groups_Notched V belts for HVAC Systems
Commercial | Com ¦ Solar Water Preheat (Pools/DHW) | 2029 | SC A | GWh | Before Competition Groups | 0.48011 | 0 | 0 | 6745.3245 | 7.1177e-05 | 57 | Commercial_2029_SC A_GWh_Before Competition Groups_57 | Solar Water Preheat (Pools/DHW) | 0.007118% | 0 | 0.48011 | Commercial_2029_SC A_GWh_Before Competition Groups_Solar Water Preheat (Pools/DHW)
Commercial | Com ¦ Auto Off Time Switch or Time Clock control | 2029 | SC A | GWh | Before Competition Groups | 0.47265 | 0 | 0 | 6745.3245 | 7.0071e-05 | 58 | Commercial_2029_SC A_GWh_Before Competition Groups_58 | Auto Off Time Switch or Time Clock control | 0.007007% | 0 | 0.47265 | Commercial_2029_SC A_GWh_Before Competition Groups_Auto Off Time Switch or Time Clock control
Commercial | COM ¦ Ductless Mini-Split Heat Pumps | 2029 | SC A | GWh | Before Competition Groups | 0.44042 | 0 | 0 | 6745.3245 | 6.5292e-05 | 59 | Commercial_2029_SC A_GWh_Before Competition Groups_59 | Ductless Mini-Split Heat Pumps | 0.006529% | 0 | 0.44042 | Commercial_2029_SC A_GWh_Before Competition Groups_Ductless Mini-Split Heat Pumps
Commercial | Com ¦ Low Flow Pre-Rinse Spray Nozzle | 2029 | SC A | GWh | Before Competition Groups | 0.41754 | 0 | 0 | 6745.3245 | 6.19e-05 | 60 | Commercial_2029_SC A_GWh_Before Competition Groups_60 | Low Flow Pre-Rinse Spray Nozzle | 0.00619% | 0 | 0.41754 | Commercial_2029_SC A_GWh_Before Competition Groups_Low Flow Pre-Rinse Spray Nozzle
Commercial | Com ¦ PTAC (12 EER/10,000 BTU) | 2029 | SC A | GWh | Before Competition Groups | 0.3168 | 0 | 0 | 6745.3245 | 4.6966e-05 | 61 | Commercial_2029_SC A_GWh_Before Competition Groups_61 | PTAC (12 EER/10,000 BTU) | 0.004697% | 0 | 0.3168 | Commercial_2029_SC A_GWh_Before Competition Groups_PTAC (12 EER/10,000 BTU)
Commercial | Com ¦ HVAC Optimization | 2029 | SC A | GWh | Before Competition Groups | 0.27068 | 0 | 0 | 6745.3245 | 4.0129e-05 | 62 | Commercial_2029_SC A_GWh_Before Competition Groups_62 | HVAC Optimization | 0.004013% | 0 | 0.27068 | Commercial_2029_SC A_GWh_Before Competition Groups_HVAC Optimization
Commercial | Com ¦ Commercial Hot Food Holding Cabinets | 2029 | SC A | GWh | Before Competition Groups | 0.19583 | 0 | 0 | 6745.3245 | 2.9032e-05 | 63 | Commercial_2029_SC A_GWh_Before Competition Groups_63 | Commercial Hot Food Holding Cabinets | 0.002903% | 0 | 0.19583 | Commercial_2029_SC A_GWh_Before Competition Groups_Commercial Hot Food Holding Cabinets
Commercial | Com ¦ Air Curtains | 2029 | SC A | GWh | Before Competition Groups | 0.11784 | 0 | 0 | 6745.3245 | 1.747e-05 | 64 | Commercial_2029_SC A_GWh_Before Competition Groups_64 | Air Curtains | 0.001747% | 0 | 0.11784 | Commercial_2029_SC A_GWh_Before Competition Groups_Air Curtains
Commercial | Com ¦ LED RECESSED DOWNLIGHTS | 2029 | SC A | GWh | Before Competition Groups | 0.073404 | 0 | 0 | 6745.3245 | 1.0882e-05 | 65 | Commercial_2029_SC A_GWh_Before Competition Groups_65 | LED RECESSED DOWNLIGHTS | 0.001088% | 0 | 0.073404 | Commercial_2029_SC A_GWh_Before Competition Groups_LED RECESSED DOWNLIGHTS
Commercial | Com ¦ Wall Insulation | 2029 | SC A | GWh | Before Competition Groups | 0.07093 | 0 | 0 | 6745.3245 | 1.0515e-05 | 66 | Commercial_2029_SC A_GWh_Before Competition Groups_66 | Wall Insulation | 0.001052% | 0 | 0.07093 | Commercial_2029_SC A_GWh_Before Competition Groups_Wall Insulation
Commercial | Com ¦ High Efficiency Small Instantaneous Water Heater | 2029 | SC A | GWh | Before Competition Groups | 0.069726 | 0 | 0 | 6745.3245 | 1.0337e-05 | 67 | Commercial_2029_SC A_GWh_Before Competition Groups_67 | High Efficiency Small Instantaneous Water Heater | 0.001034% | 0 | 0.069726 | Commercial_2029_SC A_GWh_Before Competition Groups_High Efficiency Small Instantaneous Water Heater
Commercial | Com ¦ Energy Recovery Ventilation and Ventilation (Enhanced) | 2029 | SC A | GWh | Before Competition Groups | 0.046674 | 0 | 0 | 6745.3245 | 6.9194e-06 | 68 | Commercial_2029_SC A_GWh_Before Competition Groups_68 | Energy Recovery Ventilation and Ventilation (Enhanced) | 0.0006919% | 0 | 0.046674 | Commercial_2029_SC A_GWh_Before Competition Groups_Energy Recovery Ventilation and Ventilation (Enhanced)
Commercial | Com ¦ LLLC - Low Impact Application | 2029 | SC A | GWh | Before Competition Groups | 0.024449 | 0 | 0 | 6745.3245 | 3.6246e-06 | 69 | Commercial_2029_SC A_GWh_Before Competition Groups_69 | LLLC - Low Impact Application | 0.0003625% | 0 | 0.024449 | Commercial_2029_SC A_GWh_Before Competition Groups_LLLC - Low Impact Application
Commercial | Com ¦ VSD Air Compressor | 2029 | SC A | GWh | Before Competition Groups | 0.023144 | 0 | 0 | 6745.3245 | 3.4311e-06 | 70 | Commercial_2029_SC A_GWh_Before Competition Groups_70 | VSD Air Compressor | 0.0003431% | 0 | 0.023144 | Commercial_2029_SC A_GWh_Before Competition Groups_VSD Air Compressor
Commercial | Com ¦ LLLC - High Impact Application | 2029 | SC A | GWh | Before Competition Groups | 0.02296 | 0 | 0 | 6745.3245 | 3.4039e-06 | 71 | Commercial_2029_SC A_GWh_Before Competition Groups_71 | LLLC - High Impact Application | 0.0003404% | 0 | 0.02296 | Commercial_2029_SC A_GWh_Before Competition Groups_LLLC - High Impact Application
Commercial | Com ¦ Room AC (w/ louvered sides) 14 SEER from 12 SEER code | 2029 | SC A | GWh | Before Competition Groups | 0.016465 | 0 | 0 | 6745.3245 | 2.441e-06 | 72 | Commercial_2029_SC A_GWh_Before Competition Groups_72 | Room AC (w/ louvered sides) 14 SEER from 12 SEER code | 0.0002441% | 0 | 0.016465 | Commercial_2029_SC A_GWh_Before Competition Groups_Room AC (w/ louvered sides) 14 SEER from 12 SEER code
Commercial | Com ¦ EC Plug Fan for Data Center (under cabinet) | 2029 | SC A | GWh | Before Competition Groups | 0.016392 | 0 | 0 | 6745.3245 | 2.4301e-06 | 73 | Commercial_2029_SC A_GWh_Before Competition Groups_73 | EC Plug Fan for Data Center (under cabinet) | 0.000243% | 0 | 0.016392 | Commercial_2029_SC A_GWh_Before Competition Groups_EC Plug Fan for Data Center (under cabinet)
Commercial | Com ¦ High Efficiency Chiller (avg of water and air cooled) | 2029 | SC A | GWh | Before Competition Groups | 0.0044274 | 0 | 0 | 6745.3245 | 6.5636e-07 | 74 | Commercial_2029_SC A_GWh_Before Competition Groups_74 | High Efficiency Chiller (avg of water and air cooled) | 6.564e-05% | 0 | 0.0044274 | Commercial_2029_SC A_GWh_Before Competition Groups_High Efficiency Chiller (avg of water and air cooled)
Commercial | Com ¦ Electric Convection Combination Ovens | 2029 | SC A | GWh | Before Competition Groups | 0.0023623 | 0 | 0 | 6745.3245 | 3.5021e-07 | 75 | Commercial_2029_SC A_GWh_Before Competition Groups_75 | Electric Convection Combination Ovens | 3.502e-05% | 0 | 0.0023623 | Commercial_2029_SC A_GWh_Before Competition Groups_Electric Convection Combination Ovens
Commercial | Com ¦ Networked/Connected - High Impact Application | 2029 | SC A | GWh | Before Competition Groups | 0.00054829 | 0 | 0 | 6745.3245 | 8.1285e-08 | 76 | Commercial_2029_SC A_GWh_Before Competition Groups_76 | Networked/Connected - High Impact Application | 8.128e-06% | 0 | 0.00054829 | Commercial_2029_SC A_GWh_Before Competition Groups_Networked/Connected - High Impact Application
Commercial | Com ¦ Networked/Connected - Low Impact Application | 2029 | SC A | GWh | Before Competition Groups | 2.518e-05 | 0 | 0 | 6745.3245 | 3.7329e-09 | 77 | Commercial_2029_SC A_GWh_Before Competition Groups_77 | Networked/Connected - Low Impact Application | 3.733e-07% | 0 | 2.518e-05 | Commercial_2029_SC A_GWh_Before Competition Groups_Networked/Connected - Low Impact Application
Commercial | Com ¦ Efficient compressor motor | 2029 | SC A | GWh | Before Competition Groups | 0 | 0 | 0 | 6745.3245 | 0 | 78 | Commercial_2029_SC A_GWh_Before Competition Groups_78 | Efficient compressor motor | 0% | 0 | 0 | Commercial_2029_SC A_GWh_Before Competition Groups_Efficient compressor motor
Commercial | Com ¦ Indoor Daylight Sensors/Photocell Dimming Control | 2029 | SC A | GWh | Before Competition Groups | 0 | 0 | 0 | 6745.3245 | 0 | 79 | Commercial_2029_SC A_GWh_Before Competition Groups_79 | Indoor Daylight Sensors/Photocell Dimming Control | 0% | 0 | 0 | Commercial_2029_SC A_GWh_Before Competition Groups_Indoor Daylight Sensors/Photocell Dimming Control
Commercial | Com ¦ Variable Refrigerant Flow Heat Pump | 2029 | SC A | GWh | Before Competition Groups | 0 | 0 | 0 | 6745.3245 | 0 | 80 | Commercial_2029_SC A_GWh_Before Competition Groups_80 | Variable Refrigerant Flow Heat Pump | 0% | 0 | 0 | Commercial_2029_SC A_GWh_Before Competition Groups_Variable Refrigerant Flow Heat Pump
Commercial | Com ¦ LED Low/High Bay | 2029 | SC B | GWh | Before Competition Groups | 838.262 | 0 | 0 | 9099.4232 | 0.092123 | 1 | Commercial_2029_SC B_GWh_Before Competition Groups_1 | LED Low/High Bay | 9.212% | 0 | 838.262 | Commercial_2029_SC B_GWh_Before Competition Groups_LED Low/High Bay
Commercial | Com ¦ ENERGY STAR LED LAMPS (REFLECTOR LAMPs/MR16/PAR 16) | 2029 | SC B | GWh | Before Competition Groups | 831.5506 | 0 | 0 | 9099.4232 | 0.091385 | 2 | Commercial_2029_SC B_GWh_Before Competition Groups_2 | ENERGY STAR LED LAMPS (REFLECTOR LAMPs/MR16/PAR 16) | 9.138% | 0 | 831.5506 | Commercial_2029_SC B_GWh_Before Competition Groups_ENERGY STAR LED LAMPS (REFLECTOR LAMPs/MR16/PAR 16)
Commercial | Com ¦ LED Troffer/Surface/Suspended | 2029 | SC B | GWh | Before Competition Groups | 787.2778 | 0 | 0 | 9099.4232 | 0.08652 | 3 | Commercial_2029_SC B_GWh_Before Competition Groups_3 | LED Troffer/Surface/Suspended | 8.652% | 0 | 787.2778 | Commercial_2029_SC B_GWh_Before Competition Groups_LED Troffer/Surface/Suspended
Commercial | Com ¦ Building Recommissioning, Operations and Maintenance (O&M) Improvements | 2029 | SC B | GWh | Before Competition Groups | 662.878 | 0 | 0 | 9099.4232 | 0.072848 | 4 | Commercial_2029_SC B_GWh_Before Competition Groups_4 | Building Recommissioning, Operations and Maintenance (O&M) Improvements | 7.285% | 0 | 662.878 | Commercial_2029_SC B_GWh_Before Competition Groups_Building Recommissioning, Operations and Maintenance (O&M) Improvements
Commercial | Com ¦ Education and Capacity Building/Energy Behavior | 2029 | SC B | GWh | Before Competition Groups | 567.5353 | 0 | 0 | 9099.4232 | 0.06237 | 5 | Commercial_2029_SC B_GWh_Before Competition Groups_5 | Education and Capacity Building/Energy Behavior | 6.237% | 0 | 567.5353 | Commercial_2029_SC B_GWh_Before Competition Groups_Education and Capacity Building/Energy Behavior
Commercial | Com ¦ LED EXTERIOR AREA LIGHTS - LED fixture (200W) | 2029 | SC B | GWh | Before Competition Groups | 535.948 | 0 | 0 | 9099.4232 | 0.058899 | 6 | Commercial_2029_SC B_GWh_Before Competition Groups_6 | LED EXTERIOR AREA LIGHTS - LED fixture (200W) | 5.89% | 0 | 535.948 | Commercial_2029_SC B_GWh_Before Competition Groups_LED EXTERIOR AREA LIGHTS - LED fixture (200W)
Commercial | Com ¦ LED parking lot fixture | 2029 | SC B | GWh | Before Competition Groups | 515.8104 | 0 | 0 | 9099.4232 | 0.056686 | 7 | Commercial_2029_SC B_GWh_Before Competition Groups_7 | LED parking lot fixture | 5.669% | 0 | 515.8104 | Commercial_2029_SC B_GWh_Before Competition Groups_LED parking lot fixture
Commercial | Com ¦ Furnace Tune-Up | 2029 | SC B | GWh | Before Competition Groups | 499.4709 | 0 | 0 | 9099.4232 | 0.05489 | 8 | Commercial_2029_SC B_GWh_Before Competition Groups_8 | Furnace Tune-Up | 5.489% | 0 | 499.4709 | Commercial_2029_SC B_GWh_Before Competition Groups_Furnace Tune-Up
Commercial | Com ¦ LED Replacement Lamp (Tube) | 2029 | SC B | GWh | Before Competition Groups | 450.8559 | 0 | 0 | 9099.4232 | 0.049548 | 9 | Commercial_2029_SC B_GWh_Before Competition Groups_9 | LED Replacement Lamp (Tube) | 4.955% | 0 | 450.8559 | Commercial_2029_SC B_GWh_Before Competition Groups_LED Replacement Lamp (Tube)
Commercial | Com ¦ LED street light fixture | 2029 | SC B | GWh | Before Competition Groups | 318.5798 | 0 | 0 | 9099.4232 | 0.035011 | 10 | Commercial_2029_SC B_GWh_Before Competition Groups_10 | LED street light fixture | 3.501% | 0 | 318.5798 | Commercial_2029_SC B_GWh_Before Competition Groups_LED street light fixture
Commercial | Com ¦ Data Center Storage/Server Virtualization | 2029 | SC B | GWh | Before Competition Groups | 219.8563 | 0 | 0 | 9099.4232 | 0.024162 | 11 | Commercial_2029_SC B_GWh_Before Competition Groups_11 | Data Center Storage/Server Virtualization | 2.416% | 0 | 219.8563 | Commercial_2029_SC B_GWh_Before Competition Groups_Data Center Storage/Server Virtualization
Commercial | Com ¦ Strip Curtains | 2029 | SC B | GWh | Before Competition Groups | 198.3943 | 0 | 0 | 9099.4232 | 0.021803 | 12 | Commercial_2029_SC B_GWh_Before Competition Groups_12 | Strip Curtains | 2.18% | 0 | 198.3943 | Commercial_2029_SC B_GWh_Before Competition Groups_Strip Curtains
Commercial | Com ¦ Demand Control Ventilation | 2029 | SC B | GWh | Before Competition Groups | 197.0538 | 0 | 0 | 9099.4232 | 0.021656 | 13 | Commercial_2029_SC B_GWh_Before Competition Groups_13 | Demand Control Ventilation | 2.166% | 0 | 197.0538 | Commercial_2029_SC B_GWh_Before Competition Groups_Demand Control Ventilation
Commercial | Com ¦ Reach-in Shaded Pole to ECM/PSC Evaporator Fan Motor | 2029 | SC B | GWh | Before Competition Groups | 188.7849 | 0 | 0 | 9099.4232 | 0.020747 | 14 | Commercial_2029_SC B_GWh_Before Competition Groups_14 | Reach-in Shaded Pole to ECM/PSC Evaporator Fan Motor | 2.075% | 0 | 188.7849 | Commercial_2029_SC B_GWh_Before Competition Groups_Reach-in Shaded Pole to ECM/PSC Evaporator Fan Motor
Commercial | Com ¦ Refrigerated Display Case Doors | 2029 | SC B | GWh | Before Competition Groups | 184.9803 | 0 | 0 | 9099.4232 | 0.020329 | 15 | Commercial_2029_SC B_GWh_Before Competition Groups_15 | Refrigerated Display Case Doors | 2.033% | 0 | 184.9803 | Commercial_2029_SC B_GWh_Before Competition Groups_Refrigerated Display Case Doors
Commercial | Com ¦ High Efficiency Air Source Heat Pump | 2029 | SC B | GWh | Before Competition Groups | 174.9238 | 0 | 0 | 9099.4232 | 0.019224 | 16 | Commercial_2029_SC B_GWh_Before Competition Groups_16 | High Efficiency Air Source Heat Pump | 1.922% | 0 | 174.9238 | Commercial_2029_SC B_GWh_Before Competition Groups_High Efficiency Air Source Heat Pump
Commercial | Com ¦ Variable Frequency Drive (VFD) | 2029 | SC B | GWh | Before Competition Groups | 166.0265 | 0 | 0 | 9099.4232 | 0.018246 | 17 | Commercial_2029_SC B_GWh_Before Competition Groups_17 | Variable Frequency Drive (VFD) | 1.825% | 0 | 166.0265 | Commercial_2029_SC B_GWh_Before Competition Groups_Variable Frequency Drive (VFD)
Commercial | Com ¦ VFD on Pumps | 2029 | SC B | GWh | Before Competition Groups | 155.1934 | 0 | 0 | 9099.4232 | 0.017055 | 18 | Commercial_2029_SC B_GWh_Before Competition Groups_18 | VFD on Pumps | 1.706% | 0 | 155.1934 | Commercial_2029_SC B_GWh_Before Competition Groups_VFD on Pumps
Commercial | Com ¦ Centrally controlled desktop PC/NETWORK PC POWER MANAGEMENT SOFTWARE | 2029 | SC B | GWh | Before Competition Groups | 142.6808 | 0 | 0 | 9099.4232 | 0.01568 | 19 | Commercial_2029_SC B_GWh_Before Competition Groups_19 | Centrally controlled desktop PC/NETWORK PC POWER MANAGEMENT SOFTWARE | 1.568% | 0 | 142.6808 | Commercial_2029_SC B_GWh_Before Competition Groups_Centrally controlled desktop PC/NETWORK PC POWER MANAGEMENT SOFTWARE
Commercial | Com ¦ LED or Equivalent Sign Lighting | 2029 | SC B | GWh | Before Competition Groups | 142.6739 | 0 | 0 | 9099.4232 | 0.015679 | 20 | Commercial_2029_SC B_GWh_Before Competition Groups_20 | LED or Equivalent Sign Lighting | 1.568% | 0 | 142.6739 | Commercial_2029_SC B_GWh_Before Competition Groups_LED or Equivalent Sign Lighting
Commercial | Com ¦ Advanced BAS/Controllers | 2029 | SC B | GWh | Before Competition Groups | 133.1672 | 0 | 0 | 9099.4232 | 0.014635 | 21 | Commercial_2029_SC B_GWh_Before Competition Groups_21 | Advanced BAS/Controllers | 1.463% | 0 | 133.1672 | Commercial_2029_SC B_GWh_Before Competition Groups_Advanced BAS/Controllers
Commercial | Com ¦ Air Handler with Dedicated Outdoor Air Systems | 2029 | SC B | GWh | Before Competition Groups | 125.7386 | 0 | 0 | 9099.4232 | 0.013818 | 22 | Commercial_2029_SC B_GWh_Before Competition Groups_22 | Air Handler with Dedicated Outdoor Air Systems | 1.382% | 0 | 125.7386 | Commercial_2029_SC B_GWh_Before Competition Groups_Air Handler with Dedicated Outdoor Air Systems
Commercial | Com ¦ Adaptive Thermostats | 2029 | SC B | GWh | Before Competition Groups | 113.702 | 0 | 0 | 9099.4232 | 0.012496 | 23 | Commercial_2029_SC B_GWh_Before Competition Groups_23 | Adaptive Thermostats | 1.25% | 0 | 113.702 | Commercial_2029_SC B_GWh_Before Competition Groups_Adaptive Thermostats
Commercial | Com ¦ ENERGY STAR LED LAMPS (General Service Lamps) | 2029 | SC B | GWh | Before Competition Groups | 102.5191 | 0 | 0 | 9099.4232 | 0.011267 | 24 | Commercial_2029_SC B_GWh_Before Competition Groups_24 | ENERGY STAR LED LAMPS (General Service Lamps) | 1.127% | 0 | 102.5191 | Commercial_2029_SC B_GWh_Before Competition Groups_ENERGY STAR LED LAMPS (General Service Lamps)
Commercial | Com ¦ ECM MOTORS FOR EVAPORATOR FANS for refrigeration (WALK-IN) | 2029 | SC B | GWh | Before Competition Groups | 77.9729 | 0 | 0 | 9099.4232 | 0.008569 | 25 | Commercial_2029_SC B_GWh_Before Competition Groups_25 | ECM MOTORS FOR EVAPORATOR FANS for refrigeration (WALK-IN) | 0.8569% | 0 | 77.9729 | Commercial_2029_SC B_GWh_Before Competition Groups_ECM MOTORS FOR EVAPORATOR FANS for refrigeration (WALK-IN)
Commercial | Com ¦ Condensing Unit Heaters or other Efficient Unit Heating System | 2029 | SC B | GWh | Before Competition Groups | 75.1329 | 0 | 0 | 9099.4232 | 0.0082569 | 26 | Commercial_2029_SC B_GWh_Before Competition Groups_26 | Condensing Unit Heaters or other Efficient Unit Heating System | 0.8257% | 0 | 75.1329 | Commercial_2029_SC B_GWh_Before Competition Groups_Condensing Unit Heaters or other Efficient Unit Heating System
Commercial | Com ¦ Unitary Air-Conditioning Unit | 2029 | SC B | GWh | Before Competition Groups | 74.4418 | 0 | 0 | 9099.4232 | 0.0081809 | 27 | Commercial_2029_SC B_GWh_Before Competition Groups_27 | Unitary Air-Conditioning Unit | 0.8181% | 0 | 74.4418 | Commercial_2029_SC B_GWh_Before Competition Groups_Unitary Air-Conditioning Unit
Commercial | Com ¦ Door Gasket Freezer/Refrigerator | 2029 | SC B | GWh | Before Competition Groups | 66.5661 | 0 | 0 | 9099.4232 | 0.0073154 | 28 | Commercial_2029_SC B_GWh_Before Competition Groups_28 | Door Gasket Freezer/Refrigerator | 0.7315% | 0 | 66.5661 | Commercial_2029_SC B_GWh_Before Competition Groups_Door Gasket Freezer/Refrigerator
Commercial | Com ¦ Freezer Case Light Sensor | 2029 | SC B | GWh | Before Competition Groups | 64.0999 | 0 | 0 | 9099.4232 | 0.0070444 | 29 | Commercial_2029_SC B_GWh_Before Competition Groups_29 | Freezer Case Light Sensor | 0.7044% | 0 | 64.0999 | Commercial_2029_SC B_GWh_Before Competition Groups_Freezer Case Light Sensor
Commercial | Com ¦ Evaporator Fan Controls | 2029 | SC B | GWh | Before Competition Groups | 62.5282 | 0 | 0 | 9099.4232 | 0.0068717 | 30 | Commercial_2029_SC B_GWh_Before Competition Groups_30 | Evaporator Fan Controls | 0.6872% | 0 | 62.5282 | Commercial_2029_SC B_GWh_Before Competition Groups_Evaporator Fan Controls
Commercial | Com ¦ Demand Control Kitchen Ventilation | 2029 | SC B | GWh | Before Competition Groups | 61.9459 | 0 | 0 | 9099.4232 | 0.0068077 | 31 | Commercial_2029_SC B_GWh_Before Competition Groups_31 | Demand Control Kitchen Ventilation | 0.6808% | 0 | 61.9459 | Commercial_2029_SC B_GWh_Before Competition Groups_Demand Control Kitchen Ventilation
Commercial | Com ¦ Refrigerated Display Case LED | 2029 | SC B | GWh | Before Competition Groups | 55.5512 | 0 | 0 | 9099.4232 | 0.0061049 | 32 | Commercial_2029_SC B_GWh_Before Competition Groups_32 | Refrigerated Display Case LED | 0.6105% | 0 | 55.5512 | Commercial_2029_SC B_GWh_Before Competition Groups_Refrigerated Display Case LED
Commercial | Com ¦ BEVERAGE VENDING MACHINE CONTROLS | 2029 | SC B | GWh | Before Competition Groups | 25.9535 | 0 | 0 | 9099.4232 | 0.0028522 | 33 | Commercial_2029_SC B_GWh_Before Competition Groups_33 | BEVERAGE VENDING MACHINE CONTROLS | 0.2852% | 0 | 25.9535 | Commercial_2029_SC B_GWh_Before Competition Groups_BEVERAGE VENDING MACHINE CONTROLS
Commercial | Com ¦ Elec Storage WH 2.30 Et | 2029 | SC B | GWh | Before Competition Groups | 24.1492 | 0 | 0 | 9099.4232 | 0.0026539 | 34 | Commercial_2029_SC B_GWh_Before Competition Groups_34 | Elec Storage WH 2.30 Et | 0.2654% | 0 | 24.1492 | Commercial_2029_SC B_GWh_Before Competition Groups_Elec Storage WH 2.30 Et
Commercial | Com ¦ Temperature Adjustment in Commercial Freezers | 2029 | SC B | GWh | Before Competition Groups | 23.9244 | 0 | 0 | 9099.4232 | 0.0026292 | 35 | Commercial_2029_SC B_GWh_Before Competition Groups_35 | Temperature Adjustment in Commercial Freezers | 0.2629% | 0 | 23.9244 | Commercial_2029_SC B_GWh_Before Competition Groups_Temperature Adjustment in Commercial Freezers
Commercial | Com ¦ ENERGY STAR Griddle (74% eff) | 2029 | SC B | GWh | Before Competition Groups | 21.8014 | 0 | 0 | 9099.4232 | 0.0023959 | 36 | Commercial_2029_SC B_GWh_Before Competition Groups_36 | ENERGY STAR Griddle (74% eff) | 0.2396% | 0 | 21.8014 | Commercial_2029_SC B_GWh_Before Competition Groups_ENERGY STAR Griddle (74% eff)
Commercial | Com ¦ CO Sensors for parking garage exhaust fans | 2029 | SC B | GWh | Before Competition Groups | 21.3245 | 0 | 0 | 9099.4232 | 0.0023435 | 37 | Commercial_2029_SC B_GWh_Before Competition Groups_37 | CO Sensors for parking garage exhaust fans | 0.2344% | 0 | 21.3245 | Commercial_2029_SC B_GWh_Before Competition Groups_CO Sensors for parking garage exhaust fans
Commercial | Com ¦ Energy Efficient Laboratory Fume Hood | 2029 | SC B | GWh | Before Competition Groups | 20.8176 | 0 | 0 | 9099.4232 | 0.0022878 | 38 | Commercial_2029_SC B_GWh_Before Competition Groups_38 | Energy Efficient Laboratory Fume Hood | 0.2288% | 0 | 20.8176 | Commercial_2029_SC B_GWh_Before Competition Groups_Energy Efficient Laboratory Fume Hood
Commercial | Com ¦ Occupancy Sensors | 2029 | SC B | GWh | Before Competition Groups | 20.1433 | 0 | 0 | 9099.4232 | 0.0022137 | 39 | Commercial_2029_SC B_GWh_Before Competition Groups_39 | Occupancy Sensors | 0.2214% | 0 | 20.1433 | Commercial_2029_SC B_GWh_Before Competition Groups_Occupancy Sensors
Commercial | Com ¦ Chilled Water Optimization | 2029 | SC B | GWh | Before Competition Groups | 19.8381 | 0 | 0 | 9099.4232 | 0.0021801 | 40 | Commercial_2029_SC B_GWh_Before Competition Groups_40 | Chilled Water Optimization | 0.218% | 0 | 19.8381 | Commercial_2029_SC B_GWh_Before Competition Groups_Chilled Water Optimization
Commercial | Com ¦ Vertical Night Covers | 2029 | SC B | GWh | Before Competition Groups | 18.5477 | 0 | 0 | 9099.4232 | 0.0020383 | 41 | Commercial_2029_SC B_GWh_Before Competition Groups_41 | Vertical Night Covers | 0.2038% | 0 | 18.5477 | Commercial_2029_SC B_GWh_Before Competition Groups_Vertical Night Covers
Commercial | Com ¦ Duct Insulation, R8 | 2029 | SC B | GWh | Before Competition Groups | 16.6822 | 0 | 0 | 9099.4232 | 0.0018333 | 42 | Commercial_2029_SC B_GWh_Before Competition Groups_42 | Duct Insulation, R8 | 0.1833% | 0 | 16.6822 | Commercial_2029_SC B_GWh_Before Competition Groups_Duct Insulation, R8
Commercial | Com ¦ Water Heating (DHW) Pipe Insulation (Add 3/4\ Foam)" | 2029 | SC B | GWh | Before Competition Groups | 16.0146 | 0 | 0 | 9099.4232 | 0.00176 | 43 | Commercial_2029_SC B_GWh_Before Competition Groups_43 | Water Heating (DHW) Pipe Insulation (Add 3/4\ Foam)" | 0.176% | 0 | 16.0146 | Commercial_2029_SC B_GWh_Before Competition Groups_Water Heating (DHW) Pipe Insulation (Add 3/4\ Foam)"
Commercial | Com ¦ Outside Air Economizer | 2029 | SC B | GWh | Before Competition Groups | 14.1113 | 0 | 0 | 9099.4232 | 0.0015508 | 44 | Commercial_2029_SC B_GWh_Before Competition Groups_44 | Outside Air Economizer | 0.1551% | 0 | 14.1113 | Commercial_2029_SC B_GWh_Before Competition Groups_Outside Air Economizer
Commercial | Com ¦ Water Source Heat Pump (4 ton) | 2029 | SC B | GWh | Before Competition Groups | 13.5995 | 0 | 0 | 9099.4232 | 0.0014945 | 45 | Commercial_2029_SC B_GWh_Before Competition Groups_45 | Water Source Heat Pump (4 ton) | 0.1495% | 0 | 13.5995 | Commercial_2029_SC B_GWh_Before Competition Groups_Water Source Heat Pump (4 ton)
Commercial | Com ¦ Suction Pipe Insulation Freezer/Refrigerator | 2029 | SC B | GWh | Before Competition Groups | 10.147 | 0 | 0 | 9099.4232 | 0.0011151 | 46 | Commercial_2029_SC B_GWh_Before Competition Groups_46 | Suction Pipe Insulation Freezer/Refrigerator | 0.1115% | 0 | 10.147 | Commercial_2029_SC B_GWh_Before Competition Groups_Suction Pipe Insulation Freezer/Refrigerator
Commercial | Com ¦ ENERGY STAR Fryer (84% eff) | 2029 | SC B | GWh | Before Competition Groups | 7.9341 | 0 | 0 | 9099.4232 | 0.00087193 | 47 | Commercial_2029_SC B_GWh_Before Competition Groups_47 | ENERGY STAR Fryer (84% eff) | 0.08719% | 0 | 7.9341 | Commercial_2029_SC B_GWh_Before Competition Groups_ENERGY STAR Fryer (84% eff)
Commercial | Com ¦ Ozone Laundry Treatment | 2029 | SC B | GWh | Before Competition Groups | 4.8411 | 0 | 0 | 9099.4232 | 0.00053202 | 48 | Commercial_2029_SC B_GWh_Before Competition Groups_48 | Ozone Laundry Treatment | 0.0532% | 0 | 4.8411 | Commercial_2029_SC B_GWh_Before Competition Groups_Ozone Laundry Treatment
Commercial | Com ¦ ENERGY STAR Dishwasher | 2029 | SC B | GWh | Before Competition Groups | 4.495 | 0 | 0 | 9099.4232 | 0.00049398 | 49 | Commercial_2029_SC B_GWh_Before Competition Groups_49 | ENERGY STAR Dishwasher | 0.0494% | 0 | 4.495 | Commercial_2029_SC B_GWh_Before Competition Groups_ENERGY STAR Dishwasher
Commercial | Com ¦ Condensing Make Up Air Unit | 2029 | SC B | GWh | Before Competition Groups | 3.9501 | 0 | 0 | 9099.4232 | 0.00043411 | 50 | Commercial_2029_SC B_GWh_Before Competition Groups_50 | Condensing Make Up Air Unit | 0.04341% | 0 | 3.9501 | Commercial_2029_SC B_GWh_Before Competition Groups_Condensing Make Up Air Unit
Commercial | Com ¦ ENERGY STAR Steam Cookers | 2029 | SC B | GWh | Before Competition Groups | 3.7908 | 0 | 0 | 9099.4232 | 0.0004166 | 51 | Commercial_2029_SC B_GWh_Before Competition Groups_51 | ENERGY STAR Steam Cookers | 0.04166% | 0 | 3.7908 | Commercial_2029_SC B_GWh_Before Competition Groups_ENERGY STAR Steam Cookers
Commercial | Com ¦ Demand controlled Circulating Systems | 2029 | SC B | GWh | Before Competition Groups | 3.4672 | 0 | 0 | 9099.4232 | 0.00038103 | 52 | Commercial_2029_SC B_GWh_Before Competition Groups_52 | Demand controlled Circulating Systems | 0.0381% | 0 | 3.4672 | Commercial_2029_SC B_GWh_Before Competition Groups_Demand controlled Circulating Systems
Commercial | Com ¦ Thermostat Setback | 2029 | SC B | GWh | Before Competition Groups | 2.1292 | 0 | 0 | 9099.4232 | 0.00023399 | 53 | Commercial_2029_SC B_GWh_Before Competition Groups_53 | Thermostat Setback | 0.0234% | 0 | 2.1292 | Commercial_2029_SC B_GWh_Before Competition Groups_Thermostat Setback
Commercial | Com ¦ ECM MOTORS FOR HVAC APPLICATION (FAN-POWERED VAV BOX) | 2029 | SC B | GWh | Before Competition Groups | 2.1069 | 0 | 0 | 9099.4232 | 0.00023154 | 54 | Commercial_2029_SC B_GWh_Before Competition Groups_54 | ECM MOTORS FOR HVAC APPLICATION (FAN-POWERED VAV BOX) | 0.02315% | 0 | 2.1069 | Commercial_2029_SC B_GWh_Before Competition Groups_ECM MOTORS FOR HVAC APPLICATION (FAN-POWERED VAV BOX)
Commercial | Com ¦ Solar Water Preheat (Pools/DHW) | 2029 | SC B | GWh | Before Competition Groups | 1.1234 | 0 | 0 | 9099.4232 | 0.00012346 | 55 | Commercial_2029_SC B_GWh_Before Competition Groups_55 | Solar Water Preheat (Pools/DHW) | 0.01235% | 0 | 1.1234 | Commercial_2029_SC B_GWh_Before Competition Groups_Solar Water Preheat (Pools/DHW)
Commercial | Com ¦ Notched V belts for HVAC Systems | 2029 | SC B | GWh | Before Competition Groups | 1.09 | 0 | 0 | 9099.4232 | 0.00011979 | 56 | Commercial_2029_SC B_GWh_Before Competition Groups_56 | Notched V belts for HVAC Systems | 0.01198% | 0 | 1.09 | Commercial_2029_SC B_GWh_Before Competition Groups_Notched V belts for HVAC Systems
Commercial | Com ¦ Auto Off Time Switch or Time Clock control | 2029 | SC B | GWh | Before Competition Groups | 0.96314 | 0 | 0 | 9099.4232 | 0.00010585 | 57 | Commercial_2029_SC B_GWh_Before Competition Groups_57 | Auto Off Time Switch or Time Clock control | 0.01058% | 0 | 0.96314 | Commercial_2029_SC B_GWh_Before Competition Groups_Auto Off Time Switch or Time Clock control
Commercial | Com ¦ CEE Tier 2/Energy Star Clothes Washers | 2029 | SC B | GWh | Before Competition Groups | 0.9485 | 0 | 0 | 9099.4232 | 0.00010424 | 58 | Commercial_2029_SC B_GWh_Before Competition Groups_58 | CEE Tier 2/Energy Star Clothes Washers | 0.01042% | 0 | 0.9485 | Commercial_2029_SC B_GWh_Before Competition Groups_CEE Tier 2/Energy Star Clothes Washers
Commercial | Com ¦ PTAC (12 EER/10,000 BTU) | 2029 | SC B | GWh | Before Competition Groups | 0.78964 | 0 | 0 | 9099.4232 | 8.6779e-05 | 59 | Commercial_2029_SC B_GWh_Before Competition Groups_59 | PTAC (12 EER/10,000 BTU) | 0.008678% | 0 | 0.78964 | Commercial_2029_SC B_GWh_Before Competition Groups_PTAC (12 EER/10,000 BTU)
Commercial | COM ¦ Ductless Mini-Split Heat Pumps | 2029 | SC B | GWh | Before Competition Groups | 0.61107 | 0 | 0 | 9099.4232 | 6.7155e-05 | 60 | Commercial_2029_SC B_GWh_Before Competition Groups_60 | Ductless Mini-Split Heat Pumps | 0.006715% | 0 | 0.61107 | Commercial_2029_SC B_GWh_Before Competition Groups_Ductless Mini-Split Heat Pumps
Commercial | Com ¦ Low Flow Pre-Rinse Spray Nozzle | 2029 | SC B | GWh | Before Competition Groups | 0.53373 | 0 | 0 | 9099.4232 | 5.8655e-05 | 61 | Commercial_2029_SC B_GWh_Before Competition Groups_61 | Low Flow Pre-Rinse Spray Nozzle | 0.005866% | 0 | 0.53373 | Commercial_2029_SC B_GWh_Before Competition Groups_Low Flow Pre-Rinse Spray Nozzle
Commercial | Com ¦ High Efficiency Small Instantaneous Water Heater | 2029 | SC B | GWh | Before Competition Groups | 0.33944 | 0 | 0 | 9099.4232 | 3.7304e-05 | 62 | Commercial_2029_SC B_GWh_Before Competition Groups_62 | High Efficiency Small Instantaneous Water Heater | 0.00373% | 0 | 0.33944 | Commercial_2029_SC B_GWh_Before Competition Groups_High Efficiency Small Instantaneous Water Heater
Commercial | Com ¦ Commercial Hot Food Holding Cabinets | 2029 | SC B | GWh | Before Competition Groups | 0.28047 | 0 | 0 | 9099.4232 | 3.0823e-05 | 63 | Commercial_2029_SC B_GWh_Before Competition Groups_63 | Commercial Hot Food Holding Cabinets | 0.003082% | 0 | 0.28047 | Commercial_2029_SC B_GWh_Before Competition Groups_Commercial Hot Food Holding Cabinets
Commercial | Com ¦ HVAC Optimization | 2029 | SC B | GWh | Before Competition Groups | 0.27068 | 0 | 0 | 9099.4232 | 2.9747e-05 | 64 | Commercial_2029_SC B_GWh_Before Competition Groups_64 | HVAC Optimization | 0.002975% | 0 | 0.27068 | Commercial_2029_SC B_GWh_Before Competition Groups_HVAC Optimization
Commercial | Com ¦ Energy Recovery Ventilation and Ventilation (Enhanced) | 2029 | SC B | GWh | Before Competition Groups | 0.18422 | 0 | 0 | 9099.4232 | 2.0245e-05 | 65 | Commercial_2029_SC B_GWh_Before Competition Groups_65 | Energy Recovery Ventilation and Ventilation (Enhanced) | 0.002025% | 0 | 0.18422 | Commercial_2029_SC B_GWh_Before Competition Groups_Energy Recovery Ventilation and Ventilation (Enhanced)
Commercial | Com ¦ Wall Insulation | 2029 | SC B | GWh | Before Competition Groups | 0.1521 | 0 | 0 | 9099.4232 | 1.6716e-05 | 66 | Commercial_2029_SC B_GWh_Before Competition Groups_66 | Wall Insulation | 0.001672% | 0 | 0.1521 | Commercial_2029_SC B_GWh_Before Competition Groups_Wall Insulation
Commercial | Com ¦ LED RECESSED DOWNLIGHTS | 2029 | SC B | GWh | Before Competition Groups | 0.081928 | 0 | 0 | 9099.4232 | 9.0037e-06 | 67 | Commercial_2029_SC B_GWh_Before Competition Groups_67 | LED RECESSED DOWNLIGHTS | 0.0009004% | 0 | 0.081928 | Commercial_2029_SC B_GWh_Before Competition Groups_LED RECESSED DOWNLIGHTS
Commercial | Com ¦ Room AC (w/ louvered sides) 14 SEER from 12 SEER code | 2029 | SC B | GWh | Before Competition Groups | 0.050549 | 0 | 0 | 9099.4232 | 5.5551e-06 | 68 | Commercial_2029_SC B_GWh_Before Competition Groups_68 | Room AC (w/ louvered sides) 14 SEER from 12 SEER code | 0.0005555% | 0 | 0.050549 | Commercial_2029_SC B_GWh_Before Competition Groups_Room AC (w/ louvered sides) 14 SEER from 12 SEER code
Commercial | Com ¦ Air Curtains | 2029 | SC B | GWh | Before Competition Groups | 0.041935 | 0 | 0 | 9099.4232 | 4.6085e-06 | 69 | Commercial_2029_SC B_GWh_Before Competition Groups_69 | Air Curtains | 0.0004608% | 0 | 0.041935 | Commercial_2029_SC B_GWh_Before Competition Groups_Air Curtains
Commercial | Com ¦ High Efficiency Chiller (avg of water and air cooled) | 2029 | SC B | GWh | Before Competition Groups | 0.035448 | 0 | 0 | 9099.4232 | 3.8957e-06 | 70 | Commercial_2029_SC B_GWh_Before Competition Groups_70 | High Efficiency Chiller (avg of water and air cooled) | 0.0003896% | 0 | 0.035448 | Commercial_2029_SC B_GWh_Before Competition Groups_High Efficiency Chiller (avg of water and air cooled)
Commercial | Com ¦ VSD Air Compressor | 2029 | SC B | GWh | Before Competition Groups | 0.027619 | 0 | 0 | 9099.4232 | 3.0353e-06 | 71 | Commercial_2029_SC B_GWh_Before Competition Groups_71 | VSD Air Compressor | 0.0003035% | 0 | 0.027619 | Commercial_2029_SC B_GWh_Before Competition Groups_VSD Air Compressor
Commercial | Com ¦ EC Plug Fan for Data Center (under cabinet) | 2029 | SC B | GWh | Before Competition Groups | 0.025647 | 0 | 0 | 9099.4232 | 2.8185e-06 | 72 | Commercial_2029_SC B_GWh_Before Competition Groups_72 | EC Plug Fan for Data Center (under cabinet) | 0.0002819% | 0 | 0.025647 | Commercial_2029_SC B_GWh_Before Competition Groups_EC Plug Fan for Data Center (under cabinet)
Commercial | Com ¦ Electric Convection Combination Ovens | 2029 | SC B | GWh | Before Competition Groups | 0.0025747 | 0 | 0 | 9099.4232 | 2.8295e-07 | 73 | Commercial_2029_SC B_GWh_Before Competition Groups_73 | Electric Convection Combination Ovens | 2.83e-05% | 0 | 0.0025747 | Commercial_2029_SC B_GWh_Before Competition Groups_Electric Convection Combination Ovens
Commercial | Com ¦ LLLC - Low Impact Application | 2029 | SC B | GWh | Before Competition Groups | 2.8009e-18 | 0 | 0 | 9099.4232 | 3.0781e-22 | 74 | Commercial_2029_SC B_GWh_Before Competition Groups_74 | LLLC - Low Impact Application | 3.078e-20% | 0 | 2.8009e-18 | Commercial_2029_SC B_GWh_Before Competition Groups_LLLC - Low Impact Application
Commercial | Com ¦ LLLC - High Impact Application | 2029 | SC B | GWh | Before Competition Groups | 1.0065e-18 | 0 | 0 | 9099.4232 | 1.1061e-22 | 75 | Commercial_2029_SC B_GWh_Before Competition Groups_75 | LLLC - High Impact Application | 1.106e-20% | 0 | 1.0065e-18 | Commercial_2029_SC B_GWh_Before Competition Groups_LLLC - High Impact Application
Commercial | Com ¦ Networked/Connected - High Impact Application | 2029 | SC B | GWh | Before Competition Groups | 1.2587e-20 | 0 | 0 | 9099.4232 | 1.3832e-24 | 76 | Commercial_2029_SC B_GWh_Before Competition Groups_76 | Networked/Connected - High Impact Application | 1.383e-22% | 0 | 1.2587e-20 | Commercial_2029_SC B_GWh_Before Competition Groups_Networked/Connected - High Impact Application
Commercial | Com ¦ Networked/Connected - Low Impact Application | 2029 | SC B | GWh | Before Competition Groups | 7.03e-21 | 0 | 0 | 9099.4232 | 7.7257e-25 | 77 | Commercial_2029_SC B_GWh_Before Competition Groups_77 | Networked/Connected - Low Impact Application | 7.726e-23% | 0 | 7.03e-21 | Commercial_2029_SC B_GWh_Before Competition Groups_Networked/Connected - Low Impact Application
Commercial | Com ¦ Efficient compressor motor | 2029 | SC B | GWh | Before Competition Groups | 0 | 0 | 0 | 9099.4232 | 0 | 78 | Commercial_2029_SC B_GWh_Before Competition Groups_78 | Efficient compressor motor | 0% | 0 | 0 | Commercial_2029_SC B_GWh_Before Competition Groups_Efficient compressor motor
Commercial | Com ¦ Indoor Daylight Sensors/Photocell Dimming Control | 2029 | SC B | GWh | Before Competition Groups | 0 | 0 | 0 | 9099.4232 | 0 | 79 | Commercial_2029_SC B_GWh_Before Competition Groups_79 | Indoor Daylight Sensors/Photocell Dimming Control | 0% | 0 | 0 | Commercial_2029_SC B_GWh_Before Competition Groups_Indoor Daylight Sensors/Photocell Dimming Control
Commercial | Com ¦ Variable Refrigerant Flow Heat Pump | 2029 | SC B | GWh | Before Competition Groups | 0 | 0 | 0 | 9099.4232 | 0 | 80 | Commercial_2029_SC B_GWh_Before Competition Groups_80 | Variable Refrigerant Flow Heat Pump | 0% | 0 | 0 | Commercial_2029_SC B_GWh_Before Competition Groups_Variable Refrigerant Flow Heat Pump
Commercial | Com ¦ LED Low/High Bay | 2029 | SC C | GWh | Before Competition Groups | 836.704 | 0 | 0 | 7046.0215 | 0.11875 | 1 | Commercial_2029_SC C_GWh_Before Competition Groups_1 | LED Low/High Bay | 11.87% | 0 | 836.704 | Commercial_2029_SC C_GWh_Before Competition Groups_LED Low/High Bay
Commercial | Com ¦ ENERGY STAR LED LAMPS (REFLECTOR LAMPs/MR16/PAR 16) | 2029 | SC C | GWh | Before Competition Groups | 831.5506 | 0 | 0 | 7046.0215 | 0.11802 | 2 | Commercial_2029_SC C_GWh_Before Competition Groups_2 | ENERGY STAR LED LAMPS (REFLECTOR LAMPs/MR16/PAR 16) | 11.8% | 0 | 831.5506 | Commercial_2029_SC C_GWh_Before Competition Groups_ENERGY STAR LED LAMPS (REFLECTOR LAMPs/MR16/PAR 16)
Commercial | Com ¦ LED Troffer/Surface/Suspended | 2029 | SC C | GWh | Before Competition Groups | 785.6798 | 0 | 0 | 7046.0215 | 0.11151 | 3 | Commercial_2029_SC C_GWh_Before Competition Groups_3 | LED Troffer/Surface/Suspended | 11.15% | 0 | 785.6798 | Commercial_2029_SC C_GWh_Before Competition Groups_LED Troffer/Surface/Suspended
Commercial | Com ¦ LED EXTERIOR AREA LIGHTS - LED fixture (200W) | 2029 | SC C | GWh | Before Competition Groups | 534.5907 | 0 | 0 | 7046.0215 | 0.075871 | 4 | Commercial_2029_SC C_GWh_Before Competition Groups_4 | LED EXTERIOR AREA LIGHTS - LED fixture (200W) | 7.587% | 0 | 534.5907 | Commercial_2029_SC C_GWh_Before Competition Groups_LED EXTERIOR AREA LIGHTS - LED fixture (200W)
Commercial | Com ¦ LED parking lot fixture | 2029 | SC C | GWh | Before Competition Groups | 515.8104 | 0 | 0 | 7046.0215 | 0.073206 | 5 | Commercial_2029_SC C_GWh_Before Competition Groups_5 | LED parking lot fixture | 7.321% | 0 | 515.8104 | Commercial_2029_SC C_GWh_Before Competition Groups_LED parking lot fixture
Commercial | Com ¦ LED Replacement Lamp (Tube) | 2029 | SC C | GWh | Before Competition Groups | 450.8559 | 0 | 0 | 7046.0215 | 0.063987 | 6 | Commercial_2029_SC C_GWh_Before Competition Groups_6 | LED Replacement Lamp (Tube) | 6.399% | 0 | 450.8559 | Commercial_2029_SC C_GWh_Before Competition Groups_LED Replacement Lamp (Tube)
Commercial | Com ¦ Building Recommissioning, Operations and Maintenance (O&M) Improvements | 2029 | SC C | GWh | Before Competition Groups | 366.0512 | 0 | 0 | 7046.0215 | 0.051951 | 7 | Commercial_2029_SC C_GWh_Before Competition Groups_7 | Building Recommissioning, Operations and Maintenance (O&M) Improvements | 5.195% | 0 | 366.0512 | Commercial_2029_SC C_GWh_Before Competition Groups_Building Recommissioning, Operations and Maintenance (O&M) Improvements
Commercial | Com ¦ LED street light fixture | 2029 | SC C | GWh | Before Competition Groups | 318.5798 | 0 | 0 | 7046.0215 | 0.045214 | 8 | Commercial_2029_SC C_GWh_Before Competition Groups_8 | LED street light fixture | 4.521% | 0 | 318.5798 | Commercial_2029_SC C_GWh_Before Competition Groups_LED street light fixture
Commercial | Com ¦ Furnace Tune-Up | 2029 | SC C | GWh | Before Competition Groups | 239.497 | 0 | 0 | 7046.0215 | 0.03399 | 9 | Commercial_2029_SC C_GWh_Before Competition Groups_9 | Furnace Tune-Up | 3.399% | 0 | 239.497 | Commercial_2029_SC C_GWh_Before Competition Groups_Furnace Tune-Up
Commercial | Com ¦ Data Center Storage/Server Virtualization | 2029 | SC C | GWh | Before Competition Groups | 189.6061 | 0 | 0 | 7046.0215 | 0.02691 | 10 | Commercial_2029_SC C_GWh_Before Competition Groups_10 | Data Center Storage/Server Virtualization | 2.691% | 0 | 189.6061 | Commercial_2029_SC C_GWh_Before Competition Groups_Data Center Storage/Server Virtualization
Commercial | Com ¦ High Efficiency Air Source Heat Pump | 2029 | SC C | GWh | Before Competition Groups | 174.9242 | 0 | 0 | 7046.0215 | 0.024826 | 11 | Commercial_2029_SC C_GWh_Before Competition Groups_11 | High Efficiency Air Source Heat Pump | 2.483% | 0 | 174.9242 | Commercial_2029_SC C_GWh_Before Competition Groups_High Efficiency Air Source Heat Pump
Commercial | Com ¦ Reach-in Shaded Pole to ECM/PSC Evaporator Fan Motor | 2029 | SC C | GWh | Before Competition Groups | 173.0626 | 0 | 0 | 7046.0215 | 0.024562 | 12 | Commercial_2029_SC C_GWh_Before Competition Groups_12 | Reach-in Shaded Pole to ECM/PSC Evaporator Fan Motor | 2.456% | 0 | 173.0626 | Commercial_2029_SC C_GWh_Before Competition Groups_Reach-in Shaded Pole to ECM/PSC Evaporator Fan Motor
Commercial | Com ¦ LED or Equivalent Sign Lighting | 2029 | SC C | GWh | Before Competition Groups | 142.6739 | 0 | 0 | 7046.0215 | 0.020249 | 13 | Commercial_2029_SC C_GWh_Before Competition Groups_13 | LED or Equivalent Sign Lighting | 2.025% | 0 | 142.6739 | Commercial_2029_SC C_GWh_Before Competition Groups_LED or Equivalent Sign Lighting
Commercial | Com ¦ Refrigerated Display Case Doors | 2029 | SC C | GWh | Before Competition Groups | 142.6002 | 0 | 0 | 7046.0215 | 0.020238 | 14 | Commercial_2029_SC C_GWh_Before Competition Groups_14 | Refrigerated Display Case Doors | 2.024% | 0 | 142.6002 | Commercial_2029_SC C_GWh_Before Competition Groups_Refrigerated Display Case Doors
Commercial | Com ¦ Strip Curtains | 2029 | SC C | GWh | Before Competition Groups | 115.8032 | 0 | 0 | 7046.0215 | 0.016435 | 15 | Commercial_2029_SC C_GWh_Before Competition Groups_15 | Strip Curtains | 1.644% | 0 | 115.8032 | Commercial_2029_SC C_GWh_Before Competition Groups_Strip Curtains
Commercial | Com ¦ Education and Capacity Building/Energy Behavior | 2029 | SC C | GWh | Before Competition Groups | 113.5071 | 0 | 0 | 7046.0215 | 0.016109 | 16 | Commercial_2029_SC C_GWh_Before Competition Groups_16 | Education and Capacity Building/Energy Behavior | 1.611% | 0 | 113.5071 | Commercial_2029_SC C_GWh_Before Competition Groups_Education and Capacity Building/Energy Behavior
Commercial | Com ¦ ENERGY STAR LED LAMPS (General Service Lamps) | 2029 | SC C | GWh | Before Competition Groups | 102.5191 | 0 | 0 | 7046.0215 | 0.01455 | 17 | Commercial_2029_SC C_GWh_Before Competition Groups_17 | ENERGY STAR LED LAMPS (General Service Lamps) | 1.455% | 0 | 102.5191 | Commercial_2029_SC C_GWh_Before Competition Groups_ENERGY STAR LED LAMPS (General Service Lamps)
Commercial | Com ¦ Demand Control Ventilation | 2029 | SC C | GWh | Before Competition Groups | 96.3476 | 0 | 0 | 7046.0215 | 0.013674 | 18 | Commercial_2029_SC C_GWh_Before Competition Groups_18 | Demand Control Ventilation | 1.367% | 0 | 96.3476 | Commercial_2029_SC C_GWh_Before Competition Groups_Demand Control Ventilation
Commercial | Com ¦ Advanced BAS/Controllers | 2029 | SC C | GWh | Before Competition Groups | 86.9868 | 0 | 0 | 7046.0215 | 0.012346 | 19 | Commercial_2029_SC C_GWh_Before Competition Groups_19 | Advanced BAS/Controllers | 1.235% | 0 | 86.9868 | Commercial_2029_SC C_GWh_Before Competition Groups_Advanced BAS/Controllers
Commercial | Com ¦ Centrally controlled desktop PC/NETWORK PC POWER MANAGEMENT SOFTWARE | 2029 | SC C | GWh | Before Competition Groups | 85.3329 | 0 | 0 | 7046.0215 | 0.012111 | 20 | Commercial_2029_SC C_GWh_Before Competition Groups_20 | Centrally controlled desktop PC/NETWORK PC POWER MANAGEMENT SOFTWARE | 1.211% | 0 | 85.3329 | Commercial_2029_SC C_GWh_Before Competition Groups_Centrally controlled desktop PC/NETWORK PC POWER MANAGEMENT SOFTWARE
Commercial | Com ¦ Variable Frequency Drive (VFD) | 2029 | SC C | GWh | Before Competition Groups | 79.8116 | 0 | 0 | 7046.0215 | 0.011327 | 21 | Commercial_2029_SC C_GWh_Before Competition Groups_21 | Variable Frequency Drive (VFD) | 1.133% | 0 | 79.8116 | Commercial_2029_SC C_GWh_Before Competition Groups_Variable Frequency Drive (VFD)
Commercial | Com ¦ VFD on Pumps | 2029 | SC C | GWh | Before Competition Groups | 74.5243 | 0 | 0 | 7046.0215 | 0.010577 | 22 | Commercial_2029_SC C_GWh_Before Competition Groups_22 | VFD on Pumps | 1.058% | 0 | 74.5243 | Commercial_2029_SC C_GWh_Before Competition Groups_VFD on Pumps
Commercial | Com ¦ Adaptive Thermostats | 2029 | SC C | GWh | Before Competition Groups | 62.7541 | 0 | 0 | 7046.0215 | 0.0089063 | 23 | Commercial_2029_SC C_GWh_Before Competition Groups_23 | Adaptive Thermostats | 0.8906% | 0 | 62.7541 | Commercial_2029_SC C_GWh_Before Competition Groups_Adaptive Thermostats
Commercial | Com ¦ Unitary Air-Conditioning Unit | 2029 | SC C | GWh | Before Competition Groups | 48.9118 | 0 | 0 | 7046.0215 | 0.0069418 | 24 | Commercial_2029_SC C_GWh_Before Competition Groups_24 | Unitary Air-Conditioning Unit | 0.6942% | 0 | 48.9118 | Commercial_2029_SC C_GWh_Before Competition Groups_Unitary Air-Conditioning Unit
Commercial | Com ¦ Air Handler with Dedicated Outdoor Air Systems | 2029 | SC C | GWh | Before Competition Groups | 44.034 | 0 | 0 | 7046.0215 | 0.0062495 | 25 | Commercial_2029_SC C_GWh_Before Competition Groups_25 | Air Handler with Dedicated Outdoor Air Systems | 0.6249% | 0 | 44.034 | Commercial_2029_SC C_GWh_Before Competition Groups_Air Handler with Dedicated Outdoor Air Systems
Commercial | Com ¦ ECM MOTORS FOR EVAPORATOR FANS for refrigeration (WALK-IN) | 2029 | SC C | GWh | Before Competition Groups | 37.1933 | 0 | 0 | 7046.0215 | 0.0052786 | 26 | Commercial_2029_SC C_GWh_Before Competition Groups_26 | ECM MOTORS FOR EVAPORATOR FANS for refrigeration (WALK-IN) | 0.5279% | 0 | 37.1933 | Commercial_2029_SC C_GWh_Before Competition Groups_ECM MOTORS FOR EVAPORATOR FANS for refrigeration (WALK-IN)
Commercial | Com ¦ Condensing Unit Heaters or other Efficient Unit Heating System | 2029 | SC C | GWh | Before Competition Groups | 36.0127 | 0 | 0 | 7046.0215 | 0.0051111 | 27 | Commercial_2029_SC C_GWh_Before Competition Groups_27 | Condensing Unit Heaters or other Efficient Unit Heating System | 0.5111% | 0 | 36.0127 | Commercial_2029_SC C_GWh_Before Competition Groups_Condensing Unit Heaters or other Efficient Unit Heating System
Commercial | Com ¦ Refrigerated Display Case LED | 2029 | SC C | GWh | Before Competition Groups | 35.7973 | 0 | 0 | 7046.0215 | 0.0050805 | 28 | Commercial_2029_SC C_GWh_Before Competition Groups_28 | Refrigerated Display Case LED | 0.5081% | 0 | 35.7973 | Commercial_2029_SC C_GWh_Before Competition Groups_Refrigerated Display Case LED
Commercial | Com ¦ Demand Control Kitchen Ventilation | 2029 | SC C | GWh | Before Competition Groups | 34.2048 | 0 | 0 | 7046.0215 | 0.0048545 | 29 | Commercial_2029_SC C_GWh_Before Competition Groups_29 | Demand Control Kitchen Ventilation | 0.4854% | 0 | 34.2048 | Commercial_2029_SC C_GWh_Before Competition Groups_Demand Control Kitchen Ventilation
Commercial | Com ¦ Door Gasket Freezer/Refrigerator | 2029 | SC C | GWh | Before Competition Groups | 32.4937 | 0 | 0 | 7046.0215 | 0.0046116 | 30 | Commercial_2029_SC C_GWh_Before Competition Groups_30 | Door Gasket Freezer/Refrigerator | 0.4612% | 0 | 32.4937 | Commercial_2029_SC C_GWh_Before Competition Groups_Door Gasket Freezer/Refrigerator
Commercial | Com ¦ Freezer Case Light Sensor | 2029 | SC C | GWh | Before Competition Groups | 30.525 | 0 | 0 | 7046.0215 | 0.0043322 | 31 | Commercial_2029_SC C_GWh_Before Competition Groups_31 | Freezer Case Light Sensor | 0.4332% | 0 | 30.525 | Commercial_2029_SC C_GWh_Before Competition Groups_Freezer Case Light Sensor
Commercial | Com ¦ Evaporator Fan Controls | 2029 | SC C | GWh | Before Competition Groups | 29.7758 | 0 | 0 | 7046.0215 | 0.0042259 | 32 | Commercial_2029_SC C_GWh_Before Competition Groups_32 | Evaporator Fan Controls | 0.4226% | 0 | 29.7758 | Commercial_2029_SC C_GWh_Before Competition Groups_Evaporator Fan Controls
Commercial | Com ¦ ENERGY STAR Griddle (74% eff) | 2029 | SC C | GWh | Before Competition Groups | 21.8015 | 0 | 0 | 7046.0215 | 0.0030942 | 33 | Commercial_2029_SC C_GWh_Before Competition Groups_33 | ENERGY STAR Griddle (74% eff) | 0.3094% | 0 | 21.8015 | Commercial_2029_SC C_GWh_Before Competition Groups_ENERGY STAR Griddle (74% eff)
Commercial | Com ¦ Occupancy Sensors | 2029 | SC C | GWh | Before Competition Groups | 20.1433 | 0 | 0 | 7046.0215 | 0.0028588 | 34 | Commercial_2029_SC C_GWh_Before Competition Groups_34 | Occupancy Sensors | 0.2859% | 0 | 20.1433 | Commercial_2029_SC C_GWh_Before Competition Groups_Occupancy Sensors
Commercial | Com ¦ Chilled Water Optimization | 2029 | SC C | GWh | Before Competition Groups | 19.8387 | 0 | 0 | 7046.0215 | 0.0028156 | 35 | Commercial_2029_SC C_GWh_Before Competition Groups_35 | Chilled Water Optimization | 0.2816% | 0 | 19.8387 | Commercial_2029_SC C_GWh_Before Competition Groups_Chilled Water Optimization
Commercial | Com ¦ Elec Storage WH 2.30 Et | 2029 | SC C | GWh | Before Competition Groups | 12.5123 | 0 | 0 | 7046.0215 | 0.0017758 | 36 | Commercial_2029_SC C_GWh_Before Competition Groups_36 | Elec Storage WH 2.30 Et | 0.1776% | 0 | 12.5123 | Commercial_2029_SC C_GWh_Before Competition Groups_Elec Storage WH 2.30 Et
Commercial | Com ¦ BEVERAGE VENDING MACHINE CONTROLS | 2029 | SC C | GWh | Before Competition Groups | 12.3753 | 0 | 0 | 7046.0215 | 0.0017564 | 37 | Commercial_2029_SC C_GWh_Before Competition Groups_37 | BEVERAGE VENDING MACHINE CONTROLS | 0.1756% | 0 | 12.3753 | Commercial_2029_SC C_GWh_Before Competition Groups_BEVERAGE VENDING MACHINE CONTROLS
Commercial | Com ¦ Temperature Adjustment in Commercial Freezers | 2029 | SC C | GWh | Before Competition Groups | 11.3989 | 0 | 0 | 7046.0215 | 0.0016178 | 38 | Commercial_2029_SC C_GWh_Before Competition Groups_38 | Temperature Adjustment in Commercial Freezers | 0.1618% | 0 | 11.3989 | Commercial_2029_SC C_GWh_Before Competition Groups_Temperature Adjustment in Commercial Freezers
Commercial | Com ¦ CO Sensors for parking garage exhaust fans | 2029 | SC C | GWh | Before Competition Groups | 10.9248 | 0 | 0 | 7046.0215 | 0.0015505 | 39 | Commercial_2029_SC C_GWh_Before Competition Groups_39 | CO Sensors for parking garage exhaust fans | 0.155% | 0 | 10.9248 | Commercial_2029_SC C_GWh_Before Competition Groups_CO Sensors for parking garage exhaust fans
Commercial | Com ¦ Energy Efficient Laboratory Fume Hood | 2029 | SC C | GWh | Before Competition Groups | 10.0042 | 0 | 0 | 7046.0215 | 0.0014198 | 40 | Commercial_2029_SC C_GWh_Before Competition Groups_40 | Energy Efficient Laboratory Fume Hood | 0.142% | 0 | 10.0042 | Commercial_2029_SC C_GWh_Before Competition Groups_Energy Efficient Laboratory Fume Hood
Commercial | Com ¦ Water Source Heat Pump (4 ton) | 2029 | SC C | GWh | Before Competition Groups | 8.9395 | 0 | 0 | 7046.0215 | 0.0012687 | 41 | Commercial_2029_SC C_GWh_Before Competition Groups_41 | Water Source Heat Pump (4 ton) | 0.1269% | 0 | 8.9395 | Commercial_2029_SC C_GWh_Before Competition Groups_Water Source Heat Pump (4 ton)
Commercial | Com ¦ Vertical Night Covers | 2029 | SC C | GWh | Before Competition Groups | 8.8324 | 0 | 0 | 7046.0215 | 0.0012535 | 42 | Commercial_2029_SC C_GWh_Before Competition Groups_42 | Vertical Night Covers | 0.1254% | 0 | 8.8324 | Commercial_2029_SC C_GWh_Before Competition Groups_Vertical Night Covers
Commercial | Com ¦ Outside Air Economizer | 2029 | SC C | GWh | Before Competition Groups | 8.388 | 0 | 0 | 7046.0215 | 0.0011905 | 43 | Commercial_2029_SC C_GWh_Before Competition Groups_43 | Outside Air Economizer | 0.119% | 0 | 8.388 | Commercial_2029_SC C_GWh_Before Competition Groups_Outside Air Economizer
Commercial | Com ¦ Duct Insulation, R8 | 2029 | SC C | GWh | Before Competition Groups | 8.0134 | 0 | 0 | 7046.0215 | 0.0011373 | 44 | Commercial_2029_SC C_GWh_Before Competition Groups_44 | Duct Insulation, R8 | 0.1137% | 0 | 8.0134 | Commercial_2029_SC C_GWh_Before Competition Groups_Duct Insulation, R8
Commercial | Com ¦ ENERGY STAR Fryer (84% eff) | 2029 | SC C | GWh | Before Competition Groups | 7.9341 | 0 | 0 | 7046.0215 | 0.001126 | 45 | Commercial_2029_SC C_GWh_Before Competition Groups_45 | ENERGY STAR Fryer (84% eff) | 0.1126% | 0 | 7.9341 | Commercial_2029_SC C_GWh_Before Competition Groups_ENERGY STAR Fryer (84% eff)
Commercial | Com ¦ Water Heating (DHW) Pipe Insulation (Add 3/4\ Foam)" | 2029 | SC C | GWh | Before Competition Groups | 7.6479 | 0 | 0 | 7046.0215 | 0.0010854 | 46 | Commercial_2029_SC C_GWh_Before Competition Groups_46 | Water Heating (DHW) Pipe Insulation (Add 3/4\ Foam)" | 0.1085% | 0 | 7.6479 | Commercial_2029_SC C_GWh_Before Competition Groups_Water Heating (DHW) Pipe Insulation (Add 3/4\ Foam)"
Commercial | Com ¦ Suction Pipe Insulation Freezer/Refrigerator | 2029 | SC C | GWh | Before Competition Groups | 4.8364 | 0 | 0 | 7046.0215 | 0.0006864 | 47 | Commercial_2029_SC C_GWh_Before Competition Groups_47 | Suction Pipe Insulation Freezer/Refrigerator | 0.06864% | 0 | 4.8364 | Commercial_2029_SC C_GWh_Before Competition Groups_Suction Pipe Insulation Freezer/Refrigerator
Commercial | Com ¦ ENERGY STAR Dishwasher | 2029 | SC C | GWh | Before Competition Groups | 4.1638 | 0 | 0 | 7046.0215 | 0.00059094 | 48 | Commercial_2029_SC C_GWh_Before Competition Groups_48 | ENERGY STAR Dishwasher | 0.05909% | 0 | 4.1638 | Commercial_2029_SC C_GWh_Before Competition Groups_ENERGY STAR Dishwasher
Commercial | Com ¦ ENERGY STAR Steam Cookers | 2029 | SC C | GWh | Before Competition Groups | 3.7909 | 0 | 0 | 7046.0215 | 0.00053802 | 49 | Commercial_2029_SC C_GWh_Before Competition Groups_49 | ENERGY STAR Steam Cookers | 0.0538% | 0 | 3.7909 | Commercial_2029_SC C_GWh_Before Competition Groups_ENERGY STAR Steam Cookers
Commercial | Com ¦ Condensing Make Up Air Unit | 2029 | SC C | GWh | Before Competition Groups | 2.8329 | 0 | 0 | 7046.0215 | 0.00040205 | 50 | Commercial_2029_SC C_GWh_Before Competition Groups_50 | Condensing Make Up Air Unit | 0.04021% | 0 | 2.8329 | Commercial_2029_SC C_GWh_Before Competition Groups_Condensing Make Up Air Unit
Commercial | Com ¦ Ozone Laundry Treatment | 2029 | SC C | GWh | Before Competition Groups | 2.4366 | 0 | 0 | 7046.0215 | 0.00034582 | 51 | Commercial_2029_SC C_GWh_Before Competition Groups_51 | Ozone Laundry Treatment | 0.03458% | 0 | 2.4366 | Commercial_2029_SC C_GWh_Before Competition Groups_Ozone Laundry Treatment
Commercial | Com ¦ Thermostat Setback | 2029 | SC C | GWh | Before Competition Groups | 2.106 | 0 | 0 | 7046.0215 | 0.00029889 | 52 | Commercial_2029_SC C_GWh_Before Competition Groups_52 | Thermostat Setback | 0.02989% | 0 | 2.106 | Commercial_2029_SC C_GWh_Before Competition Groups_Thermostat Setback
Commercial | Com ¦ Demand controlled Circulating Systems | 2029 | SC C | GWh | Before Competition Groups | 1.6274 | 0 | 0 | 7046.0215 | 0.00023096 | 53 | Commercial_2029_SC C_GWh_Before Competition Groups_53 | Demand controlled Circulating Systems | 0.0231% | 0 | 1.6274 | Commercial_2029_SC C_GWh_Before Competition Groups_Demand controlled Circulating Systems
Commercial | Com ¦ ECM MOTORS FOR HVAC APPLICATION (FAN-POWERED VAV BOX) | 2029 | SC C | GWh | Before Competition Groups | 1.1737 | 0 | 0 | 7046.0215 | 0.00016657 | 54 | Commercial_2029_SC C_GWh_Before Competition Groups_54 | ECM MOTORS FOR HVAC APPLICATION (FAN-POWERED VAV BOX) | 0.01666% | 0 | 1.1737 | Commercial_2029_SC C_GWh_Before Competition Groups_ECM MOTORS FOR HVAC APPLICATION (FAN-POWERED VAV BOX)
Commercial | Com ¦ CEE Tier 2/Energy Star Clothes Washers | 2029 | SC C | GWh | Before Competition Groups | 0.81198 | 0 | 0 | 7046.0215 | 0.00011524 | 55 | Commercial_2029_SC C_GWh_Before Competition Groups_55 | CEE Tier 2/Energy Star Clothes Washers | 0.01152% | 0 | 0.81198 | Commercial_2029_SC C_GWh_Before Competition Groups_CEE Tier 2/Energy Star Clothes Washers
Commercial | Com ¦ LLLC - High Impact Application | 2029 | SC C | GWh | Before Competition Groups | 0.6542 | 0 | 0 | 7046.0215 | 9.2846e-05 | 56 | Commercial_2029_SC C_GWh_Before Competition Groups_56 | LLLC - High Impact Application | 0.009285% | 0 | 0.6542 | Commercial_2029_SC C_GWh_Before Competition Groups_LLLC - High Impact Application
Commercial | Com ¦ Notched V belts for HVAC Systems | 2029 | SC C | GWh | Before Competition Groups | 0.57947 | 0 | 0 | 7046.0215 | 8.224e-05 | 57 | Commercial_2029_SC C_GWh_Before Competition Groups_57 | Notched V belts for HVAC Systems | 0.008224% | 0 | 0.57947 | Commercial_2029_SC C_GWh_Before Competition Groups_Notched V belts for HVAC Systems
Commercial | Com ¦ Solar Water Preheat (Pools/DHW) | 2029 | SC C | GWh | Before Competition Groups | 0.48011 | 0 | 0 | 7046.0215 | 6.8139e-05 | 58 | Commercial_2029_SC C_GWh_Before Competition Groups_58 | Solar Water Preheat (Pools/DHW) | 0.006814% | 0 | 0.48011 | Commercial_2029_SC C_GWh_Before Competition Groups_Solar Water Preheat (Pools/DHW)
Commercial | Com ¦ Auto Off Time Switch or Time Clock control | 2029 | SC C | GWh | Before Competition Groups | 0.47265 | 0 | 0 | 7046.0215 | 6.7081e-05 | 59 | Commercial_2029_SC C_GWh_Before Competition Groups_59 | Auto Off Time Switch or Time Clock control | 0.006708% | 0 | 0.47265 | Commercial_2029_SC C_GWh_Before Competition Groups_Auto Off Time Switch or Time Clock control
Commercial | COM ¦ Ductless Mini-Split Heat Pumps | 2029 | SC C | GWh | Before Competition Groups | 0.44042 | 0 | 0 | 7046.0215 | 6.2506e-05 | 60 | Commercial_2029_SC C_GWh_Before Competition Groups_60 | Ductless Mini-Split Heat Pumps | 0.006251% | 0 | 0.44042 | Commercial_2029_SC C_GWh_Before Competition Groups_Ductless Mini-Split Heat Pumps
Commercial | Com ¦ Low Flow Pre-Rinse Spray Nozzle | 2029 | SC C | GWh | Before Competition Groups | 0.41754 | 0 | 0 | 7046.0215 | 5.9258e-05 | 61 | Commercial_2029_SC C_GWh_Before Competition Groups_61 | Low Flow Pre-Rinse Spray Nozzle | 0.005926% | 0 | 0.41754 | Commercial_2029_SC C_GWh_Before Competition Groups_Low Flow Pre-Rinse Spray Nozzle
Commercial | Com ¦ LLLC - Low Impact Application | 2029 | SC C | GWh | Before Competition Groups | 0.39818 | 0 | 0 | 7046.0215 | 5.6511e-05 | 62 | Commercial_2029_SC C_GWh_Before Competition Groups_62 | LLLC - Low Impact Application | 0.005651% | 0 | 0.39818 | Commercial_2029_SC C_GWh_Before Competition Groups_LLLC - Low Impact Application
Commercial | Com ¦ PTAC (12 EER/10,000 BTU) | 2029 | SC C | GWh | Before Competition Groups | 0.33647 | 0 | 0 | 7046.0215 | 4.7753e-05 | 63 | Commercial_2029_SC C_GWh_Before Competition Groups_63 | PTAC (12 EER/10,000 BTU) | 0.004775% | 0 | 0.33647 | Commercial_2029_SC C_GWh_Before Competition Groups_PTAC (12 EER/10,000 BTU)
Commercial | Com ¦ HVAC Optimization | 2029 | SC C | GWh | Before Competition Groups | 0.27068 | 0 | 0 | 7046.0215 | 3.8416e-05 | 64 | Commercial_2029_SC C_GWh_Before Competition Groups_64 | HVAC Optimization | 0.003842% | 0 | 0.27068 | Commercial_2029_SC C_GWh_Before Competition Groups_HVAC Optimization
Commercial | Com ¦ Commercial Hot Food Holding Cabinets | 2029 | SC C | GWh | Before Competition Groups | 0.19583 | 0 | 0 | 7046.0215 | 2.7793e-05 | 65 | Commercial_2029_SC C_GWh_Before Competition Groups_65 | Commercial Hot Food Holding Cabinets | 0.002779% | 0 | 0.19583 | Commercial_2029_SC C_GWh_Before Competition Groups_Commercial Hot Food Holding Cabinets
Commercial | Com ¦ Air Curtains | 2029 | SC C | GWh | Before Competition Groups | 0.12605 | 0 | 0 | 7046.0215 | 1.789e-05 | 66 | Commercial_2029_SC C_GWh_Before Competition Groups_66 | Air Curtains | 0.001789% | 0 | 0.12605 | Commercial_2029_SC C_GWh_Before Competition Groups_Air Curtains
Commercial | Com ¦ LED RECESSED DOWNLIGHTS | 2029 | SC C | GWh | Before Competition Groups | 0.081928 | 0 | 0 | 7046.0215 | 1.1628e-05 | 67 | Commercial_2029_SC C_GWh_Before Competition Groups_67 | LED RECESSED DOWNLIGHTS | 0.001163% | 0 | 0.081928 | Commercial_2029_SC C_GWh_Before Competition Groups_LED RECESSED DOWNLIGHTS
Commercial | Com ¦ High Efficiency Small Instantaneous Water Heater | 2029 | SC C | GWh | Before Competition Groups | 0.076072 | 0 | 0 | 7046.0215 | 1.0797e-05 | 68 | Commercial_2029_SC C_GWh_Before Competition Groups_68 | High Efficiency Small Instantaneous Water Heater | 0.00108% | 0 | 0.076072 | Commercial_2029_SC C_GWh_Before Competition Groups_High Efficiency Small Instantaneous Water Heater
Commercial | Com ¦ Wall Insulation | 2029 | SC C | GWh | Before Competition Groups | 0.073023 | 0 | 0 | 7046.0215 | 1.0364e-05 | 69 | Commercial_2029_SC C_GWh_Before Competition Groups_69 | Wall Insulation | 0.001036% | 0 | 0.073023 | Commercial_2029_SC C_GWh_Before Competition Groups_Wall Insulation
Commercial | Com ¦ Energy Recovery Ventilation and Ventilation (Enhanced) | 2029 | SC C | GWh | Before Competition Groups | 0.061112 | 0 | 0 | 7046.0215 | 8.6733e-06 | 70 | Commercial_2029_SC C_GWh_Before Competition Groups_70 | Energy Recovery Ventilation and Ventilation (Enhanced) | 0.0008673% | 0 | 0.061112 | Commercial_2029_SC C_GWh_Before Competition Groups_Energy Recovery Ventilation and Ventilation (Enhanced)
Commercial | Com ¦ High Efficiency Chiller (avg of water and air cooled) | 2029 | SC C | GWh | Before Competition Groups | 0.035451 | 0 | 0 | 7046.0215 | 5.0313e-06 | 71 | Commercial_2029_SC C_GWh_Before Competition Groups_71 | High Efficiency Chiller (avg of water and air cooled) | 0.0005031% | 0 | 0.035451 | Commercial_2029_SC C_GWh_Before Competition Groups_High Efficiency Chiller (avg of water and air cooled)
Commercial | Com ¦ VSD Air Compressor | 2029 | SC C | GWh | Before Competition Groups | 0.023144 | 0 | 0 | 7046.0215 | 3.2847e-06 | 72 | Commercial_2029_SC C_GWh_Before Competition Groups_72 | VSD Air Compressor | 0.0003285% | 0 | 0.023144 | Commercial_2029_SC C_GWh_Before Competition Groups_VSD Air Compressor
Commercial | Com ¦ Room AC (w/ louvered sides) 14 SEER from 12 SEER code | 2029 | SC C | GWh | Before Competition Groups | 0.021926 | 0 | 0 | 7046.0215 | 3.1118e-06 | 73 | Commercial_2029_SC C_GWh_Before Competition Groups_73 | Room AC (w/ louvered sides) 14 SEER from 12 SEER code | 0.0003112% | 0 | 0.021926 | Commercial_2029_SC C_GWh_Before Competition Groups_Room AC (w/ louvered sides) 14 SEER from 12 SEER code
Commercial | Com ¦ EC Plug Fan for Data Center (under cabinet) | 2029 | SC C | GWh | Before Competition Groups | 0.017065 | 0 | 0 | 7046.0215 | 2.4219e-06 | 74 | Commercial_2029_SC C_GWh_Before Competition Groups_74 | EC Plug Fan for Data Center (under cabinet) | 0.0002422% | 0 | 0.017065 | Commercial_2029_SC C_GWh_Before Competition Groups_EC Plug Fan for Data Center (under cabinet)
Commercial | Com ¦ Electric Convection Combination Ovens | 2029 | SC C | GWh | Before Competition Groups | 0.0023623 | 0 | 0 | 7046.0215 | 3.3526e-07 | 75 | Commercial_2029_SC C_GWh_Before Competition Groups_75 | Electric Convection Combination Ovens | 3.353e-05% | 0 | 0.0023623 | Commercial_2029_SC C_GWh_Before Competition Groups_Electric Convection Combination Ovens
Commercial | Com ¦ Networked/Connected - High Impact Application | 2029 | SC C | GWh | Before Competition Groups | 0.0021945 | 0 | 0 | 7046.0215 | 3.1145e-07 | 76 | Commercial_2029_SC C_GWh_Before Competition Groups_76 | Networked/Connected - High Impact Application | 3.114e-05% | 0 | 0.0021945 | Commercial_2029_SC C_GWh_Before Competition Groups_Networked/Connected - High Impact Application
Commercial | Com ¦ Networked/Connected - Low Impact Application | 2029 | SC C | GWh | Before Competition Groups | 0.00010719 | 0 | 0 | 7046.0215 | 1.5212e-08 | 77 | Commercial_2029_SC C_GWh_Before Competition Groups_77 | Networked/Connected - Low Impact Application | 1.521e-06% | 0 | 0.00010719 | Commercial_2029_SC C_GWh_Before Competition Groups_Networked/Connected - Low Impact Application
Commercial | Com ¦ Efficient compressor motor | 2029 | SC C | GWh | Before Competition Groups | 0 | 0 | 0 | 7046.0215 | 0 | 78 | Commercial_2029_SC C_GWh_Before Competition Groups_78 | Efficient compressor motor | 0% | 0 | 0 | Commercial_2029_SC C_GWh_Before Competition Groups_Efficient compressor motor
Commercial | Com ¦ Indoor Daylight Sensors/Photocell Dimming Control | 2029 | SC C | GWh | Before Competition Groups | 0 | 0 | 0 | 7046.0215 | 0 | 79 | Commercial_2029_SC C_GWh_Before Competition Groups_79 | Indoor Daylight Sensors/Photocell Dimming Control | 0% | 0 | 0 | Commercial_2029_SC C_GWh_Before Competition Groups_Indoor Daylight Sensors/Photocell Dimming Control
Commercial | Com ¦ Variable Refrigerant Flow Heat Pump | 2029 | SC C | GWh | Before Competition Groups | 0 | 0 | 0 | 7046.0215 | 0 | 80 | Commercial_2029_SC C_GWh_Before Competition Groups_80 | Variable Refrigerant Flow Heat Pump | 0% | 0 | 0 | Commercial_2029_SC C_GWh_Before Competition Groups_Variable Refrigerant Flow Heat Pump
Commercial | Com ¦ ENERGY STAR LED LAMPS (REFLECTOR LAMPs/MR16/PAR 16) | 2029 | SC D | GWh | Before Competition Groups | 831.5301 | 0 | 0 | 6518.7981 | 0.12756 | 1 | Commercial_2029_SC D_GWh_Before Competition Groups_1 | ENERGY STAR LED LAMPS (REFLECTOR LAMPs/MR16/PAR 16) | 12.76% | 0 | 831.5301 | Commercial_2029_SC D_GWh_Before Competition Groups_ENERGY STAR LED LAMPS (REFLECTOR LAMPs/MR16/PAR 16)
Commercial | Com ¦ LED Low/High Bay | 2029 | SC D | GWh | Before Competition Groups | 687.9517 | 0 | 0 | 6518.7981 | 0.10553 | 2 | Commercial_2029_SC D_GWh_Before Competition Groups_2 | LED Low/High Bay | 10.55% | 0 | 687.9517 | Commercial_2029_SC D_GWh_Before Competition Groups_LED Low/High Bay
Commercial | Com ¦ LED Troffer/Surface/Suspended | 2029 | SC D | GWh | Before Competition Groups | 662.0655 | 0 | 0 | 6518.7981 | 0.10156 | 3 | Commercial_2029_SC D_GWh_Before Competition Groups_3 | LED Troffer/Surface/Suspended | 10.16% | 0 | 662.0655 | Commercial_2029_SC D_GWh_Before Competition Groups_LED Troffer/Surface/Suspended
Commercial | Com ¦ LED EXTERIOR AREA LIGHTS - LED fixture (200W) | 2029 | SC D | GWh | Before Competition Groups | 524.7241 | 0 | 0 | 6518.7981 | 0.080494 | 4 | Commercial_2029_SC D_GWh_Before Competition Groups_4 | LED EXTERIOR AREA LIGHTS - LED fixture (200W) | 8.049% | 0 | 524.7241 | Commercial_2029_SC D_GWh_Before Competition Groups_LED EXTERIOR AREA LIGHTS - LED fixture (200W)
Commercial | Com ¦ LED parking lot fixture | 2029 | SC D | GWh | Before Competition Groups | 515.8104 | 0 | 0 | 6518.7981 | 0.079127 | 5 | Commercial_2029_SC D_GWh_Before Competition Groups_5 | LED parking lot fixture | 7.913% | 0 | 515.8104 | Commercial_2029_SC D_GWh_Before Competition Groups_LED parking lot fixture
Commercial | Com ¦ LED Replacement Lamp (Tube) | 2029 | SC D | GWh | Before Competition Groups | 450.8559 | 0 | 0 | 6518.7981 | 0.069162 | 6 | Commercial_2029_SC D_GWh_Before Competition Groups_6 | LED Replacement Lamp (Tube) | 6.916% | 0 | 450.8559 | Commercial_2029_SC D_GWh_Before Competition Groups_LED Replacement Lamp (Tube)
Commercial | Com ¦ Building Recommissioning, Operations and Maintenance (O&M) Improvements | 2029 | SC D | GWh | Before Competition Groups | 364.3328 | 0 | 0 | 6518.7981 | 0.05589 | 7 | Commercial_2029_SC D_GWh_Before Competition Groups_7 | Building Recommissioning, Operations and Maintenance (O&M) Improvements | 5.589% | 0 | 364.3328 | Commercial_2029_SC D_GWh_Before Competition Groups_Building Recommissioning, Operations and Maintenance (O&M) Improvements
Commercial | Com ¦ LED street light fixture | 2029 | SC D | GWh | Before Competition Groups | 241.7629 | 0 | 0 | 6518.7981 | 0.037087 | 8 | Commercial_2029_SC D_GWh_Before Competition Groups_8 | LED street light fixture | 3.709% | 0 | 241.7629 | Commercial_2029_SC D_GWh_Before Competition Groups_LED street light fixture
Commercial | Com ¦ Furnace Tune-Up | 2029 | SC D | GWh | Before Competition Groups | 239.4564 | 0 | 0 | 6518.7981 | 0.036733 | 9 | Commercial_2029_SC D_GWh_Before Competition Groups_9 | Furnace Tune-Up | 3.673% | 0 | 239.4564 | Commercial_2029_SC D_GWh_Before Competition Groups_Furnace Tune-Up
Commercial | Com ¦ Data Center Storage/Server Virtualization | 2029 | SC D | GWh | Before Competition Groups | 189.6061 | 0 | 0 | 6518.7981 | 0.029086 | 10 | Commercial_2029_SC D_GWh_Before Competition Groups_10 | Data Center Storage/Server Virtualization | 2.909% | 0 | 189.6061 | Commercial_2029_SC D_GWh_Before Competition Groups_Data Center Storage/Server Virtualization
Commercial | Com ¦ High Efficiency Air Source Heat Pump | 2029 | SC D | GWh | Before Competition Groups | 174.9242 | 0 | 0 | 6518.7981 | 0.026834 | 11 | Commercial_2029_SC D_GWh_Before Competition Groups_11 | High Efficiency Air Source Heat Pump | 2.683% | 0 | 174.9242 | Commercial_2029_SC D_GWh_Before Competition Groups_High Efficiency Air Source Heat Pump
Commercial | Com ¦ Reach-in Shaded Pole to ECM/PSC Evaporator Fan Motor | 2029 | SC D | GWh | Before Competition Groups | 173.0626 | 0 | 0 | 6518.7981 | 0.026548 | 12 | Commercial_2029_SC D_GWh_Before Competition Groups_12 | Reach-in Shaded Pole to ECM/PSC Evaporator Fan Motor | 2.655% | 0 | 173.0626 | Commercial_2029_SC D_GWh_Before Competition Groups_Reach-in Shaded Pole to ECM/PSC Evaporator Fan Motor
Commercial | Com ¦ Strip Curtains | 2029 | SC D | GWh | Before Competition Groups | 115.7477 | 0 | 0 | 6518.7981 | 0.017756 | 13 | Commercial_2029_SC D_GWh_Before Competition Groups_13 | Strip Curtains | 1.776% | 0 | 115.7477 | Commercial_2029_SC D_GWh_Before Competition Groups_Strip Curtains
Commercial | Com ¦ Education and Capacity Building/Energy Behavior | 2029 | SC D | GWh | Before Competition Groups | 113.5071 | 0 | 0 | 6518.7981 | 0.017412 | 14 | Commercial_2029_SC D_GWh_Before Competition Groups_14 | Education and Capacity Building/Energy Behavior | 1.741% | 0 | 113.5071 | Commercial_2029_SC D_GWh_Before Competition Groups_Education and Capacity Building/Energy Behavior
Commercial | Com ¦ Refrigerated Display Case Doors | 2029 | SC D | GWh | Before Competition Groups | 104.9947 | 0 | 0 | 6518.7981 | 0.016106 | 15 | Commercial_2029_SC D_GWh_Before Competition Groups_15 | Refrigerated Display Case Doors | 1.611% | 0 | 104.9947 | Commercial_2029_SC D_GWh_Before Competition Groups_Refrigerated Display Case Doors
Commercial | Com ¦ ENERGY STAR LED LAMPS (General Service Lamps) | 2029 | SC D | GWh | Before Competition Groups | 102.5131 | 0 | 0 | 6518.7981 | 0.015726 | 16 | Commercial_2029_SC D_GWh_Before Competition Groups_16 | ENERGY STAR LED LAMPS (General Service Lamps) | 1.573% | 0 | 102.5131 | Commercial_2029_SC D_GWh_Before Competition Groups_ENERGY STAR LED LAMPS (General Service Lamps)
Commercial | Com ¦ Advanced BAS/Controllers | 2029 | SC D | GWh | Before Competition Groups | 91.9176 | 0 | 0 | 6518.7981 | 0.0141 | 17 | Commercial_2029_SC D_GWh_Before Competition Groups_17 | Advanced BAS/Controllers | 1.41% | 0 | 91.9176 | Commercial_2029_SC D_GWh_Before Competition Groups_Advanced BAS/Controllers
Commercial | Com ¦ LED or Equivalent Sign Lighting | 2029 | SC D | GWh | Before Competition Groups | 91.7507 | 0 | 0 | 6518.7981 | 0.014075 | 18 | Commercial_2029_SC D_GWh_Before Competition Groups_18 | LED or Equivalent Sign Lighting | 1.407% | 0 | 91.7507 | Commercial_2029_SC D_GWh_Before Competition Groups_LED or Equivalent Sign Lighting
Commercial | Com ¦ Centrally controlled desktop PC/NETWORK PC POWER MANAGEMENT SOFTWARE | 2029 | SC D | GWh | Before Competition Groups | 85.2397 | 0 | 0 | 6518.7981 | 0.013076 | 19 | Commercial_2029_SC D_GWh_Before Competition Groups_19 | Centrally controlled desktop PC/NETWORK PC POWER MANAGEMENT SOFTWARE | 1.308% | 0 | 85.2397 | Commercial_2029_SC D_GWh_Before Competition Groups_Centrally controlled desktop PC/NETWORK PC POWER MANAGEMENT SOFTWARE
Commercial | Com ¦ Variable Frequency Drive (VFD) | 2029 | SC D | GWh | Before Competition Groups | 77.371 | 0 | 0 | 6518.7981 | 0.011869 | 20 | Commercial_2029_SC D_GWh_Before Competition Groups_20 | Variable Frequency Drive (VFD) | 1.187% | 0 | 77.371 | Commercial_2029_SC D_GWh_Before Competition Groups_Variable Frequency Drive (VFD)
Commercial | Com ¦ Demand Control Ventilation | 2029 | SC D | GWh | Before Competition Groups | 74.6505 | 0 | 0 | 6518.7981 | 0.011452 | 21 | Commercial_2029_SC D_GWh_Before Competition Groups_21 | Demand Control Ventilation | 1.145% | 0 | 74.6505 | Commercial_2029_SC D_GWh_Before Competition Groups_Demand Control Ventilation
Commercial | Com ¦ VFD on Pumps | 2029 | SC D | GWh | Before Competition Groups | 71.7748 | 0 | 0 | 6518.7981 | 0.01101 | 22 | Commercial_2029_SC D_GWh_Before Competition Groups_22 | VFD on Pumps | 1.101% | 0 | 71.7748 | Commercial_2029_SC D_GWh_Before Competition Groups_VFD on Pumps
Commercial | Com ¦ Adaptive Thermostats | 2029 | SC D | GWh | Before Competition Groups | 59.9013 | 0 | 0 | 6518.7981 | 0.009189 | 23 | Commercial_2029_SC D_GWh_Before Competition Groups_23 | Adaptive Thermostats | 0.9189% | 0 | 59.9013 | Commercial_2029_SC D_GWh_Before Competition Groups_Adaptive Thermostats
Commercial | Com ¦ Unitary Air-Conditioning Unit | 2029 | SC D | GWh | Before Competition Groups | 42.528 | 0 | 0 | 6518.7981 | 0.0065239 | 24 | Commercial_2029_SC D_GWh_Before Competition Groups_24 | Unitary Air-Conditioning Unit | 0.6524% | 0 | 42.528 | Commercial_2029_SC D_GWh_Before Competition Groups_Unitary Air-Conditioning Unit
Commercial | Com ¦ ECM MOTORS FOR EVAPORATOR FANS for refrigeration (WALK-IN) | 2029 | SC D | GWh | Before Competition Groups | 36.7427 | 0 | 0 | 6518.7981 | 0.0056364 | 25 | Commercial_2029_SC D_GWh_Before Competition Groups_25 | ECM MOTORS FOR EVAPORATOR FANS for refrigeration (WALK-IN) | 0.5636% | 0 | 36.7427 | Commercial_2029_SC D_GWh_Before Competition Groups_ECM MOTORS FOR EVAPORATOR FANS for refrigeration (WALK-IN)
Commercial | Com ¦ Condensing Unit Heaters or other Efficient Unit Heating System | 2029 | SC D | GWh | Before Competition Groups | 35.8544 | 0 | 0 | 6518.7981 | 0.0055002 | 26 | Commercial_2029_SC D_GWh_Before Competition Groups_26 | Condensing Unit Heaters or other Efficient Unit Heating System | 0.55% | 0 | 35.8544 | Commercial_2029_SC D_GWh_Before Competition Groups_Condensing Unit Heaters or other Efficient Unit Heating System
Commercial | Com ¦ Air Handler with Dedicated Outdoor Air Systems | 2029 | SC D | GWh | Before Competition Groups | 32.6539 | 0 | 0 | 6518.7981 | 0.0050092 | 27 | Commercial_2029_SC D_GWh_Before Competition Groups_27 | Air Handler with Dedicated Outdoor Air Systems | 0.5009% | 0 | 32.6539 | Commercial_2029_SC D_GWh_Before Competition Groups_Air Handler with Dedicated Outdoor Air Systems
Commercial | Com ¦ Demand Control Kitchen Ventilation | 2029 | SC D | GWh | Before Competition Groups | 31.7541 | 0 | 0 | 6518.7981 | 0.0048712 | 28 | Commercial_2029_SC D_GWh_Before Competition Groups_28 | Demand Control Kitchen Ventilation | 0.4871% | 0 | 31.7541 | Commercial_2029_SC D_GWh_Before Competition Groups_Demand Control Kitchen Ventilation
Commercial | Com ¦ Refrigerated Display Case LED | 2029 | SC D | GWh | Before Competition Groups | 30.109 | 0 | 0 | 6518.7981 | 0.0046188 | 29 | Commercial_2029_SC D_GWh_Before Competition Groups_29 | Refrigerated Display Case LED | 0.4619% | 0 | 30.109 | Commercial_2029_SC D_GWh_Before Competition Groups_Refrigerated Display Case LED
Commercial | Com ¦ Door Gasket Freezer/Refrigerator | 2029 | SC D | GWh | Before Competition Groups | 29.8202 | 0 | 0 | 6518.7981 | 0.0045745 | 30 | Commercial_2029_SC D_GWh_Before Competition Groups_30 | Door Gasket Freezer/Refrigerator | 0.4575% | 0 | 29.8202 | Commercial_2029_SC D_GWh_Before Competition Groups_Door Gasket Freezer/Refrigerator
Commercial | Com ¦ Evaporator Fan Controls | 2029 | SC D | GWh | Before Competition Groups | 29.7758 | 0 | 0 | 6518.7981 | 0.0045677 | 31 | Commercial_2029_SC D_GWh_Before Competition Groups_31 | Evaporator Fan Controls | 0.4568% | 0 | 29.7758 | Commercial_2029_SC D_GWh_Before Competition Groups_Evaporator Fan Controls
Commercial | Com ¦ ENERGY STAR Griddle (74% eff) | 2029 | SC D | GWh | Before Competition Groups | 21.8015 | 0 | 0 | 6518.7981 | 0.0033444 | 32 | Commercial_2029_SC D_GWh_Before Competition Groups_32 | ENERGY STAR Griddle (74% eff) | 0.3344% | 0 | 21.8015 | Commercial_2029_SC D_GWh_Before Competition Groups_ENERGY STAR Griddle (74% eff)
Commercial | Com ¦ Freezer Case Light Sensor | 2029 | SC D | GWh | Before Competition Groups | 20.597 | 0 | 0 | 6518.7981 | 0.0031596 | 33 | Commercial_2029_SC D_GWh_Before Competition Groups_33 | Freezer Case Light Sensor | 0.316% | 0 | 20.597 | Commercial_2029_SC D_GWh_Before Competition Groups_Freezer Case Light Sensor
Commercial | Com ¦ Occupancy Sensors | 2029 | SC D | GWh | Before Competition Groups | 20.1433 | 0 | 0 | 6518.7981 | 0.00309 | 34 | Commercial_2029_SC D_GWh_Before Competition Groups_34 | Occupancy Sensors | 0.309% | 0 | 20.1433 | Commercial_2029_SC D_GWh_Before Competition Groups_Occupancy Sensors
Commercial | Com ¦ Chilled Water Optimization | 2029 | SC D | GWh | Before Competition Groups | 19.8387 | 0 | 0 | 6518.7981 | 0.0030433 | 35 | Commercial_2029_SC D_GWh_Before Competition Groups_35 | Chilled Water Optimization | 0.3043% | 0 | 19.8387 | Commercial_2029_SC D_GWh_Before Competition Groups_Chilled Water Optimization
Commercial | Com ¦ BEVERAGE VENDING MACHINE CONTROLS | 2029 | SC D | GWh | Before Competition Groups | 11.8777 | 0 | 0 | 6518.7981 | 0.0018221 | 36 | Commercial_2029_SC D_GWh_Before Competition Groups_36 | BEVERAGE VENDING MACHINE CONTROLS | 0.1822% | 0 | 11.8777 | Commercial_2029_SC D_GWh_Before Competition Groups_BEVERAGE VENDING MACHINE CONTROLS
Commercial | Com ¦ Temperature Adjustment in Commercial Freezers | 2029 | SC D | GWh | Before Competition Groups | 11.3989 | 0 | 0 | 6518.7981 | 0.0017486 | 37 | Commercial_2029_SC D_GWh_Before Competition Groups_37 | Temperature Adjustment in Commercial Freezers | 0.1749% | 0 | 11.3989 | Commercial_2029_SC D_GWh_Before Competition Groups_Temperature Adjustment in Commercial Freezers
Commercial | Com ¦ Elec Storage WH 2.30 Et | 2029 | SC D | GWh | Before Competition Groups | 11.148 | 0 | 0 | 6518.7981 | 0.0017101 | 38 | Commercial_2029_SC D_GWh_Before Competition Groups_38 | Elec Storage WH 2.30 Et | 0.171% | 0 | 11.148 | Commercial_2029_SC D_GWh_Before Competition Groups_Elec Storage WH 2.30 Et
Commercial | Com ¦ CO Sensors for parking garage exhaust fans | 2029 | SC D | GWh | Before Competition Groups | 8.5319 | 0 | 0 | 6518.7981 | 0.0013088 | 39 | Commercial_2029_SC D_GWh_Before Competition Groups_39 | CO Sensors for parking garage exhaust fans | 0.1309% | 0 | 8.5319 | Commercial_2029_SC D_GWh_Before Competition Groups_CO Sensors for parking garage exhaust fans
Commercial | Com ¦ Outside Air Economizer | 2029 | SC D | GWh | Before Competition Groups | 8.388 | 0 | 0 | 6518.7981 | 0.0012867 | 40 | Commercial_2029_SC D_GWh_Before Competition Groups_40 | Outside Air Economizer | 0.1287% | 0 | 8.388 | Commercial_2029_SC D_GWh_Before Competition Groups_Outside Air Economizer
Commercial | Com ¦ Vertical Night Covers | 2029 | SC D | GWh | Before Competition Groups | 8.3851 | 0 | 0 | 6518.7981 | 0.0012863 | 41 | Commercial_2029_SC D_GWh_Before Competition Groups_41 | Vertical Night Covers | 0.1286% | 0 | 8.3851 | Commercial_2029_SC D_GWh_Before Competition Groups_Vertical Night Covers
Commercial | Com ¦ Energy Efficient Laboratory Fume Hood | 2029 | SC D | GWh | Before Competition Groups | 8.1244 | 0 | 0 | 6518.7981 | 0.0012463 | 42 | Commercial_2029_SC D_GWh_Before Competition Groups_42 | Energy Efficient Laboratory Fume Hood | 0.1246% | 0 | 8.1244 | Commercial_2029_SC D_GWh_Before Competition Groups_Energy Efficient Laboratory Fume Hood
Commercial | Com ¦ Duct Insulation, R8 | 2029 | SC D | GWh | Before Competition Groups | 7.9672 | 0 | 0 | 6518.7981 | 0.0012222 | 43 | Commercial_2029_SC D_GWh_Before Competition Groups_43 | Duct Insulation, R8 | 0.1222% | 0 | 7.9672 | Commercial_2029_SC D_GWh_Before Competition Groups_Duct Insulation, R8
Commercial | Com ¦ ENERGY STAR Fryer (84% eff) | 2029 | SC D | GWh | Before Competition Groups | 7.8704 | 0 | 0 | 6518.7981 | 0.0012073 | 44 | Commercial_2029_SC D_GWh_Before Competition Groups_44 | ENERGY STAR Fryer (84% eff) | 0.1207% | 0 | 7.8704 | Commercial_2029_SC D_GWh_Before Competition Groups_ENERGY STAR Fryer (84% eff)
Commercial | Com ¦ Water Source Heat Pump (4 ton) | 2029 | SC D | GWh | Before Competition Groups | 7.4858 | 0 | 0 | 6518.7981 | 0.0011483 | 45 | Commercial_2029_SC D_GWh_Before Competition Groups_45 | Water Source Heat Pump (4 ton) | 0.1148% | 0 | 7.4858 | Commercial_2029_SC D_GWh_Before Competition Groups_Water Source Heat Pump (4 ton)
Commercial | Com ¦ Water Heating (DHW) Pipe Insulation (Add 3/4\ Foam)" | 2029 | SC D | GWh | Before Competition Groups | 7.2183 | 0 | 0 | 6518.7981 | 0.0011073 | 46 | Commercial_2029_SC D_GWh_Before Competition Groups_46 | Water Heating (DHW) Pipe Insulation (Add 3/4\ Foam)" | 0.1107% | 0 | 7.2183 | Commercial_2029_SC D_GWh_Before Competition Groups_Water Heating (DHW) Pipe Insulation (Add 3/4\ Foam)"
Commercial | Com ¦ Suction Pipe Insulation Freezer/Refrigerator | 2029 | SC D | GWh | Before Competition Groups | 4.425 | 0 | 0 | 6518.7981 | 0.00067881 | 47 | Commercial_2029_SC D_GWh_Before Competition Groups_47 | Suction Pipe Insulation Freezer/Refrigerator | 0.06788% | 0 | 4.425 | Commercial_2029_SC D_GWh_Before Competition Groups_Suction Pipe Insulation Freezer/Refrigerator
Commercial | Com ¦ ENERGY STAR Steam Cookers | 2029 | SC D | GWh | Before Competition Groups | 3.767 | 0 | 0 | 6518.7981 | 0.00057787 | 48 | Commercial_2029_SC D_GWh_Before Competition Groups_48 | ENERGY STAR Steam Cookers | 0.05779% | 0 | 3.767 | Commercial_2029_SC D_GWh_Before Competition Groups_ENERGY STAR Steam Cookers
Commercial | Com ¦ ENERGY STAR Dishwasher | 2029 | SC D | GWh | Before Competition Groups | 3.6989 | 0 | 0 | 6518.7981 | 0.00056742 | 49 | Commercial_2029_SC D_GWh_Before Competition Groups_49 | ENERGY STAR Dishwasher | 0.05674% | 0 | 3.6989 | Commercial_2029_SC D_GWh_Before Competition Groups_ENERGY STAR Dishwasher
Commercial | Com ¦ Thermostat Setback | 2029 | SC D | GWh | Before Competition Groups | 2.106 | 0 | 0 | 6518.7981 | 0.00032306 | 50 | Commercial_2029_SC D_GWh_Before Competition Groups_50 | Thermostat Setback | 0.03231% | 0 | 2.106 | Commercial_2029_SC D_GWh_Before Competition Groups_Thermostat Setback
Commercial | Com ¦ Condensing Make Up Air Unit | 2029 | SC D | GWh | Before Competition Groups | 1.7257 | 0 | 0 | 6518.7981 | 0.00026472 | 51 | Commercial_2029_SC D_GWh_Before Competition Groups_51 | Condensing Make Up Air Unit | 0.02647% | 0 | 1.7257 | Commercial_2029_SC D_GWh_Before Competition Groups_Condensing Make Up Air Unit
Commercial | Com ¦ Ozone Laundry Treatment | 2029 | SC D | GWh | Before Competition Groups | 1.6848 | 0 | 0 | 6518.7981 | 0.00025845 | 52 | Commercial_2029_SC D_GWh_Before Competition Groups_52 | Ozone Laundry Treatment | 0.02584% | 0 | 1.6848 | Commercial_2029_SC D_GWh_Before Competition Groups_Ozone Laundry Treatment
Commercial | Com ¦ ECM MOTORS FOR HVAC APPLICATION (FAN-POWERED VAV BOX) | 2029 | SC D | GWh | Before Competition Groups | 1.1067 | 0 | 0 | 6518.7981 | 0.00016977 | 53 | Commercial_2029_SC D_GWh_Before Competition Groups_53 | ECM MOTORS FOR HVAC APPLICATION (FAN-POWERED VAV BOX) | 0.01698% | 0 | 1.1067 | Commercial_2029_SC D_GWh_Before Competition Groups_ECM MOTORS FOR HVAC APPLICATION (FAN-POWERED VAV BOX)
Commercial | Com ¦ CEE Tier 2/Energy Star Clothes Washers | 2029 | SC D | GWh | Before Competition Groups | 0.77375 | 0 | 0 | 6518.7981 | 0.0001187 | 54 | Commercial_2029_SC D_GWh_Before Competition Groups_54 | CEE Tier 2/Energy Star Clothes Washers | 0.01187% | 0 | 0.77375 | Commercial_2029_SC D_GWh_Before Competition Groups_CEE Tier 2/Energy Star Clothes Washers
Commercial | Com ¦ Notched V belts for HVAC Systems | 2029 | SC D | GWh | Before Competition Groups | 0.51581 | 0 | 0 | 6518.7981 | 7.9126e-05 | 55 | Commercial_2029_SC D_GWh_Before Competition Groups_55 | Notched V belts for HVAC Systems | 0.007913% | 0 | 0.51581 | Commercial_2029_SC D_GWh_Before Competition Groups_Notched V belts for HVAC Systems
Commercial | Com ¦ Demand controlled Circulating Systems | 2029 | SC D | GWh | Before Competition Groups | 0.49466 | 0 | 0 | 6518.7981 | 7.5882e-05 | 56 | Commercial_2029_SC D_GWh_Before Competition Groups_56 | Demand controlled Circulating Systems | 0.007588% | 0 | 0.49466 | Commercial_2029_SC D_GWh_Before Competition Groups_Demand controlled Circulating Systems
Commercial | Com ¦ Solar Water Preheat (Pools/DHW) | 2029 | SC D | GWh | Before Competition Groups | 0.48011 | 0 | 0 | 6518.7981 | 7.365e-05 | 57 | Commercial_2029_SC D_GWh_Before Competition Groups_57 | Solar Water Preheat (Pools/DHW) | 0.007365% | 0 | 0.48011 | Commercial_2029_SC D_GWh_Before Competition Groups_Solar Water Preheat (Pools/DHW)
Commercial | Com ¦ Auto Off Time Switch or Time Clock control | 2029 | SC D | GWh | Before Competition Groups | 0.47265 | 0 | 0 | 6518.7981 | 7.2506e-05 | 58 | Commercial_2029_SC D_GWh_Before Competition Groups_58 | Auto Off Time Switch or Time Clock control | 0.007251% | 0 | 0.47265 | Commercial_2029_SC D_GWh_Before Competition Groups_Auto Off Time Switch or Time Clock control
Commercial | COM ¦ Ductless Mini-Split Heat Pumps | 2029 | SC D | GWh | Before Competition Groups | 0.44042 | 0 | 0 | 6518.7981 | 6.7561e-05 | 59 | Commercial_2029_SC D_GWh_Before Competition Groups_59 | Ductless Mini-Split Heat Pumps | 0.006756% | 0 | 0.44042 | Commercial_2029_SC D_GWh_Before Competition Groups_Ductless Mini-Split Heat Pumps
Commercial | Com ¦ Low Flow Pre-Rinse Spray Nozzle | 2029 | SC D | GWh | Before Competition Groups | 0.41627 | 0 | 0 | 6518.7981 | 6.3857e-05 | 60 | Commercial_2029_SC D_GWh_Before Competition Groups_60 | Low Flow Pre-Rinse Spray Nozzle | 0.006386% | 0 | 0.41627 | Commercial_2029_SC D_GWh_Before Competition Groups_Low Flow Pre-Rinse Spray Nozzle
Commercial | Com ¦ PTAC (12 EER/10,000 BTU) | 2029 | SC D | GWh | Before Competition Groups | 0.32557 | 0 | 0 | 6518.7981 | 4.9944e-05 | 61 | Commercial_2029_SC D_GWh_Before Competition Groups_61 | PTAC (12 EER/10,000 BTU) | 0.004994% | 0 | 0.32557 | Commercial_2029_SC D_GWh_Before Competition Groups_PTAC (12 EER/10,000 BTU)
Commercial | Com ¦ HVAC Optimization | 2029 | SC D | GWh | Before Competition Groups | 0.27068 | 0 | 0 | 6518.7981 | 4.1523e-05 | 62 | Commercial_2029_SC D_GWh_Before Competition Groups_62 | HVAC Optimization | 0.004152% | 0 | 0.27068 | Commercial_2029_SC D_GWh_Before Competition Groups_HVAC Optimization
Commercial | Com ¦ Commercial Hot Food Holding Cabinets | 2029 | SC D | GWh | Before Competition Groups | 0.19583 | 0 | 0 | 6518.7981 | 3.0041e-05 | 63 | Commercial_2029_SC D_GWh_Before Competition Groups_63 | Commercial Hot Food Holding Cabinets | 0.003004% | 0 | 0.19583 | Commercial_2029_SC D_GWh_Before Competition Groups_Commercial Hot Food Holding Cabinets
Commercial | Com ¦ Air Curtains | 2029 | SC D | GWh | Before Competition Groups | 0.10971 | 0 | 0 | 6518.7981 | 1.683e-05 | 64 | Commercial_2029_SC D_GWh_Before Competition Groups_64 | Air Curtains | 0.001683% | 0 | 0.10971 | Commercial_2029_SC D_GWh_Before Competition Groups_Air Curtains
Commercial | Com ¦ LED RECESSED DOWNLIGHTS | 2029 | SC D | GWh | Before Competition Groups | 0.065798 | 0 | 0 | 6518.7981 | 1.0094e-05 | 65 | Commercial_2029_SC D_GWh_Before Competition Groups_65 | LED RECESSED DOWNLIGHTS | 0.001009% | 0 | 0.065798 | Commercial_2029_SC D_GWh_Before Competition Groups_LED RECESSED DOWNLIGHTS
Commercial | Com ¦ Wall Insulation | 2029 | SC D | GWh | Before Competition Groups | 0.065447 | 0 | 0 | 6518.7981 | 1.004e-05 | 66 | Commercial_2029_SC D_GWh_Before Competition Groups_66 | Wall Insulation | 0.001004% | 0 | 0.065447 | Commercial_2029_SC D_GWh_Before Competition Groups_Wall Insulation
Commercial | Com ¦ High Efficiency Small Instantaneous Water Heater | 2029 | SC D | GWh | Before Competition Groups | 0.06474 | 0 | 0 | 6518.7981 | 9.9313e-06 | 67 | Commercial_2029_SC D_GWh_Before Competition Groups_67 | High Efficiency Small Instantaneous Water Heater | 0.0009931% | 0 | 0.06474 | Commercial_2029_SC D_GWh_Before Competition Groups_High Efficiency Small Instantaneous Water Heater
Commercial | Com ¦ Energy Recovery Ventilation and Ventilation (Enhanced) | 2029 | SC D | GWh | Before Competition Groups | 0.040151 | 0 | 0 | 6518.7981 | 6.1593e-06 | 68 | Commercial_2029_SC D_GWh_Before Competition Groups_68 | Energy Recovery Ventilation and Ventilation (Enhanced) | 0.0006159% | 0 | 0.040151 | Commercial_2029_SC D_GWh_Before Competition Groups_Energy Recovery Ventilation and Ventilation (Enhanced)
Commercial | Com ¦ VSD Air Compressor | 2029 | SC D | GWh | Before Competition Groups | 0.023144 | 0 | 0 | 6518.7981 | 3.5504e-06 | 69 | Commercial_2029_SC D_GWh_Before Competition Groups_69 | VSD Air Compressor | 0.000355% | 0 | 0.023144 | Commercial_2029_SC D_GWh_Before Competition Groups_VSD Air Compressor
Commercial | Com ¦ Room AC (w/ louvered sides) 14 SEER from 12 SEER code | 2029 | SC D | GWh | Before Competition Groups | 0.021907 | 0 | 0 | 6518.7981 | 3.3606e-06 | 70 | Commercial_2029_SC D_GWh_Before Competition Groups_70 | Room AC (w/ louvered sides) 14 SEER from 12 SEER code | 0.0003361% | 0 | 0.021907 | Commercial_2029_SC D_GWh_Before Competition Groups_Room AC (w/ louvered sides) 14 SEER from 12 SEER code
Commercial | Com ¦ High Efficiency Chiller (avg of water and air cooled) | 2029 | SC D | GWh | Before Competition Groups | 0.017767 | 0 | 0 | 6518.7981 | 2.7255e-06 | 71 | Commercial_2029_SC D_GWh_Before Competition Groups_71 | High Efficiency Chiller (avg of water and air cooled) | 0.0002725% | 0 | 0.017767 | Commercial_2029_SC D_GWh_Before Competition Groups_High Efficiency Chiller (avg of water and air cooled)
Commercial | Com ¦ EC Plug Fan for Data Center (under cabinet) | 2029 | SC D | GWh | Before Competition Groups | 0.015318 | 0 | 0 | 6518.7981 | 2.3499e-06 | 72 | Commercial_2029_SC D_GWh_Before Competition Groups_72 | EC Plug Fan for Data Center (under cabinet) | 0.000235% | 0 | 0.015318 | Commercial_2029_SC D_GWh_Before Competition Groups_EC Plug Fan for Data Center (under cabinet)
Commercial | Com ¦ LLLC - High Impact Application | 2029 | SC D | GWh | Before Competition Groups | 0.0059776 | 0 | 0 | 6518.7981 | 9.1697e-07 | 73 | Commercial_2029_SC D_GWh_Before Competition Groups_73 | LLLC - High Impact Application | 9.17e-05% | 0 | 0.0059776 | Commercial_2029_SC D_GWh_Before Competition Groups_LLLC - High Impact Application
Commercial | Com ¦ Electric Convection Combination Ovens | 2029 | SC D | GWh | Before Competition Groups | 0.0023623 | 0 | 0 | 6518.7981 | 3.6238e-07 | 74 | Commercial_2029_SC D_GWh_Before Competition Groups_74 | Electric Convection Combination Ovens | 3.624e-05% | 0 | 0.0023623 | Commercial_2029_SC D_GWh_Before Competition Groups_Electric Convection Combination Ovens
Commercial | Com ¦ LLLC - Low Impact Application | 2029 | SC D | GWh | Before Competition Groups | 0.00053106 | 0 | 0 | 6518.7981 | 8.1466e-08 | 75 | Commercial_2029_SC D_GWh_Before Competition Groups_75 | LLLC - Low Impact Application | 8.147e-06% | 0 | 0.00053106 | Commercial_2029_SC D_GWh_Before Competition Groups_LLLC - Low Impact Application
Commercial | Com ¦ Networked/Connected - Low Impact Application | 2029 | SC D | GWh | Before Competition Groups | 1.6539e-07 | 0 | 0 | 6518.7981 | 2.5371e-11 | 76 | Commercial_2029_SC D_GWh_Before Competition Groups_76 | Networked/Connected - Low Impact Application | 2.537e-09% | 0 | 1.6539e-07 | Commercial_2029_SC D_GWh_Before Competition Groups_Networked/Connected - Low Impact Application
Commercial | Com ¦ Networked/Connected - High Impact Application | 2029 | SC D | GWh | Before Competition Groups | 2.5364e-08 | 0 | 0 | 6518.7981 | 3.8908e-12 | 77 | Commercial_2029_SC D_GWh_Before Competition Groups_77 | Networked/Connected - High Impact Application | 3.891e-10% | 0 | 2.5364e-08 | Commercial_2029_SC D_GWh_Before Competition Groups_Networked/Connected - High Impact Application
Commercial | Com ¦ Efficient compressor motor | 2029 | SC D | GWh | Before Competition Groups | 0 | 0 | 0 | 6518.7981 | 0 | 78 | Commercial_2029_SC D_GWh_Before Competition Groups_78 | Efficient compressor motor | 0% | 0 | 0 | Commercial_2029_SC D_GWh_Before Competition Groups_Efficient compressor motor
Commercial | Com ¦ Indoor Daylight Sensors/Photocell Dimming Control | 2029 | SC D | GWh | Before Competition Groups | 0 | 0 | 0 | 6518.7981 | 0 | 79 | Commercial_2029_SC D_GWh_Before Competition Groups_79 | Indoor Daylight Sensors/Photocell Dimming Control | 0% | 0 | 0 | Commercial_2029_SC D_GWh_Before Competition Groups_Indoor Daylight Sensors/Photocell Dimming Control
Commercial | Com ¦ Variable Refrigerant Flow Heat Pump | 2029 | SC D | GWh | Before Competition Groups | 0 | 0 | 0 | 6518.7981 | 0 | 80 | Commercial_2029_SC D_GWh_Before Competition Groups_80 | Variable Refrigerant Flow Heat Pump | 0% | 0 | 0 | Commercial_2029_SC D_GWh_Before Competition Groups_Variable Refrigerant Flow Heat Pump
Commercial | Com ¦ Building Recommissioning, Operations and Maintenance (O&M) Improvements | 2029 | Technical | GWh | Before Competition Groups | 2079.483 | 0 | 0 | 20568.6333 | 0.1011 | 1 | Commercial_2029_Technical_GWh_Before Competition Groups_1 | Building Recommissioning, Operations and Maintenance (O&M) Improvements | 10.11% | 0 | 2079.483 | Commercial_2029_Technical_GWh_Before Competition Groups_Building Recommissioning, Operations and Maintenance (O&M) Improvements
Commercial | Com ¦ Central Lighting Control System | 2029 | Technical | GWh | Before Competition Groups | 1425.9968 | 0 | 0 | 20568.6333 | 0.069329 | 2 | Commercial_2029_Technical_GWh_Before Competition Groups_2 | Central Lighting Control System | 6.933% | 0 | 1425.9968 | Commercial_2029_Technical_GWh_Before Competition Groups_Central Lighting Control System
Commercial | Com ¦ LED Low/High Bay | 2029 | Technical | GWh | Before Competition Groups | 1274.8918 | 0 | 0 | 20568.6333 | 0.061982 | 3 | Commercial_2029_Technical_GWh_Before Competition Groups_3 | LED Low/High Bay | 6.198% | 0 | 1274.8918 | Commercial_2029_Technical_GWh_Before Competition Groups_LED Low/High Bay
Commercial | Com ¦ LED Troffer/Surface/Suspended | 2029 | Technical | GWh | Before Competition Groups | 1038.5505 | 0 | 0 | 20568.6333 | 0.050492 | 4 | Commercial_2029_Technical_GWh_Before Competition Groups_4 | LED Troffer/Surface/Suspended | 5.049% | 0 | 1038.5505 | Commercial_2029_Technical_GWh_Before Competition Groups_LED Troffer/Surface/Suspended
Commercial | Com ¦ ENERGY STAR LED LAMPS (REFLECTOR LAMPs/MR16/PAR 16) | 2029 | Technical | GWh | Before Competition Groups | 1029.5873 | 0 | 0 | 20568.6333 | 0.050056 | 5 | Commercial_2029_Technical_GWh_Before Competition Groups_5 | ENERGY STAR LED LAMPS (REFLECTOR LAMPs/MR16/PAR 16) | 5.006% | 0 | 1029.5873 | Commercial_2029_Technical_GWh_Before Competition Groups_ENERGY STAR LED LAMPS (REFLECTOR LAMPs/MR16/PAR 16)
Commercial | Com ¦ LLLC - High Impact Application | 2029 | Technical | GWh | Before Competition Groups | 889.1569 | 0 | 0 | 20568.6333 | 0.043229 | 6 | Commercial_2029_Technical_GWh_Before Competition Groups_6 | LLLC - High Impact Application | 4.323% | 0 | 889.1569 | Commercial_2029_Technical_GWh_Before Competition Groups_LLLC - High Impact Application
Commercial | Com ¦ LLLC - Low Impact Application | 2029 | Technical | GWh | Before Competition Groups | 880.9334 | 0 | 0 | 20568.6333 | 0.042829 | 7 | Commercial_2029_Technical_GWh_Before Competition Groups_7 | LLLC - Low Impact Application | 4.283% | 0 | 880.9334 | Commercial_2029_Technical_GWh_Before Competition Groups_LLLC - Low Impact Application
Commercial | Com ¦ Networked/Connected - High Impact Application | 2029 | Technical | GWh | Before Competition Groups | 803.9913 | 0 | 0 | 20568.6333 | 0.039088 | 8 | Commercial_2029_Technical_GWh_Before Competition Groups_8 | Networked/Connected - High Impact Application | 3.909% | 0 | 803.9913 | Commercial_2029_Technical_GWh_Before Competition Groups_Networked/Connected - High Impact Application
Commercial | Com ¦ Education and Capacity Building/Energy Behavior | 2029 | Technical | GWh | Before Competition Groups | 782.1378 | 0 | 0 | 20568.6333 | 0.038026 | 9 | Commercial_2029_Technical_GWh_Before Competition Groups_9 | Education and Capacity Building/Energy Behavior | 3.803% | 0 | 782.1378 | Commercial_2029_Technical_GWh_Before Competition Groups_Education and Capacity Building/Energy Behavior
Commercial | Com ¦ Networked/Connected - Low Impact Application | 2029 | Technical | GWh | Before Competition Groups | 756.124 | 0 | 0 | 20568.6333 | 0.036761 | 10 | Commercial_2029_Technical_GWh_Before Competition Groups_10 | Networked/Connected - Low Impact Application | 3.676% | 0 | 756.124 | Commercial_2029_Technical_GWh_Before Competition Groups_Networked/Connected - Low Impact Application
Commercial | Com ¦ LED EXTERIOR AREA LIGHTS - LED fixture (200W) | 2029 | Technical | GWh | Before Competition Groups | 624.7794 | 0 | 0 | 20568.6333 | 0.030375 | 11 | Commercial_2029_Technical_GWh_Before Competition Groups_11 | LED EXTERIOR AREA LIGHTS - LED fixture (200W) | 3.038% | 0 | 624.7794 | Commercial_2029_Technical_GWh_Before Competition Groups_LED EXTERIOR AREA LIGHTS - LED fixture (200W)
Commercial | Com ¦ LED parking lot fixture | 2029 | Technical | GWh | Before Competition Groups | 598.117 | 0 | 0 | 20568.6333 | 0.029079 | 12 | Commercial_2029_Technical_GWh_Before Competition Groups_12 | LED parking lot fixture | 2.908% | 0 | 598.117 | Commercial_2029_Technical_GWh_Before Competition Groups_LED parking lot fixture
Commercial | Com ¦ Furnace Tune-Up | 2029 | Technical | GWh | Before Competition Groups | 571.0128 | 0 | 0 | 20568.6333 | 0.027761 | 13 | Commercial_2029_Technical_GWh_Before Competition Groups_13 | Furnace Tune-Up | 2.776% | 0 | 571.0128 | Commercial_2029_Technical_GWh_Before Competition Groups_Furnace Tune-Up
Commercial | Com ¦ LED Replacement Lamp (Tube) | 2029 | Technical | GWh | Before Competition Groups | 547.9708 | 0 | 0 | 20568.6333 | 0.026641 | 14 | Commercial_2029_Technical_GWh_Before Competition Groups_14 | LED Replacement Lamp (Tube) | 2.664% | 0 | 547.9708 | Commercial_2029_Technical_GWh_Before Competition Groups_LED Replacement Lamp (Tube)
Commercial | Com ¦ High Efficiency Air Source Heat Pump | 2029 | Technical | GWh | Before Competition Groups | 510.6016 | 0 | 0 | 20568.6333 | 0.024824 | 15 | Commercial_2029_Technical_GWh_Before Competition Groups_15 | High Efficiency Air Source Heat Pump | 2.482% | 0 | 510.6016 | Commercial_2029_Technical_GWh_Before Competition Groups_High Efficiency Air Source Heat Pump
Commercial | Com ¦ Smart Strip Plug Outlets | 2029 | Technical | GWh | Before Competition Groups | 509.9329 | 0 | 0 | 20568.6333 | 0.024792 | 16 | Commercial_2029_Technical_GWh_Before Competition Groups_16 | Smart Strip Plug Outlets | 2.479% | 0 | 509.9329 | Commercial_2029_Technical_GWh_Before Competition Groups_Smart Strip Plug Outlets
Commercial | Com ¦ Variable Refrigerant Flow Heat Pump | 2029 | Technical | GWh | Before Competition Groups | 452.5059 | 0 | 0 | 20568.6333 | 0.022 | 17 | Commercial_2029_Technical_GWh_Before Competition Groups_17 | Variable Refrigerant Flow Heat Pump | 2.2% | 0 | 452.5059 | Commercial_2029_Technical_GWh_Before Competition Groups_Variable Refrigerant Flow Heat Pump
Commercial | Com ¦ LED street light fixture | 2029 | Technical | GWh | Before Competition Groups | 373.6948 | 0 | 0 | 20568.6333 | 0.018168 | 18 | Commercial_2029_Technical_GWh_Before Competition Groups_18 | LED street light fixture | 1.817% | 0 | 373.6948 | Commercial_2029_Technical_GWh_Before Competition Groups_LED street light fixture
Commercial | Com ¦ Refrigerated Display Case Doors | 2029 | Technical | GWh | Before Competition Groups | 352.0984 | 0 | 0 | 20568.6333 | 0.017118 | 19 | Commercial_2029_Technical_GWh_Before Competition Groups_19 | Refrigerated Display Case Doors | 1.712% | 0 | 352.0984 | Commercial_2029_Technical_GWh_Before Competition Groups_Refrigerated Display Case Doors
Commercial | Com ¦ Advanced BAS/Controllers | 2029 | Technical | GWh | Before Competition Groups | 325.7522 | 0 | 0 | 20568.6333 | 0.015837 | 20 | Commercial_2029_Technical_GWh_Before Competition Groups_20 | Advanced BAS/Controllers | 1.584% | 0 | 325.7522 | Commercial_2029_Technical_GWh_Before Competition Groups_Advanced BAS/Controllers
Commercial | Com ¦ Data Center Storage/Server Virtualization | 2029 | Technical | GWh | Before Competition Groups | 298.8771 | 0 | 0 | 20568.6333 | 0.014531 | 21 | Commercial_2029_Technical_GWh_Before Competition Groups_21 | Data Center Storage/Server Virtualization | 1.453% | 0 | 298.8771 | Commercial_2029_Technical_GWh_Before Competition Groups_Data Center Storage/Server Virtualization
Commercial | Com ¦ Demand Control Ventilation | 2029 | Technical | GWh | Before Competition Groups | 293.826 | 0 | 0 | 20568.6333 | 0.014285 | 22 | Commercial_2029_Technical_GWh_Before Competition Groups_22 | Demand Control Ventilation | 1.429% | 0 | 293.826 | Commercial_2029_Technical_GWh_Before Competition Groups_Demand Control Ventilation
Commercial | Com ¦ Reach-in Shaded Pole to ECM/PSC Evaporator Fan Motor | 2029 | Technical | GWh | Before Competition Groups | 256.3175 | 0 | 0 | 20568.6333 | 0.012462 | 23 | Commercial_2029_Technical_GWh_Before Competition Groups_23 | Reach-in Shaded Pole to ECM/PSC Evaporator Fan Motor | 1.246% | 0 | 256.3175 | Commercial_2029_Technical_GWh_Before Competition Groups_Reach-in Shaded Pole to ECM/PSC Evaporator Fan Motor
Commercial | Com ¦ Strip Curtains | 2029 | Technical | GWh | Before Competition Groups | 241.6656 | 0 | 0 | 20568.6333 | 0.011749 | 24 | Commercial_2029_Technical_GWh_Before Competition Groups_24 | Strip Curtains | 1.175% | 0 | 241.6656 | Commercial_2029_Technical_GWh_Before Competition Groups_Strip Curtains
Commercial | Com ¦ Door Gasket Freezer/Refrigerator | 2029 | Technical | GWh | Before Competition Groups | 197.2404 | 0 | 0 | 20568.6333 | 0.0095894 | 25 | Commercial_2029_Technical_GWh_Before Competition Groups_25 | Door Gasket Freezer/Refrigerator | 0.9589% | 0 | 197.2404 | Commercial_2029_Technical_GWh_Before Competition Groups_Door Gasket Freezer/Refrigerator
Commercial | Com ¦ Centrally controlled desktop PC/NETWORK PC POWER MANAGEMENT SOFTWARE | 2029 | Technical | GWh | Before Competition Groups | 197.1312 | 0 | 0 | 20568.6333 | 0.0095841 | 26 | Commercial_2029_Technical_GWh_Before Competition Groups_26 | Centrally controlled desktop PC/NETWORK PC POWER MANAGEMENT SOFTWARE | 0.9584% | 0 | 197.1312 | Commercial_2029_Technical_GWh_Before Competition Groups_Centrally controlled desktop PC/NETWORK PC POWER MANAGEMENT SOFTWARE
Commercial | Com ¦ Variable Frequency Drive (VFD) | 2029 | Technical | GWh | Before Competition Groups | 189.2704 | 0 | 0 | 20568.6333 | 0.0092019 | 27 | Commercial_2029_Technical_GWh_Before Competition Groups_27 | Variable Frequency Drive (VFD) | 0.9202% | 0 | 189.2704 | Commercial_2029_Technical_GWh_Before Competition Groups_Variable Frequency Drive (VFD)
Commercial | Com ¦ VFD on Pumps | 2029 | Technical | GWh | Before Competition Groups | 177.1346 | 0 | 0 | 20568.6333 | 0.0086119 | 28 | Commercial_2029_Technical_GWh_Before Competition Groups_28 | VFD on Pumps | 0.8612% | 0 | 177.1346 | Commercial_2029_Technical_GWh_Before Competition Groups_VFD on Pumps
Commercial | Com ¦ LED or Equivalent Sign Lighting | 2029 | Technical | GWh | Before Competition Groups | 167.5746 | 0 | 0 | 20568.6333 | 0.0081471 | 29 | Commercial_2029_Technical_GWh_Before Competition Groups_29 | LED or Equivalent Sign Lighting | 0.8147% | 0 | 167.5746 | Commercial_2029_Technical_GWh_Before Competition Groups_LED or Equivalent Sign Lighting
Commercial | Com ¦ Refrigeration Optimization | 2029 | Technical | GWh | Before Competition Groups | 160.8839 | 0 | 0 | 20568.6333 | 0.0078218 | 30 | Commercial_2029_Technical_GWh_Before Competition Groups_30 | Refrigeration Optimization | 0.7822% | 0 | 160.8839 | Commercial_2029_Technical_GWh_Before Competition Groups_Refrigeration Optimization
Commercial | Com ¦ Unitary Air-Conditioning Unit | 2029 | Technical | GWh | Before Competition Groups | 152.6464 | 0 | 0 | 20568.6333 | 0.0074213 | 31 | Commercial_2029_Technical_GWh_Before Competition Groups_31 | Unitary Air-Conditioning Unit | 0.7421% | 0 | 152.6464 | Commercial_2029_Technical_GWh_Before Competition Groups_Unitary Air-Conditioning Unit
Commercial | Com ¦ Air Handler with Dedicated Outdoor Air Systems | 2029 | Technical | GWh | Before Competition Groups | 144.4582 | 0 | 0 | 20568.6333 | 0.0070232 | 32 | Commercial_2029_Technical_GWh_Before Competition Groups_32 | Air Handler with Dedicated Outdoor Air Systems | 0.7023% | 0 | 144.4582 | Commercial_2029_Technical_GWh_Before Competition Groups_Air Handler with Dedicated Outdoor Air Systems
Commercial | Com ¦ Adaptive Thermostats | 2029 | Technical | GWh | Before Competition Groups | 143.0327 | 0 | 0 | 20568.6333 | 0.0069539 | 33 | Commercial_2029_Technical_GWh_Before Competition Groups_33 | Adaptive Thermostats | 0.6954% | 0 | 143.0327 | Commercial_2029_Technical_GWh_Before Competition Groups_Adaptive Thermostats
Commercial | Com ¦ ENERGY STAR LED LAMPS (General Service Lamps) | 2029 | Technical | GWh | Before Competition Groups | 119.8888 | 0 | 0 | 20568.6333 | 0.0058287 | 34 | Commercial_2029_Technical_GWh_Before Competition Groups_34 | ENERGY STAR LED LAMPS (General Service Lamps) | 0.5829% | 0 | 119.8888 | Commercial_2029_Technical_GWh_Before Competition Groups_ENERGY STAR LED LAMPS (General Service Lamps)
Commercial | Com ¦ ENERGY STAR FREEZER | 2029 | Technical | GWh | Before Competition Groups | 118.2895 | 0 | 0 | 20568.6333 | 0.005751 | 35 | Commercial_2029_Technical_GWh_Before Competition Groups_35 | ENERGY STAR FREEZER | 0.5751% | 0 | 118.2895 | Commercial_2029_Technical_GWh_Before Competition Groups_ENERGY STAR FREEZER
Commercial | Com ¦ Refrigerated Display Case LED | 2029 | Technical | GWh | Before Competition Groups | 107.3616 | 0 | 0 | 20568.6333 | 0.0052197 | 36 | Commercial_2029_Technical_GWh_Before Competition Groups_36 | Refrigerated Display Case LED | 0.522% | 0 | 107.3616 | Commercial_2029_Technical_GWh_Before Competition Groups_Refrigerated Display Case LED
Commercial | Com ¦ Demand Control Kitchen Ventilation | 2029 | Technical | GWh | Before Competition Groups | 101.7781 | 0 | 0 | 20568.6333 | 0.0049482 | 37 | Commercial_2029_Technical_GWh_Before Competition Groups_37 | Demand Control Kitchen Ventilation | 0.4948% | 0 | 101.7781 | Commercial_2029_Technical_GWh_Before Competition Groups_Demand Control Kitchen Ventilation
Commercial | Com ¦ ENERGY STAR ICE MACHINES - Ice Making Head | 2029 | Technical | GWh | Before Competition Groups | 98.5249 | 0 | 0 | 20568.6333 | 0.0047901 | 38 | Commercial_2029_Technical_GWh_Before Competition Groups_38 | ENERGY STAR ICE MACHINES - Ice Making Head | 0.479% | 0 | 98.5249 | Commercial_2029_Technical_GWh_Before Competition Groups_ENERGY STAR ICE MACHINES - Ice Making Head
Commercial | Com ¦ Condensing Make Up Air Unit | 2029 | Technical | GWh | Before Competition Groups | 98.1841 | 0 | 0 | 20568.6333 | 0.0047735 | 39 | Commercial_2029_Technical_GWh_Before Competition Groups_39 | Condensing Make Up Air Unit | 0.4773% | 0 | 98.1841 | Commercial_2029_Technical_GWh_Before Competition Groups_Condensing Make Up Air Unit
Commercial | Com ¦ Indoor Daylight Sensors/Photocell Dimming Control | 2029 | Technical | GWh | Before Competition Groups | 97.6373 | 0 | 0 | 20568.6333 | 0.0047469 | 40 | Commercial_2029_Technical_GWh_Before Competition Groups_40 | Indoor Daylight Sensors/Photocell Dimming Control | 0.4747% | 0 | 97.6373 | Commercial_2029_Technical_GWh_Before Competition Groups_Indoor Daylight Sensors/Photocell Dimming Control
Commercial | Com ¦ ECM MOTORS FOR EVAPORATOR FANS for refrigeration (WALK-IN) | 2029 | Technical | GWh | Before Competition Groups | 89.6612 | 0 | 0 | 20568.6333 | 0.0043591 | 41 | Commercial_2029_Technical_GWh_Before Competition Groups_41 | ECM MOTORS FOR EVAPORATOR FANS for refrigeration (WALK-IN) | 0.4359% | 0 | 89.6612 | Commercial_2029_Technical_GWh_Before Competition Groups_ECM MOTORS FOR EVAPORATOR FANS for refrigeration (WALK-IN)
Commercial | Com ¦ Super-High Efficiency Furnaces (Emerging Tech) | 2029 | Technical | GWh | Before Competition Groups | 87.6001 | 0 | 0 | 20568.6333 | 0.0042589 | 42 | Commercial_2029_Technical_GWh_Before Competition Groups_42 | Super-High Efficiency Furnaces (Emerging Tech) | 0.4259% | 0 | 87.6001 | Commercial_2029_Technical_GWh_Before Competition Groups_Super-High Efficiency Furnaces (Emerging Tech)
Commercial | Com ¦ Condensing Unit Heaters or other Efficient Unit Heating System | 2029 | Technical | GWh | Before Competition Groups | 85.9292 | 0 | 0 | 20568.6333 | 0.0041777 | 43 | Commercial_2029_Technical_GWh_Before Competition Groups_43 | Condensing Unit Heaters or other Efficient Unit Heating System | 0.4178% | 0 | 85.9292 | Commercial_2029_Technical_GWh_Before Competition Groups_Condensing Unit Heaters or other Efficient Unit Heating System
Commercial | Com ¦ Adding reflective (White) roof treatment or a green roof | 2029 | Technical | GWh | Before Competition Groups | 85.2957 | 0 | 0 | 20568.6333 | 0.0041469 | 44 | Commercial_2029_Technical_GWh_Before Competition Groups_44 | Adding reflective (White) roof treatment or a green roof | 0.4147% | 0 | 85.2957 | Commercial_2029_Technical_GWh_Before Competition Groups_Adding reflective (White) roof treatment or a green roof
Commercial | Com ¦ High R-Value Glass Doors/no-heat glass door | 2029 | Technical | GWh | Before Competition Groups | 79.3565 | 0 | 0 | 20568.6333 | 0.0038581 | 45 | Commercial_2029_Technical_GWh_Before Competition Groups_45 | High R-Value Glass Doors/no-heat glass door | 0.3858% | 0 | 79.3565 | Commercial_2029_Technical_GWh_Before Competition Groups_High R-Value Glass Doors/no-heat glass door
Commercial | Com ¦ Occupancy Sensors | 2029 | Technical | GWh | Before Competition Groups | 74.2508 | 0 | 0 | 20568.6333 | 0.0036099 | 46 | Commercial_2029_Technical_GWh_Before Competition Groups_46 | Occupancy Sensors | 0.361% | 0 | 74.2508 | Commercial_2029_Technical_GWh_Before Competition Groups_Occupancy Sensors
Commercial | Com ¦ Freezer Case Light Sensor | 2029 | Technical | GWh | Before Competition Groups | 73.8466 | 0 | 0 | 20568.6333 | 0.0035903 | 47 | Commercial_2029_Technical_GWh_Before Competition Groups_47 | Freezer Case Light Sensor | 0.359% | 0 | 73.8466 | Commercial_2029_Technical_GWh_Before Competition Groups_Freezer Case Light Sensor
Commercial | Com ¦ Evaporator Fan Controls | 2029 | Technical | GWh | Before Competition Groups | 72.0341 | 0 | 0 | 20568.6333 | 0.0035021 | 48 | Commercial_2029_Technical_GWh_Before Competition Groups_48 | Evaporator Fan Controls | 0.3502% | 0 | 72.0341 | Commercial_2029_Technical_GWh_Before Competition Groups_Evaporator Fan Controls
Commercial | Com ¦ HOTEL OCCUPANCY CONTROLS (HVAC + LIGHTING) | 2029 | Technical | GWh | Before Competition Groups | 66.3569 | 0 | 0 | 20568.6333 | 0.0032261 | 49 | Commercial_2029_Technical_GWh_Before Competition Groups_49 | HOTEL OCCUPANCY CONTROLS (HVAC + LIGHTING) | 0.3226% | 0 | 66.3569 | Commercial_2029_Technical_GWh_Before Competition Groups_HOTEL OCCUPANCY CONTROLS (HVAC + LIGHTING)
Commercial | Com ¦ ENERGY STAR Refrigerator | 2029 | Technical | GWh | Before Competition Groups | 58.5708 | 0 | 0 | 20568.6333 | 0.0028476 | 50 | Commercial_2029_Technical_GWh_Before Competition Groups_50 | ENERGY STAR Refrigerator | 0.2848% | 0 | 58.5708 | Commercial_2029_Technical_GWh_Before Competition Groups_ENERGY STAR Refrigerator
Commercial | Com ¦ Ground Source Heat Pump | 2029 | Technical | GWh | Before Competition Groups | 51.6735 | 0 | 0 | 20568.6333 | 0.0025122 | 51 | Commercial_2029_Technical_GWh_Before Competition Groups_51 | Ground Source Heat Pump | 0.2512% | 0 | 51.6735 | Commercial_2029_Technical_GWh_Before Competition Groups_Ground Source Heat Pump
Commercial | Com ¦ Refrigeration Commissioning | 2029 | Technical | GWh | Before Competition Groups | 49.4052 | 0 | 0 | 20568.6333 | 0.002402 | 52 | Commercial_2029_Technical_GWh_Before Competition Groups_52 | Refrigeration Commissioning | 0.2402% | 0 | 49.4052 | Commercial_2029_Technical_GWh_Before Competition Groups_Refrigeration Commissioning
Commercial | Com ¦ Elec Storage WH 2.30 Et | 2029 | Technical | GWh | Before Competition Groups | 43.8264 | 0 | 0 | 20568.6333 | 0.0021307 | 53 | Commercial_2029_Technical_GWh_Before Competition Groups_53 | Elec Storage WH 2.30 Et | 0.2131% | 0 | 43.8264 | Commercial_2029_Technical_GWh_Before Competition Groups_Elec Storage WH 2.30 Et
Commercial | Com ¦ BEVERAGE VENDING MACHINE CONTROLS | 2029 | Technical | GWh | Before Competition Groups | 40.2222 | 0 | 0 | 20568.6333 | 0.0019555 | 54 | Commercial_2029_Technical_GWh_Before Competition Groups_54 | BEVERAGE VENDING MACHINE CONTROLS | 0.1956% | 0 | 40.2222 | Commercial_2029_Technical_GWh_Before Competition Groups_BEVERAGE VENDING MACHINE CONTROLS
Commercial | Com ¦ Chilled Water Optimization | 2029 | Technical | GWh | Before Competition Groups | 37.1117 | 0 | 0 | 20568.6333 | 0.0018043 | 55 | Commercial_2029_Technical_GWh_Before Competition Groups_55 | Chilled Water Optimization | 0.1804% | 0 | 37.1117 | Commercial_2029_Technical_GWh_Before Competition Groups_Chilled Water Optimization
Commercial | Com ¦ ENERGY STAR Griddle (74% eff) | 2029 | Technical | GWh | Before Competition Groups | 35.1601 | 0 | 0 | 20568.6333 | 0.0017094 | 56 | Commercial_2029_Technical_GWh_Before Competition Groups_56 | ENERGY STAR Griddle (74% eff) | 0.1709% | 0 | 35.1601 | Commercial_2029_Technical_GWh_Before Competition Groups_ENERGY STAR Griddle (74% eff)
Commercial | Com ¦ CO Sensors for parking garage exhaust fans | 2029 | Technical | GWh | Before Competition Groups | 28.9949 | 0 | 0 | 20568.6333 | 0.0014097 | 57 | Commercial_2029_Technical_GWh_Before Competition Groups_57 | CO Sensors for parking garage exhaust fans | 0.141% | 0 | 28.9949 | Commercial_2029_Technical_GWh_Before Competition Groups_CO Sensors for parking garage exhaust fans
Commercial | Com ¦ Water Source Heat Pump (4 ton) | 2029 | Technical | GWh | Before Competition Groups | 27.7241 | 0 | 0 | 20568.6333 | 0.0013479 | 58 | Commercial_2029_Technical_GWh_Before Competition Groups_58 | Water Source Heat Pump (4 ton) | 0.1348% | 0 | 27.7241 | Commercial_2029_Technical_GWh_Before Competition Groups_Water Source Heat Pump (4 ton)
Commercial | Com ¦ Temperature Adjustment in Commercial Freezers | 2029 | Technical | GWh | Before Competition Groups | 27.545 | 0 | 0 | 20568.6333 | 0.0013392 | 59 | Commercial_2029_Technical_GWh_Before Competition Groups_59 | Temperature Adjustment in Commercial Freezers | 0.1339% | 0 | 27.545 | Commercial_2029_Technical_GWh_Before Competition Groups_Temperature Adjustment in Commercial Freezers
Commercial | Com ¦ Anti-sweat heat (ASH) controls - Cooler/Freezer | 2029 | Technical | GWh | Before Competition Groups | 24.866 | 0 | 0 | 20568.6333 | 0.0012089 | 60 | Commercial_2029_Technical_GWh_Before Competition Groups_60 | Anti-sweat heat (ASH) controls - Cooler/Freezer | 0.1209% | 0 | 24.866 | Commercial_2029_Technical_GWh_Before Competition Groups_Anti-sweat heat (ASH) controls - Cooler/Freezer
Commercial | Com ¦ Energy Efficient Laboratory Fume Hood | 2029 | Technical | GWh | Before Competition Groups | 24.533 | 0 | 0 | 20568.6333 | 0.0011927 | 61 | Commercial_2029_Technical_GWh_Before Competition Groups_61 | Energy Efficient Laboratory Fume Hood | 0.1193% | 0 | 24.533 | Commercial_2029_Technical_GWh_Before Competition Groups_Energy Efficient Laboratory Fume Hood
Commercial | Com ¦ Vertical Night Covers | 2029 | Technical | GWh | Before Competition Groups | 21.3675 | 0 | 0 | 20568.6333 | 0.0010388 | 62 | Commercial_2029_Technical_GWh_Before Competition Groups_62 | Vertical Night Covers | 0.1039% | 0 | 21.3675 | Commercial_2029_Technical_GWh_Before Competition Groups_Vertical Night Covers
Commercial | Com ¦ Duct Insulation, R8 | 2029 | Technical | GWh | Before Competition Groups | 19.0228 | 0 | 0 | 20568.6333 | 0.00092485 | 63 | Commercial_2029_Technical_GWh_Before Competition Groups_63 | Duct Insulation, R8 | 0.09248% | 0 | 19.0228 | Commercial_2029_Technical_GWh_Before Competition Groups_Duct Insulation, R8
Commercial | Com ¦ Water Heating (DHW) Pipe Insulation (Add 3/4\ Foam)" | 2029 | Technical | GWh | Before Competition Groups | 18.3913 | 0 | 0 | 20568.6333 | 0.00089414 | 64 | Commercial_2029_Technical_GWh_Before Competition Groups_64 | Water Heating (DHW) Pipe Insulation (Add 3/4\ Foam)" | 0.08941% | 0 | 18.3913 | Commercial_2029_Technical_GWh_Before Competition Groups_Water Heating (DHW) Pipe Insulation (Add 3/4\ Foam)"
Commercial | Com ¦ Outside Air Economizer | 2029 | Technical | GWh | Before Competition Groups | 16.9524 | 0 | 0 | 20568.6333 | 0.00082419 | 65 | Commercial_2029_Technical_GWh_Before Competition Groups_65 | Outside Air Economizer | 0.08242% | 0 | 16.9524 | Commercial_2029_Technical_GWh_Before Competition Groups_Outside Air Economizer
Commercial | Com ¦ Roof Insulation/Ceiling Insulation (R25 Code to R35) | 2029 | Technical | GWh | Before Competition Groups | 13.5649 | 0 | 0 | 20568.6333 | 0.00065949 | 66 | Commercial_2029_Technical_GWh_Before Competition Groups_66 | Roof Insulation/Ceiling Insulation (R25 Code to R35) | 0.06595% | 0 | 13.5649 | Commercial_2029_Technical_GWh_Before Competition Groups_Roof Insulation/Ceiling Insulation (R25 Code to R35)
Commercial | Com ¦ ENERGY STAR Fryer (84% eff) | 2029 | Technical | GWh | Before Competition Groups | 12.5046 | 0 | 0 | 20568.6333 | 0.00060795 | 67 | Commercial_2029_Technical_GWh_Before Competition Groups_67 | ENERGY STAR Fryer (84% eff) | 0.06079% | 0 | 12.5046 | Commercial_2029_Technical_GWh_Before Competition Groups_ENERGY STAR Fryer (84% eff)
Commercial | Com ¦ High Efficiency Small Instantaneous Water Heater | 2029 | Technical | GWh | Before Competition Groups | 12.0411 | 0 | 0 | 20568.6333 | 0.00058541 | 68 | Commercial_2029_Technical_GWh_Before Competition Groups_68 | High Efficiency Small Instantaneous Water Heater | 0.05854% | 0 | 12.0411 | Commercial_2029_Technical_GWh_Before Competition Groups_High Efficiency Small Instantaneous Water Heater
Commercial | Com ¦ Suction Pipe Insulation Freezer/Refrigerator | 2029 | Technical | GWh | Before Competition Groups | 11.6782 | 0 | 0 | 20568.6333 | 0.00056777 | 69 | Commercial_2029_Technical_GWh_Before Competition Groups_69 | Suction Pipe Insulation Freezer/Refrigerator | 0.05678% | 0 | 11.6782 | Commercial_2029_Technical_GWh_Before Competition Groups_Suction Pipe Insulation Freezer/Refrigerator
Commercial | Com ¦ ENERGY STAR Dishwasher | 2029 | Technical | GWh | Before Competition Groups | 11.2716 | 0 | 0 | 20568.6333 | 0.000548 | 70 | Commercial_2029_Technical_GWh_Before Competition Groups_70 | ENERGY STAR Dishwasher | 0.0548% | 0 | 11.2716 | Commercial_2029_Technical_GWh_Before Competition Groups_ENERGY STAR Dishwasher
Commercial | Com ¦ LED RECESSED DOWNLIGHTS | 2029 | Technical | GWh | Before Competition Groups | 10.3637 | 0 | 0 | 20568.6333 | 0.00050386 | 71 | Commercial_2029_Technical_GWh_Before Competition Groups_71 | LED RECESSED DOWNLIGHTS | 0.05039% | 0 | 10.3637 | Commercial_2029_Technical_GWh_Before Competition Groups_LED RECESSED DOWNLIGHTS
Commercial | Com ¦ Evaporator Coil Defrost (Cooler) | 2029 | Technical | GWh | Before Competition Groups | 9.624 | 0 | 0 | 20568.6333 | 0.0004679 | 72 | Commercial_2029_Technical_GWh_Before Competition Groups_72 | Evaporator Coil Defrost (Cooler) | 0.04679% | 0 | 9.624 | Commercial_2029_Technical_GWh_Before Competition Groups_Evaporator Coil Defrost (Cooler)
Commercial | Com ¦ Ozone Laundry Treatment | 2029 | Technical | GWh | Before Competition Groups | 6.3428 | 0 | 0 | 20568.6333 | 0.00030837 | 73 | Commercial_2029_Technical_GWh_Before Competition Groups_73 | Ozone Laundry Treatment | 0.03084% | 0 | 6.3428 | Commercial_2029_Technical_GWh_Before Competition Groups_Ozone Laundry Treatment
Commercial | Com ¦ SYNCHRONOUS BELT | 2029 | Technical | GWh | Before Competition Groups | 6.2063 | 0 | 0 | 20568.6333 | 0.00030173 | 74 | Commercial_2029_Technical_GWh_Before Competition Groups_74 | SYNCHRONOUS BELT | 0.03017% | 0 | 6.2063 | Commercial_2029_Technical_GWh_Before Competition Groups_SYNCHRONOUS BELT
Commercial | Com ¦ ENERGY STAR Steam Cookers | 2029 | Technical | GWh | Before Competition Groups | 6.1272 | 0 | 0 | 20568.6333 | 0.00029789 | 75 | Commercial_2029_Technical_GWh_Before Competition Groups_75 | ENERGY STAR Steam Cookers | 0.02979% | 0 | 6.1272 | Commercial_2029_Technical_GWh_Before Competition Groups_ENERGY STAR Steam Cookers
Commercial | Com ¦ Efficient compressor motor | 2029 | Technical | GWh | Before Competition Groups | 4.5148 | 0 | 0 | 20568.6333 | 0.0002195 | 76 | Commercial_2029_Technical_GWh_Before Competition Groups_76 | Efficient compressor motor | 0.02195% | 0 | 4.5148 | Commercial_2029_Technical_GWh_Before Competition Groups_Efficient compressor motor
Commercial | Com ¦ Demand controlled Circulating Systems | 2029 | Technical | GWh | Before Competition Groups | 3.9411 | 0 | 0 | 20568.6333 | 0.00019161 | 77 | Commercial_2029_Technical_GWh_Before Competition Groups_77 | Demand controlled Circulating Systems | 0.01916% | 0 | 3.9411 | Commercial_2029_Technical_GWh_Before Competition Groups_Demand controlled Circulating Systems
Commercial | Com ¦ Notched V belts for HVAC Systems | 2029 | Technical | GWh | Before Competition Groups | 3.1031 | 0 | 0 | 20568.6333 | 0.00015087 | 78 | Commercial_2029_Technical_GWh_Before Competition Groups_78 | Notched V belts for HVAC Systems | 0.01509% | 0 | 3.1031 | Commercial_2029_Technical_GWh_Before Competition Groups_Notched V belts for HVAC Systems
Commercial | Com ¦ Solar Water Preheat (Pools/DHW) | 2029 | Technical | GWh | Before Competition Groups | 2.9541 | 0 | 0 | 20568.6333 | 0.00014362 | 79 | Commercial_2029_Technical_GWh_Before Competition Groups_79 | Solar Water Preheat (Pools/DHW) | 0.01436% | 0 | 2.9541 | Commercial_2029_Technical_GWh_Before Competition Groups_Solar Water Preheat (Pools/DHW)
Commercial | Com ¦ ECM MOTORS FOR HVAC APPLICATION (FAN-POWERED VAV BOX) | 2029 | Technical | GWh | Before Competition Groups | 2.7036 | 0 | 0 | 20568.6333 | 0.00013144 | 80 | Commercial_2029_Technical_GWh_Before Competition Groups_80 | ECM MOTORS FOR HVAC APPLICATION (FAN-POWERED VAV BOX) | 0.01314% | 0 | 2.7036 | Commercial_2029_Technical_GWh_Before Competition Groups_ECM MOTORS FOR HVAC APPLICATION (FAN-POWERED VAV BOX)
Commercial | Com ¦ Heat Pump Water Heater (50 Gallons) | 2029 | Technical | GWh | Before Competition Groups | 2.513 | 0 | 0 | 20568.6333 | 0.00012218 | 81 | Commercial_2029_Technical_GWh_Before Competition Groups_81 | Heat Pump Water Heater (50 Gallons) | 0.01222% | 0 | 2.513 | Commercial_2029_Technical_GWh_Before Competition Groups_Heat Pump Water Heater (50 Gallons)
Commercial | Com ¦ Thermostat Setback | 2029 | Technical | GWh | Before Competition Groups | 2.4159 | 0 | 0 | 20568.6333 | 0.00011746 | 82 | Commercial_2029_Technical_GWh_Before Competition Groups_82 | Thermostat Setback | 0.01175% | 0 | 2.4159 | Commercial_2029_Technical_GWh_Before Competition Groups_Thermostat Setback
Commercial | Com ¦ Wall Insulation | 2029 | Technical | GWh | Before Competition Groups | 2.2889 | 0 | 0 | 20568.6333 | 0.00011128 | 83 | Commercial_2029_Technical_GWh_Before Competition Groups_83 | Wall Insulation | 0.01113% | 0 | 2.2889 | Commercial_2029_Technical_GWh_Before Competition Groups_Wall Insulation
Commercial | Com ¦ Solar Preheat Make up Air | 2029 | Technical | GWh | Before Competition Groups | 2.2604 | 0 | 0 | 20568.6333 | 0.00010989 | 84 | Commercial_2029_Technical_GWh_Before Competition Groups_84 | Solar Preheat Make up Air | 0.01099% | 0 | 2.2604 | Commercial_2029_Technical_GWh_Before Competition Groups_Solar Preheat Make up Air
Commercial | Com ¦ Room AC (w/ louvered sides) 14 SEER from 12 SEER code | 2029 | Technical | GWh | Before Competition Groups | 2.2218 | 0 | 0 | 20568.6333 | 0.00010802 | 85 | Commercial_2029_Technical_GWh_Before Competition Groups_85 | Room AC (w/ louvered sides) 14 SEER from 12 SEER code | 0.0108% | 0 | 2.2218 | Commercial_2029_Technical_GWh_Before Competition Groups_Room AC (w/ louvered sides) 14 SEER from 12 SEER code
Commercial | Com ¦ PTAC (12 EER/10,000 BTU) | 2029 | Technical | GWh | Before Competition Groups | 1.9745 | 0 | 0 | 20568.6333 | 9.5993e-05 | 86 | Commercial_2029_Technical_GWh_Before Competition Groups_86 | PTAC (12 EER/10,000 BTU) | 0.009599% | 0 | 1.9745 | Commercial_2029_Technical_GWh_Before Competition Groups_PTAC (12 EER/10,000 BTU)
Commercial | Com ¦ Commercial Hot Food Holding Cabinets | 2029 | Technical | GWh | Before Competition Groups | 1.7706 | 0 | 0 | 20568.6333 | 8.6084e-05 | 87 | Commercial_2029_Technical_GWh_Before Competition Groups_87 | Commercial Hot Food Holding Cabinets | 0.008608% | 0 | 1.7706 | Commercial_2029_Technical_GWh_Before Competition Groups_Commercial Hot Food Holding Cabinets
Commercial | Com ¦ Auto Off Time Switch or Time Clock control | 2029 | Technical | GWh | Before Competition Groups | 1.3297 | 0 | 0 | 20568.6333 | 6.4646e-05 | 88 | Commercial_2029_Technical_GWh_Before Competition Groups_88 | Auto Off Time Switch or Time Clock control | 0.006465% | 0 | 1.3297 | Commercial_2029_Technical_GWh_Before Competition Groups_Auto Off Time Switch or Time Clock control
Commercial | Com ¦ CEE Tier 2/Energy Star Clothes Washers | 2029 | Technical | GWh | Before Competition Groups | 1.3237 | 0 | 0 | 20568.6333 | 6.4354e-05 | 89 | Commercial_2029_Technical_GWh_Before Competition Groups_89 | CEE Tier 2/Energy Star Clothes Washers | 0.006435% | 0 | 1.3237 | Commercial_2029_Technical_GWh_Before Competition Groups_CEE Tier 2/Energy Star Clothes Washers
Commercial | COM ¦ Ductless Mini-Split Heat Pumps | 2029 | Technical | GWh | Before Competition Groups | 1.1305 | 0 | 0 | 20568.6333 | 5.4963e-05 | 90 | Commercial_2029_Technical_GWh_Before Competition Groups_90 | Ductless Mini-Split Heat Pumps | 0.005496% | 0 | 1.1305 | Commercial_2029_Technical_GWh_Before Competition Groups_Ductless Mini-Split Heat Pumps
Commercial | Com ¦ Solar Electric Water Heater (50 Gallon) | 2029 | Technical | GWh | Before Competition Groups | 1.0713 | 0 | 0 | 20568.6333 | 5.2084e-05 | 91 | Commercial_2029_Technical_GWh_Before Competition Groups_91 | Solar Electric Water Heater (50 Gallon) | 0.005208% | 0 | 1.0713 | Commercial_2029_Technical_GWh_Before Competition Groups_Solar Electric Water Heater (50 Gallon)
Commercial | Com ¦ Low Flow Pre-Rinse Spray Nozzle | 2029 | Technical | GWh | Before Competition Groups | 0.81599 | 0 | 0 | 20568.6333 | 3.9671e-05 | 92 | Commercial_2029_Technical_GWh_Before Competition Groups_92 | Low Flow Pre-Rinse Spray Nozzle | 0.003967% | 0 | 0.81599 | Commercial_2029_Technical_GWh_Before Competition Groups_Low Flow Pre-Rinse Spray Nozzle
Commercial | Com ¦ HVAC Optimization | 2029 | Technical | GWh | Before Competition Groups | 0.76916 | 0 | 0 | 20568.6333 | 3.7395e-05 | 93 | Commercial_2029_Technical_GWh_Before Competition Groups_93 | HVAC Optimization | 0.003739% | 0 | 0.76916 | Commercial_2029_Technical_GWh_Before Competition Groups_HVAC Optimization
Commercial | Com ¦ High Efficiency Chiller (avg of water and air cooled) | 2029 | Technical | GWh | Before Competition Groups | 0.50966 | 0 | 0 | 20568.6333 | 2.4778e-05 | 94 | Commercial_2029_Technical_GWh_Before Competition Groups_94 | High Efficiency Chiller (avg of water and air cooled) | 0.002478% | 0 | 0.50966 | Commercial_2029_Technical_GWh_Before Competition Groups_High Efficiency Chiller (avg of water and air cooled)
Commercial | Com ¦ EC Plug Fan for Data Center (under cabinet) | 2029 | Technical | GWh | Before Competition Groups | 0.19322 | 0 | 0 | 20568.6333 | 9.3939e-06 | 95 | Commercial_2029_Technical_GWh_Before Competition Groups_95 | EC Plug Fan for Data Center (under cabinet) | 0.0009394% | 0 | 0.19322 | Commercial_2029_Technical_GWh_Before Competition Groups_EC Plug Fan for Data Center (under cabinet)
Commercial | Com ¦ eCube | 2029 | Technical | GWh | Before Competition Groups | 0.18994 | 0 | 0 | 20568.6333 | 9.2344e-06 | 96 | Commercial_2029_Technical_GWh_Before Competition Groups_96 | eCube | 0.0009234% | 0 | 0.18994 | Commercial_2029_Technical_GWh_Before Competition Groups_eCube
Commercial | Com ¦ Exterior Photocell | 2029 | Technical | GWh | Before Competition Groups | 0.065377 | 0 | 0 | 20568.6333 | 3.1785e-06 | 97 | Commercial_2029_Technical_GWh_Before Competition Groups_97 | Exterior Photocell | 0.0003178% | 0 | 0.065377 | Commercial_2029_Technical_GWh_Before Competition Groups_Exterior Photocell
Commercial | Com ¦ Air Curtains | 2029 | Technical | GWh | Before Competition Groups | 0.055179 | 0 | 0 | 20568.6333 | 2.6827e-06 | 98 | Commercial_2029_Technical_GWh_Before Competition Groups_98 | Air Curtains | 0.0002683% | 0 | 0.055179 | Commercial_2029_Technical_GWh_Before Competition Groups_Air Curtains
Commercial | Com ¦ VSD Air Compressor | 2029 | Technical | GWh | Before Competition Groups | 0.042496 | 0 | 0 | 20568.6333 | 2.0661e-06 | 99 | Commercial_2029_Technical_GWh_Before Competition Groups_99 | VSD Air Compressor | 0.0002066% | 0 | 0.042496 | Commercial_2029_Technical_GWh_Before Competition Groups_VSD Air Compressor
Commercial | Com ¦ High Efficiency Induction Cooking | 2029 | Technical | GWh | Before Competition Groups | 0.0079406 | 0 | 0 | 20568.6333 | 3.8605e-07 | 100 | Commercial_2029_Technical_GWh_Before Competition Groups_100 | High Efficiency Induction Cooking | 3.861e-05% | 0 | 0.0079406 | Commercial_2029_Technical_GWh_Before Competition Groups_High Efficiency Induction Cooking
Commercial | Com ¦ Electric Convection Combination Ovens | 2029 | Technical | GWh | Before Competition Groups | 0.0033147 | 0 | 0 | 20568.6333 | 1.6115e-07 | 101 | Commercial_2029_Technical_GWh_Before Competition Groups_101 | Electric Convection Combination Ovens | 1.612e-05% | 0 | 0.0033147 | Commercial_2029_Technical_GWh_Before Competition Groups_Electric Convection Combination Ovens
Commercial | Com ¦ Building Recommissioning, Operations and Maintenance (O&M) Improvements | 2030 | Economic | GWh | Before Competition Groups | 2037.6854 | 0 | 0 | 13979.1685 | 0.14577 | 1 | Commercial_2030_Economic_GWh_Before Competition Groups_1 | Building Recommissioning, Operations and Maintenance (O&M) Improvements | 14.58% | 0 | 2037.6854 | Commercial_2030_Economic_GWh_Before Competition Groups_Building Recommissioning, Operations and Maintenance (O&M) Improvements
Commercial | Com ¦ LED Low/High Bay | 2030 | Economic | GWh | Before Competition Groups | 1206.6907 | 0 | 0 | 13979.1685 | 0.086321 | 2 | Commercial_2030_Economic_GWh_Before Competition Groups_2 | LED Low/High Bay | 8.632% | 0 | 1206.6907 | Commercial_2030_Economic_GWh_Before Competition Groups_LED Low/High Bay
Commercial | Com ¦ LED Troffer/Surface/Suspended | 2030 | Economic | GWh | Before Competition Groups | 1017.6756 | 0 | 0 | 13979.1685 | 0.072799 | 3 | Commercial_2030_Economic_GWh_Before Competition Groups_3 | LED Troffer/Surface/Suspended | 7.28% | 0 | 1017.6756 | Commercial_2030_Economic_GWh_Before Competition Groups_LED Troffer/Surface/Suspended
Commercial | Com ¦ ENERGY STAR LED LAMPS (REFLECTOR LAMPs/MR16/PAR 16) | 2030 | Economic | GWh | Before Competition Groups | 926.2438 | 0 | 0 | 13979.1685 | 0.066259 | 4 | Commercial_2030_Economic_GWh_Before Competition Groups_4 | ENERGY STAR LED LAMPS (REFLECTOR LAMPs/MR16/PAR 16) | 6.626% | 0 | 926.2438 | Commercial_2030_Economic_GWh_Before Competition Groups_ENERGY STAR LED LAMPS (REFLECTOR LAMPs/MR16/PAR 16)
Commercial | Com ¦ Education and Capacity Building/Energy Behavior | 2030 | Economic | GWh | Before Competition Groups | 760.5206 | 0 | 0 | 13979.1685 | 0.054404 | 5 | Commercial_2030_Economic_GWh_Before Competition Groups_5 | Education and Capacity Building/Energy Behavior | 5.44% | 0 | 760.5206 | Commercial_2030_Economic_GWh_Before Competition Groups_Education and Capacity Building/Energy Behavior
Commercial | Com ¦ LED EXTERIOR AREA LIGHTS - LED fixture (200W) | 2030 | Economic | GWh | Before Competition Groups | 631.8398 | 0 | 0 | 13979.1685 | 0.045199 | 6 | Commercial_2030_Economic_GWh_Before Competition Groups_6 | LED EXTERIOR AREA LIGHTS - LED fixture (200W) | 4.52% | 0 | 631.8398 | Commercial_2030_Economic_GWh_Before Competition Groups_LED EXTERIOR AREA LIGHTS - LED fixture (200W)
Commercial | Com ¦ LED parking lot fixture | 2030 | Economic | GWh | Before Competition Groups | 603.7737 | 0 | 0 | 13979.1685 | 0.043191 | 7 | Commercial_2030_Economic_GWh_Before Competition Groups_7 | LED parking lot fixture | 4.319% | 0 | 603.7737 | Commercial_2030_Economic_GWh_Before Competition Groups_LED parking lot fixture
Commercial | Com ¦ LED Replacement Lamp (Tube) | 2030 | Economic | GWh | Before Competition Groups | 584.6056 | 0 | 0 | 13979.1685 | 0.04182 | 8 | Commercial_2030_Economic_GWh_Before Competition Groups_8 | LED Replacement Lamp (Tube) | 4.182% | 0 | 584.6056 | Commercial_2030_Economic_GWh_Before Competition Groups_LED Replacement Lamp (Tube)
Commercial | Com ¦ Furnace Tune-Up | 2030 | Economic | GWh | Before Competition Groups | 559.5355 | 0 | 0 | 13979.1685 | 0.040026 | 9 | Commercial_2030_Economic_GWh_Before Competition Groups_9 | Furnace Tune-Up | 4.003% | 0 | 559.5355 | Commercial_2030_Economic_GWh_Before Competition Groups_Furnace Tune-Up
Commercial | Com ¦ High Efficiency Air Source Heat Pump | 2030 | Economic | GWh | Before Competition Groups | 545.1258 | 0 | 0 | 13979.1685 | 0.038996 | 10 | Commercial_2030_Economic_GWh_Before Competition Groups_10 | High Efficiency Air Source Heat Pump | 3.9% | 0 | 545.1258 | Commercial_2030_Economic_GWh_Before Competition Groups_High Efficiency Air Source Heat Pump
Commercial | Com ¦ LED street light fixture | 2030 | Economic | GWh | Before Competition Groups | 379.7646 | 0 | 0 | 13979.1685 | 0.027166 | 11 | Commercial_2030_Economic_GWh_Before Competition Groups_11 | LED street light fixture | 2.717% | 0 | 379.7646 | Commercial_2030_Economic_GWh_Before Competition Groups_LED street light fixture
Commercial | Com ¦ Advanced BAS/Controllers | 2030 | Economic | GWh | Before Competition Groups | 327.3198 | 0 | 0 | 13979.1685 | 0.023415 | 12 | Commercial_2030_Economic_GWh_Before Competition Groups_12 | Advanced BAS/Controllers | 2.341% | 0 | 327.3198 | Commercial_2030_Economic_GWh_Before Competition Groups_Advanced BAS/Controllers
Commercial | Com ¦ LLLC - High Impact Application | 2030 | Economic | GWh | Before Competition Groups | 320.2086 | 0 | 0 | 13979.1685 | 0.022906 | 13 | Commercial_2030_Economic_GWh_Before Competition Groups_13 | LLLC - High Impact Application | 2.291% | 0 | 320.2086 | Commercial_2030_Economic_GWh_Before Competition Groups_LLLC - High Impact Application
Commercial | Com ¦ Data Center Storage/Server Virtualization | 2030 | Economic | GWh | Before Competition Groups | 302.172 | 0 | 0 | 13979.1685 | 0.021616 | 14 | Commercial_2030_Economic_GWh_Before Competition Groups_14 | Data Center Storage/Server Virtualization | 2.162% | 0 | 302.172 | Commercial_2030_Economic_GWh_Before Competition Groups_Data Center Storage/Server Virtualization
Commercial | Com ¦ Demand Control Ventilation | 2030 | Economic | GWh | Before Competition Groups | 295.5707 | 0 | 0 | 13979.1685 | 0.021144 | 15 | Commercial_2030_Economic_GWh_Before Competition Groups_15 | Demand Control Ventilation | 2.114% | 0 | 295.5707 | Commercial_2030_Economic_GWh_Before Competition Groups_Demand Control Ventilation
Commercial | Com ¦ LLLC - Low Impact Application | 2030 | Economic | GWh | Before Competition Groups | 287.4829 | 0 | 0 | 13979.1685 | 0.020565 | 16 | Commercial_2030_Economic_GWh_Before Competition Groups_16 | LLLC - Low Impact Application | 2.057% | 0 | 287.4829 | Commercial_2030_Economic_GWh_Before Competition Groups_LLLC - Low Impact Application
Commercial | Com ¦ Reach-in Shaded Pole to ECM/PSC Evaporator Fan Motor | 2030 | Economic | GWh | Before Competition Groups | 273.5267 | 0 | 0 | 13979.1685 | 0.019567 | 17 | Commercial_2030_Economic_GWh_Before Competition Groups_17 | Reach-in Shaded Pole to ECM/PSC Evaporator Fan Motor | 1.957% | 0 | 273.5267 | Commercial_2030_Economic_GWh_Before Competition Groups_Reach-in Shaded Pole to ECM/PSC Evaporator Fan Motor
Commercial | Com ¦ Refrigerated Display Case Doors | 2030 | Economic | GWh | Before Competition Groups | 269.4573 | 0 | 0 | 13979.1685 | 0.019276 | 18 | Commercial_2030_Economic_GWh_Before Competition Groups_18 | Refrigerated Display Case Doors | 1.928% | 0 | 269.4573 | Commercial_2030_Economic_GWh_Before Competition Groups_Refrigerated Display Case Doors
Commercial | Com ¦ Strip Curtains | 2030 | Economic | GWh | Before Competition Groups | 243.2629 | 0 | 0 | 13979.1685 | 0.017402 | 19 | Commercial_2030_Economic_GWh_Before Competition Groups_19 | Strip Curtains | 1.74% | 0 | 243.2629 | Commercial_2030_Economic_GWh_Before Competition Groups_Strip Curtains
Commercial | Com ¦ Centrally controlled desktop PC/NETWORK PC POWER MANAGEMENT SOFTWARE | 2030 | Economic | GWh | Before Competition Groups | 199.729 | 0 | 0 | 13979.1685 | 0.014288 | 20 | Commercial_2030_Economic_GWh_Before Competition Groups_20 | Centrally controlled desktop PC/NETWORK PC POWER MANAGEMENT SOFTWARE | 1.429% | 0 | 199.729 | Commercial_2030_Economic_GWh_Before Competition Groups_Centrally controlled desktop PC/NETWORK PC POWER MANAGEMENT SOFTWARE
Commercial | Com ¦ Variable Frequency Drive (VFD) | 2030 | Economic | GWh | Before Competition Groups | 185.4661 | 0 | 0 | 13979.1685 | 0.013267 | 21 | Commercial_2030_Economic_GWh_Before Competition Groups_21 | Variable Frequency Drive (VFD) | 1.327% | 0 | 185.4661 | Commercial_2030_Economic_GWh_Before Competition Groups_Variable Frequency Drive (VFD)
Commercial | Com ¦ VFD on Pumps | 2030 | Economic | GWh | Before Competition Groups | 173.5742 | 0 | 0 | 13979.1685 | 0.012417 | 22 | Commercial_2030_Economic_GWh_Before Competition Groups_22 | VFD on Pumps | 1.242% | 0 | 173.5742 | Commercial_2030_Economic_GWh_Before Competition Groups_VFD on Pumps
Commercial | Com ¦ LED or Equivalent Sign Lighting | 2030 | Economic | GWh | Before Competition Groups | 170.0925 | 0 | 0 | 13979.1685 | 0.012168 | 23 | Commercial_2030_Economic_GWh_Before Competition Groups_23 | LED or Equivalent Sign Lighting | 1.217% | 0 | 170.0925 | Commercial_2030_Economic_GWh_Before Competition Groups_LED or Equivalent Sign Lighting
Commercial | Com ¦ Unitary Air-Conditioning Unit | 2030 | Economic | GWh | Before Competition Groups | 162.0021 | 0 | 0 | 13979.1685 | 0.011589 | 24 | Commercial_2030_Economic_GWh_Before Competition Groups_24 | Unitary Air-Conditioning Unit | 1.159% | 0 | 162.0021 | Commercial_2030_Economic_GWh_Before Competition Groups_Unitary Air-Conditioning Unit
Commercial | Com ¦ Adaptive Thermostats | 2030 | Economic | GWh | Before Competition Groups | 144.2044 | 0 | 0 | 13979.1685 | 0.010316 | 25 | Commercial_2030_Economic_GWh_Before Competition Groups_25 | Adaptive Thermostats | 1.032% | 0 | 144.2044 | Commercial_2030_Economic_GWh_Before Competition Groups_Adaptive Thermostats
Commercial | Com ¦ Air Handler with Dedicated Outdoor Air Systems | 2030 | Economic | GWh | Before Competition Groups | 141.5546 | 0 | 0 | 13979.1685 | 0.010126 | 26 | Commercial_2030_Economic_GWh_Before Competition Groups_26 | Air Handler with Dedicated Outdoor Air Systems | 1.013% | 0 | 141.5546 | Commercial_2030_Economic_GWh_Before Competition Groups_Air Handler with Dedicated Outdoor Air Systems
Commercial | Com ¦ ENERGY STAR LED LAMPS (General Service Lamps) | 2030 | Economic | GWh | Before Competition Groups | 119.8773 | 0 | 0 | 13979.1685 | 0.0085754 | 27 | Commercial_2030_Economic_GWh_Before Competition Groups_27 | ENERGY STAR LED LAMPS (General Service Lamps) | 0.8575% | 0 | 119.8773 | Commercial_2030_Economic_GWh_Before Competition Groups_ENERGY STAR LED LAMPS (General Service Lamps)
Commercial | Com ¦ Demand Control Kitchen Ventilation | 2030 | Economic | GWh | Before Competition Groups | 95.9733 | 0 | 0 | 13979.1685 | 0.0068655 | 28 | Commercial_2030_Economic_GWh_Before Competition Groups_28 | Demand Control Kitchen Ventilation | 0.6865% | 0 | 95.9733 | Commercial_2030_Economic_GWh_Before Competition Groups_Demand Control Kitchen Ventilation
Commercial | Com ¦ ECM MOTORS FOR EVAPORATOR FANS for refrigeration (WALK-IN) | 2030 | Economic | GWh | Before Competition Groups | 87.859 | 0 | 0 | 13979.1685 | 0.006285 | 29 | Commercial_2030_Economic_GWh_Before Competition Groups_29 | ECM MOTORS FOR EVAPORATOR FANS for refrigeration (WALK-IN) | 0.6285% | 0 | 87.859 | Commercial_2030_Economic_GWh_Before Competition Groups_ECM MOTORS FOR EVAPORATOR FANS for refrigeration (WALK-IN)
Commercial | Com ¦ Condensing Unit Heaters or other Efficient Unit Heating System | 2030 | Economic | GWh | Before Competition Groups | 84.202 | 0 | 0 | 13979.1685 | 0.0060234 | 30 | Commercial_2030_Economic_GWh_Before Competition Groups_30 | Condensing Unit Heaters or other Efficient Unit Heating System | 0.6023% | 0 | 84.202 | Commercial_2030_Economic_GWh_Before Competition Groups_Condensing Unit Heaters or other Efficient Unit Heating System
Commercial | Com ¦ Refrigerated Display Case LED | 2030 | Economic | GWh | Before Competition Groups | 82.2879 | 0 | 0 | 13979.1685 | 0.0058865 | 31 | Commercial_2030_Economic_GWh_Before Competition Groups_31 | Refrigerated Display Case LED | 0.5886% | 0 | 82.2879 | Commercial_2030_Economic_GWh_Before Competition Groups_Refrigerated Display Case LED
Commercial | Com ¦ Occupancy Sensors | 2030 | Economic | GWh | Before Competition Groups | 74.8476 | 0 | 0 | 13979.1685 | 0.0053542 | 32 | Commercial_2030_Economic_GWh_Before Competition Groups_32 | Occupancy Sensors | 0.5354% | 0 | 74.8476 | Commercial_2030_Economic_GWh_Before Competition Groups_Occupancy Sensors
Commercial | Com ¦ Freezer Case Light Sensor | 2030 | Economic | GWh | Before Competition Groups | 72.3623 | 0 | 0 | 13979.1685 | 0.0051764 | 33 | Commercial_2030_Economic_GWh_Before Competition Groups_33 | Freezer Case Light Sensor | 0.5176% | 0 | 72.3623 | Commercial_2030_Economic_GWh_Before Competition Groups_Freezer Case Light Sensor
Commercial | Com ¦ Evaporator Fan Controls | 2030 | Economic | GWh | Before Competition Groups | 70.5863 | 0 | 0 | 13979.1685 | 0.0050494 | 34 | Commercial_2030_Economic_GWh_Before Competition Groups_34 | Evaporator Fan Controls | 0.5049% | 0 | 70.5863 | Commercial_2030_Economic_GWh_Before Competition Groups_Evaporator Fan Controls
Commercial | Com ¦ Door Gasket Freezer/Refrigerator | 2030 | Economic | GWh | Before Competition Groups | 48.0337 | 0 | 0 | 13979.1685 | 0.0034361 | 35 | Commercial_2030_Economic_GWh_Before Competition Groups_35 | Door Gasket Freezer/Refrigerator | 0.3436% | 0 | 48.0337 | Commercial_2030_Economic_GWh_Before Competition Groups_Door Gasket Freezer/Refrigerator
Commercial | Com ¦ Elec Storage WH 2.30 Et | 2030 | Economic | GWh | Before Competition Groups | 44.8711 | 0 | 0 | 13979.1685 | 0.0032099 | 36 | Commercial_2030_Economic_GWh_Before Competition Groups_36 | Elec Storage WH 2.30 Et | 0.321% | 0 | 44.8711 | Commercial_2030_Economic_GWh_Before Competition Groups_Elec Storage WH 2.30 Et
Commercial | Com ¦ BEVERAGE VENDING MACHINE CONTROLS | 2030 | Economic | GWh | Before Competition Groups | 40.7381 | 0 | 0 | 13979.1685 | 0.0029142 | 37 | Commercial_2030_Economic_GWh_Before Competition Groups_37 | BEVERAGE VENDING MACHINE CONTROLS | 0.2914% | 0 | 40.7381 | Commercial_2030_Economic_GWh_Before Competition Groups_BEVERAGE VENDING MACHINE CONTROLS
Commercial | Com ¦ Chilled Water Optimization | 2030 | Economic | GWh | Before Competition Groups | 39.7155 | 0 | 0 | 13979.1685 | 0.002841 | 38 | Commercial_2030_Economic_GWh_Before Competition Groups_38 | Chilled Water Optimization | 0.2841% | 0 | 39.7155 | Commercial_2030_Economic_GWh_Before Competition Groups_Chilled Water Optimization
Commercial | Com ¦ ENERGY STAR Griddle (74% eff) | 2030 | Economic | GWh | Before Competition Groups | 37.299 | 0 | 0 | 13979.1685 | 0.0026682 | 39 | Commercial_2030_Economic_GWh_Before Competition Groups_39 | ENERGY STAR Griddle (74% eff) | 0.2668% | 0 | 37.299 | Commercial_2030_Economic_GWh_Before Competition Groups_ENERGY STAR Griddle (74% eff)
Commercial | Com ¦ Networked/Connected - Low Impact Application | 2030 | Economic | GWh | Before Competition Groups | 31.8531 | 0 | 0 | 13979.1685 | 0.0022786 | 40 | Commercial_2030_Economic_GWh_Before Competition Groups_40 | Networked/Connected - Low Impact Application | 0.2279% | 0 | 31.8531 | Commercial_2030_Economic_GWh_Before Competition Groups_Networked/Connected - Low Impact Application
Commercial | Com ¦ Water Source Heat Pump (4 ton) | 2030 | Economic | GWh | Before Competition Groups | 29.5576 | 0 | 0 | 13979.1685 | 0.0021144 | 41 | Commercial_2030_Economic_GWh_Before Competition Groups_41 | Water Source Heat Pump (4 ton) | 0.2114% | 0 | 29.5576 | Commercial_2030_Economic_GWh_Before Competition Groups_Water Source Heat Pump (4 ton)
Commercial | Com ¦ CO Sensors for parking garage exhaust fans | 2030 | Economic | GWh | Before Competition Groups | 29.2457 | 0 | 0 | 13979.1685 | 0.0020921 | 42 | Commercial_2030_Economic_GWh_Before Competition Groups_42 | CO Sensors for parking garage exhaust fans | 0.2092% | 0 | 29.2457 | Commercial_2030_Economic_GWh_Before Competition Groups_CO Sensors for parking garage exhaust fans
Commercial | Com ¦ Temperature Adjustment in Commercial Freezers | 2030 | Economic | GWh | Before Competition Groups | 26.9914 | 0 | 0 | 13979.1685 | 0.0019308 | 43 | Commercial_2030_Economic_GWh_Before Competition Groups_43 | Temperature Adjustment in Commercial Freezers | 0.1931% | 0 | 26.9914 | Commercial_2030_Economic_GWh_Before Competition Groups_Temperature Adjustment in Commercial Freezers
Commercial | Com ¦ Networked/Connected - High Impact Application | 2030 | Economic | GWh | Before Competition Groups | 26.681 | 0 | 0 | 13979.1685 | 0.0019086 | 44 | Commercial_2030_Economic_GWh_Before Competition Groups_44 | Networked/Connected - High Impact Application | 0.1909% | 0 | 26.681 | Commercial_2030_Economic_GWh_Before Competition Groups_Networked/Connected - High Impact Application
Commercial | Com ¦ Energy Efficient Laboratory Fume Hood | 2030 | Economic | GWh | Before Competition Groups | 24.0399 | 0 | 0 | 13979.1685 | 0.0017197 | 45 | Commercial_2030_Economic_GWh_Before Competition Groups_45 | Energy Efficient Laboratory Fume Hood | 0.172% | 0 | 24.0399 | Commercial_2030_Economic_GWh_Before Competition Groups_Energy Efficient Laboratory Fume Hood
Commercial | Com ¦ Vertical Night Covers | 2030 | Economic | GWh | Before Competition Groups | 20.938 | 0 | 0 | 13979.1685 | 0.0014978 | 46 | Commercial_2030_Economic_GWh_Before Competition Groups_46 | Vertical Night Covers | 0.1498% | 0 | 20.938 | Commercial_2030_Economic_GWh_Before Competition Groups_Vertical Night Covers
Commercial | Com ¦ Duct Insulation, R8 | 2030 | Economic | GWh | Before Competition Groups | 18.6404 | 0 | 0 | 13979.1685 | 0.0013334 | 47 | Commercial_2030_Economic_GWh_Before Competition Groups_47 | Duct Insulation, R8 | 0.1333% | 0 | 18.6404 | Commercial_2030_Economic_GWh_Before Competition Groups_Duct Insulation, R8
Commercial | Com ¦ Water Heating (DHW) Pipe Insulation (Add 3/4\ Foam)" | 2030 | Economic | GWh | Before Competition Groups | 18.0216 | 0 | 0 | 13979.1685 | 0.0012892 | 48 | Commercial_2030_Economic_GWh_Before Competition Groups_48 | Water Heating (DHW) Pipe Insulation (Add 3/4\ Foam)" | 0.1289% | 0 | 18.0216 | Commercial_2030_Economic_GWh_Before Competition Groups_Water Heating (DHW) Pipe Insulation (Add 3/4\ Foam)"
Commercial | Com ¦ Outside Air Economizer | 2030 | Economic | GWh | Before Competition Groups | 17.0923 | 0 | 0 | 13979.1685 | 0.0012227 | 49 | Commercial_2030_Economic_GWh_Before Competition Groups_49 | Outside Air Economizer | 0.1223% | 0 | 17.0923 | Commercial_2030_Economic_GWh_Before Competition Groups_Outside Air Economizer
Commercial | Com ¦ ENERGY STAR Fryer (84% eff) | 2030 | Economic | GWh | Before Competition Groups | 13.2901 | 0 | 0 | 13979.1685 | 0.00095071 | 50 | Commercial_2030_Economic_GWh_Before Competition Groups_50 | ENERGY STAR Fryer (84% eff) | 0.09507% | 0 | 13.2901 | Commercial_2030_Economic_GWh_Before Competition Groups_ENERGY STAR Fryer (84% eff)
Commercial | Com ¦ ENERGY STAR Dishwasher | 2030 | Economic | GWh | Before Competition Groups | 11.5443 | 0 | 0 | 13979.1685 | 0.00082582 | 51 | Commercial_2030_Economic_GWh_Before Competition Groups_51 | ENERGY STAR Dishwasher | 0.08258% | 0 | 11.5443 | Commercial_2030_Economic_GWh_Before Competition Groups_ENERGY STAR Dishwasher
Commercial | Com ¦ Suction Pipe Insulation Freezer/Refrigerator | 2030 | Economic | GWh | Before Competition Groups | 11.4435 | 0 | 0 | 13979.1685 | 0.00081861 | 52 | Commercial_2030_Economic_GWh_Before Competition Groups_52 | Suction Pipe Insulation Freezer/Refrigerator | 0.08186% | 0 | 11.4435 | Commercial_2030_Economic_GWh_Before Competition Groups_Suction Pipe Insulation Freezer/Refrigerator
Commercial | Com ¦ High Efficiency Small Instantaneous Water Heater | 2030 | Economic | GWh | Before Competition Groups | 6.8852 | 0 | 0 | 13979.1685 | 0.00049254 | 53 | Commercial_2030_Economic_GWh_Before Competition Groups_53 | High Efficiency Small Instantaneous Water Heater | 0.04925% | 0 | 6.8852 | Commercial_2030_Economic_GWh_Before Competition Groups_High Efficiency Small Instantaneous Water Heater
Commercial | Com ¦ ENERGY STAR Steam Cookers | 2030 | Economic | GWh | Before Competition Groups | 6.5125 | 0 | 0 | 13979.1685 | 0.00046587 | 54 | Commercial_2030_Economic_GWh_Before Competition Groups_54 | ENERGY STAR Steam Cookers | 0.04659% | 0 | 6.5125 | Commercial_2030_Economic_GWh_Before Competition Groups_ENERGY STAR Steam Cookers
Commercial | Com ¦ Ozone Laundry Treatment | 2030 | Economic | GWh | Before Competition Groups | 6.3813 | 0 | 0 | 13979.1685 | 0.00045648 | 55 | Commercial_2030_Economic_GWh_Before Competition Groups_55 | Ozone Laundry Treatment | 0.04565% | 0 | 6.3813 | Commercial_2030_Economic_GWh_Before Competition Groups_Ozone Laundry Treatment
Commercial | Com ¦ Condensing Make Up Air Unit | 2030 | Economic | GWh | Before Competition Groups | 6.1271 | 0 | 0 | 13979.1685 | 0.0004383 | 56 | Commercial_2030_Economic_GWh_Before Competition Groups_56 | Condensing Make Up Air Unit | 0.04383% | 0 | 6.1271 | Commercial_2030_Economic_GWh_Before Competition Groups_Condensing Make Up Air Unit
Commercial | Com ¦ Demand controlled Circulating Systems | 2030 | Economic | GWh | Before Competition Groups | 3.8619 | 0 | 0 | 13979.1685 | 0.00027626 | 57 | Commercial_2030_Economic_GWh_Before Competition Groups_57 | Demand controlled Circulating Systems | 0.02763% | 0 | 3.8619 | Commercial_2030_Economic_GWh_Before Competition Groups_Demand controlled Circulating Systems
Commercial | Com ¦ Solar Water Preheat (Pools/DHW) | 2030 | Economic | GWh | Before Competition Groups | 3.1563 | 0 | 0 | 13979.1685 | 0.00022579 | 58 | Commercial_2030_Economic_GWh_Before Competition Groups_58 | Solar Water Preheat (Pools/DHW) | 0.02258% | 0 | 3.1563 | Commercial_2030_Economic_GWh_Before Competition Groups_Solar Water Preheat (Pools/DHW)
Commercial | Com ¦ ECM MOTORS FOR HVAC APPLICATION (FAN-POWERED VAV BOX) | 2030 | Economic | GWh | Before Competition Groups | 2.7068 | 0 | 0 | 13979.1685 | 0.00019363 | 59 | Commercial_2030_Economic_GWh_Before Competition Groups_59 | ECM MOTORS FOR HVAC APPLICATION (FAN-POWERED VAV BOX) | 0.01936% | 0 | 2.7068 | Commercial_2030_Economic_GWh_Before Competition Groups_ECM MOTORS FOR HVAC APPLICATION (FAN-POWERED VAV BOX)
Commercial | Com ¦ Efficient compressor motor | 2030 | Economic | GWh | Before Competition Groups | 2.5096 | 0 | 0 | 13979.1685 | 0.00017952 | 60 | Commercial_2030_Economic_GWh_Before Competition Groups_60 | Efficient compressor motor | 0.01795% | 0 | 2.5096 | Commercial_2030_Economic_GWh_Before Competition Groups_Efficient compressor motor
Commercial | Com ¦ Thermostat Setback | 2030 | Economic | GWh | Before Competition Groups | 2.4864 | 0 | 0 | 13979.1685 | 0.00017787 | 61 | Commercial_2030_Economic_GWh_Before Competition Groups_61 | Thermostat Setback | 0.01779% | 0 | 2.4864 | Commercial_2030_Economic_GWh_Before Competition Groups_Thermostat Setback
Commercial | Com ¦ Notched V belts for HVAC Systems | 2030 | Economic | GWh | Before Competition Groups | 2.3314 | 0 | 0 | 13979.1685 | 0.00016678 | 62 | Commercial_2030_Economic_GWh_Before Competition Groups_62 | Notched V belts for HVAC Systems | 0.01668% | 0 | 2.3314 | Commercial_2030_Economic_GWh_Before Competition Groups_Notched V belts for HVAC Systems
Commercial | Com ¦ PTAC (12 EER/10,000 BTU) | 2030 | Economic | GWh | Before Competition Groups | 2.0046 | 0 | 0 | 13979.1685 | 0.0001434 | 63 | Commercial_2030_Economic_GWh_Before Competition Groups_63 | PTAC (12 EER/10,000 BTU) | 0.01434% | 0 | 2.0046 | Commercial_2030_Economic_GWh_Before Competition Groups_PTAC (12 EER/10,000 BTU)
Commercial | Com ¦ CEE Tier 2/Energy Star Clothes Washers | 2030 | Economic | GWh | Before Competition Groups | 1.3843 | 0 | 0 | 13979.1685 | 9.9024e-05 | 64 | Commercial_2030_Economic_GWh_Before Competition Groups_64 | CEE Tier 2/Energy Star Clothes Washers | 0.009902% | 0 | 1.3843 | Commercial_2030_Economic_GWh_Before Competition Groups_CEE Tier 2/Energy Star Clothes Washers
Commercial | Com ¦ Auto Off Time Switch or Time Clock control | 2030 | Economic | GWh | Before Competition Groups | 1.3406 | 0 | 0 | 13979.1685 | 9.5903e-05 | 65 | Commercial_2030_Economic_GWh_Before Competition Groups_65 | Auto Off Time Switch or Time Clock control | 0.00959% | 0 | 1.3406 | Commercial_2030_Economic_GWh_Before Competition Groups_Auto Off Time Switch or Time Clock control
Commercial | COM ¦ Ductless Mini-Split Heat Pumps | 2030 | Economic | GWh | Before Competition Groups | 1.2066 | 0 | 0 | 13979.1685 | 8.6316e-05 | 66 | Commercial_2030_Economic_GWh_Before Competition Groups_66 | Ductless Mini-Split Heat Pumps | 0.008632% | 0 | 1.2066 | Commercial_2030_Economic_GWh_Before Competition Groups_Ductless Mini-Split Heat Pumps
Commercial | Com ¦ Low Flow Pre-Rinse Spray Nozzle | 2030 | Economic | GWh | Before Competition Groups | 0.83132 | 0 | 0 | 13979.1685 | 5.9469e-05 | 67 | Commercial_2030_Economic_GWh_Before Competition Groups_67 | Low Flow Pre-Rinse Spray Nozzle | 0.005947% | 0 | 0.83132 | Commercial_2030_Economic_GWh_Before Competition Groups_Low Flow Pre-Rinse Spray Nozzle
Commercial | Com ¦ Commercial Hot Food Holding Cabinets | 2030 | Economic | GWh | Before Competition Groups | 0.56415 | 0 | 0 | 13979.1685 | 4.0357e-05 | 68 | Commercial_2030_Economic_GWh_Before Competition Groups_68 | Commercial Hot Food Holding Cabinets | 0.004036% | 0 | 0.56415 | Commercial_2030_Economic_GWh_Before Competition Groups_Commercial Hot Food Holding Cabinets
Commercial | Com ¦ Energy Recovery Ventilation and Ventilation (Enhanced) | 2030 | Economic | GWh | Before Competition Groups | 0.46994 | 0 | 0 | 13979.1685 | 3.3617e-05 | 69 | Commercial_2030_Economic_GWh_Before Competition Groups_69 | Energy Recovery Ventilation and Ventilation (Enhanced) | 0.003362% | 0 | 0.46994 | Commercial_2030_Economic_GWh_Before Competition Groups_Energy Recovery Ventilation and Ventilation (Enhanced)
Commercial | Com ¦ HVAC Optimization | 2030 | Economic | GWh | Before Competition Groups | 0.44126 | 0 | 0 | 13979.1685 | 3.1565e-05 | 70 | Commercial_2030_Economic_GWh_Before Competition Groups_70 | HVAC Optimization | 0.003157% | 0 | 0.44126 | Commercial_2030_Economic_GWh_Before Competition Groups_HVAC Optimization
Commercial | Com ¦ LED RECESSED DOWNLIGHTS | 2030 | Economic | GWh | Before Competition Groups | 0.36162 | 0 | 0 | 13979.1685 | 2.5869e-05 | 71 | Commercial_2030_Economic_GWh_Before Competition Groups_71 | LED RECESSED DOWNLIGHTS | 0.002587% | 0 | 0.36162 | Commercial_2030_Economic_GWh_Before Competition Groups_LED RECESSED DOWNLIGHTS
Commercial | Com ¦ Wall Insulation | 2030 | Economic | GWh | Before Competition Groups | 0.17123 | 0 | 0 | 13979.1685 | 1.2249e-05 | 72 | Commercial_2030_Economic_GWh_Before Competition Groups_72 | Wall Insulation | 0.001225% | 0 | 0.17123 | Commercial_2030_Economic_GWh_Before Competition Groups_Wall Insulation
Commercial | Com ¦ Room AC (w/ louvered sides) 14 SEER from 12 SEER code | 2030 | Economic | GWh | Before Competition Groups | 0.1293 | 0 | 0 | 13979.1685 | 9.2492e-06 | 73 | Commercial_2030_Economic_GWh_Before Competition Groups_73 | Room AC (w/ louvered sides) 14 SEER from 12 SEER code | 0.0009249% | 0 | 0.1293 | Commercial_2030_Economic_GWh_Before Competition Groups_Room AC (w/ louvered sides) 14 SEER from 12 SEER code
Commercial | Com ¦ EC Plug Fan for Data Center (under cabinet) | 2030 | Economic | GWh | Before Competition Groups | 0.065872 | 0 | 0 | 13979.1685 | 4.7122e-06 | 74 | Commercial_2030_Economic_GWh_Before Competition Groups_74 | EC Plug Fan for Data Center (under cabinet) | 0.0004712% | 0 | 0.065872 | Commercial_2030_Economic_GWh_Before Competition Groups_EC Plug Fan for Data Center (under cabinet)
Commercial | Com ¦ High Efficiency Chiller (avg of water and air cooled) | 2030 | Economic | GWh | Before Competition Groups | 0.057967 | 0 | 0 | 13979.1685 | 4.1467e-06 | 75 | Commercial_2030_Economic_GWh_Before Competition Groups_75 | High Efficiency Chiller (avg of water and air cooled) | 0.0004147% | 0 | 0.057967 | Commercial_2030_Economic_GWh_Before Competition Groups_High Efficiency Chiller (avg of water and air cooled)
Commercial | Com ¦ Air Curtains | 2030 | Economic | GWh | Before Competition Groups | 0.055982 | 0 | 0 | 13979.1685 | 4.0047e-06 | 76 | Commercial_2030_Economic_GWh_Before Competition Groups_76 | Air Curtains | 0.0004005% | 0 | 0.055982 | Commercial_2030_Economic_GWh_Before Competition Groups_Air Curtains
Commercial | Com ¦ VSD Air Compressor | 2030 | Economic | GWh | Before Competition Groups | 0.045163 | 0 | 0 | 13979.1685 | 3.2307e-06 | 77 | Commercial_2030_Economic_GWh_Before Competition Groups_77 | VSD Air Compressor | 0.0003231% | 0 | 0.045163 | Commercial_2030_Economic_GWh_Before Competition Groups_VSD Air Compressor
Commercial | Com ¦ Electric Convection Combination Ovens | 2030 | Economic | GWh | Before Competition Groups | 0.0035249 | 0 | 0 | 13979.1685 | 2.5215e-07 | 78 | Commercial_2030_Economic_GWh_Before Competition Groups_78 | Electric Convection Combination Ovens | 2.522e-05% | 0 | 0.0035249 | Commercial_2030_Economic_GWh_Before Competition Groups_Electric Convection Combination Ovens
Commercial | Com ¦ Indoor Daylight Sensors/Photocell Dimming Control | 2030 | Economic | GWh | Before Competition Groups | 0 | 0 | 0 | 13979.1685 | 0 | 79 | Commercial_2030_Economic_GWh_Before Competition Groups_79 | Indoor Daylight Sensors/Photocell Dimming Control | 0% | 0 | 0 | Commercial_2030_Economic_GWh_Before Competition Groups_Indoor Daylight Sensors/Photocell Dimming Control
Commercial | Com ¦ Variable Refrigerant Flow Heat Pump | 2030 | Economic | GWh | Before Competition Groups | 0 | 0 | 0 | 13979.1685 | 0 | 80 | Commercial_2030_Economic_GWh_Before Competition Groups_80 | Variable Refrigerant Flow Heat Pump | 0% | 0 | 0 | Commercial_2030_Economic_GWh_Before Competition Groups_Variable Refrigerant Flow Heat Pump
Commercial | Com ¦ ENERGY STAR LED LAMPS (REFLECTOR LAMPs/MR16/PAR 16) | 2030 | SC A | GWh | Before Competition Groups | 862.9508 | 0 | 0 | 7279.9144 | 0.11854 | 1 | Commercial_2030_SC A_GWh_Before Competition Groups_1 | ENERGY STAR LED LAMPS (REFLECTOR LAMPs/MR16/PAR 16) | 11.85% | 0 | 862.9508 | Commercial_2030_SC A_GWh_Before Competition Groups_ENERGY STAR LED LAMPS (REFLECTOR LAMPs/MR16/PAR 16)
Commercial | Com ¦ LED Low/High Bay | 2030 | SC A | GWh | Before Competition Groups | 820.7102 | 0 | 0 | 7279.9144 | 0.11274 | 2 | Commercial_2030_SC A_GWh_Before Competition Groups_2 | LED Low/High Bay | 11.27% | 0 | 820.7102 | Commercial_2030_SC A_GWh_Before Competition Groups_LED Low/High Bay
Commercial | Com ¦ LED Troffer/Surface/Suspended | 2030 | SC A | GWh | Before Competition Groups | 810.2561 | 0 | 0 | 7279.9144 | 0.1113 | 3 | Commercial_2030_SC A_GWh_Before Competition Groups_3 | LED Troffer/Surface/Suspended | 11.13% | 0 | 810.2561 | Commercial_2030_SC A_GWh_Before Competition Groups_LED Troffer/Surface/Suspended
Commercial | Com ¦ LED EXTERIOR AREA LIGHTS - LED fixture (200W) | 2030 | SC A | GWh | Before Competition Groups | 558.5333 | 0 | 0 | 7279.9144 | 0.076723 | 4 | Commercial_2030_SC A_GWh_Before Competition Groups_4 | LED EXTERIOR AREA LIGHTS - LED fixture (200W) | 7.672% | 0 | 558.5333 | Commercial_2030_SC A_GWh_Before Competition Groups_LED EXTERIOR AREA LIGHTS - LED fixture (200W)
Commercial | Com ¦ LED parking lot fixture | 2030 | SC A | GWh | Before Competition Groups | 537.5212 | 0 | 0 | 7279.9144 | 0.073836 | 5 | Commercial_2030_SC A_GWh_Before Competition Groups_5 | LED parking lot fixture | 7.384% | 0 | 537.5212 | Commercial_2030_SC A_GWh_Before Competition Groups_LED parking lot fixture
Commercial | Com ¦ LED Replacement Lamp (Tube) | 2030 | SC A | GWh | Before Competition Groups | 483.2929 | 0 | 0 | 7279.9144 | 0.066387 | 6 | Commercial_2030_SC A_GWh_Before Competition Groups_6 | LED Replacement Lamp (Tube) | 6.639% | 0 | 483.2929 | Commercial_2030_SC A_GWh_Before Competition Groups_LED Replacement Lamp (Tube)
Commercial | Com ¦ Building Recommissioning, Operations and Maintenance (O&M) Improvements | 2030 | SC A | GWh | Before Competition Groups | 402.5674 | 0 | 0 | 7279.9144 | 0.055298 | 7 | Commercial_2030_SC A_GWh_Before Competition Groups_7 | Building Recommissioning, Operations and Maintenance (O&M) Improvements | 5.53% | 0 | 402.5674 | Commercial_2030_SC A_GWh_Before Competition Groups_Building Recommissioning, Operations and Maintenance (O&M) Improvements
Commercial | Com ¦ LED street light fixture | 2030 | SC A | GWh | Before Competition Groups | 330.2465 | 0 | 0 | 7279.9144 | 0.045364 | 8 | Commercial_2030_SC A_GWh_Before Competition Groups_8 | LED street light fixture | 4.536% | 0 | 330.2465 | Commercial_2030_SC A_GWh_Before Competition Groups_LED street light fixture
Commercial | Com ¦ Furnace Tune-Up | 2030 | SC A | GWh | Before Competition Groups | 268.1197 | 0 | 0 | 7279.9144 | 0.03683 | 9 | Commercial_2030_SC A_GWh_Before Competition Groups_9 | Furnace Tune-Up | 3.683% | 0 | 268.1197 | Commercial_2030_SC A_GWh_Before Competition Groups_Furnace Tune-Up
Commercial | Com ¦ Data Center Storage/Server Virtualization | 2030 | SC A | GWh | Before Competition Groups | 198.4185 | 0 | 0 | 7279.9144 | 0.027256 | 10 | Commercial_2030_SC A_GWh_Before Competition Groups_10 | Data Center Storage/Server Virtualization | 2.726% | 0 | 198.4185 | Commercial_2030_SC A_GWh_Before Competition Groups_Data Center Storage/Server Virtualization
Commercial | Com ¦ High Efficiency Air Source Heat Pump | 2030 | SC A | GWh | Before Competition Groups | 192.7238 | 0 | 0 | 7279.9144 | 0.026473 | 11 | Commercial_2030_SC A_GWh_Before Competition Groups_11 | High Efficiency Air Source Heat Pump | 2.647% | 0 | 192.7238 | Commercial_2030_SC A_GWh_Before Competition Groups_High Efficiency Air Source Heat Pump
Commercial | Com ¦ Reach-in Shaded Pole to ECM/PSC Evaporator Fan Motor | 2030 | SC A | GWh | Before Competition Groups | 188.4683 | 0 | 0 | 7279.9144 | 0.025889 | 12 | Commercial_2030_SC A_GWh_Before Competition Groups_12 | Reach-in Shaded Pole to ECM/PSC Evaporator Fan Motor | 2.589% | 0 | 188.4683 | Commercial_2030_SC A_GWh_Before Competition Groups_Reach-in Shaded Pole to ECM/PSC Evaporator Fan Motor
Commercial | Com ¦ Refrigerated Display Case Doors | 2030 | SC A | GWh | Before Competition Groups | 128.8138 | 0 | 0 | 7279.9144 | 0.017694 | 13 | Commercial_2030_SC A_GWh_Before Competition Groups_13 | Refrigerated Display Case Doors | 1.769% | 0 | 128.8138 | Commercial_2030_SC A_GWh_Before Competition Groups_Refrigerated Display Case Doors
Commercial | Com ¦ Strip Curtains | 2030 | SC A | GWh | Before Competition Groups | 128.5459 | 0 | 0 | 7279.9144 | 0.017658 | 14 | Commercial_2030_SC A_GWh_Before Competition Groups_14 | Strip Curtains | 1.766% | 0 | 128.5459 | Commercial_2030_SC A_GWh_Before Competition Groups_Strip Curtains
Commercial | Com ¦ Education and Capacity Building/Energy Behavior | 2030 | SC A | GWh | Before Competition Groups | 119.972 | 0 | 0 | 7279.9144 | 0.01648 | 15 | Commercial_2030_SC A_GWh_Before Competition Groups_15 | Education and Capacity Building/Energy Behavior | 1.648% | 0 | 119.972 | Commercial_2030_SC A_GWh_Before Competition Groups_Education and Capacity Building/Energy Behavior
Commercial | Com ¦ LED or Equivalent Sign Lighting | 2030 | SC A | GWh | Before Competition Groups | 108.5149 | 0 | 0 | 7279.9144 | 0.014906 | 16 | Commercial_2030_SC A_GWh_Before Competition Groups_16 | LED or Equivalent Sign Lighting | 1.491% | 0 | 108.5149 | Commercial_2030_SC A_GWh_Before Competition Groups_LED or Equivalent Sign Lighting
Commercial | Com ¦ ENERGY STAR LED LAMPS (General Service Lamps) | 2030 | SC A | GWh | Before Competition Groups | 105.4895 | 0 | 0 | 7279.9144 | 0.01449 | 17 | Commercial_2030_SC A_GWh_Before Competition Groups_17 | ENERGY STAR LED LAMPS (General Service Lamps) | 1.449% | 0 | 105.4895 | Commercial_2030_SC A_GWh_Before Competition Groups_ENERGY STAR LED LAMPS (General Service Lamps)
Commercial | Com ¦ Centrally controlled desktop PC/NETWORK PC POWER MANAGEMENT SOFTWARE | 2030 | SC A | GWh | Before Competition Groups | 95.7069 | 0 | 0 | 7279.9144 | 0.013147 | 18 | Commercial_2030_SC A_GWh_Before Competition Groups_18 | Centrally controlled desktop PC/NETWORK PC POWER MANAGEMENT SOFTWARE | 1.315% | 0 | 95.7069 | Commercial_2030_SC A_GWh_Before Competition Groups_Centrally controlled desktop PC/NETWORK PC POWER MANAGEMENT SOFTWARE
Commercial | Com ¦ Advanced BAS/Controllers | 2030 | SC A | GWh | Before Competition Groups | 92.3351 | 0 | 0 | 7279.9144 | 0.012684 | 19 | Commercial_2030_SC A_GWh_Before Competition Groups_19 | Advanced BAS/Controllers | 1.268% | 0 | 92.3351 | Commercial_2030_SC A_GWh_Before Competition Groups_Advanced BAS/Controllers
Commercial | Com ¦ Variable Frequency Drive (VFD) | 2030 | SC A | GWh | Before Competition Groups | 89.3414 | 0 | 0 | 7279.9144 | 0.012272 | 20 | Commercial_2030_SC A_GWh_Before Competition Groups_20 | Variable Frequency Drive (VFD) | 1.227% | 0 | 89.3414 | Commercial_2030_SC A_GWh_Before Competition Groups_Variable Frequency Drive (VFD)
Commercial | Com ¦ Demand Control Ventilation | 2030 | SC A | GWh | Before Competition Groups | 88.9713 | 0 | 0 | 7279.9144 | 0.012221 | 21 | Commercial_2030_SC A_GWh_Before Competition Groups_21 | Demand Control Ventilation | 1.222% | 0 | 88.9713 | Commercial_2030_SC A_GWh_Before Competition Groups_Demand Control Ventilation
Commercial | Com ¦ VFD on Pumps | 2030 | SC A | GWh | Before Competition Groups | 82.9531 | 0 | 0 | 7279.9144 | 0.011395 | 22 | Commercial_2030_SC A_GWh_Before Competition Groups_22 | VFD on Pumps | 1.139% | 0 | 82.9531 | Commercial_2030_SC A_GWh_Before Competition Groups_VFD on Pumps
Commercial | Com ¦ Adaptive Thermostats | 2030 | SC A | GWh | Before Competition Groups | 63.1125 | 0 | 0 | 7279.9144 | 0.0086694 | 23 | Commercial_2030_SC A_GWh_Before Competition Groups_23 | Adaptive Thermostats | 0.8669% | 0 | 63.1125 | Commercial_2030_SC A_GWh_Before Competition Groups_Adaptive Thermostats
Commercial | Com ¦ ECM MOTORS FOR EVAPORATOR FANS for refrigeration (WALK-IN) | 2030 | SC A | GWh | Before Competition Groups | 41.6466 | 0 | 0 | 7279.9144 | 0.0057208 | 24 | Commercial_2030_SC A_GWh_Before Competition Groups_24 | ECM MOTORS FOR EVAPORATOR FANS for refrigeration (WALK-IN) | 0.5721% | 0 | 41.6466 | Commercial_2030_SC A_GWh_Before Competition Groups_ECM MOTORS FOR EVAPORATOR FANS for refrigeration (WALK-IN)
Commercial | Com ¦ Condensing Unit Heaters or other Efficient Unit Heating System | 2030 | SC A | GWh | Before Competition Groups | 40.3172 | 0 | 0 | 7279.9144 | 0.0055381 | 25 | Commercial_2030_SC A_GWh_Before Competition Groups_25 | Condensing Unit Heaters or other Efficient Unit Heating System | 0.5538% | 0 | 40.3172 | Commercial_2030_SC A_GWh_Before Competition Groups_Condensing Unit Heaters or other Efficient Unit Heating System
Commercial | Com ¦ Air Handler with Dedicated Outdoor Air Systems | 2030 | SC A | GWh | Before Competition Groups | 40.0283 | 0 | 0 | 7279.9144 | 0.0054985 | 26 | Commercial_2030_SC A_GWh_Before Competition Groups_26 | Air Handler with Dedicated Outdoor Air Systems | 0.5498% | 0 | 40.0283 | Commercial_2030_SC A_GWh_Before Competition Groups_Air Handler with Dedicated Outdoor Air Systems
Commercial | Com ¦ Demand Control Kitchen Ventilation | 2030 | SC A | GWh | Before Competition Groups | 37.2383 | 0 | 0 | 7279.9144 | 0.0051152 | 27 | Commercial_2030_SC A_GWh_Before Competition Groups_27 | Demand Control Kitchen Ventilation | 0.5115% | 0 | 37.2383 | Commercial_2030_SC A_GWh_Before Competition Groups_Demand Control Kitchen Ventilation
Commercial | Com ¦ Door Gasket Freezer/Refrigerator | 2030 | SC A | GWh | Before Competition Groups | 36.0685 | 0 | 0 | 7279.9144 | 0.0049545 | 28 | Commercial_2030_SC A_GWh_Before Competition Groups_28 | Door Gasket Freezer/Refrigerator | 0.4955% | 0 | 36.0685 | Commercial_2030_SC A_GWh_Before Competition Groups_Door Gasket Freezer/Refrigerator
Commercial | Com ¦ Evaporator Fan Controls | 2030 | SC A | GWh | Before Competition Groups | 33.3431 | 0 | 0 | 7279.9144 | 0.0045802 | 29 | Commercial_2030_SC A_GWh_Before Competition Groups_29 | Evaporator Fan Controls | 0.458% | 0 | 33.3431 | Commercial_2030_SC A_GWh_Before Competition Groups_Evaporator Fan Controls
Commercial | Com ¦ Refrigerated Display Case LED | 2030 | SC A | GWh | Before Competition Groups | 32.4075 | 0 | 0 | 7279.9144 | 0.0044516 | 30 | Commercial_2030_SC A_GWh_Before Competition Groups_30 | Refrigerated Display Case LED | 0.4452% | 0 | 32.4075 | Commercial_2030_SC A_GWh_Before Competition Groups_Refrigerated Display Case LED
Commercial | Com ¦ Freezer Case Light Sensor | 2030 | SC A | GWh | Before Competition Groups | 27.7908 | 0 | 0 | 7279.9144 | 0.0038175 | 31 | Commercial_2030_SC A_GWh_Before Competition Groups_31 | Freezer Case Light Sensor | 0.3817% | 0 | 27.7908 | Commercial_2030_SC A_GWh_Before Competition Groups_Freezer Case Light Sensor
Commercial | Com ¦ Unitary Air-Conditioning Unit | 2030 | SC A | GWh | Before Competition Groups | 26.9813 | 0 | 0 | 7279.9144 | 0.0037063 | 32 | Commercial_2030_SC A_GWh_Before Competition Groups_32 | Unitary Air-Conditioning Unit | 0.3706% | 0 | 26.9813 | Commercial_2030_SC A_GWh_Before Competition Groups_Unitary Air-Conditioning Unit
Commercial | Com ¦ ENERGY STAR Griddle (74% eff) | 2030 | SC A | GWh | Before Competition Groups | 23.6474 | 0 | 0 | 7279.9144 | 0.0032483 | 33 | Commercial_2030_SC A_GWh_Before Competition Groups_33 | ENERGY STAR Griddle (74% eff) | 0.3248% | 0 | 23.6474 | Commercial_2030_SC A_GWh_Before Competition Groups_ENERGY STAR Griddle (74% eff)
Commercial | Com ¦ Occupancy Sensors | 2030 | SC A | GWh | Before Competition Groups | 22.5157 | 0 | 0 | 7279.9144 | 0.0030929 | 34 | Commercial_2030_SC A_GWh_Before Competition Groups_34 | Occupancy Sensors | 0.3093% | 0 | 22.5157 | Commercial_2030_SC A_GWh_Before Competition Groups_Occupancy Sensors
Commercial | Com ¦ Chilled Water Optimization | 2030 | SC A | GWh | Before Competition Groups | 16.8065 | 0 | 0 | 7279.9144 | 0.0023086 | 35 | Commercial_2030_SC A_GWh_Before Competition Groups_35 | Chilled Water Optimization | 0.2309% | 0 | 16.8065 | Commercial_2030_SC A_GWh_Before Competition Groups_Chilled Water Optimization
Commercial | Com ¦ Elec Storage WH 2.30 Et | 2030 | SC A | GWh | Before Competition Groups | 14.1347 | 0 | 0 | 7279.9144 | 0.0019416 | 36 | Commercial_2030_SC A_GWh_Before Competition Groups_36 | Elec Storage WH 2.30 Et | 0.1942% | 0 | 14.1347 | Commercial_2030_SC A_GWh_Before Competition Groups_Elec Storage WH 2.30 Et
Commercial | Com ¦ BEVERAGE VENDING MACHINE CONTROLS | 2030 | SC A | GWh | Before Competition Groups | 14.0585 | 0 | 0 | 7279.9144 | 0.0019311 | 37 | Commercial_2030_SC A_GWh_Before Competition Groups_37 | BEVERAGE VENDING MACHINE CONTROLS | 0.1931% | 0 | 14.0585 | Commercial_2030_SC A_GWh_Before Competition Groups_BEVERAGE VENDING MACHINE CONTROLS
Commercial | Com ¦ Temperature Adjustment in Commercial Freezers | 2030 | SC A | GWh | Before Competition Groups | 12.7643 | 0 | 0 | 7279.9144 | 0.0017534 | 38 | Commercial_2030_SC A_GWh_Before Competition Groups_38 | Temperature Adjustment in Commercial Freezers | 0.1753% | 0 | 12.7643 | Commercial_2030_SC A_GWh_Before Competition Groups_Temperature Adjustment in Commercial Freezers
Commercial | Com ¦ CO Sensors for parking garage exhaust fans | 2030 | SC A | GWh | Before Competition Groups | 10.9409 | 0 | 0 | 7279.9144 | 0.0015029 | 39 | Commercial_2030_SC A_GWh_Before Competition Groups_39 | CO Sensors for parking garage exhaust fans | 0.1503% | 0 | 10.9409 | Commercial_2030_SC A_GWh_Before Competition Groups_CO Sensors for parking garage exhaust fans
Commercial | Com ¦ Energy Efficient Laboratory Fume Hood | 2030 | SC A | GWh | Before Competition Groups | 10.3117 | 0 | 0 | 7279.9144 | 0.0014165 | 40 | Commercial_2030_SC A_GWh_Before Competition Groups_40 | Energy Efficient Laboratory Fume Hood | 0.1416% | 0 | 10.3117 | Commercial_2030_SC A_GWh_Before Competition Groups_Energy Efficient Laboratory Fume Hood
Commercial | Com ¦ Vertical Night Covers | 2030 | SC A | GWh | Before Competition Groups | 9.6738 | 0 | 0 | 7279.9144 | 0.0013288 | 41 | Commercial_2030_SC A_GWh_Before Competition Groups_41 | Vertical Night Covers | 0.1329% | 0 | 9.6738 | Commercial_2030_SC A_GWh_Before Competition Groups_Vertical Night Covers
Commercial | Com ¦ Outside Air Economizer | 2030 | SC A | GWh | Before Competition Groups | 9.3093 | 0 | 0 | 7279.9144 | 0.0012788 | 42 | Commercial_2030_SC A_GWh_Before Competition Groups_42 | Outside Air Economizer | 0.1279% | 0 | 9.3093 | Commercial_2030_SC A_GWh_Before Competition Groups_Outside Air Economizer
Commercial | Com ¦ Duct Insulation, R8 | 2030 | SC A | GWh | Before Competition Groups | 8.792 | 0 | 0 | 7279.9144 | 0.0012077 | 43 | Commercial_2030_SC A_GWh_Before Competition Groups_43 | Duct Insulation, R8 | 0.1208% | 0 | 8.792 | Commercial_2030_SC A_GWh_Before Competition Groups_Duct Insulation, R8
Commercial | Com ¦ ENERGY STAR Fryer (84% eff) | 2030 | SC A | GWh | Before Competition Groups | 8.6238 | 0 | 0 | 7279.9144 | 0.0011846 | 44 | Commercial_2030_SC A_GWh_Before Competition Groups_44 | ENERGY STAR Fryer (84% eff) | 0.1185% | 0 | 8.6238 | Commercial_2030_SC A_GWh_Before Competition Groups_ENERGY STAR Fryer (84% eff)
Commercial | Com ¦ Water Heating (DHW) Pipe Insulation (Add 3/4\ Foam)" | 2030 | SC A | GWh | Before Competition Groups | 8.5633 | 0 | 0 | 7279.9144 | 0.0011763 | 45 | Commercial_2030_SC A_GWh_Before Competition Groups_45 | Water Heating (DHW) Pipe Insulation (Add 3/4\ Foam)" | 0.1176% | 0 | 8.5633 | Commercial_2030_SC A_GWh_Before Competition Groups_Water Heating (DHW) Pipe Insulation (Add 3/4\ Foam)"
Commercial | Com ¦ Water Source Heat Pump (4 ton) | 2030 | SC A | GWh | Before Competition Groups | 7.8664 | 0 | 0 | 7279.9144 | 0.0010806 | 46 | Commercial_2030_SC A_GWh_Before Competition Groups_46 | Water Source Heat Pump (4 ton) | 0.1081% | 0 | 7.8664 | Commercial_2030_SC A_GWh_Before Competition Groups_Water Source Heat Pump (4 ton)
Commercial | Com ¦ Suction Pipe Insulation Freezer/Refrigerator | 2030 | SC A | GWh | Before Competition Groups | 5.2316 | 0 | 0 | 7279.9144 | 0.00071864 | 47 | Commercial_2030_SC A_GWh_Before Competition Groups_47 | Suction Pipe Insulation Freezer/Refrigerator | 0.07186% | 0 | 5.2316 | Commercial_2030_SC A_GWh_Before Competition Groups_Suction Pipe Insulation Freezer/Refrigerator
Commercial | Com ¦ ENERGY STAR Dishwasher | 2030 | SC A | GWh | Before Competition Groups | 4.2589 | 0 | 0 | 7279.9144 | 0.00058502 | 48 | Commercial_2030_SC A_GWh_Before Competition Groups_48 | ENERGY STAR Dishwasher | 0.0585% | 0 | 4.2589 | Commercial_2030_SC A_GWh_Before Competition Groups_ENERGY STAR Dishwasher
Commercial | Com ¦ ENERGY STAR Steam Cookers | 2030 | SC A | GWh | Before Competition Groups | 4.1216 | 0 | 0 | 7279.9144 | 0.00056616 | 49 | Commercial_2030_SC A_GWh_Before Competition Groups_49 | ENERGY STAR Steam Cookers | 0.05662% | 0 | 4.1216 | Commercial_2030_SC A_GWh_Before Competition Groups_ENERGY STAR Steam Cookers
Commercial | Com ¦ Condensing Make Up Air Unit | 2030 | SC A | GWh | Before Competition Groups | 2.3262 | 0 | 0 | 7279.9144 | 0.00031953 | 50 | Commercial_2030_SC A_GWh_Before Competition Groups_50 | Condensing Make Up Air Unit | 0.03195% | 0 | 2.3262 | Commercial_2030_SC A_GWh_Before Competition Groups_Condensing Make Up Air Unit
Commercial | Com ¦ Ozone Laundry Treatment | 2030 | SC A | GWh | Before Competition Groups | 2.1774 | 0 | 0 | 7279.9144 | 0.00029909 | 51 | Commercial_2030_SC A_GWh_Before Competition Groups_51 | Ozone Laundry Treatment | 0.02991% | 0 | 2.1774 | Commercial_2030_SC A_GWh_Before Competition Groups_Ozone Laundry Treatment
Commercial | Com ¦ Thermostat Setback | 2030 | SC A | GWh | Before Competition Groups | 2.1764 | 0 | 0 | 7279.9144 | 0.00029896 | 52 | Commercial_2030_SC A_GWh_Before Competition Groups_52 | Thermostat Setback | 0.0299% | 0 | 2.1764 | Commercial_2030_SC A_GWh_Before Competition Groups_Thermostat Setback
Commercial | Com ¦ Demand controlled Circulating Systems | 2030 | SC A | GWh | Before Competition Groups | 1.7548 | 0 | 0 | 7279.9144 | 0.00024105 | 53 | Commercial_2030_SC A_GWh_Before Competition Groups_53 | Demand controlled Circulating Systems | 0.0241% | 0 | 1.7548 | Commercial_2030_SC A_GWh_Before Competition Groups_Demand controlled Circulating Systems
Commercial | Com ¦ ECM MOTORS FOR HVAC APPLICATION (FAN-POWERED VAV BOX) | 2030 | SC A | GWh | Before Competition Groups | 1.3058 | 0 | 0 | 7279.9144 | 0.00017937 | 54 | Commercial_2030_SC A_GWh_Before Competition Groups_54 | ECM MOTORS FOR HVAC APPLICATION (FAN-POWERED VAV BOX) | 0.01794% | 0 | 1.3058 | Commercial_2030_SC A_GWh_Before Competition Groups_ECM MOTORS FOR HVAC APPLICATION (FAN-POWERED VAV BOX)
Commercial | Com ¦ CEE Tier 2/Energy Star Clothes Washers | 2030 | SC A | GWh | Before Competition Groups | 0.85955 | 0 | 0 | 7279.9144 | 0.00011807 | 55 | Commercial_2030_SC A_GWh_Before Competition Groups_55 | CEE Tier 2/Energy Star Clothes Washers | 0.01181% | 0 | 0.85955 | Commercial_2030_SC A_GWh_Before Competition Groups_CEE Tier 2/Energy Star Clothes Washers
Commercial | Com ¦ Notched V belts for HVAC Systems | 2030 | SC A | GWh | Before Competition Groups | 0.6529 | 0 | 0 | 7279.9144 | 8.9685e-05 | 56 | Commercial_2030_SC A_GWh_Before Competition Groups_56 | Notched V belts for HVAC Systems | 0.008969% | 0 | 0.6529 | Commercial_2030_SC A_GWh_Before Competition Groups_Notched V belts for HVAC Systems
Commercial | Com ¦ Solar Water Preheat (Pools/DHW) | 2030 | SC A | GWh | Before Competition Groups | 0.59426 | 0 | 0 | 7279.9144 | 8.163e-05 | 57 | Commercial_2030_SC A_GWh_Before Competition Groups_57 | Solar Water Preheat (Pools/DHW) | 0.008163% | 0 | 0.59426 | Commercial_2030_SC A_GWh_Before Competition Groups_Solar Water Preheat (Pools/DHW)
Commercial | Com ¦ Auto Off Time Switch or Time Clock control | 2030 | SC A | GWh | Before Competition Groups | 0.535 | 0 | 0 | 7279.9144 | 7.349e-05 | 58 | Commercial_2030_SC A_GWh_Before Competition Groups_58 | Auto Off Time Switch or Time Clock control | 0.007349% | 0 | 0.535 | Commercial_2030_SC A_GWh_Before Competition Groups_Auto Off Time Switch or Time Clock control
Commercial | COM ¦ Ductless Mini-Split Heat Pumps | 2030 | SC A | GWh | Before Competition Groups | 0.50369 | 0 | 0 | 7279.9144 | 6.9189e-05 | 59 | Commercial_2030_SC A_GWh_Before Competition Groups_59 | Ductless Mini-Split Heat Pumps | 0.006919% | 0 | 0.50369 | Commercial_2030_SC A_GWh_Before Competition Groups_Ductless Mini-Split Heat Pumps
Commercial | Com ¦ Low Flow Pre-Rinse Spray Nozzle | 2030 | SC A | GWh | Before Competition Groups | 0.44874 | 0 | 0 | 7279.9144 | 6.1641e-05 | 60 | Commercial_2030_SC A_GWh_Before Competition Groups_60 | Low Flow Pre-Rinse Spray Nozzle | 0.006164% | 0 | 0.44874 | Commercial_2030_SC A_GWh_Before Competition Groups_Low Flow Pre-Rinse Spray Nozzle
Commercial | Com ¦ PTAC (12 EER/10,000 BTU) | 2030 | SC A | GWh | Before Competition Groups | 0.37778 | 0 | 0 | 7279.9144 | 5.1893e-05 | 61 | Commercial_2030_SC A_GWh_Before Competition Groups_61 | PTAC (12 EER/10,000 BTU) | 0.005189% | 0 | 0.37778 | Commercial_2030_SC A_GWh_Before Competition Groups_PTAC (12 EER/10,000 BTU)
Commercial | Com ¦ HVAC Optimization | 2030 | SC A | GWh | Before Competition Groups | 0.28875 | 0 | 0 | 7279.9144 | 3.9664e-05 | 62 | Commercial_2030_SC A_GWh_Before Competition Groups_62 | HVAC Optimization | 0.003966% | 0 | 0.28875 | Commercial_2030_SC A_GWh_Before Competition Groups_HVAC Optimization
Commercial | Com ¦ Commercial Hot Food Holding Cabinets | 2030 | SC A | GWh | Before Competition Groups | 0.22398 | 0 | 0 | 7279.9144 | 3.0766e-05 | 63 | Commercial_2030_SC A_GWh_Before Competition Groups_63 | Commercial Hot Food Holding Cabinets | 0.003077% | 0 | 0.22398 | Commercial_2030_SC A_GWh_Before Competition Groups_Commercial Hot Food Holding Cabinets
Commercial | Com ¦ LED RECESSED DOWNLIGHTS | 2030 | SC A | GWh | Before Competition Groups | 0.16373 | 0 | 0 | 7279.9144 | 2.249e-05 | 64 | Commercial_2030_SC A_GWh_Before Competition Groups_64 | LED RECESSED DOWNLIGHTS | 0.002249% | 0 | 0.16373 | Commercial_2030_SC A_GWh_Before Competition Groups_LED RECESSED DOWNLIGHTS
Commercial | Com ¦ Air Curtains | 2030 | SC A | GWh | Before Competition Groups | 0.13223 | 0 | 0 | 7279.9144 | 1.8164e-05 | 65 | Commercial_2030_SC A_GWh_Before Competition Groups_65 | Air Curtains | 0.001816% | 0 | 0.13223 | Commercial_2030_SC A_GWh_Before Competition Groups_Air Curtains
Commercial | Com ¦ High Efficiency Small Instantaneous Water Heater | 2030 | SC A | GWh | Before Competition Groups | 0.10475 | 0 | 0 | 7279.9144 | 1.4389e-05 | 66 | Commercial_2030_SC A_GWh_Before Competition Groups_66 | High Efficiency Small Instantaneous Water Heater | 0.001439% | 0 | 0.10475 | Commercial_2030_SC A_GWh_Before Competition Groups_High Efficiency Small Instantaneous Water Heater
Commercial | Com ¦ Wall Insulation | 2030 | SC A | GWh | Before Competition Groups | 0.079276 | 0 | 0 | 7279.9144 | 1.089e-05 | 67 | Commercial_2030_SC A_GWh_Before Competition Groups_67 | Wall Insulation | 0.001089% | 0 | 0.079276 | Commercial_2030_SC A_GWh_Before Competition Groups_Wall Insulation
Commercial | Com ¦ Energy Recovery Ventilation and Ventilation (Enhanced) | 2030 | SC A | GWh | Before Competition Groups | 0.056735 | 0 | 0 | 7279.9144 | 7.7933e-06 | 68 | Commercial_2030_SC A_GWh_Before Competition Groups_68 | Energy Recovery Ventilation and Ventilation (Enhanced) | 0.0007793% | 0 | 0.056735 | Commercial_2030_SC A_GWh_Before Competition Groups_Energy Recovery Ventilation and Ventilation (Enhanced)
Commercial | Com ¦ VSD Air Compressor | 2030 | SC A | GWh | Before Competition Groups | 0.025634 | 0 | 0 | 7279.9144 | 3.5212e-06 | 69 | Commercial_2030_SC A_GWh_Before Competition Groups_69 | VSD Air Compressor | 0.0003521% | 0 | 0.025634 | Commercial_2030_SC A_GWh_Before Competition Groups_VSD Air Compressor
Commercial | Com ¦ Efficient compressor motor | 2030 | SC A | GWh | Before Competition Groups | 0.024804 | 0 | 0 | 7279.9144 | 3.4071e-06 | 70 | Commercial_2030_SC A_GWh_Before Competition Groups_70 | Efficient compressor motor | 0.0003407% | 0 | 0.024804 | Commercial_2030_SC A_GWh_Before Competition Groups_Efficient compressor motor
Commercial | Com ¦ LLLC - Low Impact Application | 2030 | SC A | GWh | Before Competition Groups | 0.02447 | 0 | 0 | 7279.9144 | 3.3612e-06 | 71 | Commercial_2030_SC A_GWh_Before Competition Groups_71 | LLLC - Low Impact Application | 0.0003361% | 0 | 0.02447 | Commercial_2030_SC A_GWh_Before Competition Groups_LLLC - Low Impact Application
Commercial | Com ¦ LLLC - High Impact Application | 2030 | SC A | GWh | Before Competition Groups | 0.022962 | 0 | 0 | 7279.9144 | 3.1542e-06 | 72 | Commercial_2030_SC A_GWh_Before Competition Groups_72 | LLLC - High Impact Application | 0.0003154% | 0 | 0.022962 | Commercial_2030_SC A_GWh_Before Competition Groups_LLLC - High Impact Application
Commercial | Com ¦ Room AC (w/ louvered sides) 14 SEER from 12 SEER code | 2030 | SC A | GWh | Before Competition Groups | 0.020225 | 0 | 0 | 7279.9144 | 2.7782e-06 | 73 | Commercial_2030_SC A_GWh_Before Competition Groups_73 | Room AC (w/ louvered sides) 14 SEER from 12 SEER code | 0.0002778% | 0 | 0.020225 | Commercial_2030_SC A_GWh_Before Competition Groups_Room AC (w/ louvered sides) 14 SEER from 12 SEER code
Commercial | Com ¦ EC Plug Fan for Data Center (under cabinet) | 2030 | SC A | GWh | Before Competition Groups | 0.019355 | 0 | 0 | 7279.9144 | 2.6588e-06 | 74 | Commercial_2030_SC A_GWh_Before Competition Groups_74 | EC Plug Fan for Data Center (under cabinet) | 0.0002659% | 0 | 0.019355 | Commercial_2030_SC A_GWh_Before Competition Groups_EC Plug Fan for Data Center (under cabinet)
Commercial | Com ¦ High Efficiency Chiller (avg of water and air cooled) | 2030 | SC A | GWh | Before Competition Groups | 0.0047859 | 0 | 0 | 7279.9144 | 6.5742e-07 | 75 | Commercial_2030_SC A_GWh_Before Competition Groups_75 | High Efficiency Chiller (avg of water and air cooled) | 6.574e-05% | 0 | 0.0047859 | Commercial_2030_SC A_GWh_Before Competition Groups_High Efficiency Chiller (avg of water and air cooled)
Commercial | Com ¦ Electric Convection Combination Ovens | 2030 | SC A | GWh | Before Competition Groups | 0.0025646 | 0 | 0 | 7279.9144 | 3.5229e-07 | 76 | Commercial_2030_SC A_GWh_Before Competition Groups_76 | Electric Convection Combination Ovens | 3.523e-05% | 0 | 0.0025646 | Commercial_2030_SC A_GWh_Before Competition Groups_Electric Convection Combination Ovens
Commercial | Com ¦ Networked/Connected - High Impact Application | 2030 | SC A | GWh | Before Competition Groups | 0.00054829 | 0 | 0 | 7279.9144 | 7.5316e-08 | 77 | Commercial_2030_SC A_GWh_Before Competition Groups_77 | Networked/Connected - High Impact Application | 7.532e-06% | 0 | 0.00054829 | Commercial_2030_SC A_GWh_Before Competition Groups_Networked/Connected - High Impact Application
Commercial | Com ¦ Networked/Connected - Low Impact Application | 2030 | SC A | GWh | Before Competition Groups | 2.5187e-05 | 0 | 0 | 7279.9144 | 3.4598e-09 | 78 | Commercial_2030_SC A_GWh_Before Competition Groups_78 | Networked/Connected - Low Impact Application | 3.46e-07% | 0 | 2.5187e-05 | Commercial_2030_SC A_GWh_Before Competition Groups_Networked/Connected - Low Impact Application
Commercial | Com ¦ Indoor Daylight Sensors/Photocell Dimming Control | 2030 | SC A | GWh | Before Competition Groups | 0 | 0 | 0 | 7279.9144 | 0 | 79 | Commercial_2030_SC A_GWh_Before Competition Groups_79 | Indoor Daylight Sensors/Photocell Dimming Control | 0% | 0 | 0 | Commercial_2030_SC A_GWh_Before Competition Groups_Indoor Daylight Sensors/Photocell Dimming Control
Commercial | Com ¦ Variable Refrigerant Flow Heat Pump | 2030 | SC A | GWh | Before Competition Groups | 0 | 0 | 0 | 7279.9144 | 0 | 80 | Commercial_2030_SC A_GWh_Before Competition Groups_80 | Variable Refrigerant Flow Heat Pump | 0% | 0 | 0 | Commercial_2030_SC A_GWh_Before Competition Groups_Variable Refrigerant Flow Heat Pump
Commercial | Com ¦ LED Low/High Bay | 2030 | SC B | GWh | Before Competition Groups | 915.0931 | 0 | 0 | 9766.5766 | 0.093696 | 1 | Commercial_2030_SC B_GWh_Before Competition Groups_1 | LED Low/High Bay | 9.37% | 0 | 915.0931 | Commercial_2030_SC B_GWh_Before Competition Groups_LED Low/High Bay
Commercial | Com ¦ ENERGY STAR LED LAMPS (REFLECTOR LAMPs/MR16/PAR 16) | 2030 | SC B | GWh | Before Competition Groups | 862.9508 | 0 | 0 | 9766.5766 | 0.088358 | 2 | Commercial_2030_SC B_GWh_Before Competition Groups_2 | ENERGY STAR LED LAMPS (REFLECTOR LAMPs/MR16/PAR 16) | 8.836% | 0 | 862.9508 | Commercial_2030_SC B_GWh_Before Competition Groups_ENERGY STAR LED LAMPS (REFLECTOR LAMPs/MR16/PAR 16)
Commercial | Com ¦ LED Troffer/Surface/Suspended | 2030 | SC B | GWh | Before Competition Groups | 846.7782 | 0 | 0 | 9766.5766 | 0.086702 | 3 | Commercial_2030_SC B_GWh_Before Competition Groups_3 | LED Troffer/Surface/Suspended | 8.67% | 0 | 846.7782 | Commercial_2030_SC B_GWh_Before Competition Groups_LED Troffer/Surface/Suspended
Commercial | Com ¦ Building Recommissioning, Operations and Maintenance (O&M) Improvements | 2030 | SC B | GWh | Before Competition Groups | 778.1714 | 0 | 0 | 9766.5766 | 0.079677 | 4 | Commercial_2030_SC B_GWh_Before Competition Groups_4 | Building Recommissioning, Operations and Maintenance (O&M) Improvements | 7.968% | 0 | 778.1714 | Commercial_2030_SC B_GWh_Before Competition Groups_Building Recommissioning, Operations and Maintenance (O&M) Improvements
Commercial | Com ¦ Education and Capacity Building/Energy Behavior | 2030 | SC B | GWh | Before Competition Groups | 599.86 | 0 | 0 | 9766.5766 | 0.06142 | 5 | Commercial_2030_SC B_GWh_Before Competition Groups_5 | Education and Capacity Building/Energy Behavior | 6.142% | 0 | 599.86 | Commercial_2030_SC B_GWh_Before Competition Groups_Education and Capacity Building/Energy Behavior
Commercial | Com ¦ LED EXTERIOR AREA LIGHTS - LED fixture (200W) | 2030 | SC B | GWh | Before Competition Groups | 559.6625 | 0 | 0 | 9766.5766 | 0.057304 | 6 | Commercial_2030_SC B_GWh_Before Competition Groups_6 | LED EXTERIOR AREA LIGHTS - LED fixture (200W) | 5.73% | 0 | 559.6625 | Commercial_2030_SC B_GWh_Before Competition Groups_LED EXTERIOR AREA LIGHTS - LED fixture (200W)
Commercial | Com ¦ LED parking lot fixture | 2030 | SC B | GWh | Before Competition Groups | 537.5212 | 0 | 0 | 9766.5766 | 0.055037 | 7 | Commercial_2030_SC B_GWh_Before Competition Groups_7 | LED parking lot fixture | 5.504% | 0 | 537.5212 | Commercial_2030_SC B_GWh_Before Competition Groups_LED parking lot fixture
Commercial | Com ¦ Furnace Tune-Up | 2030 | SC B | GWh | Before Competition Groups | 525.3683 | 0 | 0 | 9766.5766 | 0.053792 | 8 | Commercial_2030_SC B_GWh_Before Competition Groups_8 | Furnace Tune-Up | 5.379% | 0 | 525.3683 | Commercial_2030_SC B_GWh_Before Competition Groups_Furnace Tune-Up
Commercial | Com ¦ LED Replacement Lamp (Tube) | 2030 | SC B | GWh | Before Competition Groups | 483.2929 | 0 | 0 | 9766.5766 | 0.049484 | 9 | Commercial_2030_SC B_GWh_Before Competition Groups_9 | LED Replacement Lamp (Tube) | 4.948% | 0 | 483.2929 | Commercial_2030_SC B_GWh_Before Competition Groups_LED Replacement Lamp (Tube)
Commercial | Com ¦ LED street light fixture | 2030 | SC B | GWh | Before Competition Groups | 334.3128 | 0 | 0 | 9766.5766 | 0.03423 | 10 | Commercial_2030_SC B_GWh_Before Competition Groups_10 | LED street light fixture | 3.423% | 0 | 334.3128 | Commercial_2030_SC B_GWh_Before Competition Groups_LED street light fixture
Commercial | Com ¦ Data Center Storage/Server Virtualization | 2030 | SC B | GWh | Before Competition Groups | 227.4122 | 0 | 0 | 9766.5766 | 0.023285 | 11 | Commercial_2030_SC B_GWh_Before Competition Groups_11 | Data Center Storage/Server Virtualization | 2.328% | 0 | 227.4122 | Commercial_2030_SC B_GWh_Before Competition Groups_Data Center Storage/Server Virtualization
Commercial | Com ¦ Demand Control Ventilation | 2030 | SC B | GWh | Before Competition Groups | 213.7243 | 0 | 0 | 9766.5766 | 0.021883 | 12 | Commercial_2030_SC B_GWh_Before Competition Groups_12 | Demand Control Ventilation | 2.188% | 0 | 213.7243 | Commercial_2030_SC B_GWh_Before Competition Groups_Demand Control Ventilation
Commercial | Com ¦ Strip Curtains | 2030 | SC B | GWh | Before Competition Groups | 210.8672 | 0 | 0 | 9766.5766 | 0.021591 | 13 | Commercial_2030_SC B_GWh_Before Competition Groups_13 | Strip Curtains | 2.159% | 0 | 210.8672 | Commercial_2030_SC B_GWh_Before Competition Groups_Strip Curtains
Commercial | Com ¦ Refrigerated Display Case Doors | 2030 | SC B | GWh | Before Competition Groups | 208.0476 | 0 | 0 | 9766.5766 | 0.021302 | 14 | Commercial_2030_SC B_GWh_Before Competition Groups_14 | Refrigerated Display Case Doors | 2.13% | 0 | 208.0476 | Commercial_2030_SC B_GWh_Before Competition Groups_Refrigerated Display Case Doors
Commercial | Com ¦ Reach-in Shaded Pole to ECM/PSC Evaporator Fan Motor | 2030 | SC B | GWh | Before Competition Groups | 204.6817 | 0 | 0 | 9766.5766 | 0.020957 | 15 | Commercial_2030_SC B_GWh_Before Competition Groups_15 | Reach-in Shaded Pole to ECM/PSC Evaporator Fan Motor | 2.096% | 0 | 204.6817 | Commercial_2030_SC B_GWh_Before Competition Groups_Reach-in Shaded Pole to ECM/PSC Evaporator Fan Motor
Commercial | Com ¦ High Efficiency Air Source Heat Pump | 2030 | SC B | GWh | Before Competition Groups | 192.7233 | 0 | 0 | 9766.5766 | 0.019733 | 16 | Commercial_2030_SC B_GWh_Before Competition Groups_16 | High Efficiency Air Source Heat Pump | 1.973% | 0 | 192.7233 | Commercial_2030_SC B_GWh_Before Competition Groups_High Efficiency Air Source Heat Pump
Commercial | Com ¦ Variable Frequency Drive (VFD) | 2030 | SC B | GWh | Before Competition Groups | 174.5612 | 0 | 0 | 9766.5766 | 0.017873 | 17 | Commercial_2030_SC B_GWh_Before Competition Groups_17 | Variable Frequency Drive (VFD) | 1.787% | 0 | 174.5612 | Commercial_2030_SC B_GWh_Before Competition Groups_Variable Frequency Drive (VFD)
Commercial | Com ¦ VFD on Pumps | 2030 | SC B | GWh | Before Competition Groups | 163.2006 | 0 | 0 | 9766.5766 | 0.01671 | 18 | Commercial_2030_SC B_GWh_Before Competition Groups_18 | VFD on Pumps | 1.671% | 0 | 163.2006 | Commercial_2030_SC B_GWh_Before Competition Groups_VFD on Pumps
Commercial | Com ¦ Centrally controlled desktop PC/NETWORK PC POWER MANAGEMENT SOFTWARE | 2030 | SC B | GWh | Before Competition Groups | 153.3932 | 0 | 0 | 9766.5766 | 0.015706 | 19 | Commercial_2030_SC B_GWh_Before Competition Groups_19 | Centrally controlled desktop PC/NETWORK PC POWER MANAGEMENT SOFTWARE | 1.571% | 0 | 153.3932 | Commercial_2030_SC B_GWh_Before Competition Groups_Centrally controlled desktop PC/NETWORK PC POWER MANAGEMENT SOFTWARE
Commercial | Com ¦ Advanced BAS/Controllers | 2030 | SC B | GWh | Before Competition Groups | 152.6923 | 0 | 0 | 9766.5766 | 0.015634 | 20 | Commercial_2030_SC B_GWh_Before Competition Groups_20 | Advanced BAS/Controllers | 1.563% | 0 | 152.6923 | Commercial_2030_SC B_GWh_Before Competition Groups_Advanced BAS/Controllers
Commercial | Com ¦ LED or Equivalent Sign Lighting | 2030 | SC B | GWh | Before Competition Groups | 149.5945 | 0 | 0 | 9766.5766 | 0.015317 | 21 | Commercial_2030_SC B_GWh_Before Competition Groups_21 | LED or Equivalent Sign Lighting | 1.532% | 0 | 149.5945 | Commercial_2030_SC B_GWh_Before Competition Groups_LED or Equivalent Sign Lighting
Commercial | Com ¦ Air Handler with Dedicated Outdoor Air Systems | 2030 | SC B | GWh | Before Competition Groups | 132.3547 | 0 | 0 | 9766.5766 | 0.013552 | 22 | Commercial_2030_SC B_GWh_Before Competition Groups_22 | Air Handler with Dedicated Outdoor Air Systems | 1.355% | 0 | 132.3547 | Commercial_2030_SC B_GWh_Before Competition Groups_Air Handler with Dedicated Outdoor Air Systems
Commercial | Com ¦ Adaptive Thermostats | 2030 | SC B | GWh | Before Competition Groups | 121.1152 | 0 | 0 | 9766.5766 | 0.012401 | 23 | Commercial_2030_SC B_GWh_Before Competition Groups_23 | Adaptive Thermostats | 1.24% | 0 | 121.1152 | Commercial_2030_SC B_GWh_Before Competition Groups_Adaptive Thermostats
Commercial | Com ¦ ENERGY STAR LED LAMPS (General Service Lamps) | 2030 | SC B | GWh | Before Competition Groups | 105.4895 | 0 | 0 | 9766.5766 | 0.010801 | 24 | Commercial_2030_SC B_GWh_Before Competition Groups_24 | ENERGY STAR LED LAMPS (General Service Lamps) | 1.08% | 0 | 105.4895 | Commercial_2030_SC B_GWh_Before Competition Groups_ENERGY STAR LED LAMPS (General Service Lamps)
Commercial | Com ¦ Unitary Air-Conditioning Unit | 2030 | SC B | GWh | Before Competition Groups | 84.9057 | 0 | 0 | 9766.5766 | 0.0086935 | 25 | Commercial_2030_SC B_GWh_Before Competition Groups_25 | Unitary Air-Conditioning Unit | 0.8693% | 0 | 84.9057 | Commercial_2030_SC B_GWh_Before Competition Groups_Unitary Air-Conditioning Unit
Commercial | Com ¦ ECM MOTORS FOR EVAPORATOR FANS for refrigeration (WALK-IN) | 2030 | SC B | GWh | Before Competition Groups | 82.0873 | 0 | 0 | 9766.5766 | 0.0084049 | 26 | Commercial_2030_SC B_GWh_Before Competition Groups_26 | ECM MOTORS FOR EVAPORATOR FANS for refrigeration (WALK-IN) | 0.8405% | 0 | 82.0873 | Commercial_2030_SC B_GWh_Before Competition Groups_ECM MOTORS FOR EVAPORATOR FANS for refrigeration (WALK-IN)
Commercial | Com ¦ Condensing Unit Heaters or other Efficient Unit Heating System | 2030 | SC B | GWh | Before Competition Groups | 79.0334 | 0 | 0 | 9766.5766 | 0.0080922 | 27 | Commercial_2030_SC B_GWh_Before Competition Groups_27 | Condensing Unit Heaters or other Efficient Unit Heating System | 0.8092% | 0 | 79.0334 | Commercial_2030_SC B_GWh_Before Competition Groups_Condensing Unit Heaters or other Efficient Unit Heating System
Commercial | Com ¦ Door Gasket Freezer/Refrigerator | 2030 | SC B | GWh | Before Competition Groups | 74.8209 | 0 | 0 | 9766.5766 | 0.0076609 | 28 | Commercial_2030_SC B_GWh_Before Competition Groups_28 | Door Gasket Freezer/Refrigerator | 0.7661% | 0 | 74.8209 | Commercial_2030_SC B_GWh_Before Competition Groups_Door Gasket Freezer/Refrigerator
Commercial | Com ¦ Freezer Case Light Sensor | 2030 | SC B | GWh | Before Competition Groups | 67.5012 | 0 | 0 | 9766.5766 | 0.0069115 | 29 | Commercial_2030_SC B_GWh_Before Competition Groups_29 | Freezer Case Light Sensor | 0.6911% | 0 | 67.5012 | Commercial_2030_SC B_GWh_Before Competition Groups_Freezer Case Light Sensor
Commercial | Com ¦ Demand Control Kitchen Ventilation | 2030 | SC B | GWh | Before Competition Groups | 67.4362 | 0 | 0 | 9766.5766 | 0.0069048 | 30 | Commercial_2030_SC B_GWh_Before Competition Groups_30 | Demand Control Kitchen Ventilation | 0.6905% | 0 | 67.4362 | Commercial_2030_SC B_GWh_Before Competition Groups_Demand Control Kitchen Ventilation
Commercial | Com ¦ Evaporator Fan Controls | 2030 | SC B | GWh | Before Competition Groups | 65.8459 | 0 | 0 | 9766.5766 | 0.006742 | 31 | Commercial_2030_SC B_GWh_Before Competition Groups_31 | Evaporator Fan Controls | 0.6742% | 0 | 65.8459 | Commercial_2030_SC B_GWh_Before Competition Groups_Evaporator Fan Controls
Commercial | Com ¦ Refrigerated Display Case LED | 2030 | SC B | GWh | Before Competition Groups | 60.1966 | 0 | 0 | 9766.5766 | 0.0061635 | 32 | Commercial_2030_SC B_GWh_Before Competition Groups_32 | Refrigerated Display Case LED | 0.6164% | 0 | 60.1966 | Commercial_2030_SC B_GWh_Before Competition Groups_Refrigerated Display Case LED
Commercial | Com ¦ BEVERAGE VENDING MACHINE CONTROLS | 2030 | SC B | GWh | Before Competition Groups | 28.3573 | 0 | 0 | 9766.5766 | 0.0029035 | 33 | Commercial_2030_SC B_GWh_Before Competition Groups_33 | BEVERAGE VENDING MACHINE CONTROLS | 0.2904% | 0 | 28.3573 | Commercial_2030_SC B_GWh_Before Competition Groups_BEVERAGE VENDING MACHINE CONTROLS
Commercial | Com ¦ Elec Storage WH 2.30 Et | 2030 | SC B | GWh | Before Competition Groups | 26.2095 | 0 | 0 | 9766.5766 | 0.0026836 | 34 | Commercial_2030_SC B_GWh_Before Competition Groups_34 | Elec Storage WH 2.30 Et | 0.2684% | 0 | 26.2095 | Commercial_2030_SC B_GWh_Before Competition Groups_Elec Storage WH 2.30 Et
Commercial | Com ¦ Temperature Adjustment in Commercial Freezers | 2030 | SC B | GWh | Before Competition Groups | 25.1915 | 0 | 0 | 9766.5766 | 0.0025794 | 35 | Commercial_2030_SC B_GWh_Before Competition Groups_35 | Temperature Adjustment in Commercial Freezers | 0.2579% | 0 | 25.1915 | Commercial_2030_SC B_GWh_Before Competition Groups_Temperature Adjustment in Commercial Freezers
Commercial | Com ¦ ENERGY STAR Griddle (74% eff) | 2030 | SC B | GWh | Before Competition Groups | 23.6473 | 0 | 0 | 9766.5766 | 0.0024213 | 36 | Commercial_2030_SC B_GWh_Before Competition Groups_36 | ENERGY STAR Griddle (74% eff) | 0.2421% | 0 | 23.6473 | Commercial_2030_SC B_GWh_Before Competition Groups_ENERGY STAR Griddle (74% eff)
Commercial | Com ¦ CO Sensors for parking garage exhaust fans | 2030 | SC B | GWh | Before Competition Groups | 22.7874 | 0 | 0 | 9766.5766 | 0.0023332 | 37 | Commercial_2030_SC B_GWh_Before Competition Groups_37 | CO Sensors for parking garage exhaust fans | 0.2333% | 0 | 22.7874 | Commercial_2030_SC B_GWh_Before Competition Groups_CO Sensors for parking garage exhaust fans
Commercial | Com ¦ Occupancy Sensors | 2030 | SC B | GWh | Before Competition Groups | 22.5157 | 0 | 0 | 9766.5766 | 0.0023054 | 38 | Commercial_2030_SC B_GWh_Before Competition Groups_38 | Occupancy Sensors | 0.2305% | 0 | 22.5157 | Commercial_2030_SC B_GWh_Before Competition Groups_Occupancy Sensors
Commercial | Com ¦ Energy Efficient Laboratory Fume Hood | 2030 | SC B | GWh | Before Competition Groups | 21.9458 | 0 | 0 | 9766.5766 | 0.002247 | 39 | Commercial_2030_SC B_GWh_Before Competition Groups_39 | Energy Efficient Laboratory Fume Hood | 0.2247% | 0 | 21.9458 | Commercial_2030_SC B_GWh_Before Competition Groups_Energy Efficient Laboratory Fume Hood
Commercial | Com ¦ Chilled Water Optimization | 2030 | SC B | GWh | Before Competition Groups | 21.8563 | 0 | 0 | 9766.5766 | 0.0022379 | 40 | Commercial_2030_SC B_GWh_Before Competition Groups_40 | Chilled Water Optimization | 0.2238% | 0 | 21.8563 | Commercial_2030_SC B_GWh_Before Competition Groups_Chilled Water Optimization
Commercial | Com ¦ Vertical Night Covers | 2030 | SC B | GWh | Before Competition Groups | 19.5318 | 0 | 0 | 9766.5766 | 0.0019999 | 41 | Commercial_2030_SC B_GWh_Before Competition Groups_41 | Vertical Night Covers | 0.2% | 0 | 19.5318 | Commercial_2030_SC B_GWh_Before Competition Groups_Vertical Night Covers
Commercial | Com ¦ Duct Insulation, R8 | 2030 | SC B | GWh | Before Competition Groups | 17.5405 | 0 | 0 | 9766.5766 | 0.001796 | 42 | Commercial_2030_SC B_GWh_Before Competition Groups_42 | Duct Insulation, R8 | 0.1796% | 0 | 17.5405 | Commercial_2030_SC B_GWh_Before Competition Groups_Duct Insulation, R8
Commercial | Com ¦ Water Heating (DHW) Pipe Insulation (Add 3/4\ Foam)" | 2030 | SC B | GWh | Before Competition Groups | 16.8563 | 0 | 0 | 9766.5766 | 0.0017259 | 43 | Commercial_2030_SC B_GWh_Before Competition Groups_43 | Water Heating (DHW) Pipe Insulation (Add 3/4\ Foam)" | 0.1726% | 0 | 16.8563 | Commercial_2030_SC B_GWh_Before Competition Groups_Water Heating (DHW) Pipe Insulation (Add 3/4\ Foam)"
Commercial | Com ¦ Water Source Heat Pump (4 ton) | 2030 | SC B | GWh | Before Competition Groups | 15.5009 | 0 | 0 | 9766.5766 | 0.0015871 | 44 | Commercial_2030_SC B_GWh_Before Competition Groups_44 | Water Source Heat Pump (4 ton) | 0.1587% | 0 | 15.5009 | Commercial_2030_SC B_GWh_Before Competition Groups_Water Source Heat Pump (4 ton)
Commercial | Com ¦ Outside Air Economizer | 2030 | SC B | GWh | Before Competition Groups | 15.011 | 0 | 0 | 9766.5766 | 0.001537 | 45 | Commercial_2030_SC B_GWh_Before Competition Groups_45 | Outside Air Economizer | 0.1537% | 0 | 15.011 | Commercial_2030_SC B_GWh_Before Competition Groups_Outside Air Economizer
Commercial | Com ¦ Suction Pipe Insulation Freezer/Refrigerator | 2030 | SC B | GWh | Before Competition Groups | 10.6839 | 0 | 0 | 9766.5766 | 0.0010939 | 46 | Commercial_2030_SC B_GWh_Before Competition Groups_46 | Suction Pipe Insulation Freezer/Refrigerator | 0.1094% | 0 | 10.6839 | Commercial_2030_SC B_GWh_Before Competition Groups_Suction Pipe Insulation Freezer/Refrigerator
Commercial | Com ¦ ENERGY STAR Fryer (84% eff) | 2030 | SC B | GWh | Before Competition Groups | 8.6238 | 0 | 0 | 9766.5766 | 0.00088299 | 47 | Commercial_2030_SC B_GWh_Before Competition Groups_47 | ENERGY STAR Fryer (84% eff) | 0.0883% | 0 | 8.6238 | Commercial_2030_SC B_GWh_Before Competition Groups_ENERGY STAR Fryer (84% eff)
Commercial | Com ¦ Ozone Laundry Treatment | 2030 | SC B | GWh | Before Competition Groups | 5.1609 | 0 | 0 | 9766.5766 | 0.00052843 | 48 | Commercial_2030_SC B_GWh_Before Competition Groups_48 | Ozone Laundry Treatment | 0.05284% | 0 | 5.1609 | Commercial_2030_SC B_GWh_Before Competition Groups_Ozone Laundry Treatment
Commercial | Com ¦ ENERGY STAR Dishwasher | 2030 | SC B | GWh | Before Competition Groups | 4.9399 | 0 | 0 | 9766.5766 | 0.00050579 | 49 | Commercial_2030_SC B_GWh_Before Competition Groups_49 | ENERGY STAR Dishwasher | 0.05058% | 0 | 4.9399 | Commercial_2030_SC B_GWh_Before Competition Groups_ENERGY STAR Dishwasher
Commercial | Com ¦ Condensing Make Up Air Unit | 2030 | SC B | GWh | Before Competition Groups | 4.6329 | 0 | 0 | 9766.5766 | 0.00047436 | 50 | Commercial_2030_SC B_GWh_Before Competition Groups_50 | Condensing Make Up Air Unit | 0.04744% | 0 | 4.6329 | Commercial_2030_SC B_GWh_Before Competition Groups_Condensing Make Up Air Unit
Commercial | Com ¦ ENERGY STAR Steam Cookers | 2030 | SC B | GWh | Before Competition Groups | 4.1216 | 0 | 0 | 9766.5766 | 0.00042201 | 51 | Commercial_2030_SC B_GWh_Before Competition Groups_51 | ENERGY STAR Steam Cookers | 0.0422% | 0 | 4.1216 | Commercial_2030_SC B_GWh_Before Competition Groups_ENERGY STAR Steam Cookers
Commercial | Com ¦ Demand controlled Circulating Systems | 2030 | SC B | GWh | Before Competition Groups | 3.6438 | 0 | 0 | 9766.5766 | 0.00037309 | 52 | Commercial_2030_SC B_GWh_Before Competition Groups_52 | Demand controlled Circulating Systems | 0.03731% | 0 | 3.6438 | Commercial_2030_SC B_GWh_Before Competition Groups_Demand controlled Circulating Systems
Commercial | Com ¦ ECM MOTORS FOR HVAC APPLICATION (FAN-POWERED VAV BOX) | 2030 | SC B | GWh | Before Competition Groups | 2.2492 | 0 | 0 | 9766.5766 | 0.0002303 | 53 | Commercial_2030_SC B_GWh_Before Competition Groups_53 | ECM MOTORS FOR HVAC APPLICATION (FAN-POWERED VAV BOX) | 0.02303% | 0 | 2.2492 | Commercial_2030_SC B_GWh_Before Competition Groups_ECM MOTORS FOR HVAC APPLICATION (FAN-POWERED VAV BOX)
Commercial | Com ¦ Thermostat Setback | 2030 | SC B | GWh | Before Competition Groups | 2.1979 | 0 | 0 | 9766.5766 | 0.00022505 | 54 | Commercial_2030_SC B_GWh_Before Competition Groups_54 | Thermostat Setback | 0.0225% | 0 | 2.1979 | Commercial_2030_SC B_GWh_Before Competition Groups_Thermostat Setback
Commercial | Com ¦ Solar Water Preheat (Pools/DHW) | 2030 | SC B | GWh | Before Competition Groups | 1.3319 | 0 | 0 | 9766.5766 | 0.00013637 | 55 | Commercial_2030_SC B_GWh_Before Competition Groups_55 | Solar Water Preheat (Pools/DHW) | 0.01364% | 0 | 1.3319 | Commercial_2030_SC B_GWh_Before Competition Groups_Solar Water Preheat (Pools/DHW)
Commercial | Com ¦ Notched V belts for HVAC Systems | 2030 | SC B | GWh | Before Competition Groups | 1.2054 | 0 | 0 | 9766.5766 | 0.00012342 | 56 | Commercial_2030_SC B_GWh_Before Competition Groups_56 | Notched V belts for HVAC Systems | 0.01234% | 0 | 1.2054 | Commercial_2030_SC B_GWh_Before Competition Groups_Notched V belts for HVAC Systems
Commercial | Com ¦ Auto Off Time Switch or Time Clock control | 2030 | SC B | GWh | Before Competition Groups | 1.0309 | 0 | 0 | 9766.5766 | 0.00010555 | 57 | Commercial_2030_SC B_GWh_Before Competition Groups_57 | Auto Off Time Switch or Time Clock control | 0.01056% | 0 | 1.0309 | Commercial_2030_SC B_GWh_Before Competition Groups_Auto Off Time Switch or Time Clock control
Commercial | Com ¦ CEE Tier 2/Energy Star Clothes Washers | 2030 | SC B | GWh | Before Competition Groups | 1.0214 | 0 | 0 | 9766.5766 | 0.00010458 | 58 | Commercial_2030_SC B_GWh_Before Competition Groups_58 | CEE Tier 2/Energy Star Clothes Washers | 0.01046% | 0 | 1.0214 | Commercial_2030_SC B_GWh_Before Competition Groups_CEE Tier 2/Energy Star Clothes Washers
Commercial | Com ¦ PTAC (12 EER/10,000 BTU) | 2030 | SC B | GWh | Before Competition Groups | 0.90186 | 0 | 0 | 9766.5766 | 9.2341e-05 | 59 | Commercial_2030_SC B_GWh_Before Competition Groups_59 | PTAC (12 EER/10,000 BTU) | 0.009234% | 0 | 0.90186 | Commercial_2030_SC B_GWh_Before Competition Groups_PTAC (12 EER/10,000 BTU)
Commercial | COM ¦ Ductless Mini-Split Heat Pumps | 2030 | SC B | GWh | Before Competition Groups | 0.68898 | 0 | 0 | 9766.5766 | 7.0545e-05 | 60 | Commercial_2030_SC B_GWh_Before Competition Groups_60 | Ductless Mini-Split Heat Pumps | 0.007054% | 0 | 0.68898 | Commercial_2030_SC B_GWh_Before Competition Groups_Ductless Mini-Split Heat Pumps
Commercial | Com ¦ Low Flow Pre-Rinse Spray Nozzle | 2030 | SC B | GWh | Before Competition Groups | 0.56463 | 0 | 0 | 9766.5766 | 5.7812e-05 | 61 | Commercial_2030_SC B_GWh_Before Competition Groups_61 | Low Flow Pre-Rinse Spray Nozzle | 0.005781% | 0 | 0.56463 | Commercial_2030_SC B_GWh_Before Competition Groups_Low Flow Pre-Rinse Spray Nozzle
Commercial | Com ¦ High Efficiency Small Instantaneous Water Heater | 2030 | SC B | GWh | Before Competition Groups | 0.41604 | 0 | 0 | 9766.5766 | 4.2599e-05 | 62 | Commercial_2030_SC B_GWh_Before Competition Groups_62 | High Efficiency Small Instantaneous Water Heater | 0.00426% | 0 | 0.41604 | Commercial_2030_SC B_GWh_Before Competition Groups_High Efficiency Small Instantaneous Water Heater
Commercial | Com ¦ Commercial Hot Food Holding Cabinets | 2030 | SC B | GWh | Before Competition Groups | 0.31553 | 0 | 0 | 9766.5766 | 3.2307e-05 | 63 | Commercial_2030_SC B_GWh_Before Competition Groups_63 | Commercial Hot Food Holding Cabinets | 0.003231% | 0 | 0.31553 | Commercial_2030_SC B_GWh_Before Competition Groups_Commercial Hot Food Holding Cabinets
Commercial | Com ¦ HVAC Optimization | 2030 | SC B | GWh | Before Competition Groups | 0.28875 | 0 | 0 | 9766.5766 | 2.9565e-05 | 64 | Commercial_2030_SC B_GWh_Before Competition Groups_64 | HVAC Optimization | 0.002957% | 0 | 0.28875 | Commercial_2030_SC B_GWh_Before Competition Groups_HVAC Optimization
Commercial | Com ¦ Energy Recovery Ventilation and Ventilation (Enhanced) | 2030 | SC B | GWh | Before Competition Groups | 0.21351 | 0 | 0 | 9766.5766 | 2.1861e-05 | 65 | Commercial_2030_SC B_GWh_Before Competition Groups_65 | Energy Recovery Ventilation and Ventilation (Enhanced) | 0.002186% | 0 | 0.21351 | Commercial_2030_SC B_GWh_Before Competition Groups_Energy Recovery Ventilation and Ventilation (Enhanced)
Commercial | Com ¦ LED RECESSED DOWNLIGHTS | 2030 | SC B | GWh | Before Competition Groups | 0.18013 | 0 | 0 | 9766.5766 | 1.8444e-05 | 66 | Commercial_2030_SC B_GWh_Before Competition Groups_66 | LED RECESSED DOWNLIGHTS | 0.001844% | 0 | 0.18013 | Commercial_2030_SC B_GWh_Before Competition Groups_LED RECESSED DOWNLIGHTS
Commercial | Com ¦ Wall Insulation | 2030 | SC B | GWh | Before Competition Groups | 0.1601 | 0 | 0 | 9766.5766 | 1.6393e-05 | 67 | Commercial_2030_SC B_GWh_Before Competition Groups_67 | Wall Insulation | 0.001639% | 0 | 0.1601 | Commercial_2030_SC B_GWh_Before Competition Groups_Wall Insulation
Commercial | Com ¦ Efficient compressor motor | 2030 | SC B | GWh | Before Competition Groups | 0.14972 | 0 | 0 | 9766.5766 | 1.533e-05 | 68 | Commercial_2030_SC B_GWh_Before Competition Groups_68 | Efficient compressor motor | 0.001533% | 0 | 0.14972 | Commercial_2030_SC B_GWh_Before Competition Groups_Efficient compressor motor
Commercial | Com ¦ Room AC (w/ louvered sides) 14 SEER from 12 SEER code | 2030 | SC B | GWh | Before Competition Groups | 0.059408 | 0 | 0 | 9766.5766 | 6.0827e-06 | 69 | Commercial_2030_SC B_GWh_Before Competition Groups_69 | Room AC (w/ louvered sides) 14 SEER from 12 SEER code | 0.0006083% | 0 | 0.059408 | Commercial_2030_SC B_GWh_Before Competition Groups_Room AC (w/ louvered sides) 14 SEER from 12 SEER code
Commercial | Com ¦ Air Curtains | 2030 | SC B | GWh | Before Competition Groups | 0.044948 | 0 | 0 | 9766.5766 | 4.6022e-06 | 70 | Commercial_2030_SC B_GWh_Before Competition Groups_70 | Air Curtains | 0.0004602% | 0 | 0.044948 | Commercial_2030_SC B_GWh_Before Competition Groups_Air Curtains
Commercial | Com ¦ High Efficiency Chiller (avg of water and air cooled) | 2030 | SC B | GWh | Before Competition Groups | 0.03914 | 0 | 0 | 9766.5766 | 4.0076e-06 | 71 | Commercial_2030_SC B_GWh_Before Competition Groups_71 | High Efficiency Chiller (avg of water and air cooled) | 0.0004008% | 0 | 0.03914 | Commercial_2030_SC B_GWh_Before Competition Groups_High Efficiency Chiller (avg of water and air cooled)
Commercial | Com ¦ VSD Air Compressor | 2030 | SC B | GWh | Before Competition Groups | 0.030325 | 0 | 0 | 9766.5766 | 3.105e-06 | 72 | Commercial_2030_SC B_GWh_Before Competition Groups_72 | VSD Air Compressor | 0.0003105% | 0 | 0.030325 | Commercial_2030_SC B_GWh_Before Competition Groups_VSD Air Compressor
Commercial | Com ¦ EC Plug Fan for Data Center (under cabinet) | 2030 | SC B | GWh | Before Competition Groups | 0.03004 | 0 | 0 | 9766.5766 | 3.0758e-06 | 73 | Commercial_2030_SC B_GWh_Before Competition Groups_73 | EC Plug Fan for Data Center (under cabinet) | 0.0003076% | 0 | 0.03004 | Commercial_2030_SC B_GWh_Before Competition Groups_EC Plug Fan for Data Center (under cabinet)
Commercial | Com ¦ Electric Convection Combination Ovens | 2030 | SC B | GWh | Before Competition Groups | 0.0027816 | 0 | 0 | 9766.5766 | 2.848e-07 | 74 | Commercial_2030_SC B_GWh_Before Competition Groups_74 | Electric Convection Combination Ovens | 2.848e-05% | 0 | 0.0027816 | Commercial_2030_SC B_GWh_Before Competition Groups_Electric Convection Combination Ovens
Commercial | Com ¦ LLLC - Low Impact Application | 2030 | SC B | GWh | Before Competition Groups | 2.863e-18 | 0 | 0 | 9766.5766 | 2.9314e-22 | 75 | Commercial_2030_SC B_GWh_Before Competition Groups_75 | LLLC - Low Impact Application | 2.931e-20% | 0 | 2.863e-18 | Commercial_2030_SC B_GWh_Before Competition Groups_LLLC - Low Impact Application
Commercial | Com ¦ LLLC - High Impact Application | 2030 | SC B | GWh | Before Competition Groups | 1.0343e-18 | 0 | 0 | 9766.5766 | 1.059e-22 | 76 | Commercial_2030_SC B_GWh_Before Competition Groups_76 | LLLC - High Impact Application | 1.059e-20% | 0 | 1.0343e-18 | Commercial_2030_SC B_GWh_Before Competition Groups_LLLC - High Impact Application
Commercial | Com ¦ Networked/Connected - High Impact Application | 2030 | SC B | GWh | Before Competition Groups | 1.311e-20 | 0 | 0 | 9766.5766 | 1.3423e-24 | 77 | Commercial_2030_SC B_GWh_Before Competition Groups_77 | Networked/Connected - High Impact Application | 1.342e-22% | 0 | 1.311e-20 | Commercial_2030_SC B_GWh_Before Competition Groups_Networked/Connected - High Impact Application
Commercial | Com ¦ Networked/Connected - Low Impact Application | 2030 | SC B | GWh | Before Competition Groups | 7.4005e-21 | 0 | 0 | 9766.5766 | 7.5774e-25 | 78 | Commercial_2030_SC B_GWh_Before Competition Groups_78 | Networked/Connected - Low Impact Application | 7.577e-23% | 0 | 7.4005e-21 | Commercial_2030_SC B_GWh_Before Competition Groups_Networked/Connected - Low Impact Application
Commercial | Com ¦ Indoor Daylight Sensors/Photocell Dimming Control | 2030 | SC B | GWh | Before Competition Groups | 0 | 0 | 0 | 9766.5766 | 0 | 79 | Commercial_2030_SC B_GWh_Before Competition Groups_79 | Indoor Daylight Sensors/Photocell Dimming Control | 0% | 0 | 0 | Commercial_2030_SC B_GWh_Before Competition Groups_Indoor Daylight Sensors/Photocell Dimming Control
Commercial | Com ¦ Variable Refrigerant Flow Heat Pump | 2030 | SC B | GWh | Before Competition Groups | 0 | 0 | 0 | 9766.5766 | 0 | 80 | Commercial_2030_SC B_GWh_Before Competition Groups_80 | Variable Refrigerant Flow Heat Pump | 0% | 0 | 0 | Commercial_2030_SC B_GWh_Before Competition Groups_Variable Refrigerant Flow Heat Pump
Commercial | Com ¦ LED Low/High Bay | 2030 | SC C | GWh | Before Competition Groups | 913.649 | 0 | 0 | 7600.7363 | 0.12021 | 1 | Commercial_2030_SC C_GWh_Before Competition Groups_1 | LED Low/High Bay | 12.02% | 0 | 913.649 | Commercial_2030_SC C_GWh_Before Competition Groups_LED Low/High Bay
Commercial | Com ¦ ENERGY STAR LED LAMPS (REFLECTOR LAMPs/MR16/PAR 16) | 2030 | SC C | GWh | Before Competition Groups | 862.9508 | 0 | 0 | 7600.7363 | 0.11354 | 2 | Commercial_2030_SC C_GWh_Before Competition Groups_2 | ENERGY STAR LED LAMPS (REFLECTOR LAMPs/MR16/PAR 16) | 11.35% | 0 | 862.9508 | Commercial_2030_SC C_GWh_Before Competition Groups_ENERGY STAR LED LAMPS (REFLECTOR LAMPs/MR16/PAR 16)
Commercial | Com ¦ LED Troffer/Surface/Suspended | 2030 | SC C | GWh | Before Competition Groups | 845.3517 | 0 | 0 | 7600.7363 | 0.11122 | 3 | Commercial_2030_SC C_GWh_Before Competition Groups_3 | LED Troffer/Surface/Suspended | 11.12% | 0 | 845.3517 | Commercial_2030_SC C_GWh_Before Competition Groups_LED Troffer/Surface/Suspended
Commercial | Com ¦ LED EXTERIOR AREA LIGHTS - LED fixture (200W) | 2030 | SC C | GWh | Before Competition Groups | 558.5488 | 0 | 0 | 7600.7363 | 0.073486 | 4 | Commercial_2030_SC C_GWh_Before Competition Groups_4 | LED EXTERIOR AREA LIGHTS - LED fixture (200W) | 7.349% | 0 | 558.5488 | Commercial_2030_SC C_GWh_Before Competition Groups_LED EXTERIOR AREA LIGHTS - LED fixture (200W)
Commercial | Com ¦ LED parking lot fixture | 2030 | SC C | GWh | Before Competition Groups | 537.5212 | 0 | 0 | 7600.7363 | 0.07072 | 5 | Commercial_2030_SC C_GWh_Before Competition Groups_5 | LED parking lot fixture | 7.072% | 0 | 537.5212 | Commercial_2030_SC C_GWh_Before Competition Groups_LED parking lot fixture
Commercial | Com ¦ LED Replacement Lamp (Tube) | 2030 | SC C | GWh | Before Competition Groups | 483.2929 | 0 | 0 | 7600.7363 | 0.063585 | 6 | Commercial_2030_SC C_GWh_Before Competition Groups_6 | LED Replacement Lamp (Tube) | 6.359% | 0 | 483.2929 | Commercial_2030_SC C_GWh_Before Competition Groups_LED Replacement Lamp (Tube)
Commercial | Com ¦ Building Recommissioning, Operations and Maintenance (O&M) Improvements | 2030 | SC C | GWh | Before Competition Groups | 413.0101 | 0 | 0 | 7600.7363 | 0.054338 | 7 | Commercial_2030_SC C_GWh_Before Competition Groups_7 | Building Recommissioning, Operations and Maintenance (O&M) Improvements | 5.434% | 0 | 413.0101 | Commercial_2030_SC C_GWh_Before Competition Groups_Building Recommissioning, Operations and Maintenance (O&M) Improvements
Commercial | Com ¦ LED street light fixture | 2030 | SC C | GWh | Before Competition Groups | 334.3128 | 0 | 0 | 7600.7363 | 0.043984 | 8 | Commercial_2030_SC C_GWh_Before Competition Groups_8 | LED street light fixture | 4.398% | 0 | 334.3128 | Commercial_2030_SC C_GWh_Before Competition Groups_LED street light fixture
Commercial | Com ¦ Furnace Tune-Up | 2030 | SC C | GWh | Before Competition Groups | 268.1197 | 0 | 0 | 7600.7363 | 0.035275 | 9 | Commercial_2030_SC C_GWh_Before Competition Groups_9 | Furnace Tune-Up | 3.528% | 0 | 268.1197 | Commercial_2030_SC C_GWh_Before Competition Groups_Furnace Tune-Up
Commercial | Com ¦ Data Center Storage/Server Virtualization | 2030 | SC C | GWh | Before Competition Groups | 198.4185 | 0 | 0 | 7600.7363 | 0.026105 | 10 | Commercial_2030_SC C_GWh_Before Competition Groups_10 | Data Center Storage/Server Virtualization | 2.611% | 0 | 198.4185 | Commercial_2030_SC C_GWh_Before Competition Groups_Data Center Storage/Server Virtualization
Commercial | Com ¦ High Efficiency Air Source Heat Pump | 2030 | SC C | GWh | Before Competition Groups | 192.7238 | 0 | 0 | 7600.7363 | 0.025356 | 11 | Commercial_2030_SC C_GWh_Before Competition Groups_11 | High Efficiency Air Source Heat Pump | 2.536% | 0 | 192.7238 | Commercial_2030_SC C_GWh_Before Competition Groups_High Efficiency Air Source Heat Pump
Commercial | Com ¦ Reach-in Shaded Pole to ECM/PSC Evaporator Fan Motor | 2030 | SC C | GWh | Before Competition Groups | 188.4683 | 0 | 0 | 7600.7363 | 0.024796 | 12 | Commercial_2030_SC C_GWh_Before Competition Groups_12 | Reach-in Shaded Pole to ECM/PSC Evaporator Fan Motor | 2.48% | 0 | 188.4683 | Commercial_2030_SC C_GWh_Before Competition Groups_Reach-in Shaded Pole to ECM/PSC Evaporator Fan Motor
Commercial | Com ¦ Refrigerated Display Case Doors | 2030 | SC C | GWh | Before Competition Groups | 162.3251 | 0 | 0 | 7600.7363 | 0.021357 | 13 | Commercial_2030_SC C_GWh_Before Competition Groups_13 | Refrigerated Display Case Doors | 2.136% | 0 | 162.3251 | Commercial_2030_SC C_GWh_Before Competition Groups_Refrigerated Display Case Doors
Commercial | Com ¦ LED or Equivalent Sign Lighting | 2030 | SC C | GWh | Before Competition Groups | 149.5945 | 0 | 0 | 7600.7363 | 0.019682 | 14 | Commercial_2030_SC C_GWh_Before Competition Groups_14 | LED or Equivalent Sign Lighting | 1.968% | 0 | 149.5945 | Commercial_2030_SC C_GWh_Before Competition Groups_LED or Equivalent Sign Lighting
Commercial | Com ¦ Strip Curtains | 2030 | SC C | GWh | Before Competition Groups | 128.5506 | 0 | 0 | 7600.7363 | 0.016913 | 15 | Commercial_2030_SC C_GWh_Before Competition Groups_15 | Strip Curtains | 1.691% | 0 | 128.5506 | Commercial_2030_SC C_GWh_Before Competition Groups_Strip Curtains
Commercial | Com ¦ Education and Capacity Building/Energy Behavior | 2030 | SC C | GWh | Before Competition Groups | 119.972 | 0 | 0 | 7600.7363 | 0.015784 | 16 | Commercial_2030_SC C_GWh_Before Competition Groups_16 | Education and Capacity Building/Energy Behavior | 1.578% | 0 | 119.972 | Commercial_2030_SC C_GWh_Before Competition Groups_Education and Capacity Building/Energy Behavior
Commercial | Com ¦ Demand Control Ventilation | 2030 | SC C | GWh | Before Competition Groups | 109.7911 | 0 | 0 | 7600.7363 | 0.014445 | 17 | Commercial_2030_SC C_GWh_Before Competition Groups_17 | Demand Control Ventilation | 1.444% | 0 | 109.7911 | Commercial_2030_SC C_GWh_Before Competition Groups_Demand Control Ventilation
Commercial | Com ¦ ENERGY STAR LED LAMPS (General Service Lamps) | 2030 | SC C | GWh | Before Competition Groups | 105.4895 | 0 | 0 | 7600.7363 | 0.013879 | 18 | Commercial_2030_SC C_GWh_Before Competition Groups_18 | ENERGY STAR LED LAMPS (General Service Lamps) | 1.388% | 0 | 105.4895 | Commercial_2030_SC C_GWh_Before Competition Groups_ENERGY STAR LED LAMPS (General Service Lamps)
Commercial | Com ¦ Advanced BAS/Controllers | 2030 | SC C | GWh | Before Competition Groups | 96.9979 | 0 | 0 | 7600.7363 | 0.012762 | 19 | Commercial_2030_SC C_GWh_Before Competition Groups_19 | Advanced BAS/Controllers | 1.276% | 0 | 96.9979 | Commercial_2030_SC C_GWh_Before Competition Groups_Advanced BAS/Controllers
Commercial | Com ¦ Centrally controlled desktop PC/NETWORK PC POWER MANAGEMENT SOFTWARE | 2030 | SC C | GWh | Before Competition Groups | 95.7069 | 0 | 0 | 7600.7363 | 0.012592 | 20 | Commercial_2030_SC C_GWh_Before Competition Groups_20 | Centrally controlled desktop PC/NETWORK PC POWER MANAGEMENT SOFTWARE | 1.259% | 0 | 95.7069 | Commercial_2030_SC C_GWh_Before Competition Groups_Centrally controlled desktop PC/NETWORK PC POWER MANAGEMENT SOFTWARE
Commercial | Com ¦ Variable Frequency Drive (VFD) | 2030 | SC C | GWh | Before Competition Groups | 89.3414 | 0 | 0 | 7600.7363 | 0.011754 | 21 | Commercial_2030_SC C_GWh_Before Competition Groups_21 | Variable Frequency Drive (VFD) | 1.175% | 0 | 89.3414 | Commercial_2030_SC C_GWh_Before Competition Groups_Variable Frequency Drive (VFD)
Commercial | Com ¦ VFD on Pumps | 2030 | SC C | GWh | Before Competition Groups | 83.4262 | 0 | 0 | 7600.7363 | 0.010976 | 22 | Commercial_2030_SC C_GWh_Before Competition Groups_22 | VFD on Pumps | 1.098% | 0 | 83.4262 | Commercial_2030_SC C_GWh_Before Competition Groups_VFD on Pumps
Commercial | Com ¦ Adaptive Thermostats | 2030 | SC C | GWh | Before Competition Groups | 70.1224 | 0 | 0 | 7600.7363 | 0.0092257 | 23 | Commercial_2030_SC C_GWh_Before Competition Groups_23 | Adaptive Thermostats | 0.9226% | 0 | 70.1224 | Commercial_2030_SC C_GWh_Before Competition Groups_Adaptive Thermostats
Commercial | Com ¦ Unitary Air-Conditioning Unit | 2030 | SC C | GWh | Before Competition Groups | 56.7929 | 0 | 0 | 7600.7363 | 0.007472 | 24 | Commercial_2030_SC C_GWh_Before Competition Groups_24 | Unitary Air-Conditioning Unit | 0.7472% | 0 | 56.7929 | Commercial_2030_SC C_GWh_Before Competition Groups_Unitary Air-Conditioning Unit
Commercial | Com ¦ Air Handler with Dedicated Outdoor Air Systems | 2030 | SC C | GWh | Before Competition Groups | 49.3144 | 0 | 0 | 7600.7363 | 0.0064881 | 25 | Commercial_2030_SC C_GWh_Before Competition Groups_25 | Air Handler with Dedicated Outdoor Air Systems | 0.6488% | 0 | 49.3144 | Commercial_2030_SC C_GWh_Before Competition Groups_Air Handler with Dedicated Outdoor Air Systems
Commercial | Com ¦ ECM MOTORS FOR EVAPORATOR FANS for refrigeration (WALK-IN) | 2030 | SC C | GWh | Before Competition Groups | 41.6466 | 0 | 0 | 7600.7363 | 0.0054793 | 26 | Commercial_2030_SC C_GWh_Before Competition Groups_26 | ECM MOTORS FOR EVAPORATOR FANS for refrigeration (WALK-IN) | 0.5479% | 0 | 41.6466 | Commercial_2030_SC C_GWh_Before Competition Groups_ECM MOTORS FOR EVAPORATOR FANS for refrigeration (WALK-IN)
Commercial | Com ¦ Condensing Unit Heaters or other Efficient Unit Heating System | 2030 | SC C | GWh | Before Competition Groups | 40.3172 | 0 | 0 | 7600.7363 | 0.0053044 | 27 | Commercial_2030_SC C_GWh_Before Competition Groups_27 | Condensing Unit Heaters or other Efficient Unit Heating System | 0.5304% | 0 | 40.3172 | Commercial_2030_SC C_GWh_Before Competition Groups_Condensing Unit Heaters or other Efficient Unit Heating System
Commercial | Com ¦ Refrigerated Display Case LED | 2030 | SC C | GWh | Before Competition Groups | 39.5231 | 0 | 0 | 7600.7363 | 0.0051999 | 28 | Commercial_2030_SC C_GWh_Before Competition Groups_28 | Refrigerated Display Case LED | 0.52% | 0 | 39.5231 | Commercial_2030_SC C_GWh_Before Competition Groups_Refrigerated Display Case LED
Commercial | Com ¦ Demand Control Kitchen Ventilation | 2030 | SC C | GWh | Before Competition Groups | 39.0083 | 0 | 0 | 7600.7363 | 0.0051322 | 29 | Commercial_2030_SC C_GWh_Before Competition Groups_29 | Demand Control Kitchen Ventilation | 0.5132% | 0 | 39.0083 | Commercial_2030_SC C_GWh_Before Competition Groups_Demand Control Kitchen Ventilation
Commercial | Com ¦ Door Gasket Freezer/Refrigerator | 2030 | SC C | GWh | Before Competition Groups | 38.4381 | 0 | 0 | 7600.7363 | 0.0050572 | 30 | Commercial_2030_SC C_GWh_Before Competition Groups_30 | Door Gasket Freezer/Refrigerator | 0.5057% | 0 | 38.4381 | Commercial_2030_SC C_GWh_Before Competition Groups_Door Gasket Freezer/Refrigerator
Commercial | Com ¦ Freezer Case Light Sensor | 2030 | SC C | GWh | Before Competition Groups | 34.1821 | 0 | 0 | 7600.7363 | 0.0044972 | 31 | Commercial_2030_SC C_GWh_Before Competition Groups_31 | Freezer Case Light Sensor | 0.4497% | 0 | 34.1821 | Commercial_2030_SC C_GWh_Before Competition Groups_Freezer Case Light Sensor
Commercial | Com ¦ Evaporator Fan Controls | 2030 | SC C | GWh | Before Competition Groups | 33.3431 | 0 | 0 | 7600.7363 | 0.0043868 | 32 | Commercial_2030_SC C_GWh_Before Competition Groups_32 | Evaporator Fan Controls | 0.4387% | 0 | 33.3431 | Commercial_2030_SC C_GWh_Before Competition Groups_Evaporator Fan Controls
Commercial | Com ¦ ENERGY STAR Griddle (74% eff) | 2030 | SC C | GWh | Before Competition Groups | 23.6474 | 0 | 0 | 7600.7363 | 0.0031112 | 33 | Commercial_2030_SC C_GWh_Before Competition Groups_33 | ENERGY STAR Griddle (74% eff) | 0.3111% | 0 | 23.6474 | Commercial_2030_SC C_GWh_Before Competition Groups_ENERGY STAR Griddle (74% eff)
Commercial | Com ¦ Occupancy Sensors | 2030 | SC C | GWh | Before Competition Groups | 22.5157 | 0 | 0 | 7600.7363 | 0.0029623 | 34 | Commercial_2030_SC C_GWh_Before Competition Groups_34 | Occupancy Sensors | 0.2962% | 0 | 22.5157 | Commercial_2030_SC C_GWh_Before Competition Groups_Occupancy Sensors
Commercial | Com ¦ Chilled Water Optimization | 2030 | SC C | GWh | Before Competition Groups | 21.857 | 0 | 0 | 7600.7363 | 0.0028756 | 35 | Commercial_2030_SC C_GWh_Before Competition Groups_35 | Chilled Water Optimization | 0.2876% | 0 | 21.857 | Commercial_2030_SC C_GWh_Before Competition Groups_Chilled Water Optimization
Commercial | Com ¦ BEVERAGE VENDING MACHINE CONTROLS | 2030 | SC C | GWh | Before Competition Groups | 14.2868 | 0 | 0 | 7600.7363 | 0.0018797 | 36 | Commercial_2030_SC C_GWh_Before Competition Groups_36 | BEVERAGE VENDING MACHINE CONTROLS | 0.188% | 0 | 14.2868 | Commercial_2030_SC C_GWh_Before Competition Groups_BEVERAGE VENDING MACHINE CONTROLS
Commercial | Com ¦ Elec Storage WH 2.30 Et | 2030 | SC C | GWh | Before Competition Groups | 14.1683 | 0 | 0 | 7600.7363 | 0.0018641 | 37 | Commercial_2030_SC C_GWh_Before Competition Groups_37 | Elec Storage WH 2.30 Et | 0.1864% | 0 | 14.1683 | Commercial_2030_SC C_GWh_Before Competition Groups_Elec Storage WH 2.30 Et
Commercial | Com ¦ Temperature Adjustment in Commercial Freezers | 2030 | SC C | GWh | Before Competition Groups | 12.7643 | 0 | 0 | 7600.7363 | 0.0016794 | 38 | Commercial_2030_SC C_GWh_Before Competition Groups_38 | Temperature Adjustment in Commercial Freezers | 0.1679% | 0 | 12.7643 | Commercial_2030_SC C_GWh_Before Competition Groups_Temperature Adjustment in Commercial Freezers
Commercial | Com ¦ CO Sensors for parking garage exhaust fans | 2030 | SC C | GWh | Before Competition Groups | 12.3359 | 0 | 0 | 7600.7363 | 0.001623 | 39 | Commercial_2030_SC C_GWh_Before Competition Groups_39 | CO Sensors for parking garage exhaust fans | 0.1623% | 0 | 12.3359 | Commercial_2030_SC C_GWh_Before Competition Groups_CO Sensors for parking garage exhaust fans
Commercial | Com ¦ Energy Efficient Laboratory Fume Hood | 2030 | SC C | GWh | Before Competition Groups | 11.2368 | 0 | 0 | 7600.7363 | 0.0014784 | 40 | Commercial_2030_SC C_GWh_Before Competition Groups_40 | Energy Efficient Laboratory Fume Hood | 0.1478% | 0 | 11.2368 | Commercial_2030_SC C_GWh_Before Competition Groups_Energy Efficient Laboratory Fume Hood
Commercial | Com ¦ Water Source Heat Pump (4 ton) | 2030 | SC C | GWh | Before Competition Groups | 10.3722 | 0 | 0 | 7600.7363 | 0.0013646 | 41 | Commercial_2030_SC C_GWh_Before Competition Groups_41 | Water Source Heat Pump (4 ton) | 0.1365% | 0 | 10.3722 | Commercial_2030_SC C_GWh_Before Competition Groups_Water Source Heat Pump (4 ton)
Commercial | Com ¦ Vertical Night Covers | 2030 | SC C | GWh | Before Competition Groups | 9.8906 | 0 | 0 | 7600.7363 | 0.0013013 | 42 | Commercial_2030_SC C_GWh_Before Competition Groups_42 | Vertical Night Covers | 0.1301% | 0 | 9.8906 | Commercial_2030_SC C_GWh_Before Competition Groups_Vertical Night Covers
Commercial | Com ¦ Outside Air Economizer | 2030 | SC C | GWh | Before Competition Groups | 9.3093 | 0 | 0 | 7600.7363 | 0.0012248 | 43 | Commercial_2030_SC C_GWh_Before Competition Groups_43 | Outside Air Economizer | 0.1225% | 0 | 9.3093 | Commercial_2030_SC C_GWh_Before Competition Groups_Outside Air Economizer
Commercial | Com ¦ Duct Insulation, R8 | 2030 | SC C | GWh | Before Competition Groups | 8.9704 | 0 | 0 | 7600.7363 | 0.0011802 | 44 | Commercial_2030_SC C_GWh_Before Competition Groups_44 | Duct Insulation, R8 | 0.118% | 0 | 8.9704 | Commercial_2030_SC C_GWh_Before Competition Groups_Duct Insulation, R8
Commercial | Com ¦ ENERGY STAR Fryer (84% eff) | 2030 | SC C | GWh | Before Competition Groups | 8.6238 | 0 | 0 | 7600.7363 | 0.0011346 | 45 | Commercial_2030_SC C_GWh_Before Competition Groups_45 | ENERGY STAR Fryer (84% eff) | 0.1135% | 0 | 8.6238 | Commercial_2030_SC C_GWh_Before Competition Groups_ENERGY STAR Fryer (84% eff)
Commercial | Com ¦ Water Heating (DHW) Pipe Insulation (Add 3/4\ Foam)" | 2030 | SC C | GWh | Before Competition Groups | 8.5633 | 0 | 0 | 7600.7363 | 0.0011266 | 46 | Commercial_2030_SC C_GWh_Before Competition Groups_46 | Water Heating (DHW) Pipe Insulation (Add 3/4\ Foam)" | 0.1127% | 0 | 8.5633 | Commercial_2030_SC C_GWh_Before Competition Groups_Water Heating (DHW) Pipe Insulation (Add 3/4\ Foam)"
Commercial | Com ¦ Suction Pipe Insulation Freezer/Refrigerator | 2030 | SC C | GWh | Before Competition Groups | 5.4156 | 0 | 0 | 7600.7363 | 0.00071251 | 47 | Commercial_2030_SC C_GWh_Before Competition Groups_47 | Suction Pipe Insulation Freezer/Refrigerator | 0.07125% | 0 | 5.4156 | Commercial_2030_SC C_GWh_Before Competition Groups_Suction Pipe Insulation Freezer/Refrigerator
Commercial | Com ¦ ENERGY STAR Dishwasher | 2030 | SC C | GWh | Before Competition Groups | 4.5744 | 0 | 0 | 7600.7363 | 0.00060183 | 48 | Commercial_2030_SC C_GWh_Before Competition Groups_48 | ENERGY STAR Dishwasher | 0.06018% | 0 | 4.5744 | Commercial_2030_SC C_GWh_Before Competition Groups_ENERGY STAR Dishwasher
Commercial | Com ¦ ENERGY STAR Steam Cookers | 2030 | SC C | GWh | Before Competition Groups | 4.1216 | 0 | 0 | 7600.7363 | 0.00054227 | 49 | Commercial_2030_SC C_GWh_Before Competition Groups_49 | ENERGY STAR Steam Cookers | 0.05423% | 0 | 4.1216 | Commercial_2030_SC C_GWh_Before Competition Groups_ENERGY STAR Steam Cookers
Commercial | Com ¦ Condensing Make Up Air Unit | 2030 | SC C | GWh | Before Competition Groups | 3.3923 | 0 | 0 | 7600.7363 | 0.00044632 | 50 | Commercial_2030_SC C_GWh_Before Competition Groups_50 | Condensing Make Up Air Unit | 0.04463% | 0 | 3.3923 | Commercial_2030_SC C_GWh_Before Competition Groups_Condensing Make Up Air Unit
Commercial | Com ¦ Ozone Laundry Treatment | 2030 | SC C | GWh | Before Competition Groups | 2.7511 | 0 | 0 | 7600.7363 | 0.00036195 | 51 | Commercial_2030_SC C_GWh_Before Competition Groups_51 | Ozone Laundry Treatment | 0.03619% | 0 | 2.7511 | Commercial_2030_SC C_GWh_Before Competition Groups_Ozone Laundry Treatment
Commercial | Com ¦ Thermostat Setback | 2030 | SC C | GWh | Before Competition Groups | 2.1764 | 0 | 0 | 7600.7363 | 0.00028634 | 52 | Commercial_2030_SC C_GWh_Before Competition Groups_52 | Thermostat Setback | 0.02863% | 0 | 2.1764 | Commercial_2030_SC C_GWh_Before Competition Groups_Thermostat Setback
Commercial | Com ¦ Demand controlled Circulating Systems | 2030 | SC C | GWh | Before Competition Groups | 1.8219 | 0 | 0 | 7600.7363 | 0.0002397 | 53 | Commercial_2030_SC C_GWh_Before Competition Groups_53 | Demand controlled Circulating Systems | 0.02397% | 0 | 1.8219 | Commercial_2030_SC C_GWh_Before Competition Groups_Demand controlled Circulating Systems
Commercial | Com ¦ ECM MOTORS FOR HVAC APPLICATION (FAN-POWERED VAV BOX) | 2030 | SC C | GWh | Before Competition Groups | 1.3162 | 0 | 0 | 7600.7363 | 0.00017317 | 54 | Commercial_2030_SC C_GWh_Before Competition Groups_54 | ECM MOTORS FOR HVAC APPLICATION (FAN-POWERED VAV BOX) | 0.01732% | 0 | 1.3162 | Commercial_2030_SC C_GWh_Before Competition Groups_ECM MOTORS FOR HVAC APPLICATION (FAN-POWERED VAV BOX)
Commercial | Com ¦ CEE Tier 2/Energy Star Clothes Washers | 2030 | SC C | GWh | Before Competition Groups | 0.88343 | 0 | 0 | 7600.7363 | 0.00011623 | 55 | Commercial_2030_SC C_GWh_Before Competition Groups_55 | CEE Tier 2/Energy Star Clothes Washers | 0.01162% | 0 | 0.88343 | Commercial_2030_SC C_GWh_Before Competition Groups_CEE Tier 2/Energy Star Clothes Washers
Commercial | Com ¦ Notched V belts for HVAC Systems | 2030 | SC C | GWh | Before Competition Groups | 0.67727 | 0 | 0 | 7600.7363 | 8.9106e-05 | 56 | Commercial_2030_SC C_GWh_Before Competition Groups_56 | Notched V belts for HVAC Systems | 0.008911% | 0 | 0.67727 | Commercial_2030_SC C_GWh_Before Competition Groups_Notched V belts for HVAC Systems
Commercial | Com ¦ LLLC - High Impact Application | 2030 | SC C | GWh | Before Competition Groups | 0.65422 | 0 | 0 | 7600.7363 | 8.6073e-05 | 57 | Commercial_2030_SC C_GWh_Before Competition Groups_57 | LLLC - High Impact Application | 0.008607% | 0 | 0.65422 | Commercial_2030_SC C_GWh_Before Competition Groups_LLLC - High Impact Application
Commercial | Com ¦ Solar Water Preheat (Pools/DHW) | 2030 | SC C | GWh | Before Competition Groups | 0.59426 | 0 | 0 | 7600.7363 | 7.8184e-05 | 58 | Commercial_2030_SC C_GWh_Before Competition Groups_58 | Solar Water Preheat (Pools/DHW) | 0.007818% | 0 | 0.59426 | Commercial_2030_SC C_GWh_Before Competition Groups_Solar Water Preheat (Pools/DHW)
Commercial | Com ¦ Auto Off Time Switch or Time Clock control | 2030 | SC C | GWh | Before Competition Groups | 0.535 | 0 | 0 | 7600.7363 | 7.0388e-05 | 59 | Commercial_2030_SC C_GWh_Before Competition Groups_59 | Auto Off Time Switch or Time Clock control | 0.007039% | 0 | 0.535 | Commercial_2030_SC C_GWh_Before Competition Groups_Auto Off Time Switch or Time Clock control
Commercial | COM ¦ Ductless Mini-Split Heat Pumps | 2030 | SC C | GWh | Before Competition Groups | 0.50369 | 0 | 0 | 7600.7363 | 6.6269e-05 | 60 | Commercial_2030_SC C_GWh_Before Competition Groups_60 | Ductless Mini-Split Heat Pumps | 0.006627% | 0 | 0.50369 | Commercial_2030_SC C_GWh_Before Competition Groups_Ductless Mini-Split Heat Pumps
Commercial | Com ¦ Low Flow Pre-Rinse Spray Nozzle | 2030 | SC C | GWh | Before Competition Groups | 0.44874 | 0 | 0 | 7600.7363 | 5.9039e-05 | 61 | Commercial_2030_SC C_GWh_Before Competition Groups_61 | Low Flow Pre-Rinse Spray Nozzle | 0.005904% | 0 | 0.44874 | Commercial_2030_SC C_GWh_Before Competition Groups_Low Flow Pre-Rinse Spray Nozzle
Commercial | Com ¦ PTAC (12 EER/10,000 BTU) | 2030 | SC C | GWh | Before Competition Groups | 0.40162 | 0 | 0 | 7600.7363 | 5.2839e-05 | 62 | Commercial_2030_SC C_GWh_Before Competition Groups_62 | PTAC (12 EER/10,000 BTU) | 0.005284% | 0 | 0.40162 | Commercial_2030_SC C_GWh_Before Competition Groups_PTAC (12 EER/10,000 BTU)
Commercial | Com ¦ LLLC - Low Impact Application | 2030 | SC C | GWh | Before Competition Groups | 0.3983 | 0 | 0 | 7600.7363 | 5.2403e-05 | 63 | Commercial_2030_SC C_GWh_Before Competition Groups_63 | LLLC - Low Impact Application | 0.00524% | 0 | 0.3983 | Commercial_2030_SC C_GWh_Before Competition Groups_LLLC - Low Impact Application
Commercial | Com ¦ HVAC Optimization | 2030 | SC C | GWh | Before Competition Groups | 0.28875 | 0 | 0 | 7600.7363 | 3.799e-05 | 64 | Commercial_2030_SC C_GWh_Before Competition Groups_64 | HVAC Optimization | 0.003799% | 0 | 0.28875 | Commercial_2030_SC C_GWh_Before Competition Groups_HVAC Optimization
Commercial | Com ¦ Commercial Hot Food Holding Cabinets | 2030 | SC C | GWh | Before Competition Groups | 0.22398 | 0 | 0 | 7600.7363 | 2.9468e-05 | 65 | Commercial_2030_SC C_GWh_Before Competition Groups_65 | Commercial Hot Food Holding Cabinets | 0.002947% | 0 | 0.22398 | Commercial_2030_SC C_GWh_Before Competition Groups_Commercial Hot Food Holding Cabinets
Commercial | Com ¦ LED RECESSED DOWNLIGHTS | 2030 | SC C | GWh | Before Competition Groups | 0.18013 | 0 | 0 | 7600.7363 | 2.3699e-05 | 66 | Commercial_2030_SC C_GWh_Before Competition Groups_66 | LED RECESSED DOWNLIGHTS | 0.00237% | 0 | 0.18013 | Commercial_2030_SC C_GWh_Before Competition Groups_LED RECESSED DOWNLIGHTS
Commercial | Com ¦ Air Curtains | 2030 | SC C | GWh | Before Competition Groups | 0.14138 | 0 | 0 | 7600.7363 | 1.86e-05 | 67 | Commercial_2030_SC C_GWh_Before Competition Groups_67 | Air Curtains | 0.00186% | 0 | 0.14138 | Commercial_2030_SC C_GWh_Before Competition Groups_Air Curtains
Commercial | Com ¦ High Efficiency Small Instantaneous Water Heater | 2030 | SC C | GWh | Before Competition Groups | 0.11427 | 0 | 0 | 7600.7363 | 1.5034e-05 | 68 | Commercial_2030_SC C_GWh_Before Competition Groups_68 | High Efficiency Small Instantaneous Water Heater | 0.001503% | 0 | 0.11427 | Commercial_2030_SC C_GWh_Before Competition Groups_High Efficiency Small Instantaneous Water Heater
Commercial | Com ¦ Wall Insulation | 2030 | SC C | GWh | Before Competition Groups | 0.081841 | 0 | 0 | 7600.7363 | 1.0767e-05 | 69 | Commercial_2030_SC C_GWh_Before Competition Groups_69 | Wall Insulation | 0.001077% | 0 | 0.081841 | Commercial_2030_SC C_GWh_Before Competition Groups_Wall Insulation
Commercial | Com ¦ Energy Recovery Ventilation and Ventilation (Enhanced) | 2030 | SC C | GWh | Before Competition Groups | 0.0746 | 0 | 0 | 7600.7363 | 9.8149e-06 | 70 | Commercial_2030_SC C_GWh_Before Competition Groups_70 | Energy Recovery Ventilation and Ventilation (Enhanced) | 0.0009815% | 0 | 0.0746 | Commercial_2030_SC C_GWh_Before Competition Groups_Energy Recovery Ventilation and Ventilation (Enhanced)
Commercial | Com ¦ Efficient compressor motor | 2030 | SC C | GWh | Before Competition Groups | 0.055417 | 0 | 0 | 7600.7363 | 7.291e-06 | 71 | Commercial_2030_SC C_GWh_Before Competition Groups_71 | Efficient compressor motor | 0.0007291% | 0 | 0.055417 | Commercial_2030_SC C_GWh_Before Competition Groups_Efficient compressor motor
Commercial | Com ¦ High Efficiency Chiller (avg of water and air cooled) | 2030 | SC C | GWh | Before Competition Groups | 0.039143 | 0 | 0 | 7600.7363 | 5.1499e-06 | 72 | Commercial_2030_SC C_GWh_Before Competition Groups_72 | High Efficiency Chiller (avg of water and air cooled) | 0.000515% | 0 | 0.039143 | Commercial_2030_SC C_GWh_Before Competition Groups_High Efficiency Chiller (avg of water and air cooled)
Commercial | Com ¦ Room AC (w/ louvered sides) 14 SEER from 12 SEER code | 2030 | SC C | GWh | Before Competition Groups | 0.027012 | 0 | 0 | 7600.7363 | 3.5539e-06 | 73 | Commercial_2030_SC C_GWh_Before Competition Groups_73 | Room AC (w/ louvered sides) 14 SEER from 12 SEER code | 0.0003554% | 0 | 0.027012 | Commercial_2030_SC C_GWh_Before Competition Groups_Room AC (w/ louvered sides) 14 SEER from 12 SEER code
Commercial | Com ¦ VSD Air Compressor | 2030 | SC C | GWh | Before Competition Groups | 0.025634 | 0 | 0 | 7600.7363 | 3.3726e-06 | 74 | Commercial_2030_SC C_GWh_Before Competition Groups_74 | VSD Air Compressor | 0.0003373% | 0 | 0.025634 | Commercial_2030_SC C_GWh_Before Competition Groups_VSD Air Compressor
Commercial | Com ¦ EC Plug Fan for Data Center (under cabinet) | 2030 | SC C | GWh | Before Competition Groups | 0.02015 | 0 | 0 | 7600.7363 | 2.651e-06 | 75 | Commercial_2030_SC C_GWh_Before Competition Groups_75 | EC Plug Fan for Data Center (under cabinet) | 0.0002651% | 0 | 0.02015 | Commercial_2030_SC C_GWh_Before Competition Groups_EC Plug Fan for Data Center (under cabinet)
Commercial | Com ¦ Electric Convection Combination Ovens | 2030 | SC C | GWh | Before Competition Groups | 0.0025646 | 0 | 0 | 7600.7363 | 3.3742e-07 | 76 | Commercial_2030_SC C_GWh_Before Competition Groups_76 | Electric Convection Combination Ovens | 3.374e-05% | 0 | 0.0025646 | Commercial_2030_SC C_GWh_Before Competition Groups_Electric Convection Combination Ovens
Commercial | Com ¦ Networked/Connected - High Impact Application | 2030 | SC C | GWh | Before Competition Groups | 0.0021945 | 0 | 0 | 7600.7363 | 2.8872e-07 | 77 | Commercial_2030_SC C_GWh_Before Competition Groups_77 | Networked/Connected - High Impact Application | 2.887e-05% | 0 | 0.0021945 | Commercial_2030_SC C_GWh_Before Competition Groups_Networked/Connected - High Impact Application
Commercial | Com ¦ Networked/Connected - Low Impact Application | 2030 | SC C | GWh | Before Competition Groups | 0.00010722 | 0 | 0 | 7600.7363 | 1.4106e-08 | 78 | Commercial_2030_SC C_GWh_Before Competition Groups_78 | Networked/Connected - Low Impact Application | 1.411e-06% | 0 | 0.00010722 | Commercial_2030_SC C_GWh_Before Competition Groups_Networked/Connected - Low Impact Application
Commercial | Com ¦ Indoor Daylight Sensors/Photocell Dimming Control | 2030 | SC C | GWh | Before Competition Groups | 0 | 0 | 0 | 7600.7363 | 0 | 79 | Commercial_2030_SC C_GWh_Before Competition Groups_79 | Indoor Daylight Sensors/Photocell Dimming Control | 0% | 0 | 0 | Commercial_2030_SC C_GWh_Before Competition Groups_Indoor Daylight Sensors/Photocell Dimming Control
Commercial | Com ¦ Variable Refrigerant Flow Heat Pump | 2030 | SC C | GWh | Before Competition Groups | 0 | 0 | 0 | 7600.7363 | 0 | 80 | Commercial_2030_SC C_GWh_Before Competition Groups_80 | Variable Refrigerant Flow Heat Pump | 0% | 0 | 0 | Commercial_2030_SC C_GWh_Before Competition Groups_Variable Refrigerant Flow Heat Pump
Commercial | Com ¦ ENERGY STAR LED LAMPS (REFLECTOR LAMPs/MR16/PAR 16) | 2030 | SC D | GWh | Before Competition Groups | 862.9336 | 0 | 0 | 7048.2643 | 0.12243 | 1 | Commercial_2030_SC D_GWh_Before Competition Groups_1 | ENERGY STAR LED LAMPS (REFLECTOR LAMPs/MR16/PAR 16) | 12.24% | 0 | 862.9336 | Commercial_2030_SC D_GWh_Before Competition Groups_ENERGY STAR LED LAMPS (REFLECTOR LAMPs/MR16/PAR 16)
Commercial | Com ¦ LED Low/High Bay | 2030 | SC D | GWh | Before Competition Groups | 754.5416 | 0 | 0 | 7048.2643 | 0.10705 | 2 | Commercial_2030_SC D_GWh_Before Competition Groups_2 | LED Low/High Bay | 10.71% | 0 | 754.5416 | Commercial_2030_SC D_GWh_Before Competition Groups_LED Low/High Bay
Commercial | Com ¦ LED Troffer/Surface/Suspended | 2030 | SC D | GWh | Before Competition Groups | 725.2508 | 0 | 0 | 7048.2643 | 0.1029 | 3 | Commercial_2030_SC D_GWh_Before Competition Groups_3 | LED Troffer/Surface/Suspended | 10.29% | 0 | 725.2508 | Commercial_2030_SC D_GWh_Before Competition Groups_LED Troffer/Surface/Suspended
Commercial | Com ¦ LED EXTERIOR AREA LIGHTS - LED fixture (200W) | 2030 | SC D | GWh | Before Competition Groups | 550.1022 | 0 | 0 | 7048.2643 | 0.078048 | 4 | Commercial_2030_SC D_GWh_Before Competition Groups_4 | LED EXTERIOR AREA LIGHTS - LED fixture (200W) | 7.805% | 0 | 550.1022 | Commercial_2030_SC D_GWh_Before Competition Groups_LED EXTERIOR AREA LIGHTS - LED fixture (200W)
Commercial | Com ¦ LED parking lot fixture | 2030 | SC D | GWh | Before Competition Groups | 537.5212 | 0 | 0 | 7048.2643 | 0.076263 | 5 | Commercial_2030_SC D_GWh_Before Competition Groups_5 | LED parking lot fixture | 7.626% | 0 | 537.5212 | Commercial_2030_SC D_GWh_Before Competition Groups_LED parking lot fixture
Commercial | Com ¦ LED Replacement Lamp (Tube) | 2030 | SC D | GWh | Before Competition Groups | 483.2929 | 0 | 0 | 7048.2643 | 0.068569 | 6 | Commercial_2030_SC D_GWh_Before Competition Groups_6 | LED Replacement Lamp (Tube) | 6.857% | 0 | 483.2929 | Commercial_2030_SC D_GWh_Before Competition Groups_LED Replacement Lamp (Tube)
Commercial | Com ¦ Building Recommissioning, Operations and Maintenance (O&M) Improvements | 2030 | SC D | GWh | Before Competition Groups | 410.9908 | 0 | 0 | 7048.2643 | 0.058311 | 7 | Commercial_2030_SC D_GWh_Before Competition Groups_7 | Building Recommissioning, Operations and Maintenance (O&M) Improvements | 5.831% | 0 | 410.9908 | Commercial_2030_SC D_GWh_Before Competition Groups_Building Recommissioning, Operations and Maintenance (O&M) Improvements
Commercial | Com ¦ Furnace Tune-Up | 2030 | SC D | GWh | Before Competition Groups | 268.0747 | 0 | 0 | 7048.2643 | 0.038034 | 8 | Commercial_2030_SC D_GWh_Before Competition Groups_8 | Furnace Tune-Up | 3.803% | 0 | 268.0747 | Commercial_2030_SC D_GWh_Before Competition Groups_Furnace Tune-Up
Commercial | Com ¦ LED street light fixture | 2030 | SC D | GWh | Before Competition Groups | 256.2781 | 0 | 0 | 7048.2643 | 0.03636 | 9 | Commercial_2030_SC D_GWh_Before Competition Groups_9 | LED street light fixture | 3.636% | 0 | 256.2781 | Commercial_2030_SC D_GWh_Before Competition Groups_LED street light fixture
Commercial | Com ¦ Data Center Storage/Server Virtualization | 2030 | SC D | GWh | Before Competition Groups | 198.4185 | 0 | 0 | 7048.2643 | 0.028151 | 10 | Commercial_2030_SC D_GWh_Before Competition Groups_10 | Data Center Storage/Server Virtualization | 2.815% | 0 | 198.4185 | Commercial_2030_SC D_GWh_Before Competition Groups_Data Center Storage/Server Virtualization
Commercial | Com ¦ High Efficiency Air Source Heat Pump | 2030 | SC D | GWh | Before Competition Groups | 192.7238 | 0 | 0 | 7048.2643 | 0.027343 | 11 | Commercial_2030_SC D_GWh_Before Competition Groups_11 | High Efficiency Air Source Heat Pump | 2.734% | 0 | 192.7238 | Commercial_2030_SC D_GWh_Before Competition Groups_High Efficiency Air Source Heat Pump
Commercial | Com ¦ Reach-in Shaded Pole to ECM/PSC Evaporator Fan Motor | 2030 | SC D | GWh | Before Competition Groups | 188.4683 | 0 | 0 | 7048.2643 | 0.02674 | 12 | Commercial_2030_SC D_GWh_Before Competition Groups_12 | Reach-in Shaded Pole to ECM/PSC Evaporator Fan Motor | 2.674% | 0 | 188.4683 | Commercial_2030_SC D_GWh_Before Competition Groups_Reach-in Shaded Pole to ECM/PSC Evaporator Fan Motor
Commercial | Com ¦ Strip Curtains | 2030 | SC D | GWh | Before Competition Groups | 128.4893 | 0 | 0 | 7048.2643 | 0.01823 | 13 | Commercial_2030_SC D_GWh_Before Competition Groups_13 | Strip Curtains | 1.823% | 0 | 128.4893 | Commercial_2030_SC D_GWh_Before Competition Groups_Strip Curtains
Commercial | Com ¦ Education and Capacity Building/Energy Behavior | 2030 | SC D | GWh | Before Competition Groups | 119.972 | 0 | 0 | 7048.2643 | 0.017021 | 14 | Commercial_2030_SC D_GWh_Before Competition Groups_14 | Education and Capacity Building/Energy Behavior | 1.702% | 0 | 119.972 | Commercial_2030_SC D_GWh_Before Competition Groups_Education and Capacity Building/Energy Behavior
Commercial | Com ¦ Refrigerated Display Case Doors | 2030 | SC D | GWh | Before Competition Groups | 119.5286 | 0 | 0 | 7048.2643 | 0.016959 | 15 | Commercial_2030_SC D_GWh_Before Competition Groups_15 | Refrigerated Display Case Doors | 1.696% | 0 | 119.5286 | Commercial_2030_SC D_GWh_Before Competition Groups_Refrigerated Display Case Doors
Commercial | Com ¦ ENERGY STAR LED LAMPS (General Service Lamps) | 2030 | SC D | GWh | Before Competition Groups | 105.4842 | 0 | 0 | 7048.2643 | 0.014966 | 16 | Commercial_2030_SC D_GWh_Before Competition Groups_16 | ENERGY STAR LED LAMPS (General Service Lamps) | 1.497% | 0 | 105.4842 | Commercial_2030_SC D_GWh_Before Competition Groups_ENERGY STAR LED LAMPS (General Service Lamps)
Commercial | Com ¦ Advanced BAS/Controllers | 2030 | SC D | GWh | Before Competition Groups | 102.5824 | 0 | 0 | 7048.2643 | 0.014554 | 17 | Commercial_2030_SC D_GWh_Before Competition Groups_17 | Advanced BAS/Controllers | 1.455% | 0 | 102.5824 | Commercial_2030_SC D_GWh_Before Competition Groups_Advanced BAS/Controllers
Commercial | Com ¦ LED or Equivalent Sign Lighting | 2030 | SC D | GWh | Before Competition Groups | 96.1266 | 0 | 0 | 7048.2643 | 0.013638 | 18 | Commercial_2030_SC D_GWh_Before Competition Groups_18 | LED or Equivalent Sign Lighting | 1.364% | 0 | 96.1266 | Commercial_2030_SC D_GWh_Before Competition Groups_LED or Equivalent Sign Lighting
Commercial | Com ¦ Centrally controlled desktop PC/NETWORK PC POWER MANAGEMENT SOFTWARE | 2030 | SC D | GWh | Before Competition Groups | 95.6027 | 0 | 0 | 7048.2643 | 0.013564 | 19 | Commercial_2030_SC D_GWh_Before Competition Groups_19 | Centrally controlled desktop PC/NETWORK PC POWER MANAGEMENT SOFTWARE | 1.356% | 0 | 95.6027 | Commercial_2030_SC D_GWh_Before Competition Groups_Centrally controlled desktop PC/NETWORK PC POWER MANAGEMENT SOFTWARE
Commercial | Com ¦ Variable Frequency Drive (VFD) | 2030 | SC D | GWh | Before Competition Groups | 86.6323 | 0 | 0 | 7048.2643 | 0.012291 | 20 | Commercial_2030_SC D_GWh_Before Competition Groups_20 | Variable Frequency Drive (VFD) | 1.229% | 0 | 86.6323 | Commercial_2030_SC D_GWh_Before Competition Groups_Variable Frequency Drive (VFD)
Commercial | Com ¦ Demand Control Ventilation | 2030 | SC D | GWh | Before Competition Groups | 85.0735 | 0 | 0 | 7048.2643 | 0.01207 | 21 | Commercial_2030_SC D_GWh_Before Competition Groups_21 | Demand Control Ventilation | 1.207% | 0 | 85.0735 | Commercial_2030_SC D_GWh_Before Competition Groups_Demand Control Ventilation
Commercial | Com ¦ VFD on Pumps | 2030 | SC D | GWh | Before Competition Groups | 80.3711 | 0 | 0 | 7048.2643 | 0.011403 | 22 | Commercial_2030_SC D_GWh_Before Competition Groups_22 | VFD on Pumps | 1.14% | 0 | 80.3711 | Commercial_2030_SC D_GWh_Before Competition Groups_VFD on Pumps
Commercial | Com ¦ Adaptive Thermostats | 2030 | SC D | GWh | Before Competition Groups | 66.9549 | 0 | 0 | 7048.2643 | 0.0094995 | 23 | Commercial_2030_SC D_GWh_Before Competition Groups_23 | Adaptive Thermostats | 0.9499% | 0 | 66.9549 | Commercial_2030_SC D_GWh_Before Competition Groups_Adaptive Thermostats
Commercial | Com ¦ Unitary Air-Conditioning Unit | 2030 | SC D | GWh | Before Competition Groups | 49.3301 | 0 | 0 | 7048.2643 | 0.0069989 | 24 | Commercial_2030_SC D_GWh_Before Competition Groups_24 | Unitary Air-Conditioning Unit | 0.6999% | 0 | 49.3301 | Commercial_2030_SC D_GWh_Before Competition Groups_Unitary Air-Conditioning Unit
Commercial | Com ¦ ECM MOTORS FOR EVAPORATOR FANS for refrigeration (WALK-IN) | 2030 | SC D | GWh | Before Competition Groups | 41.1471 | 0 | 0 | 7048.2643 | 0.0058379 | 25 | Commercial_2030_SC D_GWh_Before Competition Groups_25 | ECM MOTORS FOR EVAPORATOR FANS for refrigeration (WALK-IN) | 0.5838% | 0 | 41.1471 | Commercial_2030_SC D_GWh_Before Competition Groups_ECM MOTORS FOR EVAPORATOR FANS for refrigeration (WALK-IN)
Commercial | Com ¦ Condensing Unit Heaters or other Efficient Unit Heating System | 2030 | SC D | GWh | Before Competition Groups | 40.1418 | 0 | 0 | 7048.2643 | 0.0056953 | 26 | Commercial_2030_SC D_GWh_Before Competition Groups_26 | Condensing Unit Heaters or other Efficient Unit Heating System | 0.5695% | 0 | 40.1418 | Commercial_2030_SC D_GWh_Before Competition Groups_Condensing Unit Heaters or other Efficient Unit Heating System
Commercial | Com ¦ Air Handler with Dedicated Outdoor Air Systems | 2030 | SC D | GWh | Before Competition Groups | 36.4961 | 0 | 0 | 7048.2643 | 0.005178 | 27 | Commercial_2030_SC D_GWh_Before Competition Groups_27 | Air Handler with Dedicated Outdoor Air Systems | 0.5178% | 0 | 36.4961 | Commercial_2030_SC D_GWh_Before Competition Groups_Air Handler with Dedicated Outdoor Air Systems
Commercial | Com ¦ Demand Control Kitchen Ventilation | 2030 | SC D | GWh | Before Competition Groups | 36.2603 | 0 | 0 | 7048.2643 | 0.0051446 | 28 | Commercial_2030_SC D_GWh_Before Competition Groups_28 | Demand Control Kitchen Ventilation | 0.5145% | 0 | 36.2603 | Commercial_2030_SC D_GWh_Before Competition Groups_Demand Control Kitchen Ventilation
Commercial | Com ¦ Door Gasket Freezer/Refrigerator | 2030 | SC D | GWh | Before Competition Groups | 35.2859 | 0 | 0 | 7048.2643 | 0.0050063 | 29 | Commercial_2030_SC D_GWh_Before Competition Groups_29 | Door Gasket Freezer/Refrigerator | 0.5006% | 0 | 35.2859 | Commercial_2030_SC D_GWh_Before Competition Groups_Door Gasket Freezer/Refrigerator
Commercial | Com ¦ Evaporator Fan Controls | 2030 | SC D | GWh | Before Competition Groups | 33.3431 | 0 | 0 | 7048.2643 | 0.0047307 | 30 | Commercial_2030_SC D_GWh_Before Competition Groups_30 | Evaporator Fan Controls | 0.4731% | 0 | 33.3431 | Commercial_2030_SC D_GWh_Before Competition Groups_Evaporator Fan Controls
Commercial | Com ¦ Refrigerated Display Case LED | 2030 | SC D | GWh | Before Competition Groups | 32.9013 | 0 | 0 | 7048.2643 | 0.004668 | 31 | Commercial_2030_SC D_GWh_Before Competition Groups_31 | Refrigerated Display Case LED | 0.4668% | 0 | 32.9013 | Commercial_2030_SC D_GWh_Before Competition Groups_Refrigerated Display Case LED
Commercial | Com ¦ ENERGY STAR Griddle (74% eff) | 2030 | SC D | GWh | Before Competition Groups | 23.6474 | 0 | 0 | 7048.2643 | 0.0033551 | 32 | Commercial_2030_SC D_GWh_Before Competition Groups_32 | ENERGY STAR Griddle (74% eff) | 0.3355% | 0 | 23.6474 | Commercial_2030_SC D_GWh_Before Competition Groups_ENERGY STAR Griddle (74% eff)
Commercial | Com ¦ Freezer Case Light Sensor | 2030 | SC D | GWh | Before Competition Groups | 23.0292 | 0 | 0 | 7048.2643 | 0.0032674 | 33 | Commercial_2030_SC D_GWh_Before Competition Groups_33 | Freezer Case Light Sensor | 0.3267% | 0 | 23.0292 | Commercial_2030_SC D_GWh_Before Competition Groups_Freezer Case Light Sensor
Commercial | Com ¦ Occupancy Sensors | 2030 | SC D | GWh | Before Competition Groups | 22.5157 | 0 | 0 | 7048.2643 | 0.0031945 | 34 | Commercial_2030_SC D_GWh_Before Competition Groups_34 | Occupancy Sensors | 0.3195% | 0 | 22.5157 | Commercial_2030_SC D_GWh_Before Competition Groups_Occupancy Sensors
Commercial | Com ¦ Chilled Water Optimization | 2030 | SC D | GWh | Before Competition Groups | 21.857 | 0 | 0 | 7048.2643 | 0.003101 | 35 | Commercial_2030_SC D_GWh_Before Competition Groups_35 | Chilled Water Optimization | 0.3101% | 0 | 21.857 | Commercial_2030_SC D_GWh_Before Competition Groups_Chilled Water Optimization
Commercial | Com ¦ BEVERAGE VENDING MACHINE CONTROLS | 2030 | SC D | GWh | Before Competition Groups | 13.717 | 0 | 0 | 7048.2643 | 0.0019462 | 36 | Commercial_2030_SC D_GWh_Before Competition Groups_36 | BEVERAGE VENDING MACHINE CONTROLS | 0.1946% | 0 | 13.717 | Commercial_2030_SC D_GWh_Before Competition Groups_BEVERAGE VENDING MACHINE CONTROLS
Commercial | Com ¦ Temperature Adjustment in Commercial Freezers | 2030 | SC D | GWh | Before Competition Groups | 12.7643 | 0 | 0 | 7048.2643 | 0.001811 | 37 | Commercial_2030_SC D_GWh_Before Competition Groups_37 | Temperature Adjustment in Commercial Freezers | 0.1811% | 0 | 12.7643 | Commercial_2030_SC D_GWh_Before Competition Groups_Temperature Adjustment in Commercial Freezers
Commercial | Com ¦ Elec Storage WH 2.30 Et | 2030 | SC D | GWh | Before Competition Groups | 12.6406 | 0 | 0 | 7048.2643 | 0.0017934 | 38 | Commercial_2030_SC D_GWh_Before Competition Groups_38 | Elec Storage WH 2.30 Et | 0.1793% | 0 | 12.6406 | Commercial_2030_SC D_GWh_Before Competition Groups_Elec Storage WH 2.30 Et
Commercial | Com ¦ CO Sensors for parking garage exhaust fans | 2030 | SC D | GWh | Before Competition Groups | 9.6373 | 0 | 0 | 7048.2643 | 0.0013673 | 39 | Commercial_2030_SC D_GWh_Before Competition Groups_39 | CO Sensors for parking garage exhaust fans | 0.1367% | 0 | 9.6373 | Commercial_2030_SC D_GWh_Before Competition Groups_CO Sensors for parking garage exhaust fans
Commercial | Com ¦ Vertical Night Covers | 2030 | SC D | GWh | Before Competition Groups | 9.394 | 0 | 0 | 7048.2643 | 0.0013328 | 40 | Commercial_2030_SC D_GWh_Before Competition Groups_40 | Vertical Night Covers | 0.1333% | 0 | 9.394 | Commercial_2030_SC D_GWh_Before Competition Groups_Vertical Night Covers
Commercial | Com ¦ Outside Air Economizer | 2030 | SC D | GWh | Before Competition Groups | 9.3093 | 0 | 0 | 7048.2643 | 0.0013208 | 41 | Commercial_2030_SC D_GWh_Before Competition Groups_41 | Outside Air Economizer | 0.1321% | 0 | 9.3093 | Commercial_2030_SC D_GWh_Before Competition Groups_Outside Air Economizer
Commercial | Com ¦ Energy Efficient Laboratory Fume Hood | 2030 | SC D | GWh | Before Competition Groups | 9.1267 | 0 | 0 | 7048.2643 | 0.0012949 | 42 | Commercial_2030_SC D_GWh_Before Competition Groups_42 | Energy Efficient Laboratory Fume Hood | 0.1295% | 0 | 9.1267 | Commercial_2030_SC D_GWh_Before Competition Groups_Energy Efficient Laboratory Fume Hood
Commercial | Com ¦ Duct Insulation, R8 | 2030 | SC D | GWh | Before Competition Groups | 8.9189 | 0 | 0 | 7048.2643 | 0.0012654 | 43 | Commercial_2030_SC D_GWh_Before Competition Groups_43 | Duct Insulation, R8 | 0.1265% | 0 | 8.9189 | Commercial_2030_SC D_GWh_Before Competition Groups_Duct Insulation, R8
Commercial | Com ¦ Water Source Heat Pump (4 ton) | 2030 | SC D | GWh | Before Competition Groups | 8.677 | 0 | 0 | 7048.2643 | 0.0012311 | 44 | Commercial_2030_SC D_GWh_Before Competition Groups_44 | Water Source Heat Pump (4 ton) | 0.1231% | 0 | 8.677 | Commercial_2030_SC D_GWh_Before Competition Groups_Water Source Heat Pump (4 ton)
Commercial | Com ¦ ENERGY STAR Fryer (84% eff) | 2030 | SC D | GWh | Before Competition Groups | 8.5545 | 0 | 0 | 7048.2643 | 0.0012137 | 45 | Commercial_2030_SC D_GWh_Before Competition Groups_45 | ENERGY STAR Fryer (84% eff) | 0.1214% | 0 | 8.5545 | Commercial_2030_SC D_GWh_Before Competition Groups_ENERGY STAR Fryer (84% eff)
Commercial | Com ¦ Water Heating (DHW) Pipe Insulation (Add 3/4\ Foam)" | 2030 | SC D | GWh | Before Competition Groups | 8.0862 | 0 | 0 | 7048.2643 | 0.0011473 | 46 | Commercial_2030_SC D_GWh_Before Competition Groups_46 | Water Heating (DHW) Pipe Insulation (Add 3/4\ Foam)" | 0.1147% | 0 | 8.0862 | Commercial_2030_SC D_GWh_Before Competition Groups_Water Heating (DHW) Pipe Insulation (Add 3/4\ Foam)"
Commercial | Com ¦ Suction Pipe Insulation Freezer/Refrigerator | 2030 | SC D | GWh | Before Competition Groups | 4.9582 | 0 | 0 | 7048.2643 | 0.00070346 | 47 | Commercial_2030_SC D_GWh_Before Competition Groups_47 | Suction Pipe Insulation Freezer/Refrigerator | 0.07035% | 0 | 4.9582 | Commercial_2030_SC D_GWh_Before Competition Groups_Suction Pipe Insulation Freezer/Refrigerator
Commercial | Com ¦ ENERGY STAR Steam Cookers | 2030 | SC D | GWh | Before Competition Groups | 4.0958 | 0 | 0 | 7048.2643 | 0.00058111 | 48 | Commercial_2030_SC D_GWh_Before Competition Groups_48 | ENERGY STAR Steam Cookers | 0.05811% | 0 | 4.0958 | Commercial_2030_SC D_GWh_Before Competition Groups_ENERGY STAR Steam Cookers
Commercial | Com ¦ ENERGY STAR Dishwasher | 2030 | SC D | GWh | Before Competition Groups | 4.0621 | 0 | 0 | 7048.2643 | 0.00057632 | 49 | Commercial_2030_SC D_GWh_Before Competition Groups_49 | ENERGY STAR Dishwasher | 0.05763% | 0 | 4.0621 | Commercial_2030_SC D_GWh_Before Competition Groups_ENERGY STAR Dishwasher
Commercial | Com ¦ Thermostat Setback | 2030 | SC D | GWh | Before Competition Groups | 2.1764 | 0 | 0 | 7048.2643 | 0.00030879 | 50 | Commercial_2030_SC D_GWh_Before Competition Groups_50 | Thermostat Setback | 0.03088% | 0 | 2.1764 | Commercial_2030_SC D_GWh_Before Competition Groups_Thermostat Setback
Commercial | Com ¦ Condensing Make Up Air Unit | 2030 | SC D | GWh | Before Competition Groups | 2.0501 | 0 | 0 | 7048.2643 | 0.00029087 | 51 | Commercial_2030_SC D_GWh_Before Competition Groups_51 | Condensing Make Up Air Unit | 0.02909% | 0 | 2.0501 | Commercial_2030_SC D_GWh_Before Competition Groups_Condensing Make Up Air Unit
Commercial | Com ¦ Ozone Laundry Treatment | 2030 | SC D | GWh | Before Competition Groups | 1.9017 | 0 | 0 | 7048.2643 | 0.00026981 | 52 | Commercial_2030_SC D_GWh_Before Competition Groups_52 | Ozone Laundry Treatment | 0.02698% | 0 | 1.9017 | Commercial_2030_SC D_GWh_Before Competition Groups_Ozone Laundry Treatment
Commercial | Com ¦ ECM MOTORS FOR HVAC APPLICATION (FAN-POWERED VAV BOX) | 2030 | SC D | GWh | Before Competition Groups | 1.2405 | 0 | 0 | 7048.2643 | 0.000176 | 53 | Commercial_2030_SC D_GWh_Before Competition Groups_53 | ECM MOTORS FOR HVAC APPLICATION (FAN-POWERED VAV BOX) | 0.0176% | 0 | 1.2405 | Commercial_2030_SC D_GWh_Before Competition Groups_ECM MOTORS FOR HVAC APPLICATION (FAN-POWERED VAV BOX)
Commercial | Com ¦ CEE Tier 2/Energy Star Clothes Washers | 2030 | SC D | GWh | Before Competition Groups | 0.84192 | 0 | 0 | 7048.2643 | 0.00011945 | 54 | Commercial_2030_SC D_GWh_Before Competition Groups_54 | CEE Tier 2/Energy Star Clothes Washers | 0.01195% | 0 | 0.84192 | Commercial_2030_SC D_GWh_Before Competition Groups_CEE Tier 2/Energy Star Clothes Washers
Commercial | Com ¦ Notched V belts for HVAC Systems | 2030 | SC D | GWh | Before Competition Groups | 0.60239 | 0 | 0 | 7048.2643 | 8.5467e-05 | 55 | Commercial_2030_SC D_GWh_Before Competition Groups_55 | Notched V belts for HVAC Systems | 0.008547% | 0 | 0.60239 | Commercial_2030_SC D_GWh_Before Competition Groups_Notched V belts for HVAC Systems
Commercial | Com ¦ Solar Water Preheat (Pools/DHW) | 2030 | SC D | GWh | Before Competition Groups | 0.59426 | 0 | 0 | 7048.2643 | 8.4313e-05 | 56 | Commercial_2030_SC D_GWh_Before Competition Groups_56 | Solar Water Preheat (Pools/DHW) | 0.008431% | 0 | 0.59426 | Commercial_2030_SC D_GWh_Before Competition Groups_Solar Water Preheat (Pools/DHW)
Commercial | Com ¦ Demand controlled Circulating Systems | 2030 | SC D | GWh | Before Competition Groups | 0.55345 | 0 | 0 | 7048.2643 | 7.8523e-05 | 57 | Commercial_2030_SC D_GWh_Before Competition Groups_57 | Demand controlled Circulating Systems | 0.007852% | 0 | 0.55345 | Commercial_2030_SC D_GWh_Before Competition Groups_Demand controlled Circulating Systems
Commercial | Com ¦ Auto Off Time Switch or Time Clock control | 2030 | SC D | GWh | Before Competition Groups | 0.535 | 0 | 0 | 7048.2643 | 7.5905e-05 | 58 | Commercial_2030_SC D_GWh_Before Competition Groups_58 | Auto Off Time Switch or Time Clock control | 0.007591% | 0 | 0.535 | Commercial_2030_SC D_GWh_Before Competition Groups_Auto Off Time Switch or Time Clock control
Commercial | COM ¦ Ductless Mini-Split Heat Pumps | 2030 | SC D | GWh | Before Competition Groups | 0.50369 | 0 | 0 | 7048.2643 | 7.1463e-05 | 59 | Commercial_2030_SC D_GWh_Before Competition Groups_59 | Ductless Mini-Split Heat Pumps | 0.007146% | 0 | 0.50369 | Commercial_2030_SC D_GWh_Before Competition Groups_Ductless Mini-Split Heat Pumps
Commercial | Com ¦ Low Flow Pre-Rinse Spray Nozzle | 2030 | SC D | GWh | Before Competition Groups | 0.44737 | 0 | 0 | 7048.2643 | 6.3472e-05 | 60 | Commercial_2030_SC D_GWh_Before Competition Groups_60 | Low Flow Pre-Rinse Spray Nozzle | 0.006347% | 0 | 0.44737 | Commercial_2030_SC D_GWh_Before Competition Groups_Low Flow Pre-Rinse Spray Nozzle
Commercial | Com ¦ PTAC (12 EER/10,000 BTU) | 2030 | SC D | GWh | Before Competition Groups | 0.38843 | 0 | 0 | 7048.2643 | 5.5111e-05 | 61 | Commercial_2030_SC D_GWh_Before Competition Groups_61 | PTAC (12 EER/10,000 BTU) | 0.005511% | 0 | 0.38843 | Commercial_2030_SC D_GWh_Before Competition Groups_PTAC (12 EER/10,000 BTU)
Commercial | Com ¦ HVAC Optimization | 2030 | SC D | GWh | Before Competition Groups | 0.28875 | 0 | 0 | 7048.2643 | 4.0968e-05 | 62 | Commercial_2030_SC D_GWh_Before Competition Groups_62 | HVAC Optimization | 0.004097% | 0 | 0.28875 | Commercial_2030_SC D_GWh_Before Competition Groups_HVAC Optimization
Commercial | Com ¦ Commercial Hot Food Holding Cabinets | 2030 | SC D | GWh | Before Competition Groups | 0.22398 | 0 | 0 | 7048.2643 | 3.1777e-05 | 63 | Commercial_2030_SC D_GWh_Before Competition Groups_63 | Commercial Hot Food Holding Cabinets | 0.003178% | 0 | 0.22398 | Commercial_2030_SC D_GWh_Before Competition Groups_Commercial Hot Food Holding Cabinets
Commercial | Com ¦ LED RECESSED DOWNLIGHTS | 2030 | SC D | GWh | Before Competition Groups | 0.14878 | 0 | 0 | 7048.2643 | 2.1108e-05 | 64 | Commercial_2030_SC D_GWh_Before Competition Groups_64 | LED RECESSED DOWNLIGHTS | 0.002111% | 0 | 0.14878 | Commercial_2030_SC D_GWh_Before Competition Groups_LED RECESSED DOWNLIGHTS
Commercial | Com ¦ Air Curtains | 2030 | SC D | GWh | Before Competition Groups | 0.12308 | 0 | 0 | 7048.2643 | 1.7462e-05 | 65 | Commercial_2030_SC D_GWh_Before Competition Groups_65 | Air Curtains | 0.001746% | 0 | 0.12308 | Commercial_2030_SC D_GWh_Before Competition Groups_Air Curtains
Commercial | Com ¦ High Efficiency Small Instantaneous Water Heater | 2030 | SC D | GWh | Before Competition Groups | 0.097151 | 0 | 0 | 7048.2643 | 1.3784e-05 | 66 | Commercial_2030_SC D_GWh_Before Competition Groups_66 | High Efficiency Small Instantaneous Water Heater | 0.001378% | 0 | 0.097151 | Commercial_2030_SC D_GWh_Before Competition Groups_High Efficiency Small Instantaneous Water Heater
Commercial | Com ¦ Wall Insulation | 2030 | SC D | GWh | Before Competition Groups | 0.073405 | 0 | 0 | 7048.2643 | 1.0415e-05 | 67 | Commercial_2030_SC D_GWh_Before Competition Groups_67 | Wall Insulation | 0.001041% | 0 | 0.073405 | Commercial_2030_SC D_GWh_Before Competition Groups_Wall Insulation
Commercial | Com ¦ Energy Recovery Ventilation and Ventilation (Enhanced) | 2030 | SC D | GWh | Before Competition Groups | 0.049219 | 0 | 0 | 7048.2643 | 6.9832e-06 | 68 | Commercial_2030_SC D_GWh_Before Competition Groups_68 | Energy Recovery Ventilation and Ventilation (Enhanced) | 0.0006983% | 0 | 0.049219 | Commercial_2030_SC D_GWh_Before Competition Groups_Energy Recovery Ventilation and Ventilation (Enhanced)
Commercial | Com ¦ Room AC (w/ louvered sides) 14 SEER from 12 SEER code | 2030 | SC D | GWh | Before Competition Groups | 0.026989 | 0 | 0 | 7048.2643 | 3.8291e-06 | 69 | Commercial_2030_SC D_GWh_Before Competition Groups_69 | Room AC (w/ louvered sides) 14 SEER from 12 SEER code | 0.0003829% | 0 | 0.026989 | Commercial_2030_SC D_GWh_Before Competition Groups_Room AC (w/ louvered sides) 14 SEER from 12 SEER code
Commercial | Com ¦ VSD Air Compressor | 2030 | SC D | GWh | Before Competition Groups | 0.025634 | 0 | 0 | 7048.2643 | 3.637e-06 | 70 | Commercial_2030_SC D_GWh_Before Competition Groups_70 | VSD Air Compressor | 0.0003637% | 0 | 0.025634 | Commercial_2030_SC D_GWh_Before Competition Groups_VSD Air Compressor
Commercial | Com ¦ High Efficiency Chiller (avg of water and air cooled) | 2030 | SC D | GWh | Before Competition Groups | 0.019355 | 0 | 0 | 7048.2643 | 2.7461e-06 | 71 | Commercial_2030_SC D_GWh_Before Competition Groups_71 | High Efficiency Chiller (avg of water and air cooled) | 0.0002746% | 0 | 0.019355 | Commercial_2030_SC D_GWh_Before Competition Groups_High Efficiency Chiller (avg of water and air cooled)
Commercial | Com ¦ EC Plug Fan for Data Center (under cabinet) | 2030 | SC D | GWh | Before Competition Groups | 0.01808 | 0 | 0 | 7048.2643 | 2.5652e-06 | 72 | Commercial_2030_SC D_GWh_Before Competition Groups_72 | EC Plug Fan for Data Center (under cabinet) | 0.0002565% | 0 | 0.01808 | Commercial_2030_SC D_GWh_Before Competition Groups_EC Plug Fan for Data Center (under cabinet)
Commercial | Com ¦ Efficient compressor motor | 2030 | SC D | GWh | Before Competition Groups | 0.014626 | 0 | 0 | 7048.2643 | 2.0752e-06 | 73 | Commercial_2030_SC D_GWh_Before Competition Groups_73 | Efficient compressor motor | 0.0002075% | 0 | 0.014626 | Commercial_2030_SC D_GWh_Before Competition Groups_Efficient compressor motor
Commercial | Com ¦ LLLC - High Impact Application | 2030 | SC D | GWh | Before Competition Groups | 0.0059789 | 0 | 0 | 7048.2643 | 8.4827e-07 | 74 | Commercial_2030_SC D_GWh_Before Competition Groups_74 | LLLC - High Impact Application | 8.483e-05% | 0 | 0.0059789 | Commercial_2030_SC D_GWh_Before Competition Groups_LLLC - High Impact Application
Commercial | Com ¦ Electric Convection Combination Ovens | 2030 | SC D | GWh | Before Competition Groups | 0.0025646 | 0 | 0 | 7048.2643 | 3.6387e-07 | 75 | Commercial_2030_SC D_GWh_Before Competition Groups_75 | Electric Convection Combination Ovens | 3.639e-05% | 0 | 0.0025646 | Commercial_2030_SC D_GWh_Before Competition Groups_Electric Convection Combination Ovens
Commercial | Com ¦ LLLC - Low Impact Application | 2030 | SC D | GWh | Before Competition Groups | 0.00054671 | 0 | 0 | 7048.2643 | 7.7566e-08 | 76 | Commercial_2030_SC D_GWh_Before Competition Groups_76 | LLLC - Low Impact Application | 7.757e-06% | 0 | 0.00054671 | Commercial_2030_SC D_GWh_Before Competition Groups_LLLC - Low Impact Application
Commercial | Com ¦ Networked/Connected - Low Impact Application | 2030 | SC D | GWh | Before Competition Groups | 1.6905e-07 | 0 | 0 | 7048.2643 | 2.3985e-11 | 77 | Commercial_2030_SC D_GWh_Before Competition Groups_77 | Networked/Connected - Low Impact Application | 2.399e-09% | 0 | 1.6905e-07 | Commercial_2030_SC D_GWh_Before Competition Groups_Networked/Connected - Low Impact Application
Commercial | Com ¦ Networked/Connected - High Impact Application | 2030 | SC D | GWh | Before Competition Groups | 2.5525e-08 | 0 | 0 | 7048.2643 | 3.6214e-12 | 78 | Commercial_2030_SC D_GWh_Before Competition Groups_78 | Networked/Connected - High Impact Application | 3.621e-10% | 0 | 2.5525e-08 | Commercial_2030_SC D_GWh_Before Competition Groups_Networked/Connected - High Impact Application
Commercial | Com ¦ Indoor Daylight Sensors/Photocell Dimming Control | 2030 | SC D | GWh | Before Competition Groups | 0 | 0 | 0 | 7048.2643 | 0 | 79 | Commercial_2030_SC D_GWh_Before Competition Groups_79 | Indoor Daylight Sensors/Photocell Dimming Control | 0% | 0 | 0 | Commercial_2030_SC D_GWh_Before Competition Groups_Indoor Daylight Sensors/Photocell Dimming Control
Commercial | Com ¦ Variable Refrigerant Flow Heat Pump | 2030 | SC D | GWh | Before Competition Groups | 0 | 0 | 0 | 7048.2643 | 0 | 80 | Commercial_2030_SC D_GWh_Before Competition Groups_80 | Variable Refrigerant Flow Heat Pump | 0% | 0 | 0 | Commercial_2030_SC D_GWh_Before Competition Groups_Variable Refrigerant Flow Heat Pump
Commercial | Com ¦ Building Recommissioning, Operations and Maintenance (O&M) Improvements | 2030 | Technical | GWh | Before Competition Groups | 2037.6854 | 0 | 0 | 20702.8919 | 0.098425 | 1 | Commercial_2030_Technical_GWh_Before Competition Groups_1 | Building Recommissioning, Operations and Maintenance (O&M) Improvements | 9.843% | 0 | 2037.6854 | Commercial_2030_Technical_GWh_Before Competition Groups_Building Recommissioning, Operations and Maintenance (O&M) Improvements
Commercial | Com ¦ Central Lighting Control System | 2030 | Technical | GWh | Before Competition Groups | 1519.8732 | 0 | 0 | 20702.8919 | 0.073414 | 2 | Commercial_2030_Technical_GWh_Before Competition Groups_2 | Central Lighting Control System | 7.341% | 0 | 1519.8732 | Commercial_2030_Technical_GWh_Before Competition Groups_Central Lighting Control System
Commercial | Com ¦ LED Low/High Bay | 2030 | Technical | GWh | Before Competition Groups | 1249.2664 | 0 | 0 | 20702.8919 | 0.060343 | 3 | Commercial_2030_Technical_GWh_Before Competition Groups_3 | LED Low/High Bay | 6.034% | 0 | 1249.2664 | Commercial_2030_Technical_GWh_Before Competition Groups_LED Low/High Bay
Commercial | Com ¦ ENERGY STAR LED LAMPS (REFLECTOR LAMPs/MR16/PAR 16) | 2030 | Technical | GWh | Before Competition Groups | 1033.5532 | 0 | 0 | 20702.8919 | 0.049923 | 4 | Commercial_2030_Technical_GWh_Before Competition Groups_4 | ENERGY STAR LED LAMPS (REFLECTOR LAMPs/MR16/PAR 16) | 4.992% | 0 | 1033.5532 | Commercial_2030_Technical_GWh_Before Competition Groups_ENERGY STAR LED LAMPS (REFLECTOR LAMPs/MR16/PAR 16)
Commercial | Com ¦ LED Troffer/Surface/Suspended | 2030 | Technical | GWh | Before Competition Groups | 1017.6756 | 0 | 0 | 20702.8919 | 0.049156 | 5 | Commercial_2030_Technical_GWh_Before Competition Groups_5 | LED Troffer/Surface/Suspended | 4.916% | 0 | 1017.6756 | Commercial_2030_Technical_GWh_Before Competition Groups_LED Troffer/Surface/Suspended
Commercial | Com ¦ LLLC - High Impact Application | 2030 | Technical | GWh | Before Competition Groups | 871.2849 | 0 | 0 | 20702.8919 | 0.042085 | 6 | Commercial_2030_Technical_GWh_Before Competition Groups_6 | LLLC - High Impact Application | 4.209% | 0 | 871.2849 | Commercial_2030_Technical_GWh_Before Competition Groups_LLLC - High Impact Application
Commercial | Com ¦ LLLC - Low Impact Application | 2030 | Technical | GWh | Before Competition Groups | 863.2266 | 0 | 0 | 20702.8919 | 0.041696 | 7 | Commercial_2030_Technical_GWh_Before Competition Groups_7 | LLLC - Low Impact Application | 4.17% | 0 | 863.2266 | Commercial_2030_Technical_GWh_Before Competition Groups_LLLC - Low Impact Application
Commercial | Com ¦ Networked/Connected - High Impact Application | 2030 | Technical | GWh | Before Competition Groups | 787.8311 | 0 | 0 | 20702.8919 | 0.038054 | 8 | Commercial_2030_Technical_GWh_Before Competition Groups_8 | Networked/Connected - High Impact Application | 3.805% | 0 | 787.8311 | Commercial_2030_Technical_GWh_Before Competition Groups_Networked/Connected - High Impact Application
Commercial | Com ¦ Education and Capacity Building/Energy Behavior | 2030 | Technical | GWh | Before Competition Groups | 766.4168 | 0 | 0 | 20702.8919 | 0.03702 | 9 | Commercial_2030_Technical_GWh_Before Competition Groups_9 | Education and Capacity Building/Energy Behavior | 3.702% | 0 | 766.4168 | Commercial_2030_Technical_GWh_Before Competition Groups_Education and Capacity Building/Energy Behavior
Commercial | Com ¦ Networked/Connected - Low Impact Application | 2030 | Technical | GWh | Before Competition Groups | 740.9259 | 0 | 0 | 20702.8919 | 0.035789 | 10 | Commercial_2030_Technical_GWh_Before Competition Groups_10 | Networked/Connected - Low Impact Application | 3.579% | 0 | 740.9259 | Commercial_2030_Technical_GWh_Before Competition Groups_Networked/Connected - Low Impact Application
Commercial | Com ¦ LED EXTERIOR AREA LIGHTS - LED fixture (200W) | 2030 | Technical | GWh | Before Competition Groups | 631.8398 | 0 | 0 | 20702.8919 | 0.030519 | 11 | Commercial_2030_Technical_GWh_Before Competition Groups_11 | LED EXTERIOR AREA LIGHTS - LED fixture (200W) | 3.052% | 0 | 631.8398 | Commercial_2030_Technical_GWh_Before Competition Groups_LED EXTERIOR AREA LIGHTS - LED fixture (200W)
Commercial | Com ¦ LED parking lot fixture | 2030 | Technical | GWh | Before Competition Groups | 603.7737 | 0 | 0 | 20702.8919 | 0.029164 | 12 | Commercial_2030_Technical_GWh_Before Competition Groups_12 | LED parking lot fixture | 2.916% | 0 | 603.7737 | Commercial_2030_Technical_GWh_Before Competition Groups_LED parking lot fixture
Commercial | Com ¦ LED Replacement Lamp (Tube) | 2030 | Technical | GWh | Before Competition Groups | 584.6056 | 0 | 0 | 20702.8919 | 0.028238 | 13 | Commercial_2030_Technical_GWh_Before Competition Groups_13 | LED Replacement Lamp (Tube) | 2.824% | 0 | 584.6056 | Commercial_2030_Technical_GWh_Before Competition Groups_LED Replacement Lamp (Tube)
Commercial | Com ¦ Furnace Tune-Up | 2030 | Technical | GWh | Before Competition Groups | 559.5355 | 0 | 0 | 20702.8919 | 0.027027 | 14 | Commercial_2030_Technical_GWh_Before Competition Groups_14 | Furnace Tune-Up | 2.703% | 0 | 559.5355 | Commercial_2030_Technical_GWh_Before Competition Groups_Furnace Tune-Up
Commercial | Com ¦ High Efficiency Air Source Heat Pump | 2030 | Technical | GWh | Before Competition Groups | 545.1258 | 0 | 0 | 20702.8919 | 0.026331 | 15 | Commercial_2030_Technical_GWh_Before Competition Groups_15 | High Efficiency Air Source Heat Pump | 2.633% | 0 | 545.1258 | Commercial_2030_Technical_GWh_Before Competition Groups_High Efficiency Air Source Heat Pump
Commercial | Com ¦ Smart Strip Plug Outlets | 2030 | Technical | GWh | Before Competition Groups | 533.0887 | 0 | 0 | 20702.8919 | 0.025749 | 16 | Commercial_2030_Technical_GWh_Before Competition Groups_16 | Smart Strip Plug Outlets | 2.575% | 0 | 533.0887 | Commercial_2030_Technical_GWh_Before Competition Groups_Smart Strip Plug Outlets
Commercial | Com ¦ Variable Refrigerant Flow Heat Pump | 2030 | Technical | GWh | Before Competition Groups | 463.5399 | 0 | 0 | 20702.8919 | 0.02239 | 17 | Commercial_2030_Technical_GWh_Before Competition Groups_17 | Variable Refrigerant Flow Heat Pump | 2.239% | 0 | 463.5399 | Commercial_2030_Technical_GWh_Before Competition Groups_Variable Refrigerant Flow Heat Pump
Commercial | Com ¦ LED street light fixture | 2030 | Technical | GWh | Before Competition Groups | 379.7646 | 0 | 0 | 20702.8919 | 0.018344 | 18 | Commercial_2030_Technical_GWh_Before Competition Groups_18 | LED street light fixture | 1.834% | 0 | 379.7646 | Commercial_2030_Technical_GWh_Before Competition Groups_LED street light fixture
Commercial | Com ¦ Refrigerated Display Case Doors | 2030 | Technical | GWh | Before Competition Groups | 373.9501 | 0 | 0 | 20702.8919 | 0.018063 | 19 | Commercial_2030_Technical_GWh_Before Competition Groups_19 | Refrigerated Display Case Doors | 1.806% | 0 | 373.9501 | Commercial_2030_Technical_GWh_Before Competition Groups_Refrigerated Display Case Doors
Commercial | Com ¦ Advanced BAS/Controllers | 2030 | Technical | GWh | Before Competition Groups | 327.3198 | 0 | 0 | 20702.8919 | 0.01581 | 20 | Commercial_2030_Technical_GWh_Before Competition Groups_20 | Advanced BAS/Controllers | 1.581% | 0 | 327.3198 | Commercial_2030_Technical_GWh_Before Competition Groups_Advanced BAS/Controllers
Commercial | Com ¦ Data Center Storage/Server Virtualization | 2030 | Technical | GWh | Before Competition Groups | 302.172 | 0 | 0 | 20702.8919 | 0.014596 | 21 | Commercial_2030_Technical_GWh_Before Competition Groups_21 | Data Center Storage/Server Virtualization | 1.46% | 0 | 302.172 | Commercial_2030_Technical_GWh_Before Competition Groups_Data Center Storage/Server Virtualization
Commercial | Com ¦ Demand Control Ventilation | 2030 | Technical | GWh | Before Competition Groups | 300.9715 | 0 | 0 | 20702.8919 | 0.014538 | 22 | Commercial_2030_Technical_GWh_Before Competition Groups_22 | Demand Control Ventilation | 1.454% | 0 | 300.9715 | Commercial_2030_Technical_GWh_Before Competition Groups_Demand Control Ventilation
Commercial | Com ¦ Reach-in Shaded Pole to ECM/PSC Evaporator Fan Motor | 2030 | Technical | GWh | Before Competition Groups | 273.5267 | 0 | 0 | 20702.8919 | 0.013212 | 23 | Commercial_2030_Technical_GWh_Before Competition Groups_23 | Reach-in Shaded Pole to ECM/PSC Evaporator Fan Motor | 1.321% | 0 | 273.5267 | Commercial_2030_Technical_GWh_Before Competition Groups_Reach-in Shaded Pole to ECM/PSC Evaporator Fan Motor
Commercial | Com ¦ Strip Curtains | 2030 | Technical | GWh | Before Competition Groups | 243.2629 | 0 | 0 | 20702.8919 | 0.01175 | 24 | Commercial_2030_Technical_GWh_Before Competition Groups_24 | Strip Curtains | 1.175% | 0 | 243.2629 | Commercial_2030_Technical_GWh_Before Competition Groups_Strip Curtains
Commercial | Com ¦ Centrally controlled desktop PC/NETWORK PC POWER MANAGEMENT SOFTWARE | 2030 | Technical | GWh | Before Competition Groups | 199.729 | 0 | 0 | 20702.8919 | 0.0096474 | 25 | Commercial_2030_Technical_GWh_Before Competition Groups_25 | Centrally controlled desktop PC/NETWORK PC POWER MANAGEMENT SOFTWARE | 0.9647% | 0 | 199.729 | Commercial_2030_Technical_GWh_Before Competition Groups_Centrally controlled desktop PC/NETWORK PC POWER MANAGEMENT SOFTWARE
Commercial | Com ¦ Door Gasket Freezer/Refrigerator | 2030 | Technical | GWh | Before Competition Groups | 199.4149 | 0 | 0 | 20702.8919 | 0.0096322 | 26 | Commercial_2030_Technical_GWh_Before Competition Groups_26 | Door Gasket Freezer/Refrigerator | 0.9632% | 0 | 199.4149 | Commercial_2030_Technical_GWh_Before Competition Groups_Door Gasket Freezer/Refrigerator
Commercial | Com ¦ Variable Frequency Drive (VFD) | 2030 | Technical | GWh | Before Competition Groups | 185.4661 | 0 | 0 | 20702.8919 | 0.0089585 | 27 | Commercial_2030_Technical_GWh_Before Competition Groups_27 | Variable Frequency Drive (VFD) | 0.8958% | 0 | 185.4661 | Commercial_2030_Technical_GWh_Before Competition Groups_Variable Frequency Drive (VFD)
Commercial | Com ¦ VFD on Pumps | 2030 | Technical | GWh | Before Competition Groups | 173.5742 | 0 | 0 | 20702.8919 | 0.0083841 | 28 | Commercial_2030_Technical_GWh_Before Competition Groups_28 | VFD on Pumps | 0.8384% | 0 | 173.5742 | Commercial_2030_Technical_GWh_Before Competition Groups_VFD on Pumps
Commercial | Com ¦ LED or Equivalent Sign Lighting | 2030 | Technical | GWh | Before Competition Groups | 170.0925 | 0 | 0 | 20702.8919 | 0.0082159 | 29 | Commercial_2030_Technical_GWh_Before Competition Groups_29 | LED or Equivalent Sign Lighting | 0.8216% | 0 | 170.0925 | Commercial_2030_Technical_GWh_Before Competition Groups_LED or Equivalent Sign Lighting
Commercial | Com ¦ Refrigeration Optimization | 2030 | Technical | GWh | Before Competition Groups | 164.0972 | 0 | 0 | 20702.8919 | 0.0079263 | 30 | Commercial_2030_Technical_GWh_Before Competition Groups_30 | Refrigeration Optimization | 0.7926% | 0 | 164.0972 | Commercial_2030_Technical_GWh_Before Competition Groups_Refrigeration Optimization
Commercial | Com ¦ Unitary Air-Conditioning Unit | 2030 | Technical | GWh | Before Competition Groups | 162.79 | 0 | 0 | 20702.8919 | 0.0078632 | 31 | Commercial_2030_Technical_GWh_Before Competition Groups_31 | Unitary Air-Conditioning Unit | 0.7863% | 0 | 162.79 | Commercial_2030_Technical_GWh_Before Competition Groups_Unitary Air-Conditioning Unit
Commercial | Com ¦ Adaptive Thermostats | 2030 | Technical | GWh | Before Competition Groups | 144.2044 | 0 | 0 | 20702.8919 | 0.0069654 | 32 | Commercial_2030_Technical_GWh_Before Competition Groups_32 | Adaptive Thermostats | 0.6965% | 0 | 144.2044 | Commercial_2030_Technical_GWh_Before Competition Groups_Adaptive Thermostats
Commercial | Com ¦ Air Handler with Dedicated Outdoor Air Systems | 2030 | Technical | GWh | Before Competition Groups | 141.5546 | 0 | 0 | 20702.8919 | 0.0068374 | 33 | Commercial_2030_Technical_GWh_Before Competition Groups_33 | Air Handler with Dedicated Outdoor Air Systems | 0.6837% | 0 | 141.5546 | Commercial_2030_Technical_GWh_Before Competition Groups_Air Handler with Dedicated Outdoor Air Systems
Commercial | Com ¦ ENERGY STAR FREEZER | 2030 | Technical | GWh | Before Competition Groups | 121.1327 | 0 | 0 | 20702.8919 | 0.005851 | 34 | Commercial_2030_Technical_GWh_Before Competition Groups_34 | ENERGY STAR FREEZER | 0.5851% | 0 | 121.1327 | Commercial_2030_Technical_GWh_Before Competition Groups_ENERGY STAR FREEZER
Commercial | Com ¦ ENERGY STAR LED LAMPS (General Service Lamps) | 2030 | Technical | GWh | Before Competition Groups | 120.7617 | 0 | 0 | 20702.8919 | 0.0058331 | 35 | Commercial_2030_Technical_GWh_Before Competition Groups_35 | ENERGY STAR LED LAMPS (General Service Lamps) | 0.5833% | 0 | 120.7617 | Commercial_2030_Technical_GWh_Before Competition Groups_ENERGY STAR LED LAMPS (General Service Lamps)
Commercial | Com ¦ Refrigerated Display Case LED | 2030 | Technical | GWh | Before Competition Groups | 106.6934 | 0 | 0 | 20702.8919 | 0.0051536 | 36 | Commercial_2030_Technical_GWh_Before Competition Groups_36 | Refrigerated Display Case LED | 0.5154% | 0 | 106.6934 | Commercial_2030_Technical_GWh_Before Competition Groups_Refrigerated Display Case LED
Commercial | Com ¦ Condensing Make Up Air Unit | 2030 | Technical | GWh | Before Competition Groups | 105.2072 | 0 | 0 | 20702.8919 | 0.0050818 | 37 | Commercial_2030_Technical_GWh_Before Competition Groups_37 | Condensing Make Up Air Unit | 0.5082% | 0 | 105.2072 | Commercial_2030_Technical_GWh_Before Competition Groups_Condensing Make Up Air Unit
Commercial | Com ¦ Demand Control Kitchen Ventilation | 2030 | Technical | GWh | Before Competition Groups | 104.3047 | 0 | 0 | 20702.8919 | 0.0050382 | 38 | Commercial_2030_Technical_GWh_Before Competition Groups_38 | Demand Control Kitchen Ventilation | 0.5038% | 0 | 104.3047 | Commercial_2030_Technical_GWh_Before Competition Groups_Demand Control Kitchen Ventilation
Commercial | Com ¦ ENERGY STAR ICE MACHINES - Ice Making Head | 2030 | Technical | GWh | Before Competition Groups | 103.0307 | 0 | 0 | 20702.8919 | 0.0049766 | 39 | Commercial_2030_Technical_GWh_Before Competition Groups_39 | ENERGY STAR ICE MACHINES - Ice Making Head | 0.4977% | 0 | 103.0307 | Commercial_2030_Technical_GWh_Before Competition Groups_ENERGY STAR ICE MACHINES - Ice Making Head
Commercial | Com ¦ Indoor Daylight Sensors/Photocell Dimming Control | 2030 | Technical | GWh | Before Competition Groups | 98.4623 | 0 | 0 | 20702.8919 | 0.004756 | 40 | Commercial_2030_Technical_GWh_Before Competition Groups_40 | Indoor Daylight Sensors/Photocell Dimming Control | 0.4756% | 0 | 98.4623 | Commercial_2030_Technical_GWh_Before Competition Groups_Indoor Daylight Sensors/Photocell Dimming Control
Commercial | Com ¦ Super-High Efficiency Furnaces (Emerging Tech) | 2030 | Technical | GWh | Before Competition Groups | 93.7702 | 0 | 0 | 20702.8919 | 0.0045293 | 41 | Commercial_2030_Technical_GWh_Before Competition Groups_41 | Super-High Efficiency Furnaces (Emerging Tech) | 0.4529% | 0 | 93.7702 | Commercial_2030_Technical_GWh_Before Competition Groups_Super-High Efficiency Furnaces (Emerging Tech)
Commercial | Com ¦ ECM MOTORS FOR EVAPORATOR FANS for refrigeration (WALK-IN) | 2030 | Technical | GWh | Before Competition Groups | 87.859 | 0 | 0 | 20702.8919 | 0.0042438 | 42 | Commercial_2030_Technical_GWh_Before Competition Groups_42 | ECM MOTORS FOR EVAPORATOR FANS for refrigeration (WALK-IN) | 0.4244% | 0 | 87.859 | Commercial_2030_Technical_GWh_Before Competition Groups_ECM MOTORS FOR EVAPORATOR FANS for refrigeration (WALK-IN)
Commercial | Com ¦ Adding reflective (White) roof treatment or a green roof | 2030 | Technical | GWh | Before Competition Groups | 85.9741 | 0 | 0 | 20702.8919 | 0.0041528 | 43 | Commercial_2030_Technical_GWh_Before Competition Groups_43 | Adding reflective (White) roof treatment or a green roof | 0.4153% | 0 | 85.9741 | Commercial_2030_Technical_GWh_Before Competition Groups_Adding reflective (White) roof treatment or a green roof
Commercial | Com ¦ Condensing Unit Heaters or other Efficient Unit Heating System | 2030 | Technical | GWh | Before Competition Groups | 84.202 | 0 | 0 | 20702.8919 | 0.0040672 | 44 | Commercial_2030_Technical_GWh_Before Competition Groups_44 | Condensing Unit Heaters or other Efficient Unit Heating System | 0.4067% | 0 | 84.202 | Commercial_2030_Technical_GWh_Before Competition Groups_Condensing Unit Heaters or other Efficient Unit Heating System
Commercial | Com ¦ High R-Value Glass Doors/no-heat glass door | 2030 | Technical | GWh | Before Competition Groups | 77.7615 | 0 | 0 | 20702.8919 | 0.0037561 | 45 | Commercial_2030_Technical_GWh_Before Competition Groups_45 | High R-Value Glass Doors/no-heat glass door | 0.3756% | 0 | 77.7615 | Commercial_2030_Technical_GWh_Before Competition Groups_High R-Value Glass Doors/no-heat glass door
Commercial | Com ¦ Occupancy Sensors | 2030 | Technical | GWh | Before Competition Groups | 74.8476 | 0 | 0 | 20702.8919 | 0.0036153 | 46 | Commercial_2030_Technical_GWh_Before Competition Groups_46 | Occupancy Sensors | 0.3615% | 0 | 74.8476 | Commercial_2030_Technical_GWh_Before Competition Groups_Occupancy Sensors
Commercial | Com ¦ Freezer Case Light Sensor | 2030 | Technical | GWh | Before Competition Groups | 72.3623 | 0 | 0 | 20702.8919 | 0.0034953 | 47 | Commercial_2030_Technical_GWh_Before Competition Groups_47 | Freezer Case Light Sensor | 0.3495% | 0 | 72.3623 | Commercial_2030_Technical_GWh_Before Competition Groups_Freezer Case Light Sensor
Commercial | Com ¦ Evaporator Fan Controls | 2030 | Technical | GWh | Before Competition Groups | 70.5863 | 0 | 0 | 20702.8919 | 0.0034095 | 48 | Commercial_2030_Technical_GWh_Before Competition Groups_48 | Evaporator Fan Controls | 0.3409% | 0 | 70.5863 | Commercial_2030_Technical_GWh_Before Competition Groups_Evaporator Fan Controls
Commercial | Com ¦ HOTEL OCCUPANCY CONTROLS (HVAC + LIGHTING) | 2030 | Technical | GWh | Before Competition Groups | 66.6283 | 0 | 0 | 20702.8919 | 0.0032183 | 49 | Commercial_2030_Technical_GWh_Before Competition Groups_49 | HOTEL OCCUPANCY CONTROLS (HVAC + LIGHTING) | 0.3218% | 0 | 66.6283 | Commercial_2030_Technical_GWh_Before Competition Groups_HOTEL OCCUPANCY CONTROLS (HVAC + LIGHTING)
Commercial | Com ¦ ENERGY STAR Refrigerator | 2030 | Technical | GWh | Before Competition Groups | 59.9811 | 0 | 0 | 20702.8919 | 0.0028972 | 50 | Commercial_2030_Technical_GWh_Before Competition Groups_50 | ENERGY STAR Refrigerator | 0.2897% | 0 | 59.9811 | Commercial_2030_Technical_GWh_Before Competition Groups_ENERGY STAR Refrigerator
Commercial | Com ¦ Ground Source Heat Pump | 2030 | Technical | GWh | Before Competition Groups | 55.1527 | 0 | 0 | 20702.8919 | 0.002664 | 51 | Commercial_2030_Technical_GWh_Before Competition Groups_51 | Ground Source Heat Pump | 0.2664% | 0 | 55.1527 | Commercial_2030_Technical_GWh_Before Competition Groups_Ground Source Heat Pump
Commercial | Com ¦ Refrigeration Commissioning | 2030 | Technical | GWh | Before Competition Groups | 48.4121 | 0 | 0 | 20702.8919 | 0.0023384 | 52 | Commercial_2030_Technical_GWh_Before Competition Groups_52 | Refrigeration Commissioning | 0.2338% | 0 | 48.4121 | Commercial_2030_Technical_GWh_Before Competition Groups_Refrigeration Commissioning
Commercial | Com ¦ Elec Storage WH 2.30 Et | 2030 | Technical | GWh | Before Competition Groups | 44.8711 | 0 | 0 | 20702.8919 | 0.0021674 | 53 | Commercial_2030_Technical_GWh_Before Competition Groups_53 | Elec Storage WH 2.30 Et | 0.2167% | 0 | 44.8711 | Commercial_2030_Technical_GWh_Before Competition Groups_Elec Storage WH 2.30 Et
Commercial | Com ¦ BEVERAGE VENDING MACHINE CONTROLS | 2030 | Technical | GWh | Before Competition Groups | 40.7381 | 0 | 0 | 20702.8919 | 0.0019677 | 54 | Commercial_2030_Technical_GWh_Before Competition Groups_54 | BEVERAGE VENDING MACHINE CONTROLS | 0.1968% | 0 | 40.7381 | Commercial_2030_Technical_GWh_Before Competition Groups_BEVERAGE VENDING MACHINE CONTROLS
Commercial | Com ¦ Chilled Water Optimization | 2030 | Technical | GWh | Before Competition Groups | 39.7155 | 0 | 0 | 20702.8919 | 0.0019184 | 55 | Commercial_2030_Technical_GWh_Before Competition Groups_55 | Chilled Water Optimization | 0.1918% | 0 | 39.7155 | Commercial_2030_Technical_GWh_Before Competition Groups_Chilled Water Optimization
Commercial | Com ¦ ENERGY STAR Griddle (74% eff) | 2030 | Technical | GWh | Before Competition Groups | 37.299 | 0 | 0 | 20702.8919 | 0.0018016 | 56 | Commercial_2030_Technical_GWh_Before Competition Groups_56 | ENERGY STAR Griddle (74% eff) | 0.1802% | 0 | 37.299 | Commercial_2030_Technical_GWh_Before Competition Groups_ENERGY STAR Griddle (74% eff)
Commercial | Com ¦ Water Source Heat Pump (4 ton) | 2030 | Technical | GWh | Before Competition Groups | 29.5576 | 0 | 0 | 20702.8919 | 0.0014277 | 57 | Commercial_2030_Technical_GWh_Before Competition Groups_57 | Water Source Heat Pump (4 ton) | 0.1428% | 0 | 29.5576 | Commercial_2030_Technical_GWh_Before Competition Groups_Water Source Heat Pump (4 ton)
Commercial | Com ¦ CO Sensors for parking garage exhaust fans | 2030 | Technical | GWh | Before Competition Groups | 29.2457 | 0 | 0 | 20702.8919 | 0.0014126 | 58 | Commercial_2030_Technical_GWh_Before Competition Groups_58 | CO Sensors for parking garage exhaust fans | 0.1413% | 0 | 29.2457 | Commercial_2030_Technical_GWh_Before Competition Groups_CO Sensors for parking garage exhaust fans
Commercial | Com ¦ Temperature Adjustment in Commercial Freezers | 2030 | Technical | GWh | Before Competition Groups | 26.9914 | 0 | 0 | 20702.8919 | 0.0013037 | 59 | Commercial_2030_Technical_GWh_Before Competition Groups_59 | Temperature Adjustment in Commercial Freezers | 0.1304% | 0 | 26.9914 | Commercial_2030_Technical_GWh_Before Competition Groups_Temperature Adjustment in Commercial Freezers
Commercial | Com ¦ Anti-sweat heat (ASH) controls - Cooler/Freezer | 2030 | Technical | GWh | Before Competition Groups | 25.0443 | 0 | 0 | 20702.8919 | 0.0012097 | 60 | Commercial_2030_Technical_GWh_Before Competition Groups_60 | Anti-sweat heat (ASH) controls - Cooler/Freezer | 0.121% | 0 | 25.0443 | Commercial_2030_Technical_GWh_Before Competition Groups_Anti-sweat heat (ASH) controls - Cooler/Freezer
Commercial | Com ¦ Energy Efficient Laboratory Fume Hood | 2030 | Technical | GWh | Before Competition Groups | 24.0399 | 0 | 0 | 20702.8919 | 0.0011612 | 61 | Commercial_2030_Technical_GWh_Before Competition Groups_61 | Energy Efficient Laboratory Fume Hood | 0.1161% | 0 | 24.0399 | Commercial_2030_Technical_GWh_Before Competition Groups_Energy Efficient Laboratory Fume Hood
Commercial | Com ¦ Vertical Night Covers | 2030 | Technical | GWh | Before Competition Groups | 20.938 | 0 | 0 | 20702.8919 | 0.0010114 | 62 | Commercial_2030_Technical_GWh_Before Competition Groups_62 | Vertical Night Covers | 0.1011% | 0 | 20.938 | Commercial_2030_Technical_GWh_Before Competition Groups_Vertical Night Covers
Commercial | Com ¦ Duct Insulation, R8 | 2030 | Technical | GWh | Before Competition Groups | 18.6404 | 0 | 0 | 20702.8919 | 0.00090038 | 63 | Commercial_2030_Technical_GWh_Before Competition Groups_63 | Duct Insulation, R8 | 0.09004% | 0 | 18.6404 | Commercial_2030_Technical_GWh_Before Competition Groups_Duct Insulation, R8
Commercial | Com ¦ Water Heating (DHW) Pipe Insulation (Add 3/4\ Foam)" | 2030 | Technical | GWh | Before Competition Groups | 18.0216 | 0 | 0 | 20702.8919 | 0.00087049 | 64 | Commercial_2030_Technical_GWh_Before Competition Groups_64 | Water Heating (DHW) Pipe Insulation (Add 3/4\ Foam)" | 0.08705% | 0 | 18.0216 | Commercial_2030_Technical_GWh_Before Competition Groups_Water Heating (DHW) Pipe Insulation (Add 3/4\ Foam)"
Commercial | Com ¦ Outside Air Economizer | 2030 | Technical | GWh | Before Competition Groups | 17.0923 | 0 | 0 | 20702.8919 | 0.0008256 | 65 | Commercial_2030_Technical_GWh_Before Competition Groups_65 | Outside Air Economizer | 0.08256% | 0 | 17.0923 | Commercial_2030_Technical_GWh_Before Competition Groups_Outside Air Economizer
Commercial | Com ¦ Roof Insulation/Ceiling Insulation (R25 Code to R35) | 2030 | Technical | GWh | Before Competition Groups | 13.6881 | 0 | 0 | 20702.8919 | 0.00066117 | 66 | Commercial_2030_Technical_GWh_Before Competition Groups_66 | Roof Insulation/Ceiling Insulation (R25 Code to R35) | 0.06612% | 0 | 13.6881 | Commercial_2030_Technical_GWh_Before Competition Groups_Roof Insulation/Ceiling Insulation (R25 Code to R35)
Commercial | Com ¦ ENERGY STAR Fryer (84% eff) | 2030 | Technical | GWh | Before Competition Groups | 13.2901 | 0 | 0 | 20702.8919 | 0.00064194 | 67 | Commercial_2030_Technical_GWh_Before Competition Groups_67 | ENERGY STAR Fryer (84% eff) | 0.06419% | 0 | 13.2901 | Commercial_2030_Technical_GWh_Before Competition Groups_ENERGY STAR Fryer (84% eff)
Commercial | Com ¦ High Efficiency Small Instantaneous Water Heater | 2030 | Technical | GWh | Before Competition Groups | 12.3267 | 0 | 0 | 20702.8919 | 0.00059541 | 68 | Commercial_2030_Technical_GWh_Before Competition Groups_68 | High Efficiency Small Instantaneous Water Heater | 0.05954% | 0 | 12.3267 | Commercial_2030_Technical_GWh_Before Competition Groups_High Efficiency Small Instantaneous Water Heater
Commercial | Com ¦ ENERGY STAR Dishwasher | 2030 | Technical | GWh | Before Competition Groups | 11.5443 | 0 | 0 | 20702.8919 | 0.00055762 | 69 | Commercial_2030_Technical_GWh_Before Competition Groups_69 | ENERGY STAR Dishwasher | 0.05576% | 0 | 11.5443 | Commercial_2030_Technical_GWh_Before Competition Groups_ENERGY STAR Dishwasher
Commercial | Com ¦ Suction Pipe Insulation Freezer/Refrigerator | 2030 | Technical | GWh | Before Competition Groups | 11.4435 | 0 | 0 | 20702.8919 | 0.00055275 | 70 | Commercial_2030_Technical_GWh_Before Competition Groups_70 | Suction Pipe Insulation Freezer/Refrigerator | 0.05527% | 0 | 11.4435 | Commercial_2030_Technical_GWh_Before Competition Groups_Suction Pipe Insulation Freezer/Refrigerator
Commercial | Com ¦ LED RECESSED DOWNLIGHTS | 2030 | Technical | GWh | Before Competition Groups | 10.4883 | 0 | 0 | 20702.8919 | 0.00050661 | 71 | Commercial_2030_Technical_GWh_Before Competition Groups_71 | LED RECESSED DOWNLIGHTS | 0.05066% | 0 | 10.4883 | Commercial_2030_Technical_GWh_Before Competition Groups_LED RECESSED DOWNLIGHTS
Commercial | Com ¦ Evaporator Coil Defrost (Cooler) | 2030 | Technical | GWh | Before Competition Groups | 9.4306 | 0 | 0 | 20702.8919 | 0.00045552 | 72 | Commercial_2030_Technical_GWh_Before Competition Groups_72 | Evaporator Coil Defrost (Cooler) | 0.04555% | 0 | 9.4306 | Commercial_2030_Technical_GWh_Before Competition Groups_Evaporator Coil Defrost (Cooler)
Commercial | Com ¦ ENERGY STAR Steam Cookers | 2030 | Technical | GWh | Before Competition Groups | 6.5125 | 0 | 0 | 20702.8919 | 0.00031457 | 73 | Commercial_2030_Technical_GWh_Before Competition Groups_73 | ENERGY STAR Steam Cookers | 0.03146% | 0 | 6.5125 | Commercial_2030_Technical_GWh_Before Competition Groups_ENERGY STAR Steam Cookers
Commercial | Com ¦ Ozone Laundry Treatment | 2030 | Technical | GWh | Before Competition Groups | 6.3813 | 0 | 0 | 20702.8919 | 0.00030823 | 74 | Commercial_2030_Technical_GWh_Before Competition Groups_74 | Ozone Laundry Treatment | 0.03082% | 0 | 6.3813 | Commercial_2030_Technical_GWh_Before Competition Groups_Ozone Laundry Treatment
Commercial | Com ¦ SYNCHRONOUS BELT | 2030 | Technical | GWh | Before Competition Groups | 6.3062 | 0 | 0 | 20702.8919 | 0.0003046 | 75 | Commercial_2030_Technical_GWh_Before Competition Groups_75 | SYNCHRONOUS BELT | 0.03046% | 0 | 6.3062 | Commercial_2030_Technical_GWh_Before Competition Groups_SYNCHRONOUS BELT
Commercial | Com ¦ Efficient compressor motor | 2030 | Technical | GWh | Before Competition Groups | 4.424 | 0 | 0 | 20702.8919 | 0.00021369 | 76 | Commercial_2030_Technical_GWh_Before Competition Groups_76 | Efficient compressor motor | 0.02137% | 0 | 4.424 | Commercial_2030_Technical_GWh_Before Competition Groups_Efficient compressor motor
Commercial | Com ¦ Demand controlled Circulating Systems | 2030 | Technical | GWh | Before Competition Groups | 3.8619 | 0 | 0 | 20702.8919 | 0.00018654 | 77 | Commercial_2030_Technical_GWh_Before Competition Groups_77 | Demand controlled Circulating Systems | 0.01865% | 0 | 3.8619 | Commercial_2030_Technical_GWh_Before Competition Groups_Demand controlled Circulating Systems
Commercial | Com ¦ Solar Water Preheat (Pools/DHW) | 2030 | Technical | GWh | Before Competition Groups | 3.1563 | 0 | 0 | 20702.8919 | 0.00015246 | 78 | Commercial_2030_Technical_GWh_Before Competition Groups_78 | Solar Water Preheat (Pools/DHW) | 0.01525% | 0 | 3.1563 | Commercial_2030_Technical_GWh_Before Competition Groups_Solar Water Preheat (Pools/DHW)
Commercial | Com ¦ Notched V belts for HVAC Systems | 2030 | Technical | GWh | Before Competition Groups | 3.1531 | 0 | 0 | 20702.8919 | 0.0001523 | 79 | Commercial_2030_Technical_GWh_Before Competition Groups_79 | Notched V belts for HVAC Systems | 0.01523% | 0 | 3.1531 | Commercial_2030_Technical_GWh_Before Competition Groups_Notched V belts for HVAC Systems
Commercial | Com ¦ ECM MOTORS FOR HVAC APPLICATION (FAN-POWERED VAV BOX) | 2030 | Technical | GWh | Before Competition Groups | 2.7246 | 0 | 0 | 20702.8919 | 0.0001316 | 80 | Commercial_2030_Technical_GWh_Before Competition Groups_80 | ECM MOTORS FOR HVAC APPLICATION (FAN-POWERED VAV BOX) | 0.01316% | 0 | 2.7246 | Commercial_2030_Technical_GWh_Before Competition Groups_ECM MOTORS FOR HVAC APPLICATION (FAN-POWERED VAV BOX)
Commercial | Com ¦ Heat Pump Water Heater (50 Gallons) | 2030 | Technical | GWh | Before Competition Groups | 2.6693 | 0 | 0 | 20702.8919 | 0.00012893 | 81 | Commercial_2030_Technical_GWh_Before Competition Groups_81 | Heat Pump Water Heater (50 Gallons) | 0.01289% | 0 | 2.6693 | Commercial_2030_Technical_GWh_Before Competition Groups_Heat Pump Water Heater (50 Gallons)
Commercial | Com ¦ Thermostat Setback | 2030 | Technical | GWh | Before Competition Groups | 2.4864 | 0 | 0 | 20702.8919 | 0.0001201 | 82 | Commercial_2030_Technical_GWh_Before Competition Groups_82 | Thermostat Setback | 0.01201% | 0 | 2.4864 | Commercial_2030_Technical_GWh_Before Competition Groups_Thermostat Setback
Commercial | Com ¦ Room AC (w/ louvered sides) 14 SEER from 12 SEER code | 2030 | Technical | GWh | Before Competition Groups | 2.342 | 0 | 0 | 20702.8919 | 0.00011313 | 83 | Commercial_2030_Technical_GWh_Before Competition Groups_83 | Room AC (w/ louvered sides) 14 SEER from 12 SEER code | 0.01131% | 0 | 2.342 | Commercial_2030_Technical_GWh_Before Competition Groups_Room AC (w/ louvered sides) 14 SEER from 12 SEER code
Commercial | Com ¦ Wall Insulation | 2030 | Technical | GWh | Before Competition Groups | 2.2429 | 0 | 0 | 20702.8919 | 0.00010834 | 84 | Commercial_2030_Technical_GWh_Before Competition Groups_84 | Wall Insulation | 0.01083% | 0 | 2.2429 | Commercial_2030_Technical_GWh_Before Competition Groups_Wall Insulation
Commercial | Com ¦ Solar Preheat Make up Air | 2030 | Technical | GWh | Before Competition Groups | 2.2149 | 0 | 0 | 20702.8919 | 0.00010699 | 85 | Commercial_2030_Technical_GWh_Before Competition Groups_85 | Solar Preheat Make up Air | 0.0107% | 0 | 2.2149 | Commercial_2030_Technical_GWh_Before Competition Groups_Solar Preheat Make up Air
Commercial | Com ¦ PTAC (12 EER/10,000 BTU) | 2030 | Technical | GWh | Before Competition Groups | 2.0483 | 0 | 0 | 20702.8919 | 9.8936e-05 | 86 | Commercial_2030_Technical_GWh_Before Competition Groups_86 | PTAC (12 EER/10,000 BTU) | 0.009894% | 0 | 2.0483 | Commercial_2030_Technical_GWh_Before Competition Groups_PTAC (12 EER/10,000 BTU)
Commercial | Com ¦ Commercial Hot Food Holding Cabinets | 2030 | Technical | GWh | Before Competition Groups | 1.8795 | 0 | 0 | 20702.8919 | 9.0787e-05 | 87 | Commercial_2030_Technical_GWh_Before Competition Groups_87 | Commercial Hot Food Holding Cabinets | 0.009079% | 0 | 1.8795 | Commercial_2030_Technical_GWh_Before Competition Groups_Commercial Hot Food Holding Cabinets
Commercial | Com ¦ CEE Tier 2/Energy Star Clothes Washers | 2030 | Technical | GWh | Before Competition Groups | 1.3843 | 0 | 0 | 20702.8919 | 6.6864e-05 | 88 | Commercial_2030_Technical_GWh_Before Competition Groups_88 | CEE Tier 2/Energy Star Clothes Washers | 0.006686% | 0 | 1.3843 | Commercial_2030_Technical_GWh_Before Competition Groups_CEE Tier 2/Energy Star Clothes Washers
Commercial | Com ¦ Auto Off Time Switch or Time Clock control | 2030 | Technical | GWh | Before Competition Groups | 1.3406 | 0 | 0 | 20702.8919 | 6.4756e-05 | 89 | Commercial_2030_Technical_GWh_Before Competition Groups_89 | Auto Off Time Switch or Time Clock control | 0.006476% | 0 | 1.3406 | Commercial_2030_Technical_GWh_Before Competition Groups_Auto Off Time Switch or Time Clock control
Commercial | COM ¦ Ductless Mini-Split Heat Pumps | 2030 | Technical | GWh | Before Competition Groups | 1.2066 | 0 | 0 | 20702.8919 | 5.8283e-05 | 90 | Commercial_2030_Technical_GWh_Before Competition Groups_90 | Ductless Mini-Split Heat Pumps | 0.005828% | 0 | 1.2066 | Commercial_2030_Technical_GWh_Before Competition Groups_Ductless Mini-Split Heat Pumps
Commercial | Com ¦ Solar Electric Water Heater (50 Gallon) | 2030 | Technical | GWh | Before Competition Groups | 1.1373 | 0 | 0 | 20702.8919 | 5.4933e-05 | 91 | Commercial_2030_Technical_GWh_Before Competition Groups_91 | Solar Electric Water Heater (50 Gallon) | 0.005493% | 0 | 1.1373 | Commercial_2030_Technical_GWh_Before Competition Groups_Solar Electric Water Heater (50 Gallon)
Commercial | Com ¦ Low Flow Pre-Rinse Spray Nozzle | 2030 | Technical | GWh | Before Competition Groups | 0.83132 | 0 | 0 | 20702.8919 | 4.0155e-05 | 92 | Commercial_2030_Technical_GWh_Before Competition Groups_92 | Low Flow Pre-Rinse Spray Nozzle | 0.004015% | 0 | 0.83132 | Commercial_2030_Technical_GWh_Before Competition Groups_Low Flow Pre-Rinse Spray Nozzle
Commercial | Com ¦ HVAC Optimization | 2030 | Technical | GWh | Before Competition Groups | 0.78832 | 0 | 0 | 20702.8919 | 3.8078e-05 | 93 | Commercial_2030_Technical_GWh_Before Competition Groups_93 | HVAC Optimization | 0.003808% | 0 | 0.78832 | Commercial_2030_Technical_GWh_Before Competition Groups_HVAC Optimization
Commercial | Com ¦ High Efficiency Chiller (avg of water and air cooled) | 2030 | Technical | GWh | Before Competition Groups | 0.54683 | 0 | 0 | 20702.8919 | 2.6413e-05 | 94 | Commercial_2030_Technical_GWh_Before Competition Groups_94 | High Efficiency Chiller (avg of water and air cooled) | 0.002641% | 0 | 0.54683 | Commercial_2030_Technical_GWh_Before Competition Groups_High Efficiency Chiller (avg of water and air cooled)
Commercial | Com ¦ eCube | 2030 | Technical | GWh | Before Competition Groups | 0.20601 | 0 | 0 | 20702.8919 | 9.9509e-06 | 95 | Commercial_2030_Technical_GWh_Before Competition Groups_95 | eCube | 0.0009951% | 0 | 0.20601 | Commercial_2030_Technical_GWh_Before Competition Groups_eCube
Commercial | Com ¦ EC Plug Fan for Data Center (under cabinet) | 2030 | Technical | GWh | Before Competition Groups | 0.19592 | 0 | 0 | 20702.8919 | 9.4634e-06 | 96 | Commercial_2030_Technical_GWh_Before Competition Groups_96 | EC Plug Fan for Data Center (under cabinet) | 0.0009463% | 0 | 0.19592 | Commercial_2030_Technical_GWh_Before Competition Groups_EC Plug Fan for Data Center (under cabinet)
Commercial | Com ¦ Exterior Photocell | 2030 | Technical | GWh | Before Competition Groups | 0.064063 | 0 | 0 | 20702.8919 | 3.0944e-06 | 97 | Commercial_2030_Technical_GWh_Before Competition Groups_97 | Exterior Photocell | 0.0003094% | 0 | 0.064063 | Commercial_2030_Technical_GWh_Before Competition Groups_Exterior Photocell
Commercial | Com ¦ Air Curtains | 2030 | Technical | GWh | Before Competition Groups | 0.055982 | 0 | 0 | 20702.8919 | 2.7041e-06 | 98 | Commercial_2030_Technical_GWh_Before Competition Groups_98 | Air Curtains | 0.0002704% | 0 | 0.055982 | Commercial_2030_Technical_GWh_Before Competition Groups_Air Curtains
Commercial | Com ¦ VSD Air Compressor | 2030 | Technical | GWh | Before Competition Groups | 0.045163 | 0 | 0 | 20702.8919 | 2.1815e-06 | 99 | Commercial_2030_Technical_GWh_Before Competition Groups_99 | VSD Air Compressor | 0.0002181% | 0 | 0.045163 | Commercial_2030_Technical_GWh_Before Competition Groups_VSD Air Compressor
Commercial | Com ¦ High Efficiency Induction Cooking | 2030 | Technical | GWh | Before Competition Groups | 0.0081303 | 0 | 0 | 20702.8919 | 3.9271e-07 | 100 | Commercial_2030_Technical_GWh_Before Competition Groups_100 | High Efficiency Induction Cooking | 3.927e-05% | 0 | 0.0081303 | Commercial_2030_Technical_GWh_Before Competition Groups_High Efficiency Induction Cooking
Commercial | Com ¦ Electric Convection Combination Ovens | 2030 | Technical | GWh | Before Competition Groups | 0.0035249 | 0 | 0 | 20702.8919 | 1.7026e-07 | 101 | Commercial_2030_Technical_GWh_Before Competition Groups_101 | Electric Convection Combination Ovens | 1.703e-05% | 0 | 0.0035249 | Commercial_2030_Technical_GWh_Before Competition Groups_Electric Convection Combination Ovens
Commercial | Com ¦ Building Recommissioning, Operations and Maintenance (O&M) Improvements | 2031 | Economic | GWh | Before Competition Groups | 1996.7279 | 0 | 0 | 14049.4238 | 0.14212 | 1 | Commercial_2031_Economic_GWh_Before Competition Groups_1 | Building Recommissioning, Operations and Maintenance (O&M) Improvements | 14.21% | 0 | 1996.7279 | Commercial_2031_Economic_GWh_Before Competition Groups_Building Recommissioning, Operations and Maintenance (O&M) Improvements
Commercial | Com ¦ LED Low/High Bay | 2031 | Economic | GWh | Before Competition Groups | 1224.1562 | 0 | 0 | 14049.4238 | 0.087132 | 2 | Commercial_2031_Economic_GWh_Before Competition Groups_2 | LED Low/High Bay | 8.713% | 0 | 1224.1562 | Commercial_2031_Economic_GWh_Before Competition Groups_LED Low/High Bay
Commercial | Com ¦ LED Troffer/Surface/Suspended | 2031 | Economic | GWh | Before Competition Groups | 997.2203 | 0 | 0 | 14049.4238 | 0.070979 | 3 | Commercial_2031_Economic_GWh_Before Competition Groups_3 | LED Troffer/Surface/Suspended | 7.098% | 0 | 997.2203 | Commercial_2031_Economic_GWh_Before Competition Groups_LED Troffer/Surface/Suspended
Commercial | Com ¦ ENERGY STAR LED LAMPS (REFLECTOR LAMPs/MR16/PAR 16) | 2031 | Economic | GWh | Before Competition Groups | 930.1867 | 0 | 0 | 14049.4238 | 0.066208 | 4 | Commercial_2031_Economic_GWh_Before Competition Groups_4 | ENERGY STAR LED LAMPS (REFLECTOR LAMPs/MR16/PAR 16) | 6.621% | 0 | 930.1867 | Commercial_2031_Economic_GWh_Before Competition Groups_ENERGY STAR LED LAMPS (REFLECTOR LAMPs/MR16/PAR 16)
Commercial | Com ¦ Education and Capacity Building/Energy Behavior | 2031 | Economic | GWh | Before Competition Groups | 748.3431 | 0 | 0 | 14049.4238 | 0.053265 | 5 | Commercial_2031_Economic_GWh_Before Competition Groups_5 | Education and Capacity Building/Energy Behavior | 5.327% | 0 | 748.3431 | Commercial_2031_Economic_GWh_Before Competition Groups_Education and Capacity Building/Energy Behavior
Commercial | Com ¦ LED EXTERIOR AREA LIGHTS - LED fixture (200W) | 2031 | Economic | GWh | Before Competition Groups | 637.9786 | 0 | 0 | 14049.4238 | 0.04541 | 6 | Commercial_2031_Economic_GWh_Before Competition Groups_6 | LED EXTERIOR AREA LIGHTS - LED fixture (200W) | 4.541% | 0 | 637.9786 | Commercial_2031_Economic_GWh_Before Competition Groups_LED EXTERIOR AREA LIGHTS - LED fixture (200W)
Commercial | Com ¦ LED Replacement Lamp (Tube) | 2031 | Economic | GWh | Before Competition Groups | 619.7578 | 0 | 0 | 14049.4238 | 0.044113 | 7 | Commercial_2031_Economic_GWh_Before Competition Groups_7 | LED Replacement Lamp (Tube) | 4.411% | 0 | 619.7578 | Commercial_2031_Economic_GWh_Before Competition Groups_LED Replacement Lamp (Tube)
Commercial | Com ¦ LED parking lot fixture | 2031 | Economic | GWh | Before Competition Groups | 608.7075 | 0 | 0 | 14049.4238 | 0.043326 | 8 | Commercial_2031_Economic_GWh_Before Competition Groups_8 | LED parking lot fixture | 4.333% | 0 | 608.7075 | Commercial_2031_Economic_GWh_Before Competition Groups_LED parking lot fixture
Commercial | Com ¦ High Efficiency Air Source Heat Pump | 2031 | Economic | GWh | Before Competition Groups | 578.3117 | 0 | 0 | 14049.4238 | 0.041163 | 9 | Commercial_2031_Economic_GWh_Before Competition Groups_9 | High Efficiency Air Source Heat Pump | 4.116% | 0 | 578.3117 | Commercial_2031_Economic_GWh_Before Competition Groups_High Efficiency Air Source Heat Pump
Commercial | Com ¦ Furnace Tune-Up | 2031 | Economic | GWh | Before Competition Groups | 548.2888 | 0 | 0 | 14049.4238 | 0.039026 | 10 | Commercial_2031_Economic_GWh_Before Competition Groups_10 | Furnace Tune-Up | 3.903% | 0 | 548.2888 | Commercial_2031_Economic_GWh_Before Competition Groups_Furnace Tune-Up
Commercial | Com ¦ LED street light fixture | 2031 | Economic | GWh | Before Competition Groups | 385.0602 | 0 | 0 | 14049.4238 | 0.027408 | 11 | Commercial_2031_Economic_GWh_Before Competition Groups_11 | LED street light fixture | 2.741% | 0 | 385.0602 | Commercial_2031_Economic_GWh_Before Competition Groups_LED street light fixture
Commercial | Com ¦ Advanced BAS/Controllers | 2031 | Economic | GWh | Before Competition Groups | 328.9346 | 0 | 0 | 14049.4238 | 0.023413 | 12 | Commercial_2031_Economic_GWh_Before Competition Groups_12 | Advanced BAS/Controllers | 2.341% | 0 | 328.9346 | Commercial_2031_Economic_GWh_Before Competition Groups_Advanced BAS/Controllers
Commercial | Com ¦ LLLC - High Impact Application | 2031 | Economic | GWh | Before Competition Groups | 313.7724 | 0 | 0 | 14049.4238 | 0.022333 | 13 | Commercial_2031_Economic_GWh_Before Competition Groups_13 | LLLC - High Impact Application | 2.233% | 0 | 313.7724 | Commercial_2031_Economic_GWh_Before Competition Groups_LLLC - High Impact Application
Commercial | Com ¦ Data Center Storage/Server Virtualization | 2031 | Economic | GWh | Before Competition Groups | 304.6432 | 0 | 0 | 14049.4238 | 0.021684 | 14 | Commercial_2031_Economic_GWh_Before Competition Groups_14 | Data Center Storage/Server Virtualization | 2.168% | 0 | 304.6432 | Commercial_2031_Economic_GWh_Before Competition Groups_Data Center Storage/Server Virtualization
Commercial | Com ¦ Demand Control Ventilation | 2031 | Economic | GWh | Before Competition Groups | 302.2451 | 0 | 0 | 14049.4238 | 0.021513 | 15 | Commercial_2031_Economic_GWh_Before Competition Groups_15 | Demand Control Ventilation | 2.151% | 0 | 302.2451 | Commercial_2031_Economic_GWh_Before Competition Groups_Demand Control Ventilation
Commercial | Com ¦ Refrigerated Display Case Doors | 2031 | Economic | GWh | Before Competition Groups | 290.1957 | 0 | 0 | 14049.4238 | 0.020655 | 16 | Commercial_2031_Economic_GWh_Before Competition Groups_16 | Refrigerated Display Case Doors | 2.066% | 0 | 290.1957 | Commercial_2031_Economic_GWh_Before Competition Groups_Refrigerated Display Case Doors
Commercial | Com ¦ Reach-in Shaded Pole to ECM/PSC Evaporator Fan Motor | 2031 | Economic | GWh | Before Competition Groups | 290.0373 | 0 | 0 | 14049.4238 | 0.020644 | 17 | Commercial_2031_Economic_GWh_Before Competition Groups_17 | Reach-in Shaded Pole to ECM/PSC Evaporator Fan Motor | 2.064% | 0 | 290.0373 | Commercial_2031_Economic_GWh_Before Competition Groups_Reach-in Shaded Pole to ECM/PSC Evaporator Fan Motor
Commercial | Com ¦ LLLC - Low Impact Application | 2031 | Economic | GWh | Before Competition Groups | 281.7045 | 0 | 0 | 14049.4238 | 0.020051 | 18 | Commercial_2031_Economic_GWh_Before Competition Groups_18 | LLLC - Low Impact Application | 2.005% | 0 | 281.7045 | Commercial_2031_Economic_GWh_Before Competition Groups_LLLC - Low Impact Application
Commercial | Com ¦ Strip Curtains | 2031 | Economic | GWh | Before Competition Groups | 244.8758 | 0 | 0 | 14049.4238 | 0.01743 | 19 | Commercial_2031_Economic_GWh_Before Competition Groups_19 | Strip Curtains | 1.743% | 0 | 244.8758 | Commercial_2031_Economic_GWh_Before Competition Groups_Strip Curtains
Commercial | Com ¦ Centrally controlled desktop PC/NETWORK PC POWER MANAGEMENT SOFTWARE | 2031 | Economic | GWh | Before Competition Groups | 202.0091 | 0 | 0 | 14049.4238 | 0.014378 | 20 | Commercial_2031_Economic_GWh_Before Competition Groups_20 | Centrally controlled desktop PC/NETWORK PC POWER MANAGEMENT SOFTWARE | 1.438% | 0 | 202.0091 | Commercial_2031_Economic_GWh_Before Competition Groups_Centrally controlled desktop PC/NETWORK PC POWER MANAGEMENT SOFTWARE
Commercial | Com ¦ Variable Frequency Drive (VFD) | 2031 | Economic | GWh | Before Competition Groups | 181.7382 | 0 | 0 | 14049.4238 | 0.012936 | 21 | Commercial_2031_Economic_GWh_Before Competition Groups_21 | Variable Frequency Drive (VFD) | 1.294% | 0 | 181.7382 | Commercial_2031_Economic_GWh_Before Competition Groups_Variable Frequency Drive (VFD)
Commercial | Com ¦ LED or Equivalent Sign Lighting | 2031 | Economic | GWh | Before Competition Groups | 172.3246 | 0 | 0 | 14049.4238 | 0.012266 | 22 | Commercial_2031_Economic_GWh_Before Competition Groups_22 | LED or Equivalent Sign Lighting | 1.227% | 0 | 172.3246 | Commercial_2031_Economic_GWh_Before Competition Groups_LED or Equivalent Sign Lighting
Commercial | Com ¦ Unitary Air-Conditioning Unit | 2031 | Economic | GWh | Before Competition Groups | 171.7364 | 0 | 0 | 14049.4238 | 0.012224 | 23 | Commercial_2031_Economic_GWh_Before Competition Groups_23 | Unitary Air-Conditioning Unit | 1.222% | 0 | 171.7364 | Commercial_2031_Economic_GWh_Before Competition Groups_Unitary Air-Conditioning Unit
Commercial | Com ¦ VFD on Pumps | 2031 | Economic | GWh | Before Competition Groups | 170.0853 | 0 | 0 | 14049.4238 | 0.012106 | 24 | Commercial_2031_Economic_GWh_Before Competition Groups_24 | VFD on Pumps | 1.211% | 0 | 170.0853 | Commercial_2031_Economic_GWh_Before Competition Groups_VFD on Pumps
Commercial | Com ¦ Adaptive Thermostats | 2031 | Economic | GWh | Before Competition Groups | 145.3888 | 0 | 0 | 14049.4238 | 0.010348 | 25 | Commercial_2031_Economic_GWh_Before Competition Groups_25 | Adaptive Thermostats | 1.035% | 0 | 145.3888 | Commercial_2031_Economic_GWh_Before Competition Groups_Adaptive Thermostats
Commercial | Com ¦ Air Handler with Dedicated Outdoor Air Systems | 2031 | Economic | GWh | Before Competition Groups | 138.7094 | 0 | 0 | 14049.4238 | 0.009873 | 26 | Commercial_2031_Economic_GWh_Before Competition Groups_26 | Air Handler with Dedicated Outdoor Air Systems | 0.9873% | 0 | 138.7094 | Commercial_2031_Economic_GWh_Before Competition Groups_Air Handler with Dedicated Outdoor Air Systems
Commercial | Com ¦ ENERGY STAR LED LAMPS (General Service Lamps) | 2031 | Economic | GWh | Before Competition Groups | 120.6491 | 0 | 0 | 14049.4238 | 0.0085875 | 27 | Commercial_2031_Economic_GWh_Before Competition Groups_27 | ENERGY STAR LED LAMPS (General Service Lamps) | 0.8587% | 0 | 120.6491 | Commercial_2031_Economic_GWh_Before Competition Groups_ENERGY STAR LED LAMPS (General Service Lamps)
Commercial | Com ¦ Demand Control Kitchen Ventilation | 2031 | Economic | GWh | Before Competition Groups | 98.5498 | 0 | 0 | 14049.4238 | 0.0070145 | 28 | Commercial_2031_Economic_GWh_Before Competition Groups_28 | Demand Control Kitchen Ventilation | 0.7015% | 0 | 98.5498 | Commercial_2031_Economic_GWh_Before Competition Groups_Demand Control Kitchen Ventilation
Commercial | Com ¦ ECM MOTORS FOR EVAPORATOR FANS for refrigeration (WALK-IN) | 2031 | Economic | GWh | Before Competition Groups | 86.0931 | 0 | 0 | 14049.4238 | 0.0061279 | 29 | Commercial_2031_Economic_GWh_Before Competition Groups_29 | ECM MOTORS FOR EVAPORATOR FANS for refrigeration (WALK-IN) | 0.6128% | 0 | 86.0931 | Commercial_2031_Economic_GWh_Before Competition Groups_ECM MOTORS FOR EVAPORATOR FANS for refrigeration (WALK-IN)
Commercial | Com ¦ Condensing Unit Heaters or other Efficient Unit Heating System | 2031 | Economic | GWh | Before Competition Groups | 82.5096 | 0 | 0 | 14049.4238 | 0.0058728 | 30 | Commercial_2031_Economic_GWh_Before Competition Groups_30 | Condensing Unit Heaters or other Efficient Unit Heating System | 0.5873% | 0 | 82.5096 | Commercial_2031_Economic_GWh_Before Competition Groups_Condensing Unit Heaters or other Efficient Unit Heating System
Commercial | Com ¦ Refrigerated Display Case LED | 2031 | Economic | GWh | Before Competition Groups | 82.0313 | 0 | 0 | 14049.4238 | 0.0058388 | 31 | Commercial_2031_Economic_GWh_Before Competition Groups_31 | Refrigerated Display Case LED | 0.5839% | 0 | 82.0313 | Commercial_2031_Economic_GWh_Before Competition Groups_Refrigerated Display Case LED
Commercial | Com ¦ Occupancy Sensors | 2031 | Economic | GWh | Before Competition Groups | 75.4506 | 0 | 0 | 14049.4238 | 0.0053704 | 32 | Commercial_2031_Economic_GWh_Before Competition Groups_32 | Occupancy Sensors | 0.537% | 0 | 75.4506 | Commercial_2031_Economic_GWh_Before Competition Groups_Occupancy Sensors
Commercial | Com ¦ Freezer Case Light Sensor | 2031 | Economic | GWh | Before Competition Groups | 70.9078 | 0 | 0 | 14049.4238 | 0.005047 | 33 | Commercial_2031_Economic_GWh_Before Competition Groups_33 | Freezer Case Light Sensor | 0.5047% | 0 | 70.9078 | Commercial_2031_Economic_GWh_Before Competition Groups_Freezer Case Light Sensor
Commercial | Com ¦ Evaporator Fan Controls | 2031 | Economic | GWh | Before Competition Groups | 69.1675 | 0 | 0 | 14049.4238 | 0.0049232 | 34 | Commercial_2031_Economic_GWh_Before Competition Groups_34 | Evaporator Fan Controls | 0.4923% | 0 | 69.1675 | Commercial_2031_Economic_GWh_Before Competition Groups_Evaporator Fan Controls
Commercial | Com ¦ Door Gasket Freezer/Refrigerator | 2031 | Economic | GWh | Before Competition Groups | 49.3697 | 0 | 0 | 14049.4238 | 0.003514 | 35 | Commercial_2031_Economic_GWh_Before Competition Groups_35 | Door Gasket Freezer/Refrigerator | 0.3514% | 0 | 49.3697 | Commercial_2031_Economic_GWh_Before Competition Groups_Door Gasket Freezer/Refrigerator
Commercial | Com ¦ Elec Storage WH 2.30 Et | 2031 | Economic | GWh | Before Competition Groups | 45.8523 | 0 | 0 | 14049.4238 | 0.0032636 | 36 | Commercial_2031_Economic_GWh_Before Competition Groups_36 | Elec Storage WH 2.30 Et | 0.3264% | 0 | 45.8523 | Commercial_2031_Economic_GWh_Before Competition Groups_Elec Storage WH 2.30 Et
Commercial | Com ¦ Chilled Water Optimization | 2031 | Economic | GWh | Before Competition Groups | 42.2329 | 0 | 0 | 14049.4238 | 0.003006 | 37 | Commercial_2031_Economic_GWh_Before Competition Groups_37 | Chilled Water Optimization | 0.3006% | 0 | 42.2329 | Commercial_2031_Economic_GWh_Before Competition Groups_Chilled Water Optimization
Commercial | Com ¦ BEVERAGE VENDING MACHINE CONTROLS | 2031 | Economic | GWh | Before Competition Groups | 41.1887 | 0 | 0 | 14049.4238 | 0.0029317 | 38 | Commercial_2031_Economic_GWh_Before Competition Groups_38 | BEVERAGE VENDING MACHINE CONTROLS | 0.2932% | 0 | 41.1887 | Commercial_2031_Economic_GWh_Before Competition Groups_BEVERAGE VENDING MACHINE CONTROLS
Commercial | Com ¦ ENERGY STAR Griddle (74% eff) | 2031 | Economic | GWh | Before Competition Groups | 39.3277 | 0 | 0 | 14049.4238 | 0.0027992 | 39 | Commercial_2031_Economic_GWh_Before Competition Groups_39 | ENERGY STAR Griddle (74% eff) | 0.2799% | 0 | 39.3277 | Commercial_2031_Economic_GWh_Before Competition Groups_ENERGY STAR Griddle (74% eff)
Commercial | Com ¦ Water Source Heat Pump (4 ton) | 2031 | Economic | GWh | Before Competition Groups | 31.3168 | 0 | 0 | 14049.4238 | 0.002229 | 40 | Commercial_2031_Economic_GWh_Before Competition Groups_40 | Water Source Heat Pump (4 ton) | 0.2229% | 0 | 31.3168 | Commercial_2031_Economic_GWh_Before Competition Groups_Water Source Heat Pump (4 ton)
Commercial | Com ¦ Networked/Connected - Low Impact Application | 2031 | Economic | GWh | Before Competition Groups | 31.2128 | 0 | 0 | 14049.4238 | 0.0022216 | 41 | Commercial_2031_Economic_GWh_Before Competition Groups_41 | Networked/Connected - Low Impact Application | 0.2222% | 0 | 31.2128 | Commercial_2031_Economic_GWh_Before Competition Groups_Networked/Connected - Low Impact Application
Commercial | Com ¦ CO Sensors for parking garage exhaust fans | 2031 | Economic | GWh | Before Competition Groups | 29.4991 | 0 | 0 | 14049.4238 | 0.0020997 | 42 | Commercial_2031_Economic_GWh_Before Competition Groups_42 | CO Sensors for parking garage exhaust fans | 0.21% | 0 | 29.4991 | Commercial_2031_Economic_GWh_Before Competition Groups_CO Sensors for parking garage exhaust fans
Commercial | Com ¦ Temperature Adjustment in Commercial Freezers | 2031 | Economic | GWh | Before Competition Groups | 26.4488 | 0 | 0 | 14049.4238 | 0.0018826 | 43 | Commercial_2031_Economic_GWh_Before Competition Groups_43 | Temperature Adjustment in Commercial Freezers | 0.1883% | 0 | 26.4488 | Commercial_2031_Economic_GWh_Before Competition Groups_Temperature Adjustment in Commercial Freezers
Commercial | Com ¦ Networked/Connected - High Impact Application | 2031 | Economic | GWh | Before Competition Groups | 26.1447 | 0 | 0 | 14049.4238 | 0.0018609 | 44 | Commercial_2031_Economic_GWh_Before Competition Groups_44 | Networked/Connected - High Impact Application | 0.1861% | 0 | 26.1447 | Commercial_2031_Economic_GWh_Before Competition Groups_Networked/Connected - High Impact Application
Commercial | Com ¦ Energy Efficient Laboratory Fume Hood | 2031 | Economic | GWh | Before Competition Groups | 23.5567 | 0 | 0 | 14049.4238 | 0.0016767 | 45 | Commercial_2031_Economic_GWh_Before Competition Groups_45 | Energy Efficient Laboratory Fume Hood | 0.1677% | 0 | 23.5567 | Commercial_2031_Economic_GWh_Before Competition Groups_Energy Efficient Laboratory Fume Hood
Commercial | Com ¦ Vertical Night Covers | 2031 | Economic | GWh | Before Competition Groups | 20.5172 | 0 | 0 | 14049.4238 | 0.0014604 | 46 | Commercial_2031_Economic_GWh_Before Competition Groups_46 | Vertical Night Covers | 0.146% | 0 | 20.5172 | Commercial_2031_Economic_GWh_Before Competition Groups_Vertical Night Covers
Commercial | Com ¦ Duct Insulation, R8 | 2031 | Economic | GWh | Before Competition Groups | 18.2658 | 0 | 0 | 14049.4238 | 0.0013001 | 47 | Commercial_2031_Economic_GWh_Before Competition Groups_47 | Duct Insulation, R8 | 0.13% | 0 | 18.2658 | Commercial_2031_Economic_GWh_Before Competition Groups_Duct Insulation, R8
Commercial | Com ¦ Water Heating (DHW) Pipe Insulation (Add 3/4\ Foam)" | 2031 | Economic | GWh | Before Competition Groups | 17.6594 | 0 | 0 | 14049.4238 | 0.0012569 | 48 | Commercial_2031_Economic_GWh_Before Competition Groups_48 | Water Heating (DHW) Pipe Insulation (Add 3/4\ Foam)" | 0.1257% | 0 | 17.6594 | Commercial_2031_Economic_GWh_Before Competition Groups_Water Heating (DHW) Pipe Insulation (Add 3/4\ Foam)"
Commercial | Com ¦ Outside Air Economizer | 2031 | Economic | GWh | Before Competition Groups | 17.2336 | 0 | 0 | 14049.4238 | 0.0012266 | 49 | Commercial_2031_Economic_GWh_Before Competition Groups_49 | Outside Air Economizer | 0.1227% | 0 | 17.2336 | Commercial_2031_Economic_GWh_Before Competition Groups_Outside Air Economizer
Commercial | Com ¦ ENERGY STAR Fryer (84% eff) | 2031 | Economic | GWh | Before Competition Groups | 14.0374 | 0 | 0 | 14049.4238 | 0.00099915 | 50 | Commercial_2031_Economic_GWh_Before Competition Groups_50 | ENERGY STAR Fryer (84% eff) | 0.09991% | 0 | 14.0374 | Commercial_2031_Economic_GWh_Before Competition Groups_ENERGY STAR Fryer (84% eff)
Commercial | Com ¦ ENERGY STAR Dishwasher | 2031 | Economic | GWh | Before Competition Groups | 11.8046 | 0 | 0 | 14049.4238 | 0.00084022 | 51 | Commercial_2031_Economic_GWh_Before Competition Groups_51 | ENERGY STAR Dishwasher | 0.08402% | 0 | 11.8046 | Commercial_2031_Economic_GWh_Before Competition Groups_ENERGY STAR Dishwasher
Commercial | Com ¦ Suction Pipe Insulation Freezer/Refrigerator | 2031 | Economic | GWh | Before Competition Groups | 11.2135 | 0 | 0 | 14049.4238 | 0.00079814 | 52 | Commercial_2031_Economic_GWh_Before Competition Groups_52 | Suction Pipe Insulation Freezer/Refrigerator | 0.07981% | 0 | 11.2135 | Commercial_2031_Economic_GWh_Before Competition Groups_Suction Pipe Insulation Freezer/Refrigerator
Commercial | Com ¦ High Efficiency Small Instantaneous Water Heater | 2031 | Economic | GWh | Before Competition Groups | 7.2628 | 0 | 0 | 14049.4238 | 0.00051694 | 53 | Commercial_2031_Economic_GWh_Before Competition Groups_53 | High Efficiency Small Instantaneous Water Heater | 0.05169% | 0 | 7.2628 | Commercial_2031_Economic_GWh_Before Competition Groups_High Efficiency Small Instantaneous Water Heater
Commercial | Com ¦ ENERGY STAR Steam Cookers | 2031 | Economic | GWh | Before Competition Groups | 6.8792 | 0 | 0 | 14049.4238 | 0.00048964 | 54 | Commercial_2031_Economic_GWh_Before Competition Groups_54 | ENERGY STAR Steam Cookers | 0.04896% | 0 | 6.8792 | Commercial_2031_Economic_GWh_Before Competition Groups_ENERGY STAR Steam Cookers
Commercial | Com ¦ Condensing Make Up Air Unit | 2031 | Economic | GWh | Before Competition Groups | 6.7741 | 0 | 0 | 14049.4238 | 0.00048216 | 55 | Commercial_2031_Economic_GWh_Before Competition Groups_55 | Condensing Make Up Air Unit | 0.04822% | 0 | 6.7741 | Commercial_2031_Economic_GWh_Before Competition Groups_Condensing Make Up Air Unit
Commercial | Com ¦ Ozone Laundry Treatment | 2031 | Economic | GWh | Before Competition Groups | 6.42 | 0 | 0 | 14049.4238 | 0.00045696 | 56 | Commercial_2031_Economic_GWh_Before Competition Groups_56 | Ozone Laundry Treatment | 0.0457% | 0 | 6.42 | Commercial_2031_Economic_GWh_Before Competition Groups_Ozone Laundry Treatment
Commercial | Com ¦ Demand controlled Circulating Systems | 2031 | Economic | GWh | Before Competition Groups | 3.7842 | 0 | 0 | 14049.4238 | 0.00026935 | 57 | Commercial_2031_Economic_GWh_Before Competition Groups_57 | Demand controlled Circulating Systems | 0.02694% | 0 | 3.7842 | Commercial_2031_Economic_GWh_Before Competition Groups_Demand controlled Circulating Systems
Commercial | Com ¦ Solar Water Preheat (Pools/DHW) | 2031 | Economic | GWh | Before Competition Groups | 3.3504 | 0 | 0 | 14049.4238 | 0.00023847 | 58 | Commercial_2031_Economic_GWh_Before Competition Groups_58 | Solar Water Preheat (Pools/DHW) | 0.02385% | 0 | 3.3504 | Commercial_2031_Economic_GWh_Before Competition Groups_Solar Water Preheat (Pools/DHW)
Commercial | Com ¦ ECM MOTORS FOR HVAC APPLICATION (FAN-POWERED VAV BOX) | 2031 | Economic | GWh | Before Competition Groups | 2.7279 | 0 | 0 | 14049.4238 | 0.00019417 | 59 | Commercial_2031_Economic_GWh_Before Competition Groups_59 | ECM MOTORS FOR HVAC APPLICATION (FAN-POWERED VAV BOX) | 0.01942% | 0 | 2.7279 | Commercial_2031_Economic_GWh_Before Competition Groups_ECM MOTORS FOR HVAC APPLICATION (FAN-POWERED VAV BOX)
Commercial | Com ¦ Thermostat Setback | 2031 | Economic | GWh | Before Competition Groups | 2.5516 | 0 | 0 | 14049.4238 | 0.00018162 | 60 | Commercial_2031_Economic_GWh_Before Competition Groups_60 | Thermostat Setback | 0.01816% | 0 | 2.5516 | Commercial_2031_Economic_GWh_Before Competition Groups_Thermostat Setback
Commercial | Com ¦ Efficient compressor motor | 2031 | Economic | GWh | Before Competition Groups | 2.4592 | 0 | 0 | 14049.4238 | 0.00017504 | 61 | Commercial_2031_Economic_GWh_Before Competition Groups_61 | Efficient compressor motor | 0.0175% | 0 | 2.4592 | Commercial_2031_Economic_GWh_Before Competition Groups_Efficient compressor motor
Commercial | Com ¦ Notched V belts for HVAC Systems | 2031 | Economic | GWh | Before Competition Groups | 2.3758 | 0 | 0 | 14049.4238 | 0.0001691 | 62 | Commercial_2031_Economic_GWh_Before Competition Groups_62 | Notched V belts for HVAC Systems | 0.01691% | 0 | 2.3758 | Commercial_2031_Economic_GWh_Before Competition Groups_Notched V belts for HVAC Systems
Commercial | Com ¦ PTAC (12 EER/10,000 BTU) | 2031 | Economic | GWh | Before Competition Groups | 2.0692 | 0 | 0 | 14049.4238 | 0.00014728 | 63 | Commercial_2031_Economic_GWh_Before Competition Groups_63 | PTAC (12 EER/10,000 BTU) | 0.01473% | 0 | 2.0692 | Commercial_2031_Economic_GWh_Before Competition Groups_PTAC (12 EER/10,000 BTU)
Commercial | Com ¦ CEE Tier 2/Energy Star Clothes Washers | 2031 | Economic | GWh | Before Competition Groups | 1.4402 | 0 | 0 | 14049.4238 | 0.00010251 | 64 | Commercial_2031_Economic_GWh_Before Competition Groups_64 | CEE Tier 2/Energy Star Clothes Washers | 0.01025% | 0 | 1.4402 | Commercial_2031_Economic_GWh_Before Competition Groups_CEE Tier 2/Energy Star Clothes Washers
Commercial | Com ¦ Auto Off Time Switch or Time Clock control | 2031 | Economic | GWh | Before Competition Groups | 1.3518 | 0 | 0 | 14049.4238 | 9.6214e-05 | 65 | Commercial_2031_Economic_GWh_Before Competition Groups_65 | Auto Off Time Switch or Time Clock control | 0.009621% | 0 | 1.3518 | Commercial_2031_Economic_GWh_Before Competition Groups_Auto Off Time Switch or Time Clock control
Commercial | COM ¦ Ductless Mini-Split Heat Pumps | 2031 | Economic | GWh | Before Competition Groups | 1.2796 | 0 | 0 | 14049.4238 | 9.1081e-05 | 66 | Commercial_2031_Economic_GWh_Before Competition Groups_66 | Ductless Mini-Split Heat Pumps | 0.009108% | 0 | 1.2796 | Commercial_2031_Economic_GWh_Before Competition Groups_Ductless Mini-Split Heat Pumps
Commercial | Com ¦ Low Flow Pre-Rinse Spray Nozzle | 2031 | Economic | GWh | Before Competition Groups | 0.84359 | 0 | 0 | 14049.4238 | 6.0045e-05 | 67 | Commercial_2031_Economic_GWh_Before Competition Groups_67 | Low Flow Pre-Rinse Spray Nozzle | 0.006004% | 0 | 0.84359 | Commercial_2031_Economic_GWh_Before Competition Groups_Low Flow Pre-Rinse Spray Nozzle
Commercial | Com ¦ Commercial Hot Food Holding Cabinets | 2031 | Economic | GWh | Before Competition Groups | 0.5945 | 0 | 0 | 14049.4238 | 4.2315e-05 | 68 | Commercial_2031_Economic_GWh_Before Competition Groups_68 | Commercial Hot Food Holding Cabinets | 0.004231% | 0 | 0.5945 | Commercial_2031_Economic_GWh_Before Competition Groups_Commercial Hot Food Holding Cabinets
Commercial | Com ¦ Energy Recovery Ventilation and Ventilation (Enhanced) | 2031 | Economic | GWh | Before Competition Groups | 0.49434 | 0 | 0 | 14049.4238 | 3.5186e-05 | 69 | Commercial_2031_Economic_GWh_Before Competition Groups_69 | Energy Recovery Ventilation and Ventilation (Enhanced) | 0.003519% | 0 | 0.49434 | Commercial_2031_Economic_GWh_Before Competition Groups_Energy Recovery Ventilation and Ventilation (Enhanced)
Commercial | Com ¦ HVAC Optimization | 2031 | Economic | GWh | Before Competition Groups | 0.45235 | 0 | 0 | 14049.4238 | 3.2197e-05 | 70 | Commercial_2031_Economic_GWh_Before Competition Groups_70 | HVAC Optimization | 0.00322% | 0 | 0.45235 | Commercial_2031_Economic_GWh_Before Competition Groups_HVAC Optimization
Commercial | Com ¦ LED RECESSED DOWNLIGHTS | 2031 | Economic | GWh | Before Competition Groups | 0.38796 | 0 | 0 | 14049.4238 | 2.7614e-05 | 71 | Commercial_2031_Economic_GWh_Before Competition Groups_71 | LED RECESSED DOWNLIGHTS | 0.002761% | 0 | 0.38796 | Commercial_2031_Economic_GWh_Before Competition Groups_LED RECESSED DOWNLIGHTS
Commercial | Com ¦ Wall Insulation | 2031 | Economic | GWh | Before Competition Groups | 0.16779 | 0 | 0 | 14049.4238 | 1.1943e-05 | 72 | Commercial_2031_Economic_GWh_Before Competition Groups_72 | Wall Insulation | 0.001194% | 0 | 0.16779 | Commercial_2031_Economic_GWh_Before Competition Groups_Wall Insulation
Commercial | Com ¦ Room AC (w/ louvered sides) 14 SEER from 12 SEER code | 2031 | Economic | GWh | Before Competition Groups | 0.13595 | 0 | 0 | 14049.4238 | 9.6769e-06 | 73 | Commercial_2031_Economic_GWh_Before Competition Groups_73 | Room AC (w/ louvered sides) 14 SEER from 12 SEER code | 0.0009677% | 0 | 0.13595 | Commercial_2031_Economic_GWh_Before Competition Groups_Room AC (w/ louvered sides) 14 SEER from 12 SEER code
Commercial | Com ¦ EC Plug Fan for Data Center (under cabinet) | 2031 | Economic | GWh | Before Competition Groups | 0.071224 | 0 | 0 | 14049.4238 | 5.0696e-06 | 74 | Commercial_2031_Economic_GWh_Before Competition Groups_74 | EC Plug Fan for Data Center (under cabinet) | 0.000507% | 0 | 0.071224 | Commercial_2031_Economic_GWh_Before Competition Groups_EC Plug Fan for Data Center (under cabinet)
Commercial | Com ¦ High Efficiency Chiller (avg of water and air cooled) | 2031 | Economic | GWh | Before Competition Groups | 0.062372 | 0 | 0 | 14049.4238 | 4.4394e-06 | 75 | Commercial_2031_Economic_GWh_Before Competition Groups_75 | High Efficiency Chiller (avg of water and air cooled) | 0.0004439% | 0 | 0.062372 | Commercial_2031_Economic_GWh_Before Competition Groups_High Efficiency Chiller (avg of water and air cooled)
Commercial | Com ¦ Air Curtains | 2031 | Economic | GWh | Before Competition Groups | 0.056797 | 0 | 0 | 14049.4238 | 4.0426e-06 | 76 | Commercial_2031_Economic_GWh_Before Competition Groups_76 | Air Curtains | 0.0004043% | 0 | 0.056797 | Commercial_2031_Economic_GWh_Before Competition Groups_Air Curtains
Commercial | Com ¦ VSD Air Compressor | 2031 | Economic | GWh | Before Competition Groups | 0.047705 | 0 | 0 | 14049.4238 | 3.3955e-06 | 77 | Commercial_2031_Economic_GWh_Before Competition Groups_77 | VSD Air Compressor | 0.0003395% | 0 | 0.047705 | Commercial_2031_Economic_GWh_Before Competition Groups_VSD Air Compressor
Commercial | Com ¦ Electric Convection Combination Ovens | 2031 | Economic | GWh | Before Competition Groups | 0.0037251 | 0 | 0 | 14049.4238 | 2.6514e-07 | 78 | Commercial_2031_Economic_GWh_Before Competition Groups_78 | Electric Convection Combination Ovens | 2.651e-05% | 0 | 0.0037251 | Commercial_2031_Economic_GWh_Before Competition Groups_Electric Convection Combination Ovens
Commercial | Com ¦ Indoor Daylight Sensors/Photocell Dimming Control | 2031 | Economic | GWh | Before Competition Groups | 0 | 0 | 0 | 14049.4238 | 0 | 79 | Commercial_2031_Economic_GWh_Before Competition Groups_79 | Indoor Daylight Sensors/Photocell Dimming Control | 0% | 0 | 0 | Commercial_2031_Economic_GWh_Before Competition Groups_Indoor Daylight Sensors/Photocell Dimming Control
Commercial | Com ¦ Variable Refrigerant Flow Heat Pump | 2031 | Economic | GWh | Before Competition Groups | 0 | 0 | 0 | 14049.4238 | 0 | 80 | Commercial_2031_Economic_GWh_Before Competition Groups_80 | Variable Refrigerant Flow Heat Pump | 0% | 0 | 0 | Commercial_2031_Economic_GWh_Before Competition Groups_Variable Refrigerant Flow Heat Pump
Commercial | Com ¦ ENERGY STAR LED LAMPS (REFLECTOR LAMPs/MR16/PAR 16) | 2031 | SC A | GWh | Before Competition Groups | 889.5909 | 0 | 0 | 7778.6637 | 0.11436 | 1 | Commercial_2031_SC A_GWh_Before Competition Groups_1 | ENERGY STAR LED LAMPS (REFLECTOR LAMPs/MR16/PAR 16) | 11.44% | 0 | 889.5909 | Commercial_2031_SC A_GWh_Before Competition Groups_ENERGY STAR LED LAMPS (REFLECTOR LAMPs/MR16/PAR 16)
Commercial | Com ¦ LED Low/High Bay | 2031 | SC A | GWh | Before Competition Groups | 887.7901 | 0 | 0 | 7778.6637 | 0.11413 | 2 | Commercial_2031_SC A_GWh_Before Competition Groups_2 | LED Low/High Bay | 11.41% | 0 | 887.7901 | Commercial_2031_SC A_GWh_Before Competition Groups_LED Low/High Bay
Commercial | Com ¦ LED Troffer/Surface/Suspended | 2031 | SC A | GWh | Before Competition Groups | 863.8947 | 0 | 0 | 7778.6637 | 0.11106 | 3 | Commercial_2031_SC A_GWh_Before Competition Groups_3 | LED Troffer/Surface/Suspended | 11.11% | 0 | 863.8947 | Commercial_2031_SC A_GWh_Before Competition Groups_LED Troffer/Surface/Suspended
Commercial | Com ¦ LED EXTERIOR AREA LIGHTS - LED fixture (200W) | 2031 | SC A | GWh | Before Competition Groups | 578.8521 | 0 | 0 | 7778.6637 | 0.074415 | 4 | Commercial_2031_SC A_GWh_Before Competition Groups_4 | LED EXTERIOR AREA LIGHTS - LED fixture (200W) | 7.442% | 0 | 578.8521 | Commercial_2031_SC A_GWh_Before Competition Groups_LED EXTERIOR AREA LIGHTS - LED fixture (200W)
Commercial | Com ¦ LED parking lot fixture | 2031 | SC A | GWh | Before Competition Groups | 555.8999 | 0 | 0 | 7778.6637 | 0.071465 | 5 | Commercial_2031_SC A_GWh_Before Competition Groups_5 | LED parking lot fixture | 7.146% | 0 | 555.8999 | Commercial_2031_SC A_GWh_Before Competition Groups_LED parking lot fixture
Commercial | Com ¦ LED Replacement Lamp (Tube) | 2031 | SC A | GWh | Before Competition Groups | 514.3306 | 0 | 0 | 7778.6637 | 0.066121 | 6 | Commercial_2031_SC A_GWh_Before Competition Groups_6 | LED Replacement Lamp (Tube) | 6.612% | 0 | 514.3306 | Commercial_2031_SC A_GWh_Before Competition Groups_LED Replacement Lamp (Tube)
Commercial | Com ¦ Building Recommissioning, Operations and Maintenance (O&M) Improvements | 2031 | SC A | GWh | Before Competition Groups | 449.722 | 0 | 0 | 7778.6637 | 0.057815 | 7 | Commercial_2031_SC A_GWh_Before Competition Groups_7 | Building Recommissioning, Operations and Maintenance (O&M) Improvements | 5.781% | 0 | 449.722 | Commercial_2031_SC A_GWh_Before Competition Groups_Building Recommissioning, Operations and Maintenance (O&M) Improvements
Commercial | Com ¦ LED street light fixture | 2031 | SC A | GWh | Before Competition Groups | 344.0544 | 0 | 0 | 7778.6637 | 0.044231 | 8 | Commercial_2031_SC A_GWh_Before Competition Groups_8 | LED street light fixture | 4.423% | 0 | 344.0544 | Commercial_2031_SC A_GWh_Before Competition Groups_LED street light fixture
Commercial | Com ¦ Furnace Tune-Up | 2031 | SC A | GWh | Before Competition Groups | 296.3803 | 0 | 0 | 7778.6637 | 0.038102 | 9 | Commercial_2031_SC A_GWh_Before Competition Groups_9 | Furnace Tune-Up | 3.81% | 0 | 296.3803 | Commercial_2031_SC A_GWh_Before Competition Groups_Furnace Tune-Up
Commercial | Com ¦ High Efficiency Air Source Heat Pump | 2031 | SC A | GWh | Before Competition Groups | 210.7176 | 0 | 0 | 7778.6637 | 0.027089 | 10 | Commercial_2031_SC A_GWh_Before Competition Groups_10 | High Efficiency Air Source Heat Pump | 2.709% | 0 | 210.7176 | Commercial_2031_SC A_GWh_Before Competition Groups_High Efficiency Air Source Heat Pump
Commercial | Com ¦ Data Center Storage/Server Virtualization | 2031 | SC A | GWh | Before Competition Groups | 206.1007 | 0 | 0 | 7778.6637 | 0.026496 | 11 | Commercial_2031_SC A_GWh_Before Competition Groups_11 | Data Center Storage/Server Virtualization | 2.65% | 0 | 206.1007 | Commercial_2031_SC A_GWh_Before Competition Groups_Data Center Storage/Server Virtualization
Commercial | Com ¦ Reach-in Shaded Pole to ECM/PSC Evaporator Fan Motor | 2031 | SC A | GWh | Before Competition Groups | 203.4957 | 0 | 0 | 7778.6637 | 0.026161 | 12 | Commercial_2031_SC A_GWh_Before Competition Groups_12 | Reach-in Shaded Pole to ECM/PSC Evaporator Fan Motor | 2.616% | 0 | 203.4957 | Commercial_2031_SC A_GWh_Before Competition Groups_Reach-in Shaded Pole to ECM/PSC Evaporator Fan Motor
Commercial | Com ¦ Refrigerated Display Case Doors | 2031 | SC A | GWh | Before Competition Groups | 144.3478 | 0 | 0 | 7778.6637 | 0.018557 | 13 | Commercial_2031_SC A_GWh_Before Competition Groups_13 | Refrigerated Display Case Doors | 1.856% | 0 | 144.3478 | Commercial_2031_SC A_GWh_Before Competition Groups_Refrigerated Display Case Doors
Commercial | Com ¦ Strip Curtains | 2031 | SC A | GWh | Before Competition Groups | 141.2312 | 0 | 0 | 7778.6637 | 0.018156 | 14 | Commercial_2031_SC A_GWh_Before Competition Groups_14 | Strip Curtains | 1.816% | 0 | 141.2312 | Commercial_2031_SC A_GWh_Before Competition Groups_Strip Curtains
Commercial | Com ¦ Education and Capacity Building/Energy Behavior | 2031 | SC A | GWh | Before Competition Groups | 123.218 | 0 | 0 | 7778.6637 | 0.015841 | 15 | Commercial_2031_SC A_GWh_Before Competition Groups_15 | Education and Capacity Building/Energy Behavior | 1.584% | 0 | 123.218 | Commercial_2031_SC A_GWh_Before Competition Groups_Education and Capacity Building/Energy Behavior
Commercial | Com ¦ LED or Equivalent Sign Lighting | 2031 | SC A | GWh | Before Competition Groups | 113.4405 | 0 | 0 | 7778.6637 | 0.014584 | 16 | Commercial_2031_SC A_GWh_Before Competition Groups_16 | LED or Equivalent Sign Lighting | 1.458% | 0 | 113.4405 | Commercial_2031_SC A_GWh_Before Competition Groups_LED or Equivalent Sign Lighting
Commercial | Com ¦ ENERGY STAR LED LAMPS (General Service Lamps) | 2031 | SC A | GWh | Before Competition Groups | 108.038 | 0 | 0 | 7778.6637 | 0.013889 | 17 | Commercial_2031_SC A_GWh_Before Competition Groups_17 | ENERGY STAR LED LAMPS (General Service Lamps) | 1.389% | 0 | 108.038 | Commercial_2031_SC A_GWh_Before Competition Groups_ENERGY STAR LED LAMPS (General Service Lamps)
Commercial | Com ¦ Centrally controlled desktop PC/NETWORK PC POWER MANAGEMENT SOFTWARE | 2031 | SC A | GWh | Before Competition Groups | 106.0167 | 0 | 0 | 7778.6637 | 0.013629 | 18 | Commercial_2031_SC A_GWh_Before Competition Groups_18 | Centrally controlled desktop PC/NETWORK PC POWER MANAGEMENT SOFTWARE | 1.363% | 0 | 106.0167 | Commercial_2031_SC A_GWh_Before Competition Groups_Centrally controlled desktop PC/NETWORK PC POWER MANAGEMENT SOFTWARE
Commercial | Com ¦ Advanced BAS/Controllers | 2031 | SC A | GWh | Before Competition Groups | 101.9059 | 0 | 0 | 7778.6637 | 0.013101 | 19 | Commercial_2031_SC A_GWh_Before Competition Groups_19 | Advanced BAS/Controllers | 1.31% | 0 | 101.9059 | Commercial_2031_SC A_GWh_Before Competition Groups_Advanced BAS/Controllers
Commercial | Com ¦ Demand Control Ventilation | 2031 | SC A | GWh | Before Competition Groups | 99.8011 | 0 | 0 | 7778.6637 | 0.01283 | 20 | Commercial_2031_SC A_GWh_Before Competition Groups_20 | Demand Control Ventilation | 1.283% | 0 | 99.8011 | Commercial_2031_SC A_GWh_Before Competition Groups_Demand Control Ventilation
Commercial | Com ¦ Variable Frequency Drive (VFD) | 2031 | SC A | GWh | Before Competition Groups | 98.7435 | 0 | 0 | 7778.6637 | 0.012694 | 21 | Commercial_2031_SC A_GWh_Before Competition Groups_21 | Variable Frequency Drive (VFD) | 1.269% | 0 | 98.7435 | Commercial_2031_SC A_GWh_Before Competition Groups_Variable Frequency Drive (VFD)
Commercial | Com ¦ VFD on Pumps | 2031 | SC A | GWh | Before Competition Groups | 91.697 | 0 | 0 | 7778.6637 | 0.011788 | 22 | Commercial_2031_SC A_GWh_Before Competition Groups_22 | VFD on Pumps | 1.179% | 0 | 91.697 | Commercial_2031_SC A_GWh_Before Competition Groups_VFD on Pumps
Commercial | Com ¦ Adaptive Thermostats | 2031 | SC A | GWh | Before Competition Groups | 69.7455 | 0 | 0 | 7778.6637 | 0.0089663 | 23 | Commercial_2031_SC A_GWh_Before Competition Groups_23 | Adaptive Thermostats | 0.8966% | 0 | 69.7455 | Commercial_2031_SC A_GWh_Before Competition Groups_Adaptive Thermostats
Commercial | Com ¦ ECM MOTORS FOR EVAPORATOR FANS for refrigeration (WALK-IN) | 2031 | SC A | GWh | Before Competition Groups | 46.0505 | 0 | 0 | 7778.6637 | 0.0059201 | 24 | Commercial_2031_SC A_GWh_Before Competition Groups_24 | ECM MOTORS FOR EVAPORATOR FANS for refrigeration (WALK-IN) | 0.592% | 0 | 46.0505 | Commercial_2031_SC A_GWh_Before Competition Groups_ECM MOTORS FOR EVAPORATOR FANS for refrigeration (WALK-IN)
Commercial | Com ¦ Condensing Unit Heaters or other Efficient Unit Heating System | 2031 | SC A | GWh | Before Competition Groups | 44.5677 | 0 | 0 | 7778.6637 | 0.0057295 | 25 | Commercial_2031_SC A_GWh_Before Competition Groups_25 | Condensing Unit Heaters or other Efficient Unit Heating System | 0.5729% | 0 | 44.5677 | Commercial_2031_SC A_GWh_Before Competition Groups_Condensing Unit Heaters or other Efficient Unit Heating System
Commercial | Com ¦ Air Handler with Dedicated Outdoor Air Systems | 2031 | SC A | GWh | Before Competition Groups | 43.9911 | 0 | 0 | 7778.6637 | 0.0056554 | 26 | Commercial_2031_SC A_GWh_Before Competition Groups_26 | Air Handler with Dedicated Outdoor Air Systems | 0.5655% | 0 | 43.9911 | Commercial_2031_SC A_GWh_Before Competition Groups_Air Handler with Dedicated Outdoor Air Systems
Commercial | Com ¦ Demand Control Kitchen Ventilation | 2031 | SC A | GWh | Before Competition Groups | 41.9208 | 0 | 0 | 7778.6637 | 0.0053892 | 27 | Commercial_2031_SC A_GWh_Before Competition Groups_27 | Demand Control Kitchen Ventilation | 0.5389% | 0 | 41.9208 | Commercial_2031_SC A_GWh_Before Competition Groups_Demand Control Kitchen Ventilation
Commercial | Com ¦ Door Gasket Freezer/Refrigerator | 2031 | SC A | GWh | Before Competition Groups | 41.7196 | 0 | 0 | 7778.6637 | 0.0053633 | 28 | Commercial_2031_SC A_GWh_Before Competition Groups_28 | Door Gasket Freezer/Refrigerator | 0.5363% | 0 | 41.7196 | Commercial_2031_SC A_GWh_Before Competition Groups_Door Gasket Freezer/Refrigerator
Commercial | Com ¦ Evaporator Fan Controls | 2031 | SC A | GWh | Before Competition Groups | 36.8727 | 0 | 0 | 7778.6637 | 0.0047402 | 29 | Commercial_2031_SC A_GWh_Before Competition Groups_29 | Evaporator Fan Controls | 0.474% | 0 | 36.8727 | Commercial_2031_SC A_GWh_Before Competition Groups_Evaporator Fan Controls
Commercial | Com ¦ Refrigerated Display Case LED | 2031 | SC A | GWh | Before Competition Groups | 35.0545 | 0 | 0 | 7778.6637 | 0.0045065 | 30 | Commercial_2031_SC A_GWh_Before Competition Groups_30 | Refrigerated Display Case LED | 0.4506% | 0 | 35.0545 | Commercial_2031_SC A_GWh_Before Competition Groups_Refrigerated Display Case LED
Commercial | Com ¦ Freezer Case Light Sensor | 2031 | SC A | GWh | Before Competition Groups | 30.758 | 0 | 0 | 7778.6637 | 0.0039542 | 31 | Commercial_2031_SC A_GWh_Before Competition Groups_31 | Freezer Case Light Sensor | 0.3954% | 0 | 30.758 | Commercial_2031_SC A_GWh_Before Competition Groups_Freezer Case Light Sensor
Commercial | Com ¦ Unitary Air-Conditioning Unit | 2031 | SC A | GWh | Before Competition Groups | 30.4298 | 0 | 0 | 7778.6637 | 0.003912 | 32 | Commercial_2031_SC A_GWh_Before Competition Groups_32 | Unitary Air-Conditioning Unit | 0.3912% | 0 | 30.4298 | Commercial_2031_SC A_GWh_Before Competition Groups_Unitary Air-Conditioning Unit
Commercial | Com ¦ ENERGY STAR Griddle (74% eff) | 2031 | SC A | GWh | Before Competition Groups | 25.4572 | 0 | 0 | 7778.6637 | 0.0032727 | 33 | Commercial_2031_SC A_GWh_Before Competition Groups_33 | ENERGY STAR Griddle (74% eff) | 0.3273% | 0 | 25.4572 | Commercial_2031_SC A_GWh_Before Competition Groups_ENERGY STAR Griddle (74% eff)
Commercial | Com ¦ Occupancy Sensors | 2031 | SC A | GWh | Before Competition Groups | 24.9729 | 0 | 0 | 7778.6637 | 0.0032104 | 34 | Commercial_2031_SC A_GWh_Before Competition Groups_34 | Occupancy Sensors | 0.321% | 0 | 24.9729 | Commercial_2031_SC A_GWh_Before Competition Groups_Occupancy Sensors
Commercial | Com ¦ Chilled Water Optimization | 2031 | SC A | GWh | Before Competition Groups | 18.3336 | 0 | 0 | 7778.6637 | 0.0023569 | 35 | Commercial_2031_SC A_GWh_Before Competition Groups_35 | Chilled Water Optimization | 0.2357% | 0 | 18.3336 | Commercial_2031_SC A_GWh_Before Competition Groups_Chilled Water Optimization
Commercial | Com ¦ BEVERAGE VENDING MACHINE CONTROLS | 2031 | SC A | GWh | Before Competition Groups | 16.0082 | 0 | 0 | 7778.6637 | 0.002058 | 36 | Commercial_2031_SC A_GWh_Before Competition Groups_36 | BEVERAGE VENDING MACHINE CONTROLS | 0.2058% | 0 | 16.0082 | Commercial_2031_SC A_GWh_Before Competition Groups_BEVERAGE VENDING MACHINE CONTROLS
Commercial | Com ¦ Elec Storage WH 2.30 Et | 2031 | SC A | GWh | Before Competition Groups | 15.8201 | 0 | 0 | 7778.6637 | 0.0020338 | 37 | Commercial_2031_SC A_GWh_Before Competition Groups_37 | Elec Storage WH 2.30 Et | 0.2034% | 0 | 15.8201 | Commercial_2031_SC A_GWh_Before Competition Groups_Elec Storage WH 2.30 Et
Commercial | Com ¦ Temperature Adjustment in Commercial Freezers | 2031 | SC A | GWh | Before Competition Groups | 14.115 | 0 | 0 | 7778.6637 | 0.0018146 | 38 | Commercial_2031_SC A_GWh_Before Competition Groups_38 | Temperature Adjustment in Commercial Freezers | 0.1815% | 0 | 14.115 | Commercial_2031_SC A_GWh_Before Competition Groups_Temperature Adjustment in Commercial Freezers
Commercial | Com ¦ CO Sensors for parking garage exhaust fans | 2031 | SC A | GWh | Before Competition Groups | 12.2143 | 0 | 0 | 7778.6637 | 0.0015702 | 39 | Commercial_2031_SC A_GWh_Before Competition Groups_39 | CO Sensors for parking garage exhaust fans | 0.157% | 0 | 12.2143 | Commercial_2031_SC A_GWh_Before Competition Groups_CO Sensors for parking garage exhaust fans
Commercial | Com ¦ Energy Efficient Laboratory Fume Hood | 2031 | SC A | GWh | Before Competition Groups | 11.4425 | 0 | 0 | 7778.6637 | 0.001471 | 40 | Commercial_2031_SC A_GWh_Before Competition Groups_40 | Energy Efficient Laboratory Fume Hood | 0.1471% | 0 | 11.4425 | Commercial_2031_SC A_GWh_Before Competition Groups_Energy Efficient Laboratory Fume Hood
Commercial | Com ¦ Vertical Night Covers | 2031 | SC A | GWh | Before Competition Groups | 10.7017 | 0 | 0 | 7778.6637 | 0.0013758 | 41 | Commercial_2031_SC A_GWh_Before Competition Groups_41 | Vertical Night Covers | 0.1376% | 0 | 10.7017 | Commercial_2031_SC A_GWh_Before Competition Groups_Vertical Night Covers
Commercial | Com ¦ Outside Air Economizer | 2031 | SC A | GWh | Before Competition Groups | 10.2263 | 0 | 0 | 7778.6637 | 0.0013147 | 42 | Commercial_2031_SC A_GWh_Before Competition Groups_42 | Outside Air Economizer | 0.1315% | 0 | 10.2263 | Commercial_2031_SC A_GWh_Before Competition Groups_Outside Air Economizer
Commercial | Com ¦ Duct Insulation, R8 | 2031 | SC A | GWh | Before Competition Groups | 9.7196 | 0 | 0 | 7778.6637 | 0.0012495 | 43 | Commercial_2031_SC A_GWh_Before Competition Groups_43 | Duct Insulation, R8 | 0.125% | 0 | 9.7196 | Commercial_2031_SC A_GWh_Before Competition Groups_Duct Insulation, R8
Commercial | Com ¦ Water Heating (DHW) Pipe Insulation (Add 3/4\ Foam)" | 2031 | SC A | GWh | Before Competition Groups | 9.4681 | 0 | 0 | 7778.6637 | 0.0012172 | 44 | Commercial_2031_SC A_GWh_Before Competition Groups_44 | Water Heating (DHW) Pipe Insulation (Add 3/4\ Foam)" | 0.1217% | 0 | 9.4681 | Commercial_2031_SC A_GWh_Before Competition Groups_Water Heating (DHW) Pipe Insulation (Add 3/4\ Foam)"
Commercial | Com ¦ ENERGY STAR Fryer (84% eff) | 2031 | SC A | GWh | Before Competition Groups | 9.3018 | 0 | 0 | 7778.6637 | 0.0011958 | 45 | Commercial_2031_SC A_GWh_Before Competition Groups_45 | ENERGY STAR Fryer (84% eff) | 0.1196% | 0 | 9.3018 | Commercial_2031_SC A_GWh_Before Competition Groups_ENERGY STAR Fryer (84% eff)
Commercial | Com ¦ Water Source Heat Pump (4 ton) | 2031 | SC A | GWh | Before Competition Groups | 8.975 | 0 | 0 | 7778.6637 | 0.0011538 | 46 | Commercial_2031_SC A_GWh_Before Competition Groups_46 | Water Source Heat Pump (4 ton) | 0.1154% | 0 | 8.975 | Commercial_2031_SC A_GWh_Before Competition Groups_Water Source Heat Pump (4 ton)
Commercial | Com ¦ Suction Pipe Insulation Freezer/Refrigerator | 2031 | SC A | GWh | Before Competition Groups | 5.7883 | 0 | 0 | 7778.6637 | 0.00074412 | 47 | Commercial_2031_SC A_GWh_Before Competition Groups_47 | Suction Pipe Insulation Freezer/Refrigerator | 0.07441% | 0 | 5.7883 | Commercial_2031_SC A_GWh_Before Competition Groups_Suction Pipe Insulation Freezer/Refrigerator
Commercial | Com ¦ ENERGY STAR Dishwasher | 2031 | SC A | GWh | Before Competition Groups | 4.6191 | 0 | 0 | 7778.6637 | 0.00059382 | 48 | Commercial_2031_SC A_GWh_Before Competition Groups_48 | ENERGY STAR Dishwasher | 0.05938% | 0 | 4.6191 | Commercial_2031_SC A_GWh_Before Competition Groups_ENERGY STAR Dishwasher
Commercial | Com ¦ ENERGY STAR Steam Cookers | 2031 | SC A | GWh | Before Competition Groups | 4.4471 | 0 | 0 | 7778.6637 | 0.0005717 | 49 | Commercial_2031_SC A_GWh_Before Competition Groups_49 | ENERGY STAR Steam Cookers | 0.05717% | 0 | 4.4471 | Commercial_2031_SC A_GWh_Before Competition Groups_ENERGY STAR Steam Cookers
Commercial | Com ¦ Condensing Make Up Air Unit | 2031 | SC A | GWh | Before Competition Groups | 2.6967 | 0 | 0 | 7778.6637 | 0.00034668 | 50 | Commercial_2031_SC A_GWh_Before Competition Groups_50 | Condensing Make Up Air Unit | 0.03467% | 0 | 2.6967 | Commercial_2031_SC A_GWh_Before Competition Groups_Condensing Make Up Air Unit
Commercial | Com ¦ Ozone Laundry Treatment | 2031 | SC A | GWh | Before Competition Groups | 2.4285 | 0 | 0 | 7778.6637 | 0.0003122 | 51 | Commercial_2031_SC A_GWh_Before Competition Groups_51 | Ozone Laundry Treatment | 0.03122% | 0 | 2.4285 | Commercial_2031_SC A_GWh_Before Competition Groups_Ozone Laundry Treatment
Commercial | Com ¦ Thermostat Setback | 2031 | SC A | GWh | Before Competition Groups | 2.242 | 0 | 0 | 7778.6637 | 0.00028822 | 52 | Commercial_2031_SC A_GWh_Before Competition Groups_52 | Thermostat Setback | 0.02882% | 0 | 2.242 | Commercial_2031_SC A_GWh_Before Competition Groups_Thermostat Setback
Commercial | Com ¦ Demand controlled Circulating Systems | 2031 | SC A | GWh | Before Competition Groups | 1.9358 | 0 | 0 | 7778.6637 | 0.00024886 | 53 | Commercial_2031_SC A_GWh_Before Competition Groups_53 | Demand controlled Circulating Systems | 0.02489% | 0 | 1.9358 | Commercial_2031_SC A_GWh_Before Competition Groups_Demand controlled Circulating Systems
Commercial | Com ¦ ECM MOTORS FOR HVAC APPLICATION (FAN-POWERED VAV BOX) | 2031 | SC A | GWh | Before Competition Groups | 1.4465 | 0 | 0 | 7778.6637 | 0.00018596 | 54 | Commercial_2031_SC A_GWh_Before Competition Groups_54 | ECM MOTORS FOR HVAC APPLICATION (FAN-POWERED VAV BOX) | 0.0186% | 0 | 1.4465 | Commercial_2031_SC A_GWh_Before Competition Groups_ECM MOTORS FOR HVAC APPLICATION (FAN-POWERED VAV BOX)
Commercial | Com ¦ CEE Tier 2/Energy Star Clothes Washers | 2031 | SC A | GWh | Before Competition Groups | 0.92629 | 0 | 0 | 7778.6637 | 0.00011908 | 55 | Commercial_2031_SC A_GWh_Before Competition Groups_55 | CEE Tier 2/Energy Star Clothes Washers | 0.01191% | 0 | 0.92629 | Commercial_2031_SC A_GWh_Before Competition Groups_CEE Tier 2/Energy Star Clothes Washers
Commercial | Com ¦ Notched V belts for HVAC Systems | 2031 | SC A | GWh | Before Competition Groups | 0.74997 | 0 | 0 | 7778.6637 | 9.6414e-05 | 56 | Commercial_2031_SC A_GWh_Before Competition Groups_56 | Notched V belts for HVAC Systems | 0.009641% | 0 | 0.74997 | Commercial_2031_SC A_GWh_Before Competition Groups_Notched V belts for HVAC Systems
Commercial | Com ¦ Solar Water Preheat (Pools/DHW) | 2031 | SC A | GWh | Before Competition Groups | 0.72135 | 0 | 0 | 7778.6637 | 9.2734e-05 | 57 | Commercial_2031_SC A_GWh_Before Competition Groups_57 | Solar Water Preheat (Pools/DHW) | 0.009273% | 0 | 0.72135 | Commercial_2031_SC A_GWh_Before Competition Groups_Solar Water Preheat (Pools/DHW)
Commercial | Com ¦ Auto Off Time Switch or Time Clock control | 2031 | SC A | GWh | Before Competition Groups | 0.59821 | 0 | 0 | 7778.6637 | 7.6905e-05 | 58 | Commercial_2031_SC A_GWh_Before Competition Groups_58 | Auto Off Time Switch or Time Clock control | 0.00769% | 0 | 0.59821 | Commercial_2031_SC A_GWh_Before Competition Groups_Auto Off Time Switch or Time Clock control
Commercial | COM ¦ Ductless Mini-Split Heat Pumps | 2031 | SC A | GWh | Before Competition Groups | 0.56894 | 0 | 0 | 7778.6637 | 7.3141e-05 | 59 | Commercial_2031_SC A_GWh_Before Competition Groups_59 | Ductless Mini-Split Heat Pumps | 0.007314% | 0 | 0.56894 | Commercial_2031_SC A_GWh_Before Competition Groups_Ductless Mini-Split Heat Pumps
Commercial | Com ¦ Low Flow Pre-Rinse Spray Nozzle | 2031 | SC A | GWh | Before Competition Groups | 0.4775 | 0 | 0 | 7778.6637 | 6.1386e-05 | 60 | Commercial_2031_SC A_GWh_Before Competition Groups_60 | Low Flow Pre-Rinse Spray Nozzle | 0.006139% | 0 | 0.4775 | Commercial_2031_SC A_GWh_Before Competition Groups_Low Flow Pre-Rinse Spray Nozzle
Commercial | Com ¦ PTAC (12 EER/10,000 BTU) | 2031 | SC A | GWh | Before Competition Groups | 0.44205 | 0 | 0 | 7778.6637 | 5.6829e-05 | 61 | Commercial_2031_SC A_GWh_Before Competition Groups_61 | PTAC (12 EER/10,000 BTU) | 0.005683% | 0 | 0.44205 | Commercial_2031_SC A_GWh_Before Competition Groups_PTAC (12 EER/10,000 BTU)
Commercial | Com ¦ HVAC Optimization | 2031 | SC A | GWh | Before Competition Groups | 0.30638 | 0 | 0 | 7778.6637 | 3.9387e-05 | 62 | Commercial_2031_SC A_GWh_Before Competition Groups_62 | HVAC Optimization | 0.003939% | 0 | 0.30638 | Commercial_2031_SC A_GWh_Before Competition Groups_HVAC Optimization
Commercial | Com ¦ Commercial Hot Food Holding Cabinets | 2031 | SC A | GWh | Before Competition Groups | 0.25296 | 0 | 0 | 7778.6637 | 3.252e-05 | 63 | Commercial_2031_SC A_GWh_Before Competition Groups_63 | Commercial Hot Food Holding Cabinets | 0.003252% | 0 | 0.25296 | Commercial_2031_SC A_GWh_Before Competition Groups_Commercial Hot Food Holding Cabinets
Commercial | Com ¦ LED RECESSED DOWNLIGHTS | 2031 | SC A | GWh | Before Competition Groups | 0.25136 | 0 | 0 | 7778.6637 | 3.2314e-05 | 64 | Commercial_2031_SC A_GWh_Before Competition Groups_64 | LED RECESSED DOWNLIGHTS | 0.003231% | 0 | 0.25136 | Commercial_2031_SC A_GWh_Before Competition Groups_LED RECESSED DOWNLIGHTS
Commercial | Com ¦ High Efficiency Small Instantaneous Water Heater | 2031 | SC A | GWh | Before Competition Groups | 0.14737 | 0 | 0 | 7778.6637 | 1.8946e-05 | 65 | Commercial_2031_SC A_GWh_Before Competition Groups_65 | High Efficiency Small Instantaneous Water Heater | 0.001895% | 0 | 0.14737 | Commercial_2031_SC A_GWh_Before Competition Groups_High Efficiency Small Instantaneous Water Heater
Commercial | Com ¦ Air Curtains | 2031 | SC A | GWh | Before Competition Groups | 0.14674 | 0 | 0 | 7778.6637 | 1.8864e-05 | 66 | Commercial_2031_SC A_GWh_Before Competition Groups_66 | Air Curtains | 0.001886% | 0 | 0.14674 | Commercial_2031_SC A_GWh_Before Competition Groups_Air Curtains
Commercial | Com ¦ Wall Insulation | 2031 | SC A | GWh | Before Competition Groups | 0.087516 | 0 | 0 | 7778.6637 | 1.1251e-05 | 67 | Commercial_2031_SC A_GWh_Before Competition Groups_67 | Wall Insulation | 0.001125% | 0 | 0.087516 | Commercial_2031_SC A_GWh_Before Competition Groups_Wall Insulation
Commercial | Com ¦ Energy Recovery Ventilation and Ventilation (Enhanced) | 2031 | SC A | GWh | Before Competition Groups | 0.067829 | 0 | 0 | 7778.6637 | 8.7199e-06 | 68 | Commercial_2031_SC A_GWh_Before Competition Groups_68 | Energy Recovery Ventilation and Ventilation (Enhanced) | 0.000872% | 0 | 0.067829 | Commercial_2031_SC A_GWh_Before Competition Groups_Energy Recovery Ventilation and Ventilation (Enhanced)
Commercial | Com ¦ Efficient compressor motor | 2031 | SC A | GWh | Before Competition Groups | 0.048768 | 0 | 0 | 7778.6637 | 6.2695e-06 | 69 | Commercial_2031_SC A_GWh_Before Competition Groups_69 | Efficient compressor motor | 0.0006269% | 0 | 0.048768 | Commercial_2031_SC A_GWh_Before Competition Groups_Efficient compressor motor
Commercial | Com ¦ VSD Air Compressor | 2031 | SC A | GWh | Before Competition Groups | 0.028106 | 0 | 0 | 7778.6637 | 3.6132e-06 | 70 | Commercial_2031_SC A_GWh_Before Competition Groups_70 | VSD Air Compressor | 0.0003613% | 0 | 0.028106 | Commercial_2031_SC A_GWh_Before Competition Groups_VSD Air Compressor
Commercial | Com ¦ LLLC - Low Impact Application | 2031 | SC A | GWh | Before Competition Groups | 0.024479 | 0 | 0 | 7778.6637 | 3.147e-06 | 71 | Commercial_2031_SC A_GWh_Before Competition Groups_71 | LLLC - Low Impact Application | 0.0003147% | 0 | 0.024479 | Commercial_2031_SC A_GWh_Before Competition Groups_LLLC - Low Impact Application
Commercial | Com ¦ Room AC (w/ louvered sides) 14 SEER from 12 SEER code | 2031 | SC A | GWh | Before Competition Groups | 0.024308 | 0 | 0 | 7778.6637 | 3.125e-06 | 72 | Commercial_2031_SC A_GWh_Before Competition Groups_72 | Room AC (w/ louvered sides) 14 SEER from 12 SEER code | 0.0003125% | 0 | 0.024308 | Commercial_2031_SC A_GWh_Before Competition Groups_Room AC (w/ louvered sides) 14 SEER from 12 SEER code
Commercial | Com ¦ LLLC - High Impact Application | 2031 | SC A | GWh | Before Competition Groups | 0.022963 | 0 | 0 | 7778.6637 | 2.952e-06 | 73 | Commercial_2031_SC A_GWh_Before Competition Groups_73 | LLLC - High Impact Application | 0.0002952% | 0 | 0.022963 | Commercial_2031_SC A_GWh_Before Competition Groups_LLLC - High Impact Application
Commercial | Com ¦ EC Plug Fan for Data Center (under cabinet) | 2031 | SC A | GWh | Before Competition Groups | 0.022548 | 0 | 0 | 7778.6637 | 2.8987e-06 | 74 | Commercial_2031_SC A_GWh_Before Competition Groups_74 | EC Plug Fan for Data Center (under cabinet) | 0.0002899% | 0 | 0.022548 | Commercial_2031_SC A_GWh_Before Competition Groups_EC Plug Fan for Data Center (under cabinet)
Commercial | Com ¦ High Efficiency Chiller (avg of water and air cooled) | 2031 | SC A | GWh | Before Competition Groups | 0.0050875 | 0 | 0 | 7778.6637 | 6.5403e-07 | 75 | Commercial_2031_SC A_GWh_Before Competition Groups_75 | High Efficiency Chiller (avg of water and air cooled) | 6.54e-05% | 0 | 0.0050875 | Commercial_2031_SC A_GWh_Before Competition Groups_High Efficiency Chiller (avg of water and air cooled)
Commercial | Com ¦ Electric Convection Combination Ovens | 2031 | SC A | GWh | Before Competition Groups | 0.0027608 | 0 | 0 | 7778.6637 | 3.5492e-07 | 76 | Commercial_2031_SC A_GWh_Before Competition Groups_76 | Electric Convection Combination Ovens | 3.549e-05% | 0 | 0.0027608 | Commercial_2031_SC A_GWh_Before Competition Groups_Electric Convection Combination Ovens
Commercial | Com ¦ Networked/Connected - High Impact Application | 2031 | SC A | GWh | Before Competition Groups | 0.00054829 | 0 | 0 | 7778.6637 | 7.0487e-08 | 77 | Commercial_2031_SC A_GWh_Before Competition Groups_77 | Networked/Connected - High Impact Application | 7.049e-06% | 0 | 0.00054829 | Commercial_2031_SC A_GWh_Before Competition Groups_Networked/Connected - High Impact Application
Commercial | Com ¦ Networked/Connected - Low Impact Application | 2031 | SC A | GWh | Before Competition Groups | 2.519e-05 | 0 | 0 | 7778.6637 | 3.2383e-09 | 78 | Commercial_2031_SC A_GWh_Before Competition Groups_78 | Networked/Connected - Low Impact Application | 3.238e-07% | 0 | 2.519e-05 | Commercial_2031_SC A_GWh_Before Competition Groups_Networked/Connected - Low Impact Application
Commercial | Com ¦ Indoor Daylight Sensors/Photocell Dimming Control | 2031 | SC A | GWh | Before Competition Groups | 0 | 0 | 0 | 7778.6637 | 0 | 79 | Commercial_2031_SC A_GWh_Before Competition Groups_79 | Indoor Daylight Sensors/Photocell Dimming Control | 0% | 0 | 0 | Commercial_2031_SC A_GWh_Before Competition Groups_Indoor Daylight Sensors/Photocell Dimming Control
Commercial | Com ¦ Variable Refrigerant Flow Heat Pump | 2031 | SC A | GWh | Before Competition Groups | 0 | 0 | 0 | 7778.6637 | 0 | 80 | Commercial_2031_SC A_GWh_Before Competition Groups_80 | Variable Refrigerant Flow Heat Pump | 0% | 0 | 0 | Commercial_2031_SC A_GWh_Before Competition Groups_Variable Refrigerant Flow Heat Pump
Commercial | Com ¦ LED Low/High Bay | 2031 | SC B | GWh | Before Competition Groups | 983.8618 | 0 | 0 | 10361.2164 | 0.094956 | 1 | Commercial_2031_SC B_GWh_Before Competition Groups_1 | LED Low/High Bay | 9.496% | 0 | 983.8618 | Commercial_2031_SC B_GWh_Before Competition Groups_LED Low/High Bay
Commercial | Com ¦ Building Recommissioning, Operations and Maintenance (O&M) Improvements | 2031 | SC B | GWh | Before Competition Groups | 899.2277 | 0 | 0 | 10361.2164 | 0.086788 | 2 | Commercial_2031_SC B_GWh_Before Competition Groups_2 | Building Recommissioning, Operations and Maintenance (O&M) Improvements | 8.679% | 0 | 899.2277 | Commercial_2031_SC B_GWh_Before Competition Groups_Building Recommissioning, Operations and Maintenance (O&M) Improvements
Commercial | Com ¦ LED Troffer/Surface/Suspended | 2031 | SC B | GWh | Before Competition Groups | 895.8483 | 0 | 0 | 10361.2164 | 0.086462 | 3 | Commercial_2031_SC B_GWh_Before Competition Groups_3 | LED Troffer/Surface/Suspended | 8.646% | 0 | 895.8483 | Commercial_2031_SC B_GWh_Before Competition Groups_LED Troffer/Surface/Suspended
Commercial | Com ¦ ENERGY STAR LED LAMPS (REFLECTOR LAMPs/MR16/PAR 16) | 2031 | SC B | GWh | Before Competition Groups | 889.5909 | 0 | 0 | 10361.2164 | 0.085858 | 4 | Commercial_2031_SC B_GWh_Before Competition Groups_4 | ENERGY STAR LED LAMPS (REFLECTOR LAMPs/MR16/PAR 16) | 8.586% | 0 | 889.5909 | Commercial_2031_SC B_GWh_Before Competition Groups_ENERGY STAR LED LAMPS (REFLECTOR LAMPs/MR16/PAR 16)
Commercial | Com ¦ Education and Capacity Building/Energy Behavior | 2031 | SC B | GWh | Before Competition Groups | 616.0898 | 0 | 0 | 10361.2164 | 0.059461 | 5 | Commercial_2031_SC B_GWh_Before Competition Groups_5 | Education and Capacity Building/Energy Behavior | 5.946% | 0 | 616.0898 | Commercial_2031_SC B_GWh_Before Competition Groups_Education and Capacity Building/Energy Behavior
Commercial | Com ¦ LED EXTERIOR AREA LIGHTS - LED fixture (200W) | 2031 | SC B | GWh | Before Competition Groups | 579.7634 | 0 | 0 | 10361.2164 | 0.055955 | 6 | Commercial_2031_SC B_GWh_Before Competition Groups_6 | LED EXTERIOR AREA LIGHTS - LED fixture (200W) | 5.596% | 0 | 579.7634 | Commercial_2031_SC B_GWh_Before Competition Groups_LED EXTERIOR AREA LIGHTS - LED fixture (200W)
Commercial | Com ¦ LED parking lot fixture | 2031 | SC B | GWh | Before Competition Groups | 555.8999 | 0 | 0 | 10361.2164 | 0.053652 | 7 | Commercial_2031_SC B_GWh_Before Competition Groups_7 | LED parking lot fixture | 5.365% | 0 | 555.8999 | Commercial_2031_SC B_GWh_Before Competition Groups_LED parking lot fixture
Commercial | Com ¦ Furnace Tune-Up | 2031 | SC B | GWh | Before Competition Groups | 545.4076 | 0 | 0 | 10361.2164 | 0.052639 | 8 | Commercial_2031_SC B_GWh_Before Competition Groups_8 | Furnace Tune-Up | 5.264% | 0 | 545.4076 | Commercial_2031_SC B_GWh_Before Competition Groups_Furnace Tune-Up
Commercial | Com ¦ LED Replacement Lamp (Tube) | 2031 | SC B | GWh | Before Competition Groups | 514.3306 | 0 | 0 | 10361.2164 | 0.04964 | 9 | Commercial_2031_SC B_GWh_Before Competition Groups_9 | LED Replacement Lamp (Tube) | 4.964% | 0 | 514.3306 | Commercial_2031_SC B_GWh_Before Competition Groups_LED Replacement Lamp (Tube)
Commercial | Com ¦ LED street light fixture | 2031 | SC B | GWh | Before Competition Groups | 347.7274 | 0 | 0 | 10361.2164 | 0.03356 | 10 | Commercial_2031_SC B_GWh_Before Competition Groups_10 | LED street light fixture | 3.356% | 0 | 347.7274 | Commercial_2031_SC B_GWh_Before Competition Groups_LED street light fixture
Commercial | Com ¦ Data Center Storage/Server Virtualization | 2031 | SC B | GWh | Before Competition Groups | 233.4095 | 0 | 0 | 10361.2164 | 0.022527 | 11 | Commercial_2031_SC B_GWh_Before Competition Groups_11 | Data Center Storage/Server Virtualization | 2.253% | 0 | 233.4095 | Commercial_2031_SC B_GWh_Before Competition Groups_Data Center Storage/Server Virtualization
Commercial | Com ¦ Refrigerated Display Case Doors | 2031 | SC B | GWh | Before Competition Groups | 230.3087 | 0 | 0 | 10361.2164 | 0.022228 | 12 | Commercial_2031_SC B_GWh_Before Competition Groups_12 | Refrigerated Display Case Doors | 2.223% | 0 | 230.3087 | Commercial_2031_SC B_GWh_Before Competition Groups_Refrigerated Display Case Doors
Commercial | Com ¦ Demand Control Ventilation | 2031 | SC B | GWh | Before Competition Groups | 228.8107 | 0 | 0 | 10361.2164 | 0.022083 | 13 | Commercial_2031_SC B_GWh_Before Competition Groups_13 | Demand Control Ventilation | 2.208% | 0 | 228.8107 | Commercial_2031_SC B_GWh_Before Competition Groups_Demand Control Ventilation
Commercial | Com ¦ Strip Curtains | 2031 | SC B | GWh | Before Competition Groups | 221.5651 | 0 | 0 | 10361.2164 | 0.021384 | 14 | Commercial_2031_SC B_GWh_Before Competition Groups_14 | Strip Curtains | 2.138% | 0 | 221.5651 | Commercial_2031_SC B_GWh_Before Competition Groups_Strip Curtains
Commercial | Com ¦ Reach-in Shaded Pole to ECM/PSC Evaporator Fan Motor | 2031 | SC B | GWh | Before Competition Groups | 219.9462 | 0 | 0 | 10361.2164 | 0.021228 | 15 | Commercial_2031_SC B_GWh_Before Competition Groups_15 | Reach-in Shaded Pole to ECM/PSC Evaporator Fan Motor | 2.123% | 0 | 219.9462 | Commercial_2031_SC B_GWh_Before Competition Groups_Reach-in Shaded Pole to ECM/PSC Evaporator Fan Motor
Commercial | Com ¦ High Efficiency Air Source Heat Pump | 2031 | SC B | GWh | Before Competition Groups | 210.7171 | 0 | 0 | 10361.2164 | 0.020337 | 16 | Commercial_2031_SC B_GWh_Before Competition Groups_16 | High Efficiency Air Source Heat Pump | 2.034% | 0 | 210.7171 | Commercial_2031_SC B_GWh_Before Competition Groups_High Efficiency Air Source Heat Pump
Commercial | Com ¦ Variable Frequency Drive (VFD) | 2031 | SC B | GWh | Before Competition Groups | 181.1507 | 0 | 0 | 10361.2164 | 0.017484 | 17 | Commercial_2031_SC B_GWh_Before Competition Groups_17 | Variable Frequency Drive (VFD) | 1.748% | 0 | 181.1507 | Commercial_2031_SC B_GWh_Before Competition Groups_Variable Frequency Drive (VFD)
Commercial | Com ¦ Advanced BAS/Controllers | 2031 | SC B | GWh | Before Competition Groups | 172.9176 | 0 | 0 | 10361.2164 | 0.016689 | 18 | Commercial_2031_SC B_GWh_Before Competition Groups_18 | Advanced BAS/Controllers | 1.669% | 0 | 172.9176 | Commercial_2031_SC B_GWh_Before Competition Groups_Advanced BAS/Controllers
Commercial | Com ¦ VFD on Pumps | 2031 | SC B | GWh | Before Competition Groups | 169.3886 | 0 | 0 | 10361.2164 | 0.016348 | 19 | Commercial_2031_SC B_GWh_Before Competition Groups_19 | VFD on Pumps | 1.635% | 0 | 169.3886 | Commercial_2031_SC B_GWh_Before Competition Groups_VFD on Pumps
Commercial | Com ¦ Centrally controlled desktop PC/NETWORK PC POWER MANAGEMENT SOFTWARE | 2031 | SC B | GWh | Before Competition Groups | 162.7072 | 0 | 0 | 10361.2164 | 0.015703 | 20 | Commercial_2031_SC B_GWh_Before Competition Groups_20 | Centrally controlled desktop PC/NETWORK PC POWER MANAGEMENT SOFTWARE | 1.57% | 0 | 162.7072 | Commercial_2031_SC B_GWh_Before Competition Groups_Centrally controlled desktop PC/NETWORK PC POWER MANAGEMENT SOFTWARE
Commercial | Com ¦ LED or Equivalent Sign Lighting | 2031 | SC B | GWh | Before Competition Groups | 155.5205 | 0 | 0 | 10361.2164 | 0.01501 | 21 | Commercial_2031_SC B_GWh_Before Competition Groups_21 | LED or Equivalent Sign Lighting | 1.501% | 0 | 155.5205 | Commercial_2031_SC B_GWh_Before Competition Groups_LED or Equivalent Sign Lighting
Commercial | Com ¦ Air Handler with Dedicated Outdoor Air Systems | 2031 | SC B | GWh | Before Competition Groups | 137.4925 | 0 | 0 | 10361.2164 | 0.01327 | 22 | Commercial_2031_SC B_GWh_Before Competition Groups_22 | Air Handler with Dedicated Outdoor Air Systems | 1.327% | 0 | 137.4925 | Commercial_2031_SC B_GWh_Before Competition Groups_Air Handler with Dedicated Outdoor Air Systems
Commercial | Com ¦ Adaptive Thermostats | 2031 | SC B | GWh | Before Competition Groups | 127.5084 | 0 | 0 | 10361.2164 | 0.012306 | 23 | Commercial_2031_SC B_GWh_Before Competition Groups_23 | Adaptive Thermostats | 1.231% | 0 | 127.5084 | Commercial_2031_SC B_GWh_Before Competition Groups_Adaptive Thermostats
Commercial | Com ¦ ENERGY STAR LED LAMPS (General Service Lamps) | 2031 | SC B | GWh | Before Competition Groups | 108.038 | 0 | 0 | 10361.2164 | 0.010427 | 24 | Commercial_2031_SC B_GWh_Before Competition Groups_24 | ENERGY STAR LED LAMPS (General Service Lamps) | 1.043% | 0 | 108.038 | Commercial_2031_SC B_GWh_Before Competition Groups_ENERGY STAR LED LAMPS (General Service Lamps)
Commercial | Com ¦ Unitary Air-Conditioning Unit | 2031 | SC B | GWh | Before Competition Groups | 95.2408 | 0 | 0 | 10361.2164 | 0.009192 | 25 | Commercial_2031_SC B_GWh_Before Competition Groups_25 | Unitary Air-Conditioning Unit | 0.9192% | 0 | 95.2408 | Commercial_2031_SC B_GWh_Before Competition Groups_Unitary Air-Conditioning Unit
Commercial | Com ¦ ECM MOTORS FOR EVAPORATOR FANS for refrigeration (WALK-IN) | 2031 | SC B | GWh | Before Competition Groups | 85.2853 | 0 | 0 | 10361.2164 | 0.0082312 | 26 | Commercial_2031_SC B_GWh_Before Competition Groups_26 | ECM MOTORS FOR EVAPORATOR FANS for refrigeration (WALK-IN) | 0.8231% | 0 | 85.2853 | Commercial_2031_SC B_GWh_Before Competition Groups_ECM MOTORS FOR EVAPORATOR FANS for refrigeration (WALK-IN)
Commercial | Com ¦ Condensing Unit Heaters or other Efficient Unit Heating System | 2031 | SC B | GWh | Before Competition Groups | 82.0525 | 0 | 0 | 10361.2164 | 0.0079192 | 27 | Commercial_2031_SC B_GWh_Before Competition Groups_27 | Condensing Unit Heaters or other Efficient Unit Heating System | 0.7919% | 0 | 82.0525 | Commercial_2031_SC B_GWh_Before Competition Groups_Condensing Unit Heaters or other Efficient Unit Heating System
Commercial | Com ¦ Door Gasket Freezer/Refrigerator | 2031 | SC B | GWh | Before Competition Groups | 82.0145 | 0 | 0 | 10361.2164 | 0.0079155 | 28 | Commercial_2031_SC B_GWh_Before Competition Groups_28 | Door Gasket Freezer/Refrigerator | 0.7916% | 0 | 82.0145 | Commercial_2031_SC B_GWh_Before Competition Groups_Door Gasket Freezer/Refrigerator
Commercial | Com ¦ Demand Control Kitchen Ventilation | 2031 | SC B | GWh | Before Competition Groups | 72.4672 | 0 | 0 | 10361.2164 | 0.0069941 | 29 | Commercial_2031_SC B_GWh_Before Competition Groups_29 | Demand Control Kitchen Ventilation | 0.6994% | 0 | 72.4672 | Commercial_2031_SC B_GWh_Before Competition Groups_Demand Control Kitchen Ventilation
Commercial | Com ¦ Freezer Case Light Sensor | 2031 | SC B | GWh | Before Competition Groups | 70.1487 | 0 | 0 | 10361.2164 | 0.0067703 | 30 | Commercial_2031_SC B_GWh_Before Competition Groups_30 | Freezer Case Light Sensor | 0.677% | 0 | 70.1487 | Commercial_2031_SC B_GWh_Before Competition Groups_Freezer Case Light Sensor
Commercial | Com ¦ Evaporator Fan Controls | 2031 | SC B | GWh | Before Competition Groups | 68.4282 | 0 | 0 | 10361.2164 | 0.0066043 | 31 | Commercial_2031_SC B_GWh_Before Competition Groups_31 | Evaporator Fan Controls | 0.6604% | 0 | 68.4282 | Commercial_2031_SC B_GWh_Before Competition Groups_Evaporator Fan Controls
Commercial | Com ¦ Refrigerated Display Case LED | 2031 | SC B | GWh | Before Competition Groups | 64.1188 | 0 | 0 | 10361.2164 | 0.0061883 | 32 | Commercial_2031_SC B_GWh_Before Competition Groups_32 | Refrigerated Display Case LED | 0.6188% | 0 | 64.1188 | Commercial_2031_SC B_GWh_Before Competition Groups_Refrigerated Display Case LED
Commercial | Com ¦ BEVERAGE VENDING MACHINE CONTROLS | 2031 | SC B | GWh | Before Competition Groups | 30.5031 | 0 | 0 | 10361.2164 | 0.002944 | 33 | Commercial_2031_SC B_GWh_Before Competition Groups_33 | BEVERAGE VENDING MACHINE CONTROLS | 0.2944% | 0 | 30.5031 | Commercial_2031_SC B_GWh_Before Competition Groups_BEVERAGE VENDING MACHINE CONTROLS
Commercial | Com ¦ Elec Storage WH 2.30 Et | 2031 | SC B | GWh | Before Competition Groups | 28.0178 | 0 | 0 | 10361.2164 | 0.0027041 | 34 | Commercial_2031_SC B_GWh_Before Competition Groups_34 | Elec Storage WH 2.30 Et | 0.2704% | 0 | 28.0178 | Commercial_2031_SC B_GWh_Before Competition Groups_Elec Storage WH 2.30 Et
Commercial | Com ¦ Temperature Adjustment in Commercial Freezers | 2031 | SC B | GWh | Before Competition Groups | 26.1774 | 0 | 0 | 10361.2164 | 0.0025265 | 35 | Commercial_2031_SC B_GWh_Before Competition Groups_35 | Temperature Adjustment in Commercial Freezers | 0.2526% | 0 | 26.1774 | Commercial_2031_SC B_GWh_Before Competition Groups_Temperature Adjustment in Commercial Freezers
Commercial | Com ¦ ENERGY STAR Griddle (74% eff) | 2031 | SC B | GWh | Before Competition Groups | 25.4571 | 0 | 0 | 10361.2164 | 0.002457 | 36 | Commercial_2031_SC B_GWh_Before Competition Groups_36 | ENERGY STAR Griddle (74% eff) | 0.2457% | 0 | 25.4571 | Commercial_2031_SC B_GWh_Before Competition Groups_ENERGY STAR Griddle (74% eff)
Commercial | Com ¦ Occupancy Sensors | 2031 | SC B | GWh | Before Competition Groups | 24.9729 | 0 | 0 | 10361.2164 | 0.0024102 | 37 | Commercial_2031_SC B_GWh_Before Competition Groups_37 | Occupancy Sensors | 0.241% | 0 | 24.9729 | Commercial_2031_SC B_GWh_Before Competition Groups_Occupancy Sensors
Commercial | Com ¦ CO Sensors for parking garage exhaust fans | 2031 | SC B | GWh | Before Competition Groups | 24.0557 | 0 | 0 | 10361.2164 | 0.0023217 | 38 | Commercial_2031_SC B_GWh_Before Competition Groups_38 | CO Sensors for parking garage exhaust fans | 0.2322% | 0 | 24.0557 | Commercial_2031_SC B_GWh_Before Competition Groups_CO Sensors for parking garage exhaust fans
Commercial | Com ¦ Chilled Water Optimization | 2031 | SC B | GWh | Before Competition Groups | 23.8862 | 0 | 0 | 10361.2164 | 0.0023053 | 39 | Commercial_2031_SC B_GWh_Before Competition Groups_39 | Chilled Water Optimization | 0.2305% | 0 | 23.8862 | Commercial_2031_SC B_GWh_Before Competition Groups_Chilled Water Optimization
Commercial | Com ¦ Energy Efficient Laboratory Fume Hood | 2031 | SC B | GWh | Before Competition Groups | 22.819 | 0 | 0 | 10361.2164 | 0.0022023 | 40 | Commercial_2031_SC B_GWh_Before Competition Groups_40 | Energy Efficient Laboratory Fume Hood | 0.2202% | 0 | 22.819 | Commercial_2031_SC B_GWh_Before Competition Groups_Energy Efficient Laboratory Fume Hood
Commercial | Com ¦ Vertical Night Covers | 2031 | SC B | GWh | Before Competition Groups | 20.2978 | 0 | 0 | 10361.2164 | 0.001959 | 41 | Commercial_2031_SC B_GWh_Before Competition Groups_41 | Vertical Night Covers | 0.1959% | 0 | 20.2978 | Commercial_2031_SC B_GWh_Before Competition Groups_Vertical Night Covers
Commercial | Com ¦ Duct Insulation, R8 | 2031 | SC B | GWh | Before Competition Groups | 18.2033 | 0 | 0 | 10361.2164 | 0.0017569 | 42 | Commercial_2031_SC B_GWh_Before Competition Groups_42 | Duct Insulation, R8 | 0.1757% | 0 | 18.2033 | Commercial_2031_SC B_GWh_Before Competition Groups_Duct Insulation, R8
Commercial | Com ¦ Water Heating (DHW) Pipe Insulation (Add 3/4\ Foam)" | 2031 | SC B | GWh | Before Competition Groups | 17.51 | 0 | 0 | 10361.2164 | 0.00169 | 43 | Commercial_2031_SC B_GWh_Before Competition Groups_43 | Water Heating (DHW) Pipe Insulation (Add 3/4\ Foam)" | 0.169% | 0 | 17.51 | Commercial_2031_SC B_GWh_Before Competition Groups_Water Heating (DHW) Pipe Insulation (Add 3/4\ Foam)"
Commercial | Com ¦ Water Source Heat Pump (4 ton) | 2031 | SC B | GWh | Before Competition Groups | 17.3784 | 0 | 0 | 10361.2164 | 0.0016773 | 44 | Commercial_2031_SC B_GWh_Before Competition Groups_44 | Water Source Heat Pump (4 ton) | 0.1677% | 0 | 17.3784 | Commercial_2031_SC B_GWh_Before Competition Groups_Water Source Heat Pump (4 ton)
Commercial | Com ¦ Outside Air Economizer | 2031 | SC B | GWh | Before Competition Groups | 15.7866 | 0 | 0 | 10361.2164 | 0.0015236 | 45 | Commercial_2031_SC B_GWh_Before Competition Groups_45 | Outside Air Economizer | 0.1524% | 0 | 15.7866 | Commercial_2031_SC B_GWh_Before Competition Groups_Outside Air Economizer
Commercial | Com ¦ Suction Pipe Insulation Freezer/Refrigerator | 2031 | SC B | GWh | Before Competition Groups | 11.1014 | 0 | 0 | 10361.2164 | 0.0010714 | 46 | Commercial_2031_SC B_GWh_Before Competition Groups_46 | Suction Pipe Insulation Freezer/Refrigerator | 0.1071% | 0 | 11.1014 | Commercial_2031_SC B_GWh_Before Competition Groups_Suction Pipe Insulation Freezer/Refrigerator
Commercial | Com ¦ ENERGY STAR Fryer (84% eff) | 2031 | SC B | GWh | Before Competition Groups | 9.3018 | 0 | 0 | 10361.2164 | 0.00089775 | 47 | Commercial_2031_SC B_GWh_Before Competition Groups_47 | ENERGY STAR Fryer (84% eff) | 0.08977% | 0 | 9.3018 | Commercial_2031_SC B_GWh_Before Competition Groups_ENERGY STAR Fryer (84% eff)
Commercial | Com ¦ Ozone Laundry Treatment | 2031 | SC B | GWh | Before Competition Groups | 5.4349 | 0 | 0 | 10361.2164 | 0.00052454 | 48 | Commercial_2031_SC B_GWh_Before Competition Groups_48 | Ozone Laundry Treatment | 0.05245% | 0 | 5.4349 | Commercial_2031_SC B_GWh_Before Competition Groups_Ozone Laundry Treatment
Commercial | Com ¦ ENERGY STAR Dishwasher | 2031 | SC B | GWh | Before Competition Groups | 5.3874 | 0 | 0 | 10361.2164 | 0.00051996 | 49 | Commercial_2031_SC B_GWh_Before Competition Groups_49 | ENERGY STAR Dishwasher | 0.052% | 0 | 5.3874 | Commercial_2031_SC B_GWh_Before Competition Groups_ENERGY STAR Dishwasher
Commercial | Com ¦ Condensing Make Up Air Unit | 2031 | SC B | GWh | Before Competition Groups | 5.3051 | 0 | 0 | 10361.2164 | 0.00051201 | 50 | Commercial_2031_SC B_GWh_Before Competition Groups_50 | Condensing Make Up Air Unit | 0.0512% | 0 | 5.3051 | Commercial_2031_SC B_GWh_Before Competition Groups_Condensing Make Up Air Unit
Commercial | Com ¦ ENERGY STAR Steam Cookers | 2031 | SC B | GWh | Before Competition Groups | 4.4471 | 0 | 0 | 10361.2164 | 0.0004292 | 51 | Commercial_2031_SC B_GWh_Before Competition Groups_51 | ENERGY STAR Steam Cookers | 0.04292% | 0 | 4.4471 | Commercial_2031_SC B_GWh_Before Competition Groups_ENERGY STAR Steam Cookers
Commercial | Com ¦ Demand controlled Circulating Systems | 2031 | SC B | GWh | Before Competition Groups | 3.7799 | 0 | 0 | 10361.2164 | 0.00036481 | 52 | Commercial_2031_SC B_GWh_Before Competition Groups_52 | Demand controlled Circulating Systems | 0.03648% | 0 | 3.7799 | Commercial_2031_SC B_GWh_Before Competition Groups_Demand controlled Circulating Systems
Commercial | Com ¦ ECM MOTORS FOR HVAC APPLICATION (FAN-POWERED VAV BOX) | 2031 | SC B | GWh | Before Competition Groups | 2.3718 | 0 | 0 | 10361.2164 | 0.00022892 | 53 | Commercial_2031_SC B_GWh_Before Competition Groups_53 | ECM MOTORS FOR HVAC APPLICATION (FAN-POWERED VAV BOX) | 0.02289% | 0 | 2.3718 | Commercial_2031_SC B_GWh_Before Competition Groups_ECM MOTORS FOR HVAC APPLICATION (FAN-POWERED VAV BOX)
Commercial | Com ¦ Thermostat Setback | 2031 | SC B | GWh | Before Competition Groups | 2.2617 | 0 | 0 | 10361.2164 | 0.00021829 | 54 | Commercial_2031_SC B_GWh_Before Competition Groups_54 | Thermostat Setback | 0.02183% | 0 | 2.2617 | Commercial_2031_SC B_GWh_Before Competition Groups_Thermostat Setback
Commercial | Com ¦ Solar Water Preheat (Pools/DHW) | 2031 | SC B | GWh | Before Competition Groups | 1.5432 | 0 | 0 | 10361.2164 | 0.00014894 | 55 | Commercial_2031_SC B_GWh_Before Competition Groups_55 | Solar Water Preheat (Pools/DHW) | 0.01489% | 0 | 1.5432 | Commercial_2031_SC B_GWh_Before Competition Groups_Solar Water Preheat (Pools/DHW)
Commercial | Com ¦ Notched V belts for HVAC Systems | 2031 | SC B | GWh | Before Competition Groups | 1.3095 | 0 | 0 | 10361.2164 | 0.00012639 | 56 | Commercial_2031_SC B_GWh_Before Competition Groups_56 | Notched V belts for HVAC Systems | 0.01264% | 0 | 1.3095 | Commercial_2031_SC B_GWh_Before Competition Groups_Notched V belts for HVAC Systems
Commercial | Com ¦ Auto Off Time Switch or Time Clock control | 2031 | SC B | GWh | Before Competition Groups | 1.0897 | 0 | 0 | 10361.2164 | 0.00010517 | 57 | Commercial_2031_SC B_GWh_Before Competition Groups_57 | Auto Off Time Switch or Time Clock control | 0.01052% | 0 | 1.0897 | Commercial_2031_SC B_GWh_Before Competition Groups_Auto Off Time Switch or Time Clock control
Commercial | Com ¦ CEE Tier 2/Energy Star Clothes Washers | 2031 | SC B | GWh | Before Competition Groups | 1.0888 | 0 | 0 | 10361.2164 | 0.00010508 | 58 | Commercial_2031_SC B_GWh_Before Competition Groups_58 | CEE Tier 2/Energy Star Clothes Washers | 0.01051% | 0 | 1.0888 | Commercial_2031_SC B_GWh_Before Competition Groups_CEE Tier 2/Energy Star Clothes Washers
Commercial | Com ¦ PTAC (12 EER/10,000 BTU) | 2031 | SC B | GWh | Before Competition Groups | 1.0079 | 0 | 0 | 10361.2164 | 9.7274e-05 | 59 | Commercial_2031_SC B_GWh_Before Competition Groups_59 | PTAC (12 EER/10,000 BTU) | 0.009727% | 0 | 1.0079 | Commercial_2031_SC B_GWh_Before Competition Groups_PTAC (12 EER/10,000 BTU)
Commercial | COM ¦ Ductless Mini-Split Heat Pumps | 2031 | SC B | GWh | Before Competition Groups | 0.76533 | 0 | 0 | 10361.2164 | 7.3865e-05 | 60 | Commercial_2031_SC B_GWh_Before Competition Groups_60 | Ductless Mini-Split Heat Pumps | 0.007386% | 0 | 0.76533 | Commercial_2031_SC B_GWh_Before Competition Groups_Ductless Mini-Split Heat Pumps
Commercial | Com ¦ Low Flow Pre-Rinse Spray Nozzle | 2031 | SC B | GWh | Before Competition Groups | 0.59063 | 0 | 0 | 10361.2164 | 5.7004e-05 | 61 | Commercial_2031_SC B_GWh_Before Competition Groups_61 | Low Flow Pre-Rinse Spray Nozzle | 0.0057% | 0 | 0.59063 | Commercial_2031_SC B_GWh_Before Competition Groups_Low Flow Pre-Rinse Spray Nozzle
Commercial | Com ¦ High Efficiency Small Instantaneous Water Heater | 2031 | SC B | GWh | Before Competition Groups | 0.49347 | 0 | 0 | 10361.2164 | 4.7627e-05 | 62 | Commercial_2031_SC B_GWh_Before Competition Groups_62 | High Efficiency Small Instantaneous Water Heater | 0.004763% | 0 | 0.49347 | Commercial_2031_SC B_GWh_Before Competition Groups_High Efficiency Small Instantaneous Water Heater
Commercial | Com ¦ Commercial Hot Food Holding Cabinets | 2031 | SC B | GWh | Before Competition Groups | 0.34958 | 0 | 0 | 10361.2164 | 3.3739e-05 | 63 | Commercial_2031_SC B_GWh_Before Competition Groups_63 | Commercial Hot Food Holding Cabinets | 0.003374% | 0 | 0.34958 | Commercial_2031_SC B_GWh_Before Competition Groups_Commercial Hot Food Holding Cabinets
Commercial | Com ¦ Efficient compressor motor | 2031 | SC B | GWh | Before Competition Groups | 0.3177 | 0 | 0 | 10361.2164 | 3.0662e-05 | 64 | Commercial_2031_SC B_GWh_Before Competition Groups_64 | Efficient compressor motor | 0.003066% | 0 | 0.3177 | Commercial_2031_SC B_GWh_Before Competition Groups_Efficient compressor motor
Commercial | Com ¦ HVAC Optimization | 2031 | SC B | GWh | Before Competition Groups | 0.30638 | 0 | 0 | 10361.2164 | 2.957e-05 | 65 | Commercial_2031_SC B_GWh_Before Competition Groups_65 | HVAC Optimization | 0.002957% | 0 | 0.30638 | Commercial_2031_SC B_GWh_Before Competition Groups_HVAC Optimization
Commercial | Com ¦ LED RECESSED DOWNLIGHTS | 2031 | SC B | GWh | Before Competition Groups | 0.27564 | 0 | 0 | 10361.2164 | 2.6603e-05 | 66 | Commercial_2031_SC B_GWh_Before Competition Groups_66 | LED RECESSED DOWNLIGHTS | 0.00266% | 0 | 0.27564 | Commercial_2031_SC B_GWh_Before Competition Groups_LED RECESSED DOWNLIGHTS
Commercial | Com ¦ Energy Recovery Ventilation and Ventilation (Enhanced) | 2031 | SC B | GWh | Before Competition Groups | 0.2426 | 0 | 0 | 10361.2164 | 2.3415e-05 | 67 | Commercial_2031_SC B_GWh_Before Competition Groups_67 | Energy Recovery Ventilation and Ventilation (Enhanced) | 0.002341% | 0 | 0.2426 | Commercial_2031_SC B_GWh_Before Competition Groups_Energy Recovery Ventilation and Ventilation (Enhanced)
Commercial | Com ¦ Wall Insulation | 2031 | SC B | GWh | Before Competition Groups | 0.16629 | 0 | 0 | 10361.2164 | 1.6049e-05 | 68 | Commercial_2031_SC B_GWh_Before Competition Groups_68 | Wall Insulation | 0.001605% | 0 | 0.16629 | Commercial_2031_SC B_GWh_Before Competition Groups_Wall Insulation
Commercial | Com ¦ Room AC (w/ louvered sides) 14 SEER from 12 SEER code | 2031 | SC B | GWh | Before Competition Groups | 0.06824 | 0 | 0 | 10361.2164 | 6.5861e-06 | 69 | Commercial_2031_SC B_GWh_Before Competition Groups_69 | Room AC (w/ louvered sides) 14 SEER from 12 SEER code | 0.0006586% | 0 | 0.06824 | Commercial_2031_SC B_GWh_Before Competition Groups_Room AC (w/ louvered sides) 14 SEER from 12 SEER code
Commercial | Com ¦ Air Curtains | 2031 | SC B | GWh | Before Competition Groups | 0.047609 | 0 | 0 | 10361.2164 | 4.5949e-06 | 70 | Commercial_2031_SC B_GWh_Before Competition Groups_70 | Air Curtains | 0.0004595% | 0 | 0.047609 | Commercial_2031_SC B_GWh_Before Competition Groups_Air Curtains
Commercial | Com ¦ High Efficiency Chiller (avg of water and air cooled) | 2031 | SC B | GWh | Before Competition Groups | 0.04279 | 0 | 0 | 10361.2164 | 4.1298e-06 | 71 | Commercial_2031_SC B_GWh_Before Competition Groups_71 | High Efficiency Chiller (avg of water and air cooled) | 0.000413% | 0 | 0.04279 | Commercial_2031_SC B_GWh_Before Competition Groups_High Efficiency Chiller (avg of water and air cooled)
Commercial | Com ¦ EC Plug Fan for Data Center (under cabinet) | 2031 | SC B | GWh | Before Competition Groups | 0.034576 | 0 | 0 | 10361.2164 | 3.337e-06 | 72 | Commercial_2031_SC B_GWh_Before Competition Groups_72 | EC Plug Fan for Data Center (under cabinet) | 0.0003337% | 0 | 0.034576 | Commercial_2031_SC B_GWh_Before Competition Groups_EC Plug Fan for Data Center (under cabinet)
Commercial | Com ¦ VSD Air Compressor | 2031 | SC B | GWh | Before Competition Groups | 0.032926 | 0 | 0 | 10361.2164 | 3.1778e-06 | 73 | Commercial_2031_SC B_GWh_Before Competition Groups_73 | VSD Air Compressor | 0.0003178% | 0 | 0.032926 | Commercial_2031_SC B_GWh_Before Competition Groups_VSD Air Compressor
Commercial | Com ¦ Electric Convection Combination Ovens | 2031 | SC B | GWh | Before Competition Groups | 0.0029786 | 0 | 0 | 10361.2164 | 2.8748e-07 | 74 | Commercial_2031_SC B_GWh_Before Competition Groups_74 | Electric Convection Combination Ovens | 2.875e-05% | 0 | 0.0029786 | Commercial_2031_SC B_GWh_Before Competition Groups_Electric Convection Combination Ovens
Commercial | Com ¦ LLLC - Low Impact Application | 2031 | SC B | GWh | Before Competition Groups | 2.9056e-18 | 0 | 0 | 10361.2164 | 2.8043e-22 | 75 | Commercial_2031_SC B_GWh_Before Competition Groups_75 | LLLC - Low Impact Application | 2.804e-20% | 0 | 2.9056e-18 | Commercial_2031_SC B_GWh_Before Competition Groups_LLLC - Low Impact Application
Commercial | Com ¦ LLLC - High Impact Application | 2031 | SC B | GWh | Before Competition Groups | 1.0538e-18 | 0 | 0 | 10361.2164 | 1.0171e-22 | 76 | Commercial_2031_SC B_GWh_Before Competition Groups_76 | LLLC - High Impact Application | 1.017e-20% | 0 | 1.0538e-18 | Commercial_2031_SC B_GWh_Before Competition Groups_LLLC - High Impact Application
Commercial | Com ¦ Networked/Connected - High Impact Application | 2031 | SC B | GWh | Before Competition Groups | 1.3488e-20 | 0 | 0 | 10361.2164 | 1.3018e-24 | 77 | Commercial_2031_SC B_GWh_Before Competition Groups_77 | Networked/Connected - High Impact Application | 1.302e-22% | 0 | 1.3488e-20 | Commercial_2031_SC B_GWh_Before Competition Groups_Networked/Connected - High Impact Application
Commercial | Com ¦ Networked/Connected - Low Impact Application | 2031 | SC B | GWh | Before Competition Groups | 7.6707e-21 | 0 | 0 | 10361.2164 | 7.4033e-25 | 78 | Commercial_2031_SC B_GWh_Before Competition Groups_78 | Networked/Connected - Low Impact Application | 7.403e-23% | 0 | 7.6707e-21 | Commercial_2031_SC B_GWh_Before Competition Groups_Networked/Connected - Low Impact Application
Commercial | Com ¦ Indoor Daylight Sensors/Photocell Dimming Control | 2031 | SC B | GWh | Before Competition Groups | 0 | 0 | 0 | 10361.2164 | 0 | 79 | Commercial_2031_SC B_GWh_Before Competition Groups_79 | Indoor Daylight Sensors/Photocell Dimming Control | 0% | 0 | 0 | Commercial_2031_SC B_GWh_Before Competition Groups_Indoor Daylight Sensors/Photocell Dimming Control
Commercial | Com ¦ Variable Refrigerant Flow Heat Pump | 2031 | SC B | GWh | Before Competition Groups | 0 | 0 | 0 | 10361.2164 | 0 | 80 | Commercial_2031_SC B_GWh_Before Competition Groups_80 | Variable Refrigerant Flow Heat Pump | 0% | 0 | 0 | Commercial_2031_SC B_GWh_Before Competition Groups_Variable Refrigerant Flow Heat Pump
Commercial | Com ¦ LED Low/High Bay | 2031 | SC C | GWh | Before Competition Groups | 982.5343 | 0 | 0 | 8118.1431 | 0.12103 | 1 | Commercial_2031_SC C_GWh_Before Competition Groups_1 | LED Low/High Bay | 12.1% | 0 | 982.5343 | Commercial_2031_SC C_GWh_Before Competition Groups_LED Low/High Bay
Commercial | Com ¦ LED Troffer/Surface/Suspended | 2031 | SC C | GWh | Before Competition Groups | 894.578 | 0 | 0 | 8118.1431 | 0.11019 | 2 | Commercial_2031_SC C_GWh_Before Competition Groups_2 | LED Troffer/Surface/Suspended | 11.02% | 0 | 894.578 | Commercial_2031_SC C_GWh_Before Competition Groups_LED Troffer/Surface/Suspended
Commercial | Com ¦ ENERGY STAR LED LAMPS (REFLECTOR LAMPs/MR16/PAR 16) | 2031 | SC C | GWh | Before Competition Groups | 889.5909 | 0 | 0 | 8118.1431 | 0.10958 | 3 | Commercial_2031_SC C_GWh_Before Competition Groups_3 | ENERGY STAR LED LAMPS (REFLECTOR LAMPs/MR16/PAR 16) | 10.96% | 0 | 889.5909 | Commercial_2031_SC C_GWh_Before Competition Groups_ENERGY STAR LED LAMPS (REFLECTOR LAMPs/MR16/PAR 16)
Commercial | Com ¦ LED EXTERIOR AREA LIGHTS - LED fixture (200W) | 2031 | SC C | GWh | Before Competition Groups | 578.8653 | 0 | 0 | 8118.1431 | 0.071305 | 4 | Commercial_2031_SC C_GWh_Before Competition Groups_4 | LED EXTERIOR AREA LIGHTS - LED fixture (200W) | 7.131% | 0 | 578.8653 | Commercial_2031_SC C_GWh_Before Competition Groups_LED EXTERIOR AREA LIGHTS - LED fixture (200W)
Commercial | Com ¦ LED parking lot fixture | 2031 | SC C | GWh | Before Competition Groups | 555.8999 | 0 | 0 | 8118.1431 | 0.068476 | 5 | Commercial_2031_SC C_GWh_Before Competition Groups_5 | LED parking lot fixture | 6.848% | 0 | 555.8999 | Commercial_2031_SC C_GWh_Before Competition Groups_LED parking lot fixture
Commercial | Com ¦ LED Replacement Lamp (Tube) | 2031 | SC C | GWh | Before Competition Groups | 514.3306 | 0 | 0 | 8118.1431 | 0.063356 | 6 | Commercial_2031_SC C_GWh_Before Competition Groups_6 | LED Replacement Lamp (Tube) | 6.336% | 0 | 514.3306 | Commercial_2031_SC C_GWh_Before Competition Groups_LED Replacement Lamp (Tube)
Commercial | Com ¦ Building Recommissioning, Operations and Maintenance (O&M) Improvements | 2031 | SC C | GWh | Before Competition Groups | 461.9826 | 0 | 0 | 8118.1431 | 0.056907 | 7 | Commercial_2031_SC C_GWh_Before Competition Groups_7 | Building Recommissioning, Operations and Maintenance (O&M) Improvements | 5.691% | 0 | 461.9826 | Commercial_2031_SC C_GWh_Before Competition Groups_Building Recommissioning, Operations and Maintenance (O&M) Improvements
Commercial | Com ¦ LED street light fixture | 2031 | SC C | GWh | Before Competition Groups | 347.7274 | 0 | 0 | 8118.1431 | 0.042833 | 8 | Commercial_2031_SC C_GWh_Before Competition Groups_8 | LED street light fixture | 4.283% | 0 | 347.7274 | Commercial_2031_SC C_GWh_Before Competition Groups_LED street light fixture
Commercial | Com ¦ Furnace Tune-Up | 2031 | SC C | GWh | Before Competition Groups | 296.3803 | 0 | 0 | 8118.1431 | 0.036508 | 9 | Commercial_2031_SC C_GWh_Before Competition Groups_9 | Furnace Tune-Up | 3.651% | 0 | 296.3803 | Commercial_2031_SC C_GWh_Before Competition Groups_Furnace Tune-Up
Commercial | Com ¦ High Efficiency Air Source Heat Pump | 2031 | SC C | GWh | Before Competition Groups | 210.7176 | 0 | 0 | 8118.1431 | 0.025956 | 10 | Commercial_2031_SC C_GWh_Before Competition Groups_10 | High Efficiency Air Source Heat Pump | 2.596% | 0 | 210.7176 | Commercial_2031_SC C_GWh_Before Competition Groups_High Efficiency Air Source Heat Pump
Commercial | Com ¦ Data Center Storage/Server Virtualization | 2031 | SC C | GWh | Before Competition Groups | 206.1007 | 0 | 0 | 8118.1431 | 0.025388 | 11 | Commercial_2031_SC C_GWh_Before Competition Groups_11 | Data Center Storage/Server Virtualization | 2.539% | 0 | 206.1007 | Commercial_2031_SC C_GWh_Before Competition Groups_Data Center Storage/Server Virtualization
Commercial | Com ¦ Reach-in Shaded Pole to ECM/PSC Evaporator Fan Motor | 2031 | SC C | GWh | Before Competition Groups | 203.4957 | 0 | 0 | 8118.1431 | 0.025067 | 12 | Commercial_2031_SC C_GWh_Before Competition Groups_12 | Reach-in Shaded Pole to ECM/PSC Evaporator Fan Motor | 2.507% | 0 | 203.4957 | Commercial_2031_SC C_GWh_Before Competition Groups_Reach-in Shaded Pole to ECM/PSC Evaporator Fan Motor
Commercial | Com ¦ Refrigerated Display Case Doors | 2031 | SC C | GWh | Before Competition Groups | 182.1445 | 0 | 0 | 8118.1431 | 0.022437 | 13 | Commercial_2031_SC C_GWh_Before Competition Groups_13 | Refrigerated Display Case Doors | 2.244% | 0 | 182.1445 | Commercial_2031_SC C_GWh_Before Competition Groups_Refrigerated Display Case Doors
Commercial | Com ¦ LED or Equivalent Sign Lighting | 2031 | SC C | GWh | Before Competition Groups | 155.5205 | 0 | 0 | 8118.1431 | 0.019157 | 14 | Commercial_2031_SC C_GWh_Before Competition Groups_14 | LED or Equivalent Sign Lighting | 1.916% | 0 | 155.5205 | Commercial_2031_SC C_GWh_Before Competition Groups_LED or Equivalent Sign Lighting
Commercial | Com ¦ Strip Curtains | 2031 | SC C | GWh | Before Competition Groups | 141.2362 | 0 | 0 | 8118.1431 | 0.017398 | 15 | Commercial_2031_SC C_GWh_Before Competition Groups_15 | Strip Curtains | 1.74% | 0 | 141.2362 | Commercial_2031_SC C_GWh_Before Competition Groups_Strip Curtains
Commercial | Com ¦ Demand Control Ventilation | 2031 | SC C | GWh | Before Competition Groups | 123.5623 | 0 | 0 | 8118.1431 | 0.015221 | 16 | Commercial_2031_SC C_GWh_Before Competition Groups_16 | Demand Control Ventilation | 1.522% | 0 | 123.5623 | Commercial_2031_SC C_GWh_Before Competition Groups_Demand Control Ventilation
Commercial | Com ¦ Education and Capacity Building/Energy Behavior | 2031 | SC C | GWh | Before Competition Groups | 123.218 | 0 | 0 | 8118.1431 | 0.015178 | 17 | Commercial_2031_SC C_GWh_Before Competition Groups_17 | Education and Capacity Building/Energy Behavior | 1.518% | 0 | 123.218 | Commercial_2031_SC C_GWh_Before Competition Groups_Education and Capacity Building/Energy Behavior
Commercial | Com ¦ ENERGY STAR LED LAMPS (General Service Lamps) | 2031 | SC C | GWh | Before Competition Groups | 108.038 | 0 | 0 | 8118.1431 | 0.013308 | 18 | Commercial_2031_SC C_GWh_Before Competition Groups_18 | ENERGY STAR LED LAMPS (General Service Lamps) | 1.331% | 0 | 108.038 | Commercial_2031_SC C_GWh_Before Competition Groups_ENERGY STAR LED LAMPS (General Service Lamps)
Commercial | Com ¦ Advanced BAS/Controllers | 2031 | SC C | GWh | Before Competition Groups | 107.3075 | 0 | 0 | 8118.1431 | 0.013218 | 19 | Commercial_2031_SC C_GWh_Before Competition Groups_19 | Advanced BAS/Controllers | 1.322% | 0 | 107.3075 | Commercial_2031_SC C_GWh_Before Competition Groups_Advanced BAS/Controllers
Commercial | Com ¦ Centrally controlled desktop PC/NETWORK PC POWER MANAGEMENT SOFTWARE | 2031 | SC C | GWh | Before Competition Groups | 106.0167 | 0 | 0 | 8118.1431 | 0.013059 | 20 | Commercial_2031_SC C_GWh_Before Competition Groups_20 | Centrally controlled desktop PC/NETWORK PC POWER MANAGEMENT SOFTWARE | 1.306% | 0 | 106.0167 | Commercial_2031_SC C_GWh_Before Competition Groups_Centrally controlled desktop PC/NETWORK PC POWER MANAGEMENT SOFTWARE
Commercial | Com ¦ Variable Frequency Drive (VFD) | 2031 | SC C | GWh | Before Competition Groups | 98.7435 | 0 | 0 | 8118.1431 | 0.012163 | 21 | Commercial_2031_SC C_GWh_Before Competition Groups_21 | Variable Frequency Drive (VFD) | 1.216% | 0 | 98.7435 | Commercial_2031_SC C_GWh_Before Competition Groups_Variable Frequency Drive (VFD)
Commercial | Com ¦ VFD on Pumps | 2031 | SC C | GWh | Before Competition Groups | 92.2117 | 0 | 0 | 8118.1431 | 0.011359 | 22 | Commercial_2031_SC C_GWh_Before Competition Groups_22 | VFD on Pumps | 1.136% | 0 | 92.2117 | Commercial_2031_SC C_GWh_Before Competition Groups_VFD on Pumps
Commercial | Com ¦ Adaptive Thermostats | 2031 | SC C | GWh | Before Competition Groups | 77.4824 | 0 | 0 | 8118.1431 | 0.0095443 | 23 | Commercial_2031_SC C_GWh_Before Competition Groups_23 | Adaptive Thermostats | 0.9544% | 0 | 77.4824 | Commercial_2031_SC C_GWh_Before Competition Groups_Adaptive Thermostats
Commercial | Com ¦ Unitary Air-Conditioning Unit | 2031 | SC C | GWh | Before Competition Groups | 65.0668 | 0 | 0 | 8118.1431 | 0.008015 | 24 | Commercial_2031_SC C_GWh_Before Competition Groups_24 | Unitary Air-Conditioning Unit | 0.8015% | 0 | 65.0668 | Commercial_2031_SC C_GWh_Before Competition Groups_Unitary Air-Conditioning Unit
Commercial | Com ¦ Air Handler with Dedicated Outdoor Air Systems | 2031 | SC C | GWh | Before Competition Groups | 54.6111 | 0 | 0 | 8118.1431 | 0.006727 | 25 | Commercial_2031_SC C_GWh_Before Competition Groups_25 | Air Handler with Dedicated Outdoor Air Systems | 0.6727% | 0 | 54.6111 | Commercial_2031_SC C_GWh_Before Competition Groups_Air Handler with Dedicated Outdoor Air Systems
Commercial | Com ¦ ECM MOTORS FOR EVAPORATOR FANS for refrigeration (WALK-IN) | 2031 | SC C | GWh | Before Competition Groups | 46.0505 | 0 | 0 | 8118.1431 | 0.0056725 | 26 | Commercial_2031_SC C_GWh_Before Competition Groups_26 | ECM MOTORS FOR EVAPORATOR FANS for refrigeration (WALK-IN) | 0.5673% | 0 | 46.0505 | Commercial_2031_SC C_GWh_Before Competition Groups_ECM MOTORS FOR EVAPORATOR FANS for refrigeration (WALK-IN)
Commercial | Com ¦ Condensing Unit Heaters or other Efficient Unit Heating System | 2031 | SC C | GWh | Before Competition Groups | 44.5677 | 0 | 0 | 8118.1431 | 0.0054899 | 27 | Commercial_2031_SC C_GWh_Before Competition Groups_27 | Condensing Unit Heaters or other Efficient Unit Heating System | 0.549% | 0 | 44.5677 | Commercial_2031_SC C_GWh_Before Competition Groups_Condensing Unit Heaters or other Efficient Unit Heating System
Commercial | Com ¦ Door Gasket Freezer/Refrigerator | 2031 | SC C | GWh | Before Competition Groups | 44.4833 | 0 | 0 | 8118.1431 | 0.0054795 | 28 | Commercial_2031_SC C_GWh_Before Competition Groups_28 | Door Gasket Freezer/Refrigerator | 0.5479% | 0 | 44.4833 | Commercial_2031_SC C_GWh_Before Competition Groups_Door Gasket Freezer/Refrigerator
Commercial | Com ¦ Demand Control Kitchen Ventilation | 2031 | SC C | GWh | Before Competition Groups | 43.9272 | 0 | 0 | 8118.1431 | 0.005411 | 29 | Commercial_2031_SC C_GWh_Before Competition Groups_29 | Demand Control Kitchen Ventilation | 0.5411% | 0 | 43.9272 | Commercial_2031_SC C_GWh_Before Competition Groups_Demand Control Kitchen Ventilation
Commercial | Com ¦ Refrigerated Display Case LED | 2031 | SC C | GWh | Before Competition Groups | 43.2127 | 0 | 0 | 8118.1431 | 0.005323 | 30 | Commercial_2031_SC C_GWh_Before Competition Groups_30 | Refrigerated Display Case LED | 0.5323% | 0 | 43.2127 | Commercial_2031_SC C_GWh_Before Competition Groups_Refrigerated Display Case LED
Commercial | Com ¦ Freezer Case Light Sensor | 2031 | SC C | GWh | Before Competition Groups | 37.8004 | 0 | 0 | 8118.1431 | 0.0046563 | 31 | Commercial_2031_SC C_GWh_Before Competition Groups_31 | Freezer Case Light Sensor | 0.4656% | 0 | 37.8004 | Commercial_2031_SC C_GWh_Before Competition Groups_Freezer Case Light Sensor
Commercial | Com ¦ Evaporator Fan Controls | 2031 | SC C | GWh | Before Competition Groups | 36.8727 | 0 | 0 | 8118.1431 | 0.004542 | 32 | Commercial_2031_SC C_GWh_Before Competition Groups_32 | Evaporator Fan Controls | 0.4542% | 0 | 36.8727 | Commercial_2031_SC C_GWh_Before Competition Groups_Evaporator Fan Controls
Commercial | Com ¦ ENERGY STAR Griddle (74% eff) | 2031 | SC C | GWh | Before Competition Groups | 25.4572 | 0 | 0 | 8118.1431 | 0.0031358 | 33 | Commercial_2031_SC C_GWh_Before Competition Groups_33 | ENERGY STAR Griddle (74% eff) | 0.3136% | 0 | 25.4572 | Commercial_2031_SC C_GWh_Before Competition Groups_ENERGY STAR Griddle (74% eff)
Commercial | Com ¦ Occupancy Sensors | 2031 | SC C | GWh | Before Competition Groups | 24.9729 | 0 | 0 | 8118.1431 | 0.0030762 | 34 | Commercial_2031_SC C_GWh_Before Competition Groups_34 | Occupancy Sensors | 0.3076% | 0 | 24.9729 | Commercial_2031_SC C_GWh_Before Competition Groups_Occupancy Sensors
Commercial | Com ¦ Chilled Water Optimization | 2031 | SC C | GWh | Before Competition Groups | 23.8869 | 0 | 0 | 8118.1431 | 0.0029424 | 35 | Commercial_2031_SC C_GWh_Before Competition Groups_35 | Chilled Water Optimization | 0.2942% | 0 | 23.8869 | Commercial_2031_SC C_GWh_Before Competition Groups_Chilled Water Optimization
Commercial | Com ¦ BEVERAGE VENDING MACHINE CONTROLS | 2031 | SC C | GWh | Before Competition Groups | 16.2659 | 0 | 0 | 8118.1431 | 0.0020036 | 36 | Commercial_2031_SC C_GWh_Before Competition Groups_36 | BEVERAGE VENDING MACHINE CONTROLS | 0.2004% | 0 | 16.2659 | Commercial_2031_SC C_GWh_Before Competition Groups_BEVERAGE VENDING MACHINE CONTROLS
Commercial | Com ¦ Elec Storage WH 2.30 Et | 2031 | SC C | GWh | Before Competition Groups | 15.8567 | 0 | 0 | 8118.1431 | 0.0019532 | 37 | Commercial_2031_SC C_GWh_Before Competition Groups_37 | Elec Storage WH 2.30 Et | 0.1953% | 0 | 15.8567 | Commercial_2031_SC C_GWh_Before Competition Groups_Elec Storage WH 2.30 Et
Commercial | Com ¦ Temperature Adjustment in Commercial Freezers | 2031 | SC C | GWh | Before Competition Groups | 14.115 | 0 | 0 | 8118.1431 | 0.0017387 | 38 | Commercial_2031_SC C_GWh_Before Competition Groups_38 | Temperature Adjustment in Commercial Freezers | 0.1739% | 0 | 14.115 | Commercial_2031_SC C_GWh_Before Competition Groups_Temperature Adjustment in Commercial Freezers
Commercial | Com ¦ CO Sensors for parking garage exhaust fans | 2031 | SC C | GWh | Before Competition Groups | 13.7605 | 0 | 0 | 8118.1431 | 0.001695 | 39 | Commercial_2031_SC C_GWh_Before Competition Groups_39 | CO Sensors for parking garage exhaust fans | 0.1695% | 0 | 13.7605 | Commercial_2031_SC C_GWh_Before Competition Groups_CO Sensors for parking garage exhaust fans
Commercial | Com ¦ Energy Efficient Laboratory Fume Hood | 2031 | SC C | GWh | Before Competition Groups | 12.455 | 0 | 0 | 8118.1431 | 0.0015342 | 40 | Commercial_2031_SC C_GWh_Before Competition Groups_40 | Energy Efficient Laboratory Fume Hood | 0.1534% | 0 | 12.455 | Commercial_2031_SC C_GWh_Before Competition Groups_Energy Efficient Laboratory Fume Hood
Commercial | Com ¦ Water Source Heat Pump (4 ton) | 2031 | SC C | GWh | Before Competition Groups | 11.876 | 0 | 0 | 8118.1431 | 0.0014629 | 41 | Commercial_2031_SC C_GWh_Before Competition Groups_41 | Water Source Heat Pump (4 ton) | 0.1463% | 0 | 11.876 | Commercial_2031_SC C_GWh_Before Competition Groups_Water Source Heat Pump (4 ton)
Commercial | Com ¦ Vertical Night Covers | 2031 | SC C | GWh | Before Competition Groups | 10.9376 | 0 | 0 | 8118.1431 | 0.0013473 | 42 | Commercial_2031_SC C_GWh_Before Competition Groups_42 | Vertical Night Covers | 0.1347% | 0 | 10.9376 | Commercial_2031_SC C_GWh_Before Competition Groups_Vertical Night Covers
Commercial | Com ¦ Outside Air Economizer | 2031 | SC C | GWh | Before Competition Groups | 10.2263 | 0 | 0 | 8118.1431 | 0.0012597 | 43 | Commercial_2031_SC C_GWh_Before Competition Groups_43 | Outside Air Economizer | 0.126% | 0 | 10.2263 | Commercial_2031_SC C_GWh_Before Competition Groups_Outside Air Economizer
Commercial | Com ¦ Duct Insulation, R8 | 2031 | SC C | GWh | Before Competition Groups | 9.9146 | 0 | 0 | 8118.1431 | 0.0012213 | 44 | Commercial_2031_SC C_GWh_Before Competition Groups_44 | Duct Insulation, R8 | 0.1221% | 0 | 9.9146 | Commercial_2031_SC C_GWh_Before Competition Groups_Duct Insulation, R8
Commercial | Com ¦ Water Heating (DHW) Pipe Insulation (Add 3/4\ Foam)" | 2031 | SC C | GWh | Before Competition Groups | 9.4681 | 0 | 0 | 8118.1431 | 0.0011663 | 45 | Commercial_2031_SC C_GWh_Before Competition Groups_45 | Water Heating (DHW) Pipe Insulation (Add 3/4\ Foam)" | 0.1166% | 0 | 9.4681 | Commercial_2031_SC C_GWh_Before Competition Groups_Water Heating (DHW) Pipe Insulation (Add 3/4\ Foam)"
Commercial | Com ¦ ENERGY STAR Fryer (84% eff) | 2031 | SC C | GWh | Before Competition Groups | 9.3018 | 0 | 0 | 8118.1431 | 0.0011458 | 46 | Commercial_2031_SC C_GWh_Before Competition Groups_46 | ENERGY STAR Fryer (84% eff) | 0.1146% | 0 | 9.3018 | Commercial_2031_SC C_GWh_Before Competition Groups_ENERGY STAR Fryer (84% eff)
Commercial | Com ¦ Suction Pipe Insulation Freezer/Refrigerator | 2031 | SC C | GWh | Before Competition Groups | 5.9886 | 0 | 0 | 8118.1431 | 0.00073768 | 47 | Commercial_2031_SC C_GWh_Before Competition Groups_47 | Suction Pipe Insulation Freezer/Refrigerator | 0.07377% | 0 | 5.9886 | Commercial_2031_SC C_GWh_Before Competition Groups_Suction Pipe Insulation Freezer/Refrigerator
Commercial | Com ¦ ENERGY STAR Dishwasher | 2031 | SC C | GWh | Before Competition Groups | 4.9864 | 0 | 0 | 8118.1431 | 0.00061423 | 48 | Commercial_2031_SC C_GWh_Before Competition Groups_48 | ENERGY STAR Dishwasher | 0.06142% | 0 | 4.9864 | Commercial_2031_SC C_GWh_Before Competition Groups_ENERGY STAR Dishwasher
Commercial | Com ¦ ENERGY STAR Steam Cookers | 2031 | SC C | GWh | Before Competition Groups | 4.4471 | 0 | 0 | 8118.1431 | 0.0005478 | 49 | Commercial_2031_SC C_GWh_Before Competition Groups_49 | ENERGY STAR Steam Cookers | 0.05478% | 0 | 4.4471 | Commercial_2031_SC C_GWh_Before Competition Groups_ENERGY STAR Steam Cookers
Commercial | Com ¦ Condensing Make Up Air Unit | 2031 | SC C | GWh | Before Competition Groups | 3.9662 | 0 | 0 | 8118.1431 | 0.00048856 | 50 | Commercial_2031_SC C_GWh_Before Competition Groups_50 | Condensing Make Up Air Unit | 0.04886% | 0 | 3.9662 | Commercial_2031_SC C_GWh_Before Competition Groups_Condensing Make Up Air Unit
Commercial | Com ¦ Ozone Laundry Treatment | 2031 | SC C | GWh | Before Competition Groups | 3.0674 | 0 | 0 | 8118.1431 | 0.00037785 | 51 | Commercial_2031_SC C_GWh_Before Competition Groups_51 | Ozone Laundry Treatment | 0.03778% | 0 | 3.0674 | Commercial_2031_SC C_GWh_Before Competition Groups_Ozone Laundry Treatment
Commercial | Com ¦ Thermostat Setback | 2031 | SC C | GWh | Before Competition Groups | 2.242 | 0 | 0 | 8118.1431 | 0.00027617 | 52 | Commercial_2031_SC C_GWh_Before Competition Groups_52 | Thermostat Setback | 0.02762% | 0 | 2.242 | Commercial_2031_SC C_GWh_Before Competition Groups_Thermostat Setback
Commercial | Com ¦ Demand controlled Circulating Systems | 2031 | SC C | GWh | Before Competition Groups | 2.0142 | 0 | 0 | 8118.1431 | 0.00024811 | 53 | Commercial_2031_SC C_GWh_Before Competition Groups_53 | Demand controlled Circulating Systems | 0.02481% | 0 | 2.0142 | Commercial_2031_SC C_GWh_Before Competition Groups_Demand controlled Circulating Systems
Commercial | Com ¦ ECM MOTORS FOR HVAC APPLICATION (FAN-POWERED VAV BOX) | 2031 | SC C | GWh | Before Competition Groups | 1.4588 | 0 | 0 | 8118.1431 | 0.00017969 | 54 | Commercial_2031_SC C_GWh_Before Competition Groups_54 | ECM MOTORS FOR HVAC APPLICATION (FAN-POWERED VAV BOX) | 0.01797% | 0 | 1.4588 | Commercial_2031_SC C_GWh_Before Competition Groups_ECM MOTORS FOR HVAC APPLICATION (FAN-POWERED VAV BOX)
Commercial | Com ¦ CEE Tier 2/Energy Star Clothes Washers | 2031 | SC C | GWh | Before Competition Groups | 0.95212 | 0 | 0 | 8118.1431 | 0.00011728 | 55 | Commercial_2031_SC C_GWh_Before Competition Groups_55 | CEE Tier 2/Energy Star Clothes Washers | 0.01173% | 0 | 0.95212 | Commercial_2031_SC C_GWh_Before Competition Groups_CEE Tier 2/Energy Star Clothes Washers
Commercial | Com ¦ Notched V belts for HVAC Systems | 2031 | SC C | GWh | Before Competition Groups | 0.77744 | 0 | 0 | 8118.1431 | 9.5766e-05 | 56 | Commercial_2031_SC C_GWh_Before Competition Groups_56 | Notched V belts for HVAC Systems | 0.009577% | 0 | 0.77744 | Commercial_2031_SC C_GWh_Before Competition Groups_Notched V belts for HVAC Systems
Commercial | Com ¦ Solar Water Preheat (Pools/DHW) | 2031 | SC C | GWh | Before Competition Groups | 0.72135 | 0 | 0 | 8118.1431 | 8.8856e-05 | 57 | Commercial_2031_SC C_GWh_Before Competition Groups_57 | Solar Water Preheat (Pools/DHW) | 0.008886% | 0 | 0.72135 | Commercial_2031_SC C_GWh_Before Competition Groups_Solar Water Preheat (Pools/DHW)
Commercial | Com ¦ LLLC - High Impact Application | 2031 | SC C | GWh | Before Competition Groups | 0.65422 | 0 | 0 | 8118.1431 | 8.0588e-05 | 58 | Commercial_2031_SC C_GWh_Before Competition Groups_58 | LLLC - High Impact Application | 0.008059% | 0 | 0.65422 | Commercial_2031_SC C_GWh_Before Competition Groups_LLLC - High Impact Application
Commercial | Com ¦ Auto Off Time Switch or Time Clock control | 2031 | SC C | GWh | Before Competition Groups | 0.59821 | 0 | 0 | 8118.1431 | 7.3689e-05 | 59 | Commercial_2031_SC C_GWh_Before Competition Groups_59 | Auto Off Time Switch or Time Clock control | 0.007369% | 0 | 0.59821 | Commercial_2031_SC C_GWh_Before Competition Groups_Auto Off Time Switch or Time Clock control
Commercial | COM ¦ Ductless Mini-Split Heat Pumps | 2031 | SC C | GWh | Before Competition Groups | 0.56894 | 0 | 0 | 8118.1431 | 7.0082e-05 | 60 | Commercial_2031_SC C_GWh_Before Competition Groups_60 | Ductless Mini-Split Heat Pumps | 0.007008% | 0 | 0.56894 | Commercial_2031_SC C_GWh_Before Competition Groups_Ductless Mini-Split Heat Pumps
Commercial | Com ¦ Low Flow Pre-Rinse Spray Nozzle | 2031 | SC C | GWh | Before Competition Groups | 0.4775 | 0 | 0 | 8118.1431 | 5.8819e-05 | 61 | Commercial_2031_SC C_GWh_Before Competition Groups_61 | Low Flow Pre-Rinse Spray Nozzle | 0.005882% | 0 | 0.4775 | Commercial_2031_SC C_GWh_Before Competition Groups_Low Flow Pre-Rinse Spray Nozzle
Commercial | Com ¦ PTAC (12 EER/10,000 BTU) | 2031 | SC C | GWh | Before Competition Groups | 0.47075 | 0 | 0 | 8118.1431 | 5.7988e-05 | 62 | Commercial_2031_SC C_GWh_Before Competition Groups_62 | PTAC (12 EER/10,000 BTU) | 0.005799% | 0 | 0.47075 | Commercial_2031_SC C_GWh_Before Competition Groups_PTAC (12 EER/10,000 BTU)
Commercial | Com ¦ LLLC - Low Impact Application | 2031 | SC C | GWh | Before Competition Groups | 0.39837 | 0 | 0 | 8118.1431 | 4.9071e-05 | 63 | Commercial_2031_SC C_GWh_Before Competition Groups_63 | LLLC - Low Impact Application | 0.004907% | 0 | 0.39837 | Commercial_2031_SC C_GWh_Before Competition Groups_LLLC - Low Impact Application
Commercial | Com ¦ HVAC Optimization | 2031 | SC C | GWh | Before Competition Groups | 0.30638 | 0 | 0 | 8118.1431 | 3.774e-05 | 64 | Commercial_2031_SC C_GWh_Before Competition Groups_64 | HVAC Optimization | 0.003774% | 0 | 0.30638 | Commercial_2031_SC C_GWh_Before Competition Groups_HVAC Optimization
Commercial | Com ¦ LED RECESSED DOWNLIGHTS | 2031 | SC C | GWh | Before Competition Groups | 0.27564 | 0 | 0 | 8118.1431 | 3.3954e-05 | 65 | Commercial_2031_SC C_GWh_Before Competition Groups_65 | LED RECESSED DOWNLIGHTS | 0.003395% | 0 | 0.27564 | Commercial_2031_SC C_GWh_Before Competition Groups_LED RECESSED DOWNLIGHTS
Commercial | Com ¦ Commercial Hot Food Holding Cabinets | 2031 | SC C | GWh | Before Competition Groups | 0.25296 | 0 | 0 | 8118.1431 | 3.116e-05 | 66 | Commercial_2031_SC C_GWh_Before Competition Groups_66 | Commercial Hot Food Holding Cabinets | 0.003116% | 0 | 0.25296 | Commercial_2031_SC C_GWh_Before Competition Groups_Commercial Hot Food Holding Cabinets
Commercial | Com ¦ High Efficiency Small Instantaneous Water Heater | 2031 | SC C | GWh | Before Competition Groups | 0.16091 | 0 | 0 | 8118.1431 | 1.9821e-05 | 67 | Commercial_2031_SC C_GWh_Before Competition Groups_67 | High Efficiency Small Instantaneous Water Heater | 0.001982% | 0 | 0.16091 | Commercial_2031_SC C_GWh_Before Competition Groups_High Efficiency Small Instantaneous Water Heater
Commercial | Com ¦ Air Curtains | 2031 | SC C | GWh | Before Competition Groups | 0.15674 | 0 | 0 | 8118.1431 | 1.9307e-05 | 68 | Commercial_2031_SC C_GWh_Before Competition Groups_68 | Air Curtains | 0.001931% | 0 | 0.15674 | Commercial_2031_SC C_GWh_Before Competition Groups_Air Curtains
Commercial | Com ¦ Efficient compressor motor | 2031 | SC C | GWh | Before Competition Groups | 0.11715 | 0 | 0 | 8118.1431 | 1.4431e-05 | 69 | Commercial_2031_SC C_GWh_Before Competition Groups_69 | Efficient compressor motor | 0.001443% | 0 | 0.11715 | Commercial_2031_SC C_GWh_Before Competition Groups_Efficient compressor motor
Commercial | Com ¦ Wall Insulation | 2031 | SC C | GWh | Before Competition Groups | 0.090547 | 0 | 0 | 8118.1431 | 1.1154e-05 | 70 | Commercial_2031_SC C_GWh_Before Competition Groups_70 | Wall Insulation | 0.001115% | 0 | 0.090547 | Commercial_2031_SC C_GWh_Before Competition Groups_Wall Insulation
Commercial | Com ¦ Energy Recovery Ventilation and Ventilation (Enhanced) | 2031 | SC C | GWh | Before Competition Groups | 0.089463 | 0 | 0 | 8118.1431 | 1.102e-05 | 71 | Commercial_2031_SC C_GWh_Before Competition Groups_71 | Energy Recovery Ventilation and Ventilation (Enhanced) | 0.001102% | 0 | 0.089463 | Commercial_2031_SC C_GWh_Before Competition Groups_Energy Recovery Ventilation and Ventilation (Enhanced)
Commercial | Com ¦ High Efficiency Chiller (avg of water and air cooled) | 2031 | SC C | GWh | Before Competition Groups | 0.042793 | 0 | 0 | 8118.1431 | 5.2713e-06 | 72 | Commercial_2031_SC C_GWh_Before Competition Groups_72 | High Efficiency Chiller (avg of water and air cooled) | 0.0005271% | 0 | 0.042793 | Commercial_2031_SC C_GWh_Before Competition Groups_High Efficiency Chiller (avg of water and air cooled)
Commercial | Com ¦ Room AC (w/ louvered sides) 14 SEER from 12 SEER code | 2031 | SC C | GWh | Before Competition Groups | 0.032643 | 0 | 0 | 8118.1431 | 4.021e-06 | 73 | Commercial_2031_SC C_GWh_Before Competition Groups_73 | Room AC (w/ louvered sides) 14 SEER from 12 SEER code | 0.0004021% | 0 | 0.032643 | Commercial_2031_SC C_GWh_Before Competition Groups_Room AC (w/ louvered sides) 14 SEER from 12 SEER code
Commercial | Com ¦ VSD Air Compressor | 2031 | SC C | GWh | Before Competition Groups | 0.028106 | 0 | 0 | 8118.1431 | 3.4621e-06 | 74 | Commercial_2031_SC C_GWh_Before Competition Groups_74 | VSD Air Compressor | 0.0003462% | 0 | 0.028106 | Commercial_2031_SC C_GWh_Before Competition Groups_VSD Air Compressor
Commercial | Com ¦ EC Plug Fan for Data Center (under cabinet) | 2031 | SC C | GWh | Before Competition Groups | 0.023475 | 0 | 0 | 8118.1431 | 2.8917e-06 | 75 | Commercial_2031_SC C_GWh_Before Competition Groups_75 | EC Plug Fan for Data Center (under cabinet) | 0.0002892% | 0 | 0.023475 | Commercial_2031_SC C_GWh_Before Competition Groups_EC Plug Fan for Data Center (under cabinet)
Commercial | Com ¦ Electric Convection Combination Ovens | 2031 | SC C | GWh | Before Competition Groups | 0.0027608 | 0 | 0 | 8118.1431 | 3.4007e-07 | 76 | Commercial_2031_SC C_GWh_Before Competition Groups_76 | Electric Convection Combination Ovens | 3.401e-05% | 0 | 0.0027608 | Commercial_2031_SC C_GWh_Before Competition Groups_Electric Convection Combination Ovens
Commercial | Com ¦ Networked/Connected - High Impact Application | 2031 | SC C | GWh | Before Competition Groups | 0.0021945 | 0 | 0 | 8118.1431 | 2.7032e-07 | 77 | Commercial_2031_SC C_GWh_Before Competition Groups_77 | Networked/Connected - High Impact Application | 2.703e-05% | 0 | 0.0021945 | Commercial_2031_SC C_GWh_Before Competition Groups_Networked/Connected - High Impact Application
Commercial | Com ¦ Networked/Connected - Low Impact Application | 2031 | SC C | GWh | Before Competition Groups | 0.00010723 | 0 | 0 | 8118.1431 | 1.3209e-08 | 78 | Commercial_2031_SC C_GWh_Before Competition Groups_78 | Networked/Connected - Low Impact Application | 1.321e-06% | 0 | 0.00010723 | Commercial_2031_SC C_GWh_Before Competition Groups_Networked/Connected - Low Impact Application
Commercial | Com ¦ Indoor Daylight Sensors/Photocell Dimming Control | 2031 | SC C | GWh | Before Competition Groups | 0 | 0 | 0 | 8118.1431 | 0 | 79 | Commercial_2031_SC C_GWh_Before Competition Groups_79 | Indoor Daylight Sensors/Photocell Dimming Control | 0% | 0 | 0 | Commercial_2031_SC C_GWh_Before Competition Groups_Indoor Daylight Sensors/Photocell Dimming Control
Commercial | Com ¦ Variable Refrigerant Flow Heat Pump | 2031 | SC C | GWh | Before Competition Groups | 0 | 0 | 0 | 8118.1431 | 0 | 80 | Commercial_2031_SC C_GWh_Before Competition Groups_80 | Variable Refrigerant Flow Heat Pump | 0% | 0 | 0 | Commercial_2031_SC C_GWh_Before Competition Groups_Variable Refrigerant Flow Heat Pump
Commercial | Com ¦ ENERGY STAR LED LAMPS (REFLECTOR LAMPs/MR16/PAR 16) | 2031 | SC D | GWh | Before Competition Groups | 889.5767 | 0 | 0 | 7544.3832 | 0.11791 | 1 | Commercial_2031_SC D_GWh_Before Competition Groups_1 | ENERGY STAR LED LAMPS (REFLECTOR LAMPs/MR16/PAR 16) | 11.79% | 0 | 889.5767 | Commercial_2031_SC D_GWh_Before Competition Groups_ENERGY STAR LED LAMPS (REFLECTOR LAMPs/MR16/PAR 16)
Commercial | Com ¦ LED Low/High Bay | 2031 | SC D | GWh | Before Competition Groups | 814.909 | 0 | 0 | 7544.3832 | 0.10802 | 2 | Commercial_2031_SC D_GWh_Before Competition Groups_2 | LED Low/High Bay | 10.8% | 0 | 814.909 | Commercial_2031_SC D_GWh_Before Competition Groups_LED Low/High Bay
Commercial | Com ¦ LED Troffer/Surface/Suspended | 2031 | SC D | GWh | Before Competition Groups | 779.5097 | 0 | 0 | 7544.3832 | 0.10332 | 3 | Commercial_2031_SC D_GWh_Before Competition Groups_3 | LED Troffer/Surface/Suspended | 10.33% | 0 | 779.5097 | Commercial_2031_SC D_GWh_Before Competition Groups_LED Troffer/Surface/Suspended
Commercial | Com ¦ LED EXTERIOR AREA LIGHTS - LED fixture (200W) | 2031 | SC D | GWh | Before Competition Groups | 571.7053 | 0 | 0 | 7544.3832 | 0.075779 | 4 | Commercial_2031_SC D_GWh_Before Competition Groups_4 | LED EXTERIOR AREA LIGHTS - LED fixture (200W) | 7.578% | 0 | 571.7053 | Commercial_2031_SC D_GWh_Before Competition Groups_LED EXTERIOR AREA LIGHTS - LED fixture (200W)
Commercial | Com ¦ LED parking lot fixture | 2031 | SC D | GWh | Before Competition Groups | 555.8999 | 0 | 0 | 7544.3832 | 0.073684 | 5 | Commercial_2031_SC D_GWh_Before Competition Groups_5 | LED parking lot fixture | 7.368% | 0 | 555.8999 | Commercial_2031_SC D_GWh_Before Competition Groups_LED parking lot fixture
Commercial | Com ¦ LED Replacement Lamp (Tube) | 2031 | SC D | GWh | Before Competition Groups | 514.3306 | 0 | 0 | 7544.3832 | 0.068174 | 6 | Commercial_2031_SC D_GWh_Before Competition Groups_6 | LED Replacement Lamp (Tube) | 6.817% | 0 | 514.3306 | Commercial_2031_SC D_GWh_Before Competition Groups_LED Replacement Lamp (Tube)
Commercial | Com ¦ Building Recommissioning, Operations and Maintenance (O&M) Improvements | 2031 | SC D | GWh | Before Competition Groups | 459.6302 | 0 | 0 | 7544.3832 | 0.060923 | 7 | Commercial_2031_SC D_GWh_Before Competition Groups_7 | Building Recommissioning, Operations and Maintenance (O&M) Improvements | 6.092% | 0 | 459.6302 | Commercial_2031_SC D_GWh_Before Competition Groups_Building Recommissioning, Operations and Maintenance (O&M) Improvements
Commercial | Com ¦ Furnace Tune-Up | 2031 | SC D | GWh | Before Competition Groups | 296.3316 | 0 | 0 | 7544.3832 | 0.039278 | 8 | Commercial_2031_SC D_GWh_Before Competition Groups_8 | Furnace Tune-Up | 3.928% | 0 | 296.3316 | Commercial_2031_SC D_GWh_Before Competition Groups_Furnace Tune-Up
Commercial | Com ¦ LED street light fixture | 2031 | SC D | GWh | Before Competition Groups | 269.1029 | 0 | 0 | 7544.3832 | 0.035669 | 9 | Commercial_2031_SC D_GWh_Before Competition Groups_9 | LED street light fixture | 3.567% | 0 | 269.1029 | Commercial_2031_SC D_GWh_Before Competition Groups_LED street light fixture
Commercial | Com ¦ High Efficiency Air Source Heat Pump | 2031 | SC D | GWh | Before Competition Groups | 210.7176 | 0 | 0 | 7544.3832 | 0.02793 | 10 | Commercial_2031_SC D_GWh_Before Competition Groups_10 | High Efficiency Air Source Heat Pump | 2.793% | 0 | 210.7176 | Commercial_2031_SC D_GWh_Before Competition Groups_High Efficiency Air Source Heat Pump
Commercial | Com ¦ Data Center Storage/Server Virtualization | 2031 | SC D | GWh | Before Competition Groups | 206.1007 | 0 | 0 | 7544.3832 | 0.027318 | 11 | Commercial_2031_SC D_GWh_Before Competition Groups_11 | Data Center Storage/Server Virtualization | 2.732% | 0 | 206.1007 | Commercial_2031_SC D_GWh_Before Competition Groups_Data Center Storage/Server Virtualization
Commercial | Com ¦ Reach-in Shaded Pole to ECM/PSC Evaporator Fan Motor | 2031 | SC D | GWh | Before Competition Groups | 203.4957 | 0 | 0 | 7544.3832 | 0.026973 | 12 | Commercial_2031_SC D_GWh_Before Competition Groups_12 | Reach-in Shaded Pole to ECM/PSC Evaporator Fan Motor | 2.697% | 0 | 203.4957 | Commercial_2031_SC D_GWh_Before Competition Groups_Reach-in Shaded Pole to ECM/PSC Evaporator Fan Motor
Commercial | Com ¦ Strip Curtains | 2031 | SC D | GWh | Before Competition Groups | 141.1694 | 0 | 0 | 7544.3832 | 0.018712 | 13 | Commercial_2031_SC D_GWh_Before Competition Groups_13 | Strip Curtains | 1.871% | 0 | 141.1694 | Commercial_2031_SC D_GWh_Before Competition Groups_Strip Curtains
Commercial | Com ¦ Refrigerated Display Case Doors | 2031 | SC D | GWh | Before Competition Groups | 133.8626 | 0 | 0 | 7544.3832 | 0.017743 | 14 | Commercial_2031_SC D_GWh_Before Competition Groups_14 | Refrigerated Display Case Doors | 1.774% | 0 | 133.8626 | Commercial_2031_SC D_GWh_Before Competition Groups_Refrigerated Display Case Doors
Commercial | Com ¦ Education and Capacity Building/Energy Behavior | 2031 | SC D | GWh | Before Competition Groups | 123.218 | 0 | 0 | 7544.3832 | 0.016332 | 15 | Commercial_2031_SC D_GWh_Before Competition Groups_15 | Education and Capacity Building/Energy Behavior | 1.633% | 0 | 123.218 | Commercial_2031_SC D_GWh_Before Competition Groups_Education and Capacity Building/Energy Behavior
Commercial | Com ¦ Advanced BAS/Controllers | 2031 | SC D | GWh | Before Competition Groups | 113.5911 | 0 | 0 | 7544.3832 | 0.015056 | 16 | Commercial_2031_SC D_GWh_Before Competition Groups_16 | Advanced BAS/Controllers | 1.506% | 0 | 113.5911 | Commercial_2031_SC D_GWh_Before Competition Groups_Advanced BAS/Controllers
Commercial | Com ¦ ENERGY STAR LED LAMPS (General Service Lamps) | 2031 | SC D | GWh | Before Competition Groups | 108.0328 | 0 | 0 | 7544.3832 | 0.01432 | 17 | Commercial_2031_SC D_GWh_Before Competition Groups_17 | ENERGY STAR LED LAMPS (General Service Lamps) | 1.432% | 0 | 108.0328 | Commercial_2031_SC D_GWh_Before Competition Groups_ENERGY STAR LED LAMPS (General Service Lamps)
Commercial | Com ¦ Centrally controlled desktop PC/NETWORK PC POWER MANAGEMENT SOFTWARE | 2031 | SC D | GWh | Before Competition Groups | 105.9018 | 0 | 0 | 7544.3832 | 0.014037 | 18 | Commercial_2031_SC D_GWh_Before Competition Groups_18 | Centrally controlled desktop PC/NETWORK PC POWER MANAGEMENT SOFTWARE | 1.404% | 0 | 105.9018 | Commercial_2031_SC D_GWh_Before Competition Groups_Centrally controlled desktop PC/NETWORK PC POWER MANAGEMENT SOFTWARE
Commercial | Com ¦ LED or Equivalent Sign Lighting | 2031 | SC D | GWh | Before Competition Groups | 100.0788 | 0 | 0 | 7544.3832 | 0.013265 | 19 | Commercial_2031_SC D_GWh_Before Competition Groups_19 | LED or Equivalent Sign Lighting | 1.327% | 0 | 100.0788 | Commercial_2031_SC D_GWh_Before Competition Groups_LED or Equivalent Sign Lighting
Commercial | Com ¦ Variable Frequency Drive (VFD) | 2031 | SC D | GWh | Before Competition Groups | 95.7943 | 0 | 0 | 7544.3832 | 0.012697 | 20 | Commercial_2031_SC D_GWh_Before Competition Groups_20 | Variable Frequency Drive (VFD) | 1.27% | 0 | 95.7943 | Commercial_2031_SC D_GWh_Before Competition Groups_Variable Frequency Drive (VFD)
Commercial | Com ¦ Demand Control Ventilation | 2031 | SC D | GWh | Before Competition Groups | 95.7265 | 0 | 0 | 7544.3832 | 0.012688 | 21 | Commercial_2031_SC D_GWh_Before Competition Groups_21 | Demand Control Ventilation | 1.269% | 0 | 95.7265 | Commercial_2031_SC D_GWh_Before Competition Groups_Demand Control Ventilation
Commercial | Com ¦ VFD on Pumps | 2031 | SC D | GWh | Before Competition Groups | 88.8804 | 0 | 0 | 7544.3832 | 0.011781 | 22 | Commercial_2031_SC D_GWh_Before Competition Groups_22 | VFD on Pumps | 1.178% | 0 | 88.8804 | Commercial_2031_SC D_GWh_Before Competition Groups_VFD on Pumps
Commercial | Com ¦ Adaptive Thermostats | 2031 | SC D | GWh | Before Competition Groups | 74.0219 | 0 | 0 | 7544.3832 | 0.0098115 | 23 | Commercial_2031_SC D_GWh_Before Competition Groups_23 | Adaptive Thermostats | 0.9812% | 0 | 74.0219 | Commercial_2031_SC D_GWh_Before Competition Groups_Adaptive Thermostats
Commercial | Com ¦ Unitary Air-Conditioning Unit | 2031 | SC D | GWh | Before Competition Groups | 56.407 | 0 | 0 | 7544.3832 | 0.0074767 | 24 | Commercial_2031_SC D_GWh_Before Competition Groups_24 | Unitary Air-Conditioning Unit | 0.7477% | 0 | 56.407 | Commercial_2031_SC D_GWh_Before Competition Groups_Unitary Air-Conditioning Unit
Commercial | Com ¦ ECM MOTORS FOR EVAPORATOR FANS for refrigeration (WALK-IN) | 2031 | SC D | GWh | Before Competition Groups | 45.5075 | 0 | 0 | 7544.3832 | 0.006032 | 25 | Commercial_2031_SC D_GWh_Before Competition Groups_25 | ECM MOTORS FOR EVAPORATOR FANS for refrigeration (WALK-IN) | 0.6032% | 0 | 45.5075 | Commercial_2031_SC D_GWh_Before Competition Groups_ECM MOTORS FOR EVAPORATOR FANS for refrigeration (WALK-IN)
Commercial | Com ¦ Condensing Unit Heaters or other Efficient Unit Heating System | 2031 | SC D | GWh | Before Competition Groups | 44.3773 | 0 | 0 | 7544.3832 | 0.0058822 | 26 | Commercial_2031_SC D_GWh_Before Competition Groups_26 | Condensing Unit Heaters or other Efficient Unit Heating System | 0.5882% | 0 | 44.3773 | Commercial_2031_SC D_GWh_Before Competition Groups_Condensing Unit Heaters or other Efficient Unit Heating System
Commercial | Com ¦ Demand Control Kitchen Ventilation | 2031 | SC D | GWh | Before Competition Groups | 40.8954 | 0 | 0 | 7544.3832 | 0.0054206 | 27 | Commercial_2031_SC D_GWh_Before Competition Groups_27 | Demand Control Kitchen Ventilation | 0.5421% | 0 | 40.8954 | Commercial_2031_SC D_GWh_Before Competition Groups_Demand Control Kitchen Ventilation
Commercial | Com ¦ Door Gasket Freezer/Refrigerator | 2031 | SC D | GWh | Before Competition Groups | 40.8048 | 0 | 0 | 7544.3832 | 0.0054086 | 28 | Commercial_2031_SC D_GWh_Before Competition Groups_28 | Door Gasket Freezer/Refrigerator | 0.5409% | 0 | 40.8048 | Commercial_2031_SC D_GWh_Before Competition Groups_Door Gasket Freezer/Refrigerator
Commercial | Com ¦ Air Handler with Dedicated Outdoor Air Systems | 2031 | SC D | GWh | Before Competition Groups | 40.3635 | 0 | 0 | 7544.3832 | 0.0053501 | 29 | Commercial_2031_SC D_GWh_Before Competition Groups_29 | Air Handler with Dedicated Outdoor Air Systems | 0.535% | 0 | 40.3635 | Commercial_2031_SC D_GWh_Before Competition Groups_Air Handler with Dedicated Outdoor Air Systems
Commercial | Com ¦ Evaporator Fan Controls | 2031 | SC D | GWh | Before Competition Groups | 36.8727 | 0 | 0 | 7544.3832 | 0.0048874 | 30 | Commercial_2031_SC D_GWh_Before Competition Groups_30 | Evaporator Fan Controls | 0.4887% | 0 | 36.8727 | Commercial_2031_SC D_GWh_Before Competition Groups_Evaporator Fan Controls
Commercial | Com ¦ Refrigerated Display Case LED | 2031 | SC D | GWh | Before Competition Groups | 35.6121 | 0 | 0 | 7544.3832 | 0.0047203 | 31 | Commercial_2031_SC D_GWh_Before Competition Groups_31 | Refrigerated Display Case LED | 0.472% | 0 | 35.6121 | Commercial_2031_SC D_GWh_Before Competition Groups_Refrigerated Display Case LED
Commercial | Com ¦ Freezer Case Light Sensor | 2031 | SC D | GWh | Before Competition Groups | 25.461 | 0 | 0 | 7544.3832 | 0.0033748 | 32 | Commercial_2031_SC D_GWh_Before Competition Groups_32 | Freezer Case Light Sensor | 0.3375% | 0 | 25.461 | Commercial_2031_SC D_GWh_Before Competition Groups_Freezer Case Light Sensor
Commercial | Com ¦ ENERGY STAR Griddle (74% eff) | 2031 | SC D | GWh | Before Competition Groups | 25.4572 | 0 | 0 | 7544.3832 | 0.0033743 | 33 | Commercial_2031_SC D_GWh_Before Competition Groups_33 | ENERGY STAR Griddle (74% eff) | 0.3374% | 0 | 25.4572 | Commercial_2031_SC D_GWh_Before Competition Groups_ENERGY STAR Griddle (74% eff)
Commercial | Com ¦ Occupancy Sensors | 2031 | SC D | GWh | Before Competition Groups | 24.9729 | 0 | 0 | 7544.3832 | 0.0033101 | 34 | Commercial_2031_SC D_GWh_Before Competition Groups_34 | Occupancy Sensors | 0.331% | 0 | 24.9729 | Commercial_2031_SC D_GWh_Before Competition Groups_Occupancy Sensors
Commercial | Com ¦ Chilled Water Optimization | 2031 | SC D | GWh | Before Competition Groups | 23.8869 | 0 | 0 | 7544.3832 | 0.0031662 | 35 | Commercial_2031_SC D_GWh_Before Competition Groups_35 | Chilled Water Optimization | 0.3166% | 0 | 23.8869 | Commercial_2031_SC D_GWh_Before Competition Groups_Chilled Water Optimization
Commercial | Com ¦ BEVERAGE VENDING MACHINE CONTROLS | 2031 | SC D | GWh | Before Competition Groups | 15.6226 | 0 | 0 | 7544.3832 | 0.0020708 | 36 | Commercial_2031_SC D_GWh_Before Competition Groups_36 | BEVERAGE VENDING MACHINE CONTROLS | 0.2071% | 0 | 15.6226 | Commercial_2031_SC D_GWh_Before Competition Groups_BEVERAGE VENDING MACHINE CONTROLS
Commercial | Com ¦ Elec Storage WH 2.30 Et | 2031 | SC D | GWh | Before Competition Groups | 14.1718 | 0 | 0 | 7544.3832 | 0.0018785 | 37 | Commercial_2031_SC D_GWh_Before Competition Groups_37 | Elec Storage WH 2.30 Et | 0.1878% | 0 | 14.1718 | Commercial_2031_SC D_GWh_Before Competition Groups_Elec Storage WH 2.30 Et
Commercial | Com ¦ Temperature Adjustment in Commercial Freezers | 2031 | SC D | GWh | Before Competition Groups | 14.115 | 0 | 0 | 7544.3832 | 0.0018709 | 38 | Commercial_2031_SC D_GWh_Before Competition Groups_38 | Temperature Adjustment in Commercial Freezers | 0.1871% | 0 | 14.115 | Commercial_2031_SC D_GWh_Before Competition Groups_Temperature Adjustment in Commercial Freezers
Commercial | Com ¦ CO Sensors for parking garage exhaust fans | 2031 | SC D | GWh | Before Competition Groups | 10.7606 | 0 | 0 | 7544.3832 | 0.0014263 | 39 | Commercial_2031_SC D_GWh_Before Competition Groups_39 | CO Sensors for parking garage exhaust fans | 0.1426% | 0 | 10.7606 | Commercial_2031_SC D_GWh_Before Competition Groups_CO Sensors for parking garage exhaust fans
Commercial | Com ¦ Vertical Night Covers | 2031 | SC D | GWh | Before Competition Groups | 10.397 | 0 | 0 | 7544.3832 | 0.0013781 | 40 | Commercial_2031_SC D_GWh_Before Competition Groups_40 | Vertical Night Covers | 0.1378% | 0 | 10.397 | Commercial_2031_SC D_GWh_Before Competition Groups_Vertical Night Covers
Commercial | Com ¦ Outside Air Economizer | 2031 | SC D | GWh | Before Competition Groups | 10.2263 | 0 | 0 | 7544.3832 | 0.0013555 | 41 | Commercial_2031_SC D_GWh_Before Competition Groups_41 | Outside Air Economizer | 0.1355% | 0 | 10.2263 | Commercial_2031_SC D_GWh_Before Competition Groups_Outside Air Economizer
Commercial | Com ¦ Energy Efficient Laboratory Fume Hood | 2031 | SC D | GWh | Before Competition Groups | 10.1255 | 0 | 0 | 7544.3832 | 0.0013421 | 42 | Commercial_2031_SC D_GWh_Before Competition Groups_42 | Energy Efficient Laboratory Fume Hood | 0.1342% | 0 | 10.1255 | Commercial_2031_SC D_GWh_Before Competition Groups_Energy Efficient Laboratory Fume Hood
Commercial | Com ¦ Water Source Heat Pump (4 ton) | 2031 | SC D | GWh | Before Competition Groups | 9.9132 | 0 | 0 | 7544.3832 | 0.001314 | 43 | Commercial_2031_SC D_GWh_Before Competition Groups_43 | Water Source Heat Pump (4 ton) | 0.1314% | 0 | 9.9132 | Commercial_2031_SC D_GWh_Before Competition Groups_Water Source Heat Pump (4 ton)
Commercial | Com ¦ Duct Insulation, R8 | 2031 | SC D | GWh | Before Competition Groups | 9.8583 | 0 | 0 | 7544.3832 | 0.0013067 | 44 | Commercial_2031_SC D_GWh_Before Competition Groups_44 | Duct Insulation, R8 | 0.1307% | 0 | 9.8583 | Commercial_2031_SC D_GWh_Before Competition Groups_Duct Insulation, R8
Commercial | Com ¦ ENERGY STAR Fryer (84% eff) | 2031 | SC D | GWh | Before Competition Groups | 9.2266 | 0 | 0 | 7544.3832 | 0.001223 | 45 | Commercial_2031_SC D_GWh_Before Competition Groups_45 | ENERGY STAR Fryer (84% eff) | 0.1223% | 0 | 9.2266 | Commercial_2031_SC D_GWh_Before Competition Groups_ENERGY STAR Fryer (84% eff)
Commercial | Com ¦ Water Heating (DHW) Pipe Insulation (Add 3/4\ Foam)" | 2031 | SC D | GWh | Before Competition Groups | 8.9485 | 0 | 0 | 7544.3832 | 0.0011861 | 46 | Commercial_2031_SC D_GWh_Before Competition Groups_46 | Water Heating (DHW) Pipe Insulation (Add 3/4\ Foam)" | 0.1186% | 0 | 8.9485 | Commercial_2031_SC D_GWh_Before Competition Groups_Water Heating (DHW) Pipe Insulation (Add 3/4\ Foam)"
Commercial | Com ¦ Suction Pipe Insulation Freezer/Refrigerator | 2031 | SC D | GWh | Before Competition Groups | 5.4894 | 0 | 0 | 7544.3832 | 0.00072762 | 47 | Commercial_2031_SC D_GWh_Before Competition Groups_47 | Suction Pipe Insulation Freezer/Refrigerator | 0.07276% | 0 | 5.4894 | Commercial_2031_SC D_GWh_Before Competition Groups_Suction Pipe Insulation Freezer/Refrigerator
Commercial | Com ¦ ENERGY STAR Dishwasher | 2031 | SC D | GWh | Before Competition Groups | 4.4254 | 0 | 0 | 7544.3832 | 0.00058658 | 48 | Commercial_2031_SC D_GWh_Before Competition Groups_48 | ENERGY STAR Dishwasher | 0.05866% | 0 | 4.4254 | Commercial_2031_SC D_GWh_Before Competition Groups_ENERGY STAR Dishwasher
Commercial | Com ¦ ENERGY STAR Steam Cookers | 2031 | SC D | GWh | Before Competition Groups | 4.4192 | 0 | 0 | 7544.3832 | 0.00058576 | 49 | Commercial_2031_SC D_GWh_Before Competition Groups_49 | ENERGY STAR Steam Cookers | 0.05858% | 0 | 4.4192 | Commercial_2031_SC D_GWh_Before Competition Groups_ENERGY STAR Steam Cookers
Commercial | Com ¦ Condensing Make Up Air Unit | 2031 | SC D | GWh | Before Competition Groups | 2.3698 | 0 | 0 | 7544.3832 | 0.00031411 | 50 | Commercial_2031_SC D_GWh_Before Competition Groups_50 | Condensing Make Up Air Unit | 0.03141% | 0 | 2.3698 | Commercial_2031_SC D_GWh_Before Competition Groups_Condensing Make Up Air Unit
Commercial | Com ¦ Thermostat Setback | 2031 | SC D | GWh | Before Competition Groups | 2.242 | 0 | 0 | 7544.3832 | 0.00029717 | 51 | Commercial_2031_SC D_GWh_Before Competition Groups_51 | Thermostat Setback | 0.02972% | 0 | 2.242 | Commercial_2031_SC D_GWh_Before Competition Groups_Thermostat Setback
Commercial | Com ¦ Ozone Laundry Treatment | 2031 | SC D | GWh | Before Competition Groups | 2.1215 | 0 | 0 | 7544.3832 | 0.0002812 | 52 | Commercial_2031_SC D_GWh_Before Competition Groups_52 | Ozone Laundry Treatment | 0.02812% | 0 | 2.1215 | Commercial_2031_SC D_GWh_Before Competition Groups_Ozone Laundry Treatment
Commercial | Com ¦ ECM MOTORS FOR HVAC APPLICATION (FAN-POWERED VAV BOX) | 2031 | SC D | GWh | Before Competition Groups | 1.3746 | 0 | 0 | 7544.3832 | 0.0001822 | 53 | Commercial_2031_SC D_GWh_Before Competition Groups_53 | ECM MOTORS FOR HVAC APPLICATION (FAN-POWERED VAV BOX) | 0.01822% | 0 | 1.3746 | Commercial_2031_SC D_GWh_Before Competition Groups_ECM MOTORS FOR HVAC APPLICATION (FAN-POWERED VAV BOX)
Commercial | Com ¦ CEE Tier 2/Energy Star Clothes Washers | 2031 | SC D | GWh | Before Competition Groups | 0.90723 | 0 | 0 | 7544.3832 | 0.00012025 | 54 | Commercial_2031_SC D_GWh_Before Competition Groups_54 | CEE Tier 2/Energy Star Clothes Washers | 0.01203% | 0 | 0.90723 | Commercial_2031_SC D_GWh_Before Competition Groups_CEE Tier 2/Energy Star Clothes Washers
Commercial | Com ¦ Solar Water Preheat (Pools/DHW) | 2031 | SC D | GWh | Before Competition Groups | 0.72135 | 0 | 0 | 7544.3832 | 9.5614e-05 | 55 | Commercial_2031_SC D_GWh_Before Competition Groups_55 | Solar Water Preheat (Pools/DHW) | 0.009561% | 0 | 0.72135 | Commercial_2031_SC D_GWh_Before Competition Groups_Solar Water Preheat (Pools/DHW)
Commercial | Com ¦ Notched V belts for HVAC Systems | 2031 | SC D | GWh | Before Competition Groups | 0.69081 | 0 | 0 | 7544.3832 | 9.1566e-05 | 56 | Commercial_2031_SC D_GWh_Before Competition Groups_56 | Notched V belts for HVAC Systems | 0.009157% | 0 | 0.69081 | Commercial_2031_SC D_GWh_Before Competition Groups_Notched V belts for HVAC Systems
Commercial | Com ¦ Demand controlled Circulating Systems | 2031 | SC D | GWh | Before Competition Groups | 0.61119 | 0 | 0 | 7544.3832 | 8.1012e-05 | 57 | Commercial_2031_SC D_GWh_Before Competition Groups_57 | Demand controlled Circulating Systems | 0.008101% | 0 | 0.61119 | Commercial_2031_SC D_GWh_Before Competition Groups_Demand controlled Circulating Systems
Commercial | Com ¦ Auto Off Time Switch or Time Clock control | 2031 | SC D | GWh | Before Competition Groups | 0.59821 | 0 | 0 | 7544.3832 | 7.9293e-05 | 58 | Commercial_2031_SC D_GWh_Before Competition Groups_58 | Auto Off Time Switch or Time Clock control | 0.007929% | 0 | 0.59821 | Commercial_2031_SC D_GWh_Before Competition Groups_Auto Off Time Switch or Time Clock control
Commercial | COM ¦ Ductless Mini-Split Heat Pumps | 2031 | SC D | GWh | Before Competition Groups | 0.56894 | 0 | 0 | 7544.3832 | 7.5412e-05 | 59 | Commercial_2031_SC D_GWh_Before Competition Groups_59 | Ductless Mini-Split Heat Pumps | 0.007541% | 0 | 0.56894 | Commercial_2031_SC D_GWh_Before Competition Groups_Ductless Mini-Split Heat Pumps
Commercial | Com ¦ Low Flow Pre-Rinse Spray Nozzle | 2031 | SC D | GWh | Before Competition Groups | 0.47601 | 0 | 0 | 7544.3832 | 6.3095e-05 | 60 | Commercial_2031_SC D_GWh_Before Competition Groups_60 | Low Flow Pre-Rinse Spray Nozzle | 0.006309% | 0 | 0.47601 | Commercial_2031_SC D_GWh_Before Competition Groups_Low Flow Pre-Rinse Spray Nozzle
Commercial | Com ¦ PTAC (12 EER/10,000 BTU) | 2031 | SC D | GWh | Before Competition Groups | 0.45495 | 0 | 0 | 7544.3832 | 6.0303e-05 | 61 | Commercial_2031_SC D_GWh_Before Competition Groups_61 | PTAC (12 EER/10,000 BTU) | 0.00603% | 0 | 0.45495 | Commercial_2031_SC D_GWh_Before Competition Groups_PTAC (12 EER/10,000 BTU)
Commercial | Com ¦ HVAC Optimization | 2031 | SC D | GWh | Before Competition Groups | 0.30638 | 0 | 0 | 7544.3832 | 4.061e-05 | 62 | Commercial_2031_SC D_GWh_Before Competition Groups_62 | HVAC Optimization | 0.004061% | 0 | 0.30638 | Commercial_2031_SC D_GWh_Before Competition Groups_HVAC Optimization
Commercial | Com ¦ Commercial Hot Food Holding Cabinets | 2031 | SC D | GWh | Before Competition Groups | 0.25296 | 0 | 0 | 7544.3832 | 3.353e-05 | 63 | Commercial_2031_SC D_GWh_Before Competition Groups_63 | Commercial Hot Food Holding Cabinets | 0.003353% | 0 | 0.25296 | Commercial_2031_SC D_GWh_Before Competition Groups_Commercial Hot Food Holding Cabinets
Commercial | Com ¦ LED RECESSED DOWNLIGHTS | 2031 | SC D | GWh | Before Competition Groups | 0.22927 | 0 | 0 | 7544.3832 | 3.039e-05 | 64 | Commercial_2031_SC D_GWh_Before Competition Groups_64 | LED RECESSED DOWNLIGHTS | 0.003039% | 0 | 0.22927 | Commercial_2031_SC D_GWh_Before Competition Groups_LED RECESSED DOWNLIGHTS
Commercial | Com ¦ Air Curtains | 2031 | SC D | GWh | Before Competition Groups | 0.13654 | 0 | 0 | 7544.3832 | 1.8098e-05 | 65 | Commercial_2031_SC D_GWh_Before Competition Groups_65 | Air Curtains | 0.00181% | 0 | 0.13654 | Commercial_2031_SC D_GWh_Before Competition Groups_Air Curtains
Commercial | Com ¦ High Efficiency Small Instantaneous Water Heater | 2031 | SC D | GWh | Before Competition Groups | 0.1365 | 0 | 0 | 7544.3832 | 1.8093e-05 | 66 | Commercial_2031_SC D_GWh_Before Competition Groups_66 | High Efficiency Small Instantaneous Water Heater | 0.001809% | 0 | 0.1365 | Commercial_2031_SC D_GWh_Before Competition Groups_High Efficiency Small Instantaneous Water Heater
Commercial | Com ¦ Wall Insulation | 2031 | SC D | GWh | Before Competition Groups | 0.08134 | 0 | 0 | 7544.3832 | 1.0782e-05 | 67 | Commercial_2031_SC D_GWh_Before Competition Groups_67 | Wall Insulation | 0.001078% | 0 | 0.08134 | Commercial_2031_SC D_GWh_Before Competition Groups_Wall Insulation
Commercial | Com ¦ Energy Recovery Ventilation and Ventilation (Enhanced) | 2031 | SC D | GWh | Before Competition Groups | 0.059205 | 0 | 0 | 7544.3832 | 7.8475e-06 | 68 | Commercial_2031_SC D_GWh_Before Competition Groups_68 | Energy Recovery Ventilation and Ventilation (Enhanced) | 0.0007848% | 0 | 0.059205 | Commercial_2031_SC D_GWh_Before Competition Groups_Energy Recovery Ventilation and Ventilation (Enhanced)
Commercial | Com ¦ Room AC (w/ louvered sides) 14 SEER from 12 SEER code | 2031 | SC D | GWh | Before Competition Groups | 0.032614 | 0 | 0 | 7544.3832 | 4.3229e-06 | 69 | Commercial_2031_SC D_GWh_Before Competition Groups_69 | Room AC (w/ louvered sides) 14 SEER from 12 SEER code | 0.0004323% | 0 | 0.032614 | Commercial_2031_SC D_GWh_Before Competition Groups_Room AC (w/ louvered sides) 14 SEER from 12 SEER code
Commercial | Com ¦ VSD Air Compressor | 2031 | SC D | GWh | Before Competition Groups | 0.028106 | 0 | 0 | 7544.3832 | 3.7254e-06 | 70 | Commercial_2031_SC D_GWh_Before Competition Groups_70 | VSD Air Compressor | 0.0003725% | 0 | 0.028106 | Commercial_2031_SC D_GWh_Before Competition Groups_VSD Air Compressor
Commercial | Com ¦ Efficient compressor motor | 2031 | SC D | GWh | Before Competition Groups | 0.027365 | 0 | 0 | 7544.3832 | 3.6271e-06 | 71 | Commercial_2031_SC D_GWh_Before Competition Groups_71 | Efficient compressor motor | 0.0003627% | 0 | 0.027365 | Commercial_2031_SC D_GWh_Before Competition Groups_Efficient compressor motor
Commercial | Com ¦ EC Plug Fan for Data Center (under cabinet) | 2031 | SC D | GWh | Before Competition Groups | 0.021048 | 0 | 0 | 7544.3832 | 2.7898e-06 | 72 | Commercial_2031_SC D_GWh_Before Competition Groups_72 | EC Plug Fan for Data Center (under cabinet) | 0.000279% | 0 | 0.021048 | Commercial_2031_SC D_GWh_Before Competition Groups_EC Plug Fan for Data Center (under cabinet)
Commercial | Com ¦ High Efficiency Chiller (avg of water and air cooled) | 2031 | SC D | GWh | Before Competition Groups | 0.020838 | 0 | 0 | 7544.3832 | 2.7621e-06 | 73 | Commercial_2031_SC D_GWh_Before Competition Groups_73 | High Efficiency Chiller (avg of water and air cooled) | 0.0002762% | 0 | 0.020838 | Commercial_2031_SC D_GWh_Before Competition Groups_High Efficiency Chiller (avg of water and air cooled)
Commercial | Com ¦ LLLC - High Impact Application | 2031 | SC D | GWh | Before Competition Groups | 0.0059794 | 0 | 0 | 7544.3832 | 7.9257e-07 | 74 | Commercial_2031_SC D_GWh_Before Competition Groups_74 | LLLC - High Impact Application | 7.926e-05% | 0 | 0.0059794 | Commercial_2031_SC D_GWh_Before Competition Groups_LLLC - High Impact Application
Commercial | Com ¦ Electric Convection Combination Ovens | 2031 | SC D | GWh | Before Competition Groups | 0.0027608 | 0 | 0 | 7544.3832 | 3.6594e-07 | 75 | Commercial_2031_SC D_GWh_Before Competition Groups_75 | Electric Convection Combination Ovens | 3.659e-05% | 0 | 0.0027608 | Commercial_2031_SC D_GWh_Before Competition Groups_Electric Convection Combination Ovens
Commercial | Com ¦ LLLC - Low Impact Application | 2031 | SC D | GWh | Before Competition Groups | 0.00055432 | 0 | 0 | 7544.3832 | 7.3474e-08 | 76 | Commercial_2031_SC D_GWh_Before Competition Groups_76 | LLLC - Low Impact Application | 7.347e-06% | 0 | 0.00055432 | Commercial_2031_SC D_GWh_Before Competition Groups_LLLC - Low Impact Application
Commercial | Com ¦ Networked/Connected - Low Impact Application | 2031 | SC D | GWh | Before Competition Groups | 1.7058e-07 | 0 | 0 | 7544.3832 | 2.261e-11 | 77 | Commercial_2031_SC D_GWh_Before Competition Groups_77 | Networked/Connected - Low Impact Application | 2.261e-09% | 0 | 1.7058e-07 | Commercial_2031_SC D_GWh_Before Competition Groups_Networked/Connected - Low Impact Application
Commercial | Com ¦ Networked/Connected - High Impact Application | 2031 | SC D | GWh | Before Competition Groups | 2.5584e-08 | 0 | 0 | 7544.3832 | 3.3911e-12 | 78 | Commercial_2031_SC D_GWh_Before Competition Groups_78 | Networked/Connected - High Impact Application | 3.391e-10% | 0 | 2.5584e-08 | Commercial_2031_SC D_GWh_Before Competition Groups_Networked/Connected - High Impact Application
Commercial | Com ¦ Indoor Daylight Sensors/Photocell Dimming Control | 2031 | SC D | GWh | Before Competition Groups | 0 | 0 | 0 | 7544.3832 | 0 | 79 | Commercial_2031_SC D_GWh_Before Competition Groups_79 | Indoor Daylight Sensors/Photocell Dimming Control | 0% | 0 | 0 | Commercial_2031_SC D_GWh_Before Competition Groups_Indoor Daylight Sensors/Photocell Dimming Control
Commercial | Com ¦ Variable Refrigerant Flow Heat Pump | 2031 | SC D | GWh | Before Competition Groups | 0 | 0 | 0 | 7544.3832 | 0 | 80 | Commercial_2031_SC D_GWh_Before Competition Groups_80 | Variable Refrigerant Flow Heat Pump | 0% | 0 | 0 | Commercial_2031_SC D_GWh_Before Competition Groups_Variable Refrigerant Flow Heat Pump
Commercial | Com ¦ Building Recommissioning, Operations and Maintenance (O&M) Improvements | 2031 | Technical | GWh | Before Competition Groups | 1996.7279 | 0 | 0 | 20823.3034 | 0.095889 | 1 | Commercial_2031_Technical_GWh_Before Competition Groups_1 | Building Recommissioning, Operations and Maintenance (O&M) Improvements | 9.589% | 0 | 1996.7279 | Commercial_2031_Technical_GWh_Before Competition Groups_Building Recommissioning, Operations and Maintenance (O&M) Improvements
Commercial | Com ¦ Central Lighting Control System | 2031 | Technical | GWh | Before Competition Groups | 1609.9306 | 0 | 0 | 20823.3034 | 0.077314 | 2 | Commercial_2031_Technical_GWh_Before Competition Groups_2 | Central Lighting Control System | 7.731% | 0 | 1609.9306 | Commercial_2031_Technical_GWh_Before Competition Groups_Central Lighting Control System
Commercial | Com ¦ LED Low/High Bay | 2031 | Technical | GWh | Before Competition Groups | 1224.1562 | 0 | 0 | 20823.3034 | 0.058788 | 3 | Commercial_2031_Technical_GWh_Before Competition Groups_3 | LED Low/High Bay | 5.879% | 0 | 1224.1562 | Commercial_2031_Technical_GWh_Before Competition Groups_LED Low/High Bay
Commercial | Com ¦ ENERGY STAR LED LAMPS (REFLECTOR LAMPs/MR16/PAR 16) | 2031 | Technical | GWh | Before Competition Groups | 1037.4961 | 0 | 0 | 20823.3034 | 0.049824 | 4 | Commercial_2031_Technical_GWh_Before Competition Groups_4 | ENERGY STAR LED LAMPS (REFLECTOR LAMPs/MR16/PAR 16) | 4.982% | 0 | 1037.4961 | Commercial_2031_Technical_GWh_Before Competition Groups_ENERGY STAR LED LAMPS (REFLECTOR LAMPs/MR16/PAR 16)
Commercial | Com ¦ LED Troffer/Surface/Suspended | 2031 | Technical | GWh | Before Competition Groups | 997.2203 | 0 | 0 | 20823.3034 | 0.04789 | 5 | Commercial_2031_Technical_GWh_Before Competition Groups_5 | LED Troffer/Surface/Suspended | 4.789% | 0 | 997.2203 | Commercial_2031_Technical_GWh_Before Competition Groups_LED Troffer/Surface/Suspended
Commercial | Com ¦ LLLC - High Impact Application | 2031 | Technical | GWh | Before Competition Groups | 853.772 | 0 | 0 | 20823.3034 | 0.041001 | 6 | Commercial_2031_Technical_GWh_Before Competition Groups_6 | LLLC - High Impact Application | 4.1% | 0 | 853.772 | Commercial_2031_Technical_GWh_Before Competition Groups_LLLC - High Impact Application
Commercial | Com ¦ LLLC - Low Impact Application | 2031 | Technical | GWh | Before Competition Groups | 845.8758 | 0 | 0 | 20823.3034 | 0.040622 | 7 | Commercial_2031_Technical_GWh_Before Competition Groups_7 | LLLC - Low Impact Application | 4.062% | 0 | 845.8758 | Commercial_2031_Technical_GWh_Before Competition Groups_LLLC - Low Impact Application
Commercial | Com ¦ Networked/Connected - High Impact Application | 2031 | Technical | GWh | Before Competition Groups | 771.9957 | 0 | 0 | 20823.3034 | 0.037074 | 8 | Commercial_2031_Technical_GWh_Before Competition Groups_8 | Networked/Connected - High Impact Application | 3.707% | 0 | 771.9957 | Commercial_2031_Technical_GWh_Before Competition Groups_Networked/Connected - High Impact Application
Commercial | Com ¦ Education and Capacity Building/Energy Behavior | 2031 | Technical | GWh | Before Competition Groups | 751.0118 | 0 | 0 | 20823.3034 | 0.036066 | 9 | Commercial_2031_Technical_GWh_Before Competition Groups_9 | Education and Capacity Building/Energy Behavior | 3.607% | 0 | 751.0118 | Commercial_2031_Technical_GWh_Before Competition Groups_Education and Capacity Building/Energy Behavior
Commercial | Com ¦ Networked/Connected - Low Impact Application | 2031 | Technical | GWh | Before Competition Groups | 726.0333 | 0 | 0 | 20823.3034 | 0.034866 | 10 | Commercial_2031_Technical_GWh_Before Competition Groups_10 | Networked/Connected - Low Impact Application | 3.487% | 0 | 726.0333 | Commercial_2031_Technical_GWh_Before Competition Groups_Networked/Connected - Low Impact Application
Commercial | Com ¦ LED EXTERIOR AREA LIGHTS - LED fixture (200W) | 2031 | Technical | GWh | Before Competition Groups | 637.9786 | 0 | 0 | 20823.3034 | 0.030638 | 11 | Commercial_2031_Technical_GWh_Before Competition Groups_11 | LED EXTERIOR AREA LIGHTS - LED fixture (200W) | 3.064% | 0 | 637.9786 | Commercial_2031_Technical_GWh_Before Competition Groups_LED EXTERIOR AREA LIGHTS - LED fixture (200W)
Commercial | Com ¦ LED Replacement Lamp (Tube) | 2031 | Technical | GWh | Before Competition Groups | 619.7578 | 0 | 0 | 20823.3034 | 0.029763 | 12 | Commercial_2031_Technical_GWh_Before Competition Groups_12 | LED Replacement Lamp (Tube) | 2.976% | 0 | 619.7578 | Commercial_2031_Technical_GWh_Before Competition Groups_LED Replacement Lamp (Tube)
Commercial | Com ¦ LED parking lot fixture | 2031 | Technical | GWh | Before Competition Groups | 608.7075 | 0 | 0 | 20823.3034 | 0.029232 | 13 | Commercial_2031_Technical_GWh_Before Competition Groups_13 | LED parking lot fixture | 2.923% | 0 | 608.7075 | Commercial_2031_Technical_GWh_Before Competition Groups_LED parking lot fixture
Commercial | Com ¦ High Efficiency Air Source Heat Pump | 2031 | Technical | GWh | Before Competition Groups | 578.3117 | 0 | 0 | 20823.3034 | 0.027772 | 14 | Commercial_2031_Technical_GWh_Before Competition Groups_14 | High Efficiency Air Source Heat Pump | 2.777% | 0 | 578.3117 | Commercial_2031_Technical_GWh_Before Competition Groups_High Efficiency Air Source Heat Pump
Commercial | Com ¦ Smart Strip Plug Outlets | 2031 | Technical | GWh | Before Competition Groups | 554.5112 | 0 | 0 | 20823.3034 | 0.026629 | 15 | Commercial_2031_Technical_GWh_Before Competition Groups_15 | Smart Strip Plug Outlets | 2.663% | 0 | 554.5112 | Commercial_2031_Technical_GWh_Before Competition Groups_Smart Strip Plug Outlets
Commercial | Com ¦ Furnace Tune-Up | 2031 | Technical | GWh | Before Competition Groups | 548.2888 | 0 | 0 | 20823.3034 | 0.026331 | 16 | Commercial_2031_Technical_GWh_Before Competition Groups_16 | Furnace Tune-Up | 2.633% | 0 | 548.2888 | Commercial_2031_Technical_GWh_Before Competition Groups_Furnace Tune-Up
Commercial | Com ¦ Variable Refrigerant Flow Heat Pump | 2031 | Technical | GWh | Before Competition Groups | 474.2004 | 0 | 0 | 20823.3034 | 0.022773 | 17 | Commercial_2031_Technical_GWh_Before Competition Groups_17 | Variable Refrigerant Flow Heat Pump | 2.277% | 0 | 474.2004 | Commercial_2031_Technical_GWh_Before Competition Groups_Variable Refrigerant Flow Heat Pump
Commercial | Com ¦ Refrigerated Display Case Doors | 2031 | Technical | GWh | Before Competition Groups | 394.6938 | 0 | 0 | 20823.3034 | 0.018954 | 18 | Commercial_2031_Technical_GWh_Before Competition Groups_18 | Refrigerated Display Case Doors | 1.895% | 0 | 394.6938 | Commercial_2031_Technical_GWh_Before Competition Groups_Refrigerated Display Case Doors
Commercial | Com ¦ LED street light fixture | 2031 | Technical | GWh | Before Competition Groups | 385.0602 | 0 | 0 | 20823.3034 | 0.018492 | 19 | Commercial_2031_Technical_GWh_Before Competition Groups_19 | LED street light fixture | 1.849% | 0 | 385.0602 | Commercial_2031_Technical_GWh_Before Competition Groups_LED street light fixture
Commercial | Com ¦ Advanced BAS/Controllers | 2031 | Technical | GWh | Before Competition Groups | 328.9346 | 0 | 0 | 20823.3034 | 0.015796 | 20 | Commercial_2031_Technical_GWh_Before Competition Groups_20 | Advanced BAS/Controllers | 1.58% | 0 | 328.9346 | Commercial_2031_Technical_GWh_Before Competition Groups_Advanced BAS/Controllers
Commercial | Com ¦ Demand Control Ventilation | 2031 | Technical | GWh | Before Competition Groups | 307.7448 | 0 | 0 | 20823.3034 | 0.014779 | 21 | Commercial_2031_Technical_GWh_Before Competition Groups_21 | Demand Control Ventilation | 1.478% | 0 | 307.7448 | Commercial_2031_Technical_GWh_Before Competition Groups_Demand Control Ventilation
Commercial | Com ¦ Data Center Storage/Server Virtualization | 2031 | Technical | GWh | Before Competition Groups | 304.6432 | 0 | 0 | 20823.3034 | 0.01463 | 22 | Commercial_2031_Technical_GWh_Before Competition Groups_22 | Data Center Storage/Server Virtualization | 1.463% | 0 | 304.6432 | Commercial_2031_Technical_GWh_Before Competition Groups_Data Center Storage/Server Virtualization
Commercial | Com ¦ Reach-in Shaded Pole to ECM/PSC Evaporator Fan Motor | 2031 | Technical | GWh | Before Competition Groups | 290.0373 | 0 | 0 | 20823.3034 | 0.013928 | 23 | Commercial_2031_Technical_GWh_Before Competition Groups_23 | Reach-in Shaded Pole to ECM/PSC Evaporator Fan Motor | 1.393% | 0 | 290.0373 | Commercial_2031_Technical_GWh_Before Competition Groups_Reach-in Shaded Pole to ECM/PSC Evaporator Fan Motor
Commercial | Com ¦ Strip Curtains | 2031 | Technical | GWh | Before Competition Groups | 244.8758 | 0 | 0 | 20823.3034 | 0.01176 | 24 | Commercial_2031_Technical_GWh_Before Competition Groups_24 | Strip Curtains | 1.176% | 0 | 244.8758 | Commercial_2031_Technical_GWh_Before Competition Groups_Strip Curtains
Commercial | Com ¦ Centrally controlled desktop PC/NETWORK PC POWER MANAGEMENT SOFTWARE | 2031 | Technical | GWh | Before Competition Groups | 202.0091 | 0 | 0 | 20823.3034 | 0.0097011 | 25 | Commercial_2031_Technical_GWh_Before Competition Groups_25 | Centrally controlled desktop PC/NETWORK PC POWER MANAGEMENT SOFTWARE | 0.9701% | 0 | 202.0091 | Commercial_2031_Technical_GWh_Before Competition Groups_Centrally controlled desktop PC/NETWORK PC POWER MANAGEMENT SOFTWARE
Commercial | Com ¦ Door Gasket Freezer/Refrigerator | 2031 | Technical | GWh | Before Competition Groups | 201.0457 | 0 | 0 | 20823.3034 | 0.0096548 | 26 | Commercial_2031_Technical_GWh_Before Competition Groups_26 | Door Gasket Freezer/Refrigerator | 0.9655% | 0 | 201.0457 | Commercial_2031_Technical_GWh_Before Competition Groups_Door Gasket Freezer/Refrigerator
Commercial | Com ¦ Variable Frequency Drive (VFD) | 2031 | Technical | GWh | Before Competition Groups | 181.7382 | 0 | 0 | 20823.3034 | 0.0087276 | 27 | Commercial_2031_Technical_GWh_Before Competition Groups_27 | Variable Frequency Drive (VFD) | 0.8728% | 0 | 181.7382 | Commercial_2031_Technical_GWh_Before Competition Groups_Variable Frequency Drive (VFD)
Commercial | Com ¦ Unitary Air-Conditioning Unit | 2031 | Technical | GWh | Before Competition Groups | 172.5243 | 0 | 0 | 20823.3034 | 0.0082852 | 28 | Commercial_2031_Technical_GWh_Before Competition Groups_28 | Unitary Air-Conditioning Unit | 0.8285% | 0 | 172.5243 | Commercial_2031_Technical_GWh_Before Competition Groups_Unitary Air-Conditioning Unit
Commercial | Com ¦ LED or Equivalent Sign Lighting | 2031 | Technical | GWh | Before Competition Groups | 172.3246 | 0 | 0 | 20823.3034 | 0.0082756 | 29 | Commercial_2031_Technical_GWh_Before Competition Groups_29 | LED or Equivalent Sign Lighting | 0.8276% | 0 | 172.3246 | Commercial_2031_Technical_GWh_Before Competition Groups_LED or Equivalent Sign Lighting
Commercial | Com ¦ VFD on Pumps | 2031 | Technical | GWh | Before Competition Groups | 170.0853 | 0 | 0 | 20823.3034 | 0.008168 | 30 | Commercial_2031_Technical_GWh_Before Competition Groups_30 | VFD on Pumps | 0.8168% | 0 | 170.0853 | Commercial_2031_Technical_GWh_Before Competition Groups_VFD on Pumps
Commercial | Com ¦ Refrigeration Optimization | 2031 | Technical | GWh | Before Competition Groups | 167.0903 | 0 | 0 | 20823.3034 | 0.0080242 | 31 | Commercial_2031_Technical_GWh_Before Competition Groups_31 | Refrigeration Optimization | 0.8024% | 0 | 167.0903 | Commercial_2031_Technical_GWh_Before Competition Groups_Refrigeration Optimization
Commercial | Com ¦ Adaptive Thermostats | 2031 | Technical | GWh | Before Competition Groups | 145.3888 | 0 | 0 | 20823.3034 | 0.006982 | 32 | Commercial_2031_Technical_GWh_Before Competition Groups_32 | Adaptive Thermostats | 0.6982% | 0 | 145.3888 | Commercial_2031_Technical_GWh_Before Competition Groups_Adaptive Thermostats
Commercial | Com ¦ Air Handler with Dedicated Outdoor Air Systems | 2031 | Technical | GWh | Before Competition Groups | 138.7094 | 0 | 0 | 20823.3034 | 0.0066613 | 33 | Commercial_2031_Technical_GWh_Before Competition Groups_33 | Air Handler with Dedicated Outdoor Air Systems | 0.6661% | 0 | 138.7094 | Commercial_2031_Technical_GWh_Before Competition Groups_Air Handler with Dedicated Outdoor Air Systems
Commercial | Com ¦ ENERGY STAR FREEZER | 2031 | Technical | GWh | Before Competition Groups | 123.8039 | 0 | 0 | 20823.3034 | 0.0059455 | 34 | Commercial_2031_Technical_GWh_Before Competition Groups_34 | ENERGY STAR FREEZER | 0.5945% | 0 | 123.8039 | Commercial_2031_Technical_GWh_Before Competition Groups_ENERGY STAR FREEZER
Commercial | Com ¦ ENERGY STAR LED LAMPS (General Service Lamps) | 2031 | Technical | GWh | Before Competition Groups | 121.5335 | 0 | 0 | 20823.3034 | 0.0058364 | 35 | Commercial_2031_Technical_GWh_Before Competition Groups_35 | ENERGY STAR LED LAMPS (General Service Lamps) | 0.5836% | 0 | 121.5335 | Commercial_2031_Technical_GWh_Before Competition Groups_ENERGY STAR LED LAMPS (General Service Lamps)
Commercial | Com ¦ Condensing Make Up Air Unit | 2031 | Technical | GWh | Before Competition Groups | 112.0193 | 0 | 0 | 20823.3034 | 0.0053795 | 36 | Commercial_2031_Technical_GWh_Before Competition Groups_36 | Condensing Make Up Air Unit | 0.538% | 0 | 112.0193 | Commercial_2031_Technical_GWh_Before Competition Groups_Condensing Make Up Air Unit
Commercial | Com ¦ ENERGY STAR ICE MACHINES - Ice Making Head | 2031 | Technical | GWh | Before Competition Groups | 107.0859 | 0 | 0 | 20823.3034 | 0.0051426 | 37 | Commercial_2031_Technical_GWh_Before Competition Groups_37 | ENERGY STAR ICE MACHINES - Ice Making Head | 0.5143% | 0 | 107.0859 | Commercial_2031_Technical_GWh_Before Competition Groups_ENERGY STAR ICE MACHINES - Ice Making Head
Commercial | Com ¦ Demand Control Kitchen Ventilation | 2031 | Technical | GWh | Before Competition Groups | 106.7138 | 0 | 0 | 20823.3034 | 0.0051247 | 38 | Commercial_2031_Technical_GWh_Before Competition Groups_38 | Demand Control Kitchen Ventilation | 0.5125% | 0 | 106.7138 | Commercial_2031_Technical_GWh_Before Competition Groups_Demand Control Kitchen Ventilation
Commercial | Com ¦ Refrigerated Display Case LED | 2031 | Technical | GWh | Before Competition Groups | 105.977 | 0 | 0 | 20823.3034 | 0.0050893 | 39 | Commercial_2031_Technical_GWh_Before Competition Groups_39 | Refrigerated Display Case LED | 0.5089% | 0 | 105.977 | Commercial_2031_Technical_GWh_Before Competition Groups_Refrigerated Display Case LED
Commercial | Com ¦ Super-High Efficiency Furnaces (Emerging Tech) | 2031 | Technical | GWh | Before Competition Groups | 99.7382 | 0 | 0 | 20823.3034 | 0.0047897 | 40 | Commercial_2031_Technical_GWh_Before Competition Groups_40 | Super-High Efficiency Furnaces (Emerging Tech) | 0.479% | 0 | 99.7382 | Commercial_2031_Technical_GWh_Before Competition Groups_Super-High Efficiency Furnaces (Emerging Tech)
Commercial | Com ¦ Indoor Daylight Sensors/Photocell Dimming Control | 2031 | Technical | GWh | Before Competition Groups | 99.2967 | 0 | 0 | 20823.3034 | 0.0047685 | 41 | Commercial_2031_Technical_GWh_Before Competition Groups_41 | Indoor Daylight Sensors/Photocell Dimming Control | 0.4769% | 0 | 99.2967 | Commercial_2031_Technical_GWh_Before Competition Groups_Indoor Daylight Sensors/Photocell Dimming Control
Commercial | Com ¦ Adding reflective (White) roof treatment or a green roof | 2031 | Technical | GWh | Before Competition Groups | 86.6598 | 0 | 0 | 20823.3034 | 0.0041617 | 42 | Commercial_2031_Technical_GWh_Before Competition Groups_42 | Adding reflective (White) roof treatment or a green roof | 0.4162% | 0 | 86.6598 | Commercial_2031_Technical_GWh_Before Competition Groups_Adding reflective (White) roof treatment or a green roof
Commercial | Com ¦ ECM MOTORS FOR EVAPORATOR FANS for refrigeration (WALK-IN) | 2031 | Technical | GWh | Before Competition Groups | 86.0931 | 0 | 0 | 20823.3034 | 0.0041345 | 43 | Commercial_2031_Technical_GWh_Before Competition Groups_43 | ECM MOTORS FOR EVAPORATOR FANS for refrigeration (WALK-IN) | 0.4134% | 0 | 86.0931 | Commercial_2031_Technical_GWh_Before Competition Groups_ECM MOTORS FOR EVAPORATOR FANS for refrigeration (WALK-IN)
Commercial | Com ¦ Condensing Unit Heaters or other Efficient Unit Heating System | 2031 | Technical | GWh | Before Competition Groups | 82.5096 | 0 | 0 | 20823.3034 | 0.0039624 | 44 | Commercial_2031_Technical_GWh_Before Competition Groups_44 | Condensing Unit Heaters or other Efficient Unit Heating System | 0.3962% | 0 | 82.5096 | Commercial_2031_Technical_GWh_Before Competition Groups_Condensing Unit Heaters or other Efficient Unit Heating System
Commercial | Com ¦ High R-Value Glass Doors/no-heat glass door | 2031 | Technical | GWh | Before Competition Groups | 76.1985 | 0 | 0 | 20823.3034 | 0.0036593 | 45 | Commercial_2031_Technical_GWh_Before Competition Groups_45 | High R-Value Glass Doors/no-heat glass door | 0.3659% | 0 | 76.1985 | Commercial_2031_Technical_GWh_Before Competition Groups_High R-Value Glass Doors/no-heat glass door
Commercial | Com ¦ Occupancy Sensors | 2031 | Technical | GWh | Before Competition Groups | 75.4506 | 0 | 0 | 20823.3034 | 0.0036234 | 46 | Commercial_2031_Technical_GWh_Before Competition Groups_46 | Occupancy Sensors | 0.3623% | 0 | 75.4506 | Commercial_2031_Technical_GWh_Before Competition Groups_Occupancy Sensors
Commercial | Com ¦ Freezer Case Light Sensor | 2031 | Technical | GWh | Before Competition Groups | 70.9078 | 0 | 0 | 20823.3034 | 0.0034052 | 47 | Commercial_2031_Technical_GWh_Before Competition Groups_47 | Freezer Case Light Sensor | 0.3405% | 0 | 70.9078 | Commercial_2031_Technical_GWh_Before Competition Groups_Freezer Case Light Sensor
Commercial | Com ¦ Evaporator Fan Controls | 2031 | Technical | GWh | Before Competition Groups | 69.1675 | 0 | 0 | 20823.3034 | 0.0033216 | 48 | Commercial_2031_Technical_GWh_Before Competition Groups_48 | Evaporator Fan Controls | 0.3322% | 0 | 69.1675 | Commercial_2031_Technical_GWh_Before Competition Groups_Evaporator Fan Controls
Commercial | Com ¦ HOTEL OCCUPANCY CONTROLS (HVAC + LIGHTING) | 2031 | Technical | GWh | Before Competition Groups | 66.9007 | 0 | 0 | 20823.3034 | 0.0032128 | 49 | Commercial_2031_Technical_GWh_Before Competition Groups_49 | HOTEL OCCUPANCY CONTROLS (HVAC + LIGHTING) | 0.3213% | 0 | 66.9007 | Commercial_2031_Technical_GWh_Before Competition Groups_HOTEL OCCUPANCY CONTROLS (HVAC + LIGHTING)
Commercial | Com ¦ ENERGY STAR Refrigerator | 2031 | Technical | GWh | Before Competition Groups | 61.3071 | 0 | 0 | 20823.3034 | 0.0029442 | 50 | Commercial_2031_Technical_GWh_Before Competition Groups_50 | ENERGY STAR Refrigerator | 0.2944% | 0 | 61.3071 | Commercial_2031_Technical_GWh_Before Competition Groups_ENERGY STAR Refrigerator
Commercial | Com ¦ Ground Source Heat Pump | 2031 | Technical | GWh | Before Competition Groups | 58.4968 | 0 | 0 | 20823.3034 | 0.0028092 | 51 | Commercial_2031_Technical_GWh_Before Competition Groups_51 | Ground Source Heat Pump | 0.2809% | 0 | 58.4968 | Commercial_2031_Technical_GWh_Before Competition Groups_Ground Source Heat Pump
Commercial | Com ¦ Refrigeration Commissioning | 2031 | Technical | GWh | Before Competition Groups | 47.439 | 0 | 0 | 20823.3034 | 0.0022782 | 52 | Commercial_2031_Technical_GWh_Before Competition Groups_52 | Refrigeration Commissioning | 0.2278% | 0 | 47.439 | Commercial_2031_Technical_GWh_Before Competition Groups_Refrigeration Commissioning
Commercial | Com ¦ Elec Storage WH 2.30 Et | 2031 | Technical | GWh | Before Competition Groups | 45.8523 | 0 | 0 | 20823.3034 | 0.002202 | 53 | Commercial_2031_Technical_GWh_Before Competition Groups_53 | Elec Storage WH 2.30 Et | 0.2202% | 0 | 45.8523 | Commercial_2031_Technical_GWh_Before Competition Groups_Elec Storage WH 2.30 Et
Commercial | Com ¦ Chilled Water Optimization | 2031 | Technical | GWh | Before Competition Groups | 42.2329 | 0 | 0 | 20823.3034 | 0.0020282 | 54 | Commercial_2031_Technical_GWh_Before Competition Groups_54 | Chilled Water Optimization | 0.2028% | 0 | 42.2329 | Commercial_2031_Technical_GWh_Before Competition Groups_Chilled Water Optimization
Commercial | Com ¦ BEVERAGE VENDING MACHINE CONTROLS | 2031 | Technical | GWh | Before Competition Groups | 41.1887 | 0 | 0 | 20823.3034 | 0.001978 | 55 | Commercial_2031_Technical_GWh_Before Competition Groups_55 | BEVERAGE VENDING MACHINE CONTROLS | 0.1978% | 0 | 41.1887 | Commercial_2031_Technical_GWh_Before Competition Groups_BEVERAGE VENDING MACHINE CONTROLS
Commercial | Com ¦ ENERGY STAR Griddle (74% eff) | 2031 | Technical | GWh | Before Competition Groups | 39.3277 | 0 | 0 | 20823.3034 | 0.0018886 | 56 | Commercial_2031_Technical_GWh_Before Competition Groups_56 | ENERGY STAR Griddle (74% eff) | 0.1889% | 0 | 39.3277 | Commercial_2031_Technical_GWh_Before Competition Groups_ENERGY STAR Griddle (74% eff)
Commercial | Com ¦ Water Source Heat Pump (4 ton) | 2031 | Technical | GWh | Before Competition Groups | 31.3168 | 0 | 0 | 20823.3034 | 0.0015039 | 57 | Commercial_2031_Technical_GWh_Before Competition Groups_57 | Water Source Heat Pump (4 ton) | 0.1504% | 0 | 31.3168 | Commercial_2031_Technical_GWh_Before Competition Groups_Water Source Heat Pump (4 ton)
Commercial | Com ¦ CO Sensors for parking garage exhaust fans | 2031 | Technical | GWh | Before Competition Groups | 29.4991 | 0 | 0 | 20823.3034 | 0.0014166 | 58 | Commercial_2031_Technical_GWh_Before Competition Groups_58 | CO Sensors for parking garage exhaust fans | 0.1417% | 0 | 29.4991 | Commercial_2031_Technical_GWh_Before Competition Groups_CO Sensors for parking garage exhaust fans
Commercial | Com ¦ Temperature Adjustment in Commercial Freezers | 2031 | Technical | GWh | Before Competition Groups | 26.4488 | 0 | 0 | 20823.3034 | 0.0012702 | 59 | Commercial_2031_Technical_GWh_Before Competition Groups_59 | Temperature Adjustment in Commercial Freezers | 0.127% | 0 | 26.4488 | Commercial_2031_Technical_GWh_Before Competition Groups_Temperature Adjustment in Commercial Freezers
Commercial | Com ¦ Anti-sweat heat (ASH) controls - Cooler/Freezer | 2031 | Technical | GWh | Before Competition Groups | 25.224 | 0 | 0 | 20823.3034 | 0.0012113 | 60 | Commercial_2031_Technical_GWh_Before Competition Groups_60 | Anti-sweat heat (ASH) controls - Cooler/Freezer | 0.1211% | 0 | 25.224 | Commercial_2031_Technical_GWh_Before Competition Groups_Anti-sweat heat (ASH) controls - Cooler/Freezer
Commercial | Com ¦ Energy Efficient Laboratory Fume Hood | 2031 | Technical | GWh | Before Competition Groups | 23.5567 | 0 | 0 | 20823.3034 | 0.0011313 | 61 | Commercial_2031_Technical_GWh_Before Competition Groups_61 | Energy Efficient Laboratory Fume Hood | 0.1131% | 0 | 23.5567 | Commercial_2031_Technical_GWh_Before Competition Groups_Energy Efficient Laboratory Fume Hood
Commercial | Com ¦ Vertical Night Covers | 2031 | Technical | GWh | Before Competition Groups | 20.5172 | 0 | 0 | 20823.3034 | 0.0009853 | 62 | Commercial_2031_Technical_GWh_Before Competition Groups_62 | Vertical Night Covers | 0.09853% | 0 | 20.5172 | Commercial_2031_Technical_GWh_Before Competition Groups_Vertical Night Covers
Commercial | Com ¦ Duct Insulation, R8 | 2031 | Technical | GWh | Before Competition Groups | 18.2658 | 0 | 0 | 20823.3034 | 0.00087718 | 63 | Commercial_2031_Technical_GWh_Before Competition Groups_63 | Duct Insulation, R8 | 0.08772% | 0 | 18.2658 | Commercial_2031_Technical_GWh_Before Competition Groups_Duct Insulation, R8
Commercial | Com ¦ Water Heating (DHW) Pipe Insulation (Add 3/4\ Foam)" | 2031 | Technical | GWh | Before Competition Groups | 17.6594 | 0 | 0 | 20823.3034 | 0.00084806 | 64 | Commercial_2031_Technical_GWh_Before Competition Groups_64 | Water Heating (DHW) Pipe Insulation (Add 3/4\ Foam)" | 0.08481% | 0 | 17.6594 | Commercial_2031_Technical_GWh_Before Competition Groups_Water Heating (DHW) Pipe Insulation (Add 3/4\ Foam)"
Commercial | Com ¦ Outside Air Economizer | 2031 | Technical | GWh | Before Competition Groups | 17.2336 | 0 | 0 | 20823.3034 | 0.00082761 | 65 | Commercial_2031_Technical_GWh_Before Competition Groups_65 | Outside Air Economizer | 0.08276% | 0 | 17.2336 | Commercial_2031_Technical_GWh_Before Competition Groups_Outside Air Economizer
Commercial | Com ¦ ENERGY STAR Fryer (84% eff) | 2031 | Technical | GWh | Before Competition Groups | 14.0374 | 0 | 0 | 20823.3034 | 0.00067412 | 66 | Commercial_2031_Technical_GWh_Before Competition Groups_66 | ENERGY STAR Fryer (84% eff) | 0.06741% | 0 | 14.0374 | Commercial_2031_Technical_GWh_Before Competition Groups_ENERGY STAR Fryer (84% eff)
Commercial | Com ¦ Roof Insulation/Ceiling Insulation (R25 Code to R35) | 2031 | Technical | GWh | Before Competition Groups | 13.8127 | 0 | 0 | 20823.3034 | 0.00066333 | 67 | Commercial_2031_Technical_GWh_Before Competition Groups_67 | Roof Insulation/Ceiling Insulation (R25 Code to R35) | 0.06633% | 0 | 13.8127 | Commercial_2031_Technical_GWh_Before Competition Groups_Roof Insulation/Ceiling Insulation (R25 Code to R35)
Commercial | Com ¦ High Efficiency Small Instantaneous Water Heater | 2031 | Technical | GWh | Before Competition Groups | 12.5948 | 0 | 0 | 20823.3034 | 0.00060484 | 68 | Commercial_2031_Technical_GWh_Before Competition Groups_68 | High Efficiency Small Instantaneous Water Heater | 0.06048% | 0 | 12.5948 | Commercial_2031_Technical_GWh_Before Competition Groups_High Efficiency Small Instantaneous Water Heater
Commercial | Com ¦ ENERGY STAR Dishwasher | 2031 | Technical | GWh | Before Competition Groups | 11.8046 | 0 | 0 | 20823.3034 | 0.00056689 | 69 | Commercial_2031_Technical_GWh_Before Competition Groups_69 | ENERGY STAR Dishwasher | 0.05669% | 0 | 11.8046 | Commercial_2031_Technical_GWh_Before Competition Groups_ENERGY STAR Dishwasher
Commercial | Com ¦ Suction Pipe Insulation Freezer/Refrigerator | 2031 | Technical | GWh | Before Competition Groups | 11.2135 | 0 | 0 | 20823.3034 | 0.00053851 | 70 | Commercial_2031_Technical_GWh_Before Competition Groups_70 | Suction Pipe Insulation Freezer/Refrigerator | 0.05385% | 0 | 11.2135 | Commercial_2031_Technical_GWh_Before Competition Groups_Suction Pipe Insulation Freezer/Refrigerator
Commercial | Com ¦ LED RECESSED DOWNLIGHTS | 2031 | Technical | GWh | Before Competition Groups | 10.5965 | 0 | 0 | 20823.3034 | 0.00050888 | 71 | Commercial_2031_Technical_GWh_Before Competition Groups_71 | LED RECESSED DOWNLIGHTS | 0.05089% | 0 | 10.5965 | Commercial_2031_Technical_GWh_Before Competition Groups_LED RECESSED DOWNLIGHTS
Commercial | Com ¦ Evaporator Coil Defrost (Cooler) | 2031 | Technical | GWh | Before Competition Groups | 9.241 | 0 | 0 | 20823.3034 | 0.00044378 | 72 | Commercial_2031_Technical_GWh_Before Competition Groups_72 | Evaporator Coil Defrost (Cooler) | 0.04438% | 0 | 9.241 | Commercial_2031_Technical_GWh_Before Competition Groups_Evaporator Coil Defrost (Cooler)
Commercial | Com ¦ ENERGY STAR Steam Cookers | 2031 | Technical | GWh | Before Competition Groups | 6.8792 | 0 | 0 | 20823.3034 | 0.00033036 | 73 | Commercial_2031_Technical_GWh_Before Competition Groups_73 | ENERGY STAR Steam Cookers | 0.03304% | 0 | 6.8792 | Commercial_2031_Technical_GWh_Before Competition Groups_ENERGY STAR Steam Cookers
Commercial | Com ¦ Ozone Laundry Treatment | 2031 | Technical | GWh | Before Competition Groups | 6.42 | 0 | 0 | 20823.3034 | 0.00030831 | 74 | Commercial_2031_Technical_GWh_Before Competition Groups_74 | Ozone Laundry Treatment | 0.03083% | 0 | 6.42 | Commercial_2031_Technical_GWh_Before Competition Groups_Ozone Laundry Treatment
Commercial | Com ¦ SYNCHRONOUS BELT | 2031 | Technical | GWh | Before Competition Groups | 6.395 | 0 | 0 | 20823.3034 | 0.00030711 | 75 | Commercial_2031_Technical_GWh_Before Competition Groups_75 | SYNCHRONOUS BELT | 0.03071% | 0 | 6.395 | Commercial_2031_Technical_GWh_Before Competition Groups_SYNCHRONOUS BELT
Commercial | Com ¦ Efficient compressor motor | 2031 | Technical | GWh | Before Competition Groups | 4.3351 | 0 | 0 | 20823.3034 | 0.00020819 | 76 | Commercial_2031_Technical_GWh_Before Competition Groups_76 | Efficient compressor motor | 0.02082% | 0 | 4.3351 | Commercial_2031_Technical_GWh_Before Competition Groups_Efficient compressor motor
Commercial | Com ¦ Demand controlled Circulating Systems | 2031 | Technical | GWh | Before Competition Groups | 3.7842 | 0 | 0 | 20823.3034 | 0.00018173 | 77 | Commercial_2031_Technical_GWh_Before Competition Groups_77 | Demand controlled Circulating Systems | 0.01817% | 0 | 3.7842 | Commercial_2031_Technical_GWh_Before Competition Groups_Demand controlled Circulating Systems
Commercial | Com ¦ Solar Water Preheat (Pools/DHW) | 2031 | Technical | GWh | Before Competition Groups | 3.3504 | 0 | 0 | 20823.3034 | 0.0001609 | 78 | Commercial_2031_Technical_GWh_Before Competition Groups_78 | Solar Water Preheat (Pools/DHW) | 0.01609% | 0 | 3.3504 | Commercial_2031_Technical_GWh_Before Competition Groups_Solar Water Preheat (Pools/DHW)
Commercial | Com ¦ Notched V belts for HVAC Systems | 2031 | Technical | GWh | Before Competition Groups | 3.1975 | 0 | 0 | 20823.3034 | 0.00015355 | 79 | Commercial_2031_Technical_GWh_Before Competition Groups_79 | Notched V belts for HVAC Systems | 0.01536% | 0 | 3.1975 | Commercial_2031_Technical_GWh_Before Competition Groups_Notched V belts for HVAC Systems
Commercial | Com ¦ Heat Pump Water Heater (50 Gallons) | 2031 | Technical | GWh | Before Competition Groups | 2.818 | 0 | 0 | 20823.3034 | 0.00013533 | 80 | Commercial_2031_Technical_GWh_Before Competition Groups_80 | Heat Pump Water Heater (50 Gallons) | 0.01353% | 0 | 2.818 | Commercial_2031_Technical_GWh_Before Competition Groups_Heat Pump Water Heater (50 Gallons)
Commercial | Com ¦ ECM MOTORS FOR HVAC APPLICATION (FAN-POWERED VAV BOX) | 2031 | Technical | GWh | Before Competition Groups | 2.7458 | 0 | 0 | 20823.3034 | 0.00013186 | 81 | Commercial_2031_Technical_GWh_Before Competition Groups_81 | ECM MOTORS FOR HVAC APPLICATION (FAN-POWERED VAV BOX) | 0.01319% | 0 | 2.7458 | Commercial_2031_Technical_GWh_Before Competition Groups_ECM MOTORS FOR HVAC APPLICATION (FAN-POWERED VAV BOX)
Commercial | Com ¦ Thermostat Setback | 2031 | Technical | GWh | Before Competition Groups | 2.5516 | 0 | 0 | 20823.3034 | 0.00012254 | 82 | Commercial_2031_Technical_GWh_Before Competition Groups_82 | Thermostat Setback | 0.01225% | 0 | 2.5516 | Commercial_2031_Technical_GWh_Before Competition Groups_Thermostat Setback
Commercial | Com ¦ Room AC (w/ louvered sides) 14 SEER from 12 SEER code | 2031 | Technical | GWh | Before Competition Groups | 2.4547 | 0 | 0 | 20823.3034 | 0.00011788 | 83 | Commercial_2031_Technical_GWh_Before Competition Groups_83 | Room AC (w/ louvered sides) 14 SEER from 12 SEER code | 0.01179% | 0 | 2.4547 | Commercial_2031_Technical_GWh_Before Competition Groups_Room AC (w/ louvered sides) 14 SEER from 12 SEER code
Commercial | Com ¦ Wall Insulation | 2031 | Technical | GWh | Before Competition Groups | 2.1978 | 0 | 0 | 20823.3034 | 0.00010555 | 84 | Commercial_2031_Technical_GWh_Before Competition Groups_84 | Wall Insulation | 0.01055% | 0 | 2.1978 | Commercial_2031_Technical_GWh_Before Competition Groups_Wall Insulation
Commercial | Com ¦ Solar Preheat Make up Air | 2031 | Technical | GWh | Before Competition Groups | 2.1704 | 0 | 0 | 20823.3034 | 0.00010423 | 85 | Commercial_2031_Technical_GWh_Before Competition Groups_85 | Solar Preheat Make up Air | 0.01042% | 0 | 2.1704 | Commercial_2031_Technical_GWh_Before Competition Groups_Solar Preheat Make up Air
Commercial | Com ¦ PTAC (12 EER/10,000 BTU) | 2031 | Technical | GWh | Before Competition Groups | 2.1128 | 0 | 0 | 20823.3034 | 0.00010146 | 86 | Commercial_2031_Technical_GWh_Before Competition Groups_86 | PTAC (12 EER/10,000 BTU) | 0.01015% | 0 | 2.1128 | Commercial_2031_Technical_GWh_Before Competition Groups_PTAC (12 EER/10,000 BTU)
Commercial | Com ¦ Commercial Hot Food Holding Cabinets | 2031 | Technical | GWh | Before Competition Groups | 1.9829 | 0 | 0 | 20823.3034 | 9.5225e-05 | 87 | Commercial_2031_Technical_GWh_Before Competition Groups_87 | Commercial Hot Food Holding Cabinets | 0.009523% | 0 | 1.9829 | Commercial_2031_Technical_GWh_Before Competition Groups_Commercial Hot Food Holding Cabinets
Commercial | Com ¦ CEE Tier 2/Energy Star Clothes Washers | 2031 | Technical | GWh | Before Competition Groups | 1.4402 | 0 | 0 | 20823.3034 | 6.9161e-05 | 88 | Commercial_2031_Technical_GWh_Before Competition Groups_88 | CEE Tier 2/Energy Star Clothes Washers | 0.006916% | 0 | 1.4402 | Commercial_2031_Technical_GWh_Before Competition Groups_CEE Tier 2/Energy Star Clothes Washers
Commercial | Com ¦ Auto Off Time Switch or Time Clock control | 2031 | Technical | GWh | Before Competition Groups | 1.3518 | 0 | 0 | 20823.3034 | 6.4916e-05 | 89 | Commercial_2031_Technical_GWh_Before Competition Groups_89 | Auto Off Time Switch or Time Clock control | 0.006492% | 0 | 1.3518 | Commercial_2031_Technical_GWh_Before Competition Groups_Auto Off Time Switch or Time Clock control
Commercial | COM ¦ Ductless Mini-Split Heat Pumps | 2031 | Technical | GWh | Before Competition Groups | 1.2796 | 0 | 0 | 20823.3034 | 6.1452e-05 | 90 | Commercial_2031_Technical_GWh_Before Competition Groups_90 | Ductless Mini-Split Heat Pumps | 0.006145% | 0 | 1.2796 | Commercial_2031_Technical_GWh_Before Competition Groups_Ductless Mini-Split Heat Pumps
Commercial | Com ¦ Solar Electric Water Heater (50 Gallon) | 2031 | Technical | GWh | Before Competition Groups | 1.2 | 0 | 0 | 20823.3034 | 5.7628e-05 | 91 | Commercial_2031_Technical_GWh_Before Competition Groups_91 | Solar Electric Water Heater (50 Gallon) | 0.005763% | 0 | 1.2 | Commercial_2031_Technical_GWh_Before Competition Groups_Solar Electric Water Heater (50 Gallon)
Commercial | Com ¦ Low Flow Pre-Rinse Spray Nozzle | 2031 | Technical | GWh | Before Competition Groups | 0.84359 | 0 | 0 | 20823.3034 | 4.0512e-05 | 92 | Commercial_2031_Technical_GWh_Before Competition Groups_92 | Low Flow Pre-Rinse Spray Nozzle | 0.004051% | 0 | 0.84359 | Commercial_2031_Technical_GWh_Before Competition Groups_Low Flow Pre-Rinse Spray Nozzle
Commercial | Com ¦ HVAC Optimization | 2031 | Technical | GWh | Before Competition Groups | 0.80666 | 0 | 0 | 20823.3034 | 3.8738e-05 | 93 | Commercial_2031_Technical_GWh_Before Competition Groups_93 | HVAC Optimization | 0.003874% | 0 | 0.80666 | Commercial_2031_Technical_GWh_Before Competition Groups_HVAC Optimization
Commercial | Com ¦ High Efficiency Chiller (avg of water and air cooled) | 2031 | Technical | GWh | Before Competition Groups | 0.583 | 0 | 0 | 20823.3034 | 2.7998e-05 | 94 | Commercial_2031_Technical_GWh_Before Competition Groups_94 | High Efficiency Chiller (avg of water and air cooled) | 0.0028% | 0 | 0.583 | Commercial_2031_Technical_GWh_Before Competition Groups_High Efficiency Chiller (avg of water and air cooled)
Commercial | Com ¦ eCube | 2031 | Technical | GWh | Before Competition Groups | 0.22191 | 0 | 0 | 20823.3034 | 1.0657e-05 | 95 | Commercial_2031_Technical_GWh_Before Competition Groups_95 | eCube | 0.001066% | 0 | 0.22191 | Commercial_2031_Technical_GWh_Before Competition Groups_eCube
Commercial | Com ¦ EC Plug Fan for Data Center (under cabinet) | 2031 | Technical | GWh | Before Competition Groups | 0.19866 | 0 | 0 | 20823.3034 | 9.5401e-06 | 96 | Commercial_2031_Technical_GWh_Before Competition Groups_96 | EC Plug Fan for Data Center (under cabinet) | 0.000954% | 0 | 0.19866 | Commercial_2031_Technical_GWh_Before Competition Groups_EC Plug Fan for Data Center (under cabinet)
Commercial | Com ¦ Exterior Photocell | 2031 | Technical | GWh | Before Competition Groups | 0.062776 | 0 | 0 | 20823.3034 | 3.0147e-06 | 97 | Commercial_2031_Technical_GWh_Before Competition Groups_97 | Exterior Photocell | 0.0003015% | 0 | 0.062776 | Commercial_2031_Technical_GWh_Before Competition Groups_Exterior Photocell
Commercial | Com ¦ Air Curtains | 2031 | Technical | GWh | Before Competition Groups | 0.056797 | 0 | 0 | 20823.3034 | 2.7275e-06 | 98 | Commercial_2031_Technical_GWh_Before Competition Groups_98 | Air Curtains | 0.0002728% | 0 | 0.056797 | Commercial_2031_Technical_GWh_Before Competition Groups_Air Curtains
Commercial | Com ¦ VSD Air Compressor | 2031 | Technical | GWh | Before Competition Groups | 0.047705 | 0 | 0 | 20823.3034 | 2.2909e-06 | 99 | Commercial_2031_Technical_GWh_Before Competition Groups_99 | VSD Air Compressor | 0.0002291% | 0 | 0.047705 | Commercial_2031_Technical_GWh_Before Competition Groups_VSD Air Compressor
Commercial | Com ¦ High Efficiency Induction Cooking | 2031 | Technical | GWh | Before Competition Groups | 0.0083085 | 0 | 0 | 20823.3034 | 3.99e-07 | 100 | Commercial_2031_Technical_GWh_Before Competition Groups_100 | High Efficiency Induction Cooking | 3.99e-05% | 0 | 0.0083085 | Commercial_2031_Technical_GWh_Before Competition Groups_High Efficiency Induction Cooking
Commercial | Com ¦ Electric Convection Combination Ovens | 2031 | Technical | GWh | Before Competition Groups | 0.0037251 | 0 | 0 | 20823.3034 | 1.7889e-07 | 101 | Commercial_2031_Technical_GWh_Before Competition Groups_101 | Electric Convection Combination Ovens | 1.789e-05% | 0 | 0.0037251 | Commercial_2031_Technical_GWh_Before Competition Groups_Electric Convection Combination Ovens
Commercial | Com ¦ Building Recommissioning, Operations and Maintenance (O&M) Improvements | 2032 | Economic | GWh | Before Competition Groups | 1956.5937 | 0 | 0 | 14066.7223 | 0.13909 | 1 | Commercial_2032_Economic_GWh_Before Competition Groups_1 | Building Recommissioning, Operations and Maintenance (O&M) Improvements | 13.91% | 0 | 1956.5937 | Commercial_2032_Economic_GWh_Before Competition Groups_Building Recommissioning, Operations and Maintenance (O&M) Improvements
Commercial | Com ¦ LED Low/High Bay | 2032 | Economic | GWh | Before Competition Groups | 1199.5506 | 0 | 0 | 14066.7223 | 0.085276 | 2 | Commercial_2032_Economic_GWh_Before Competition Groups_2 | LED Low/High Bay | 8.528% | 0 | 1199.5506 | Commercial_2032_Economic_GWh_Before Competition Groups_LED Low/High Bay
Commercial | Com ¦ LED Troffer/Surface/Suspended | 2032 | Economic | GWh | Before Competition Groups | 977.1762 | 0 | 0 | 14066.7223 | 0.069467 | 3 | Commercial_2032_Economic_GWh_Before Competition Groups_3 | LED Troffer/Surface/Suspended | 6.947% | 0 | 977.1762 | Commercial_2032_Economic_GWh_Before Competition Groups_LED Troffer/Surface/Suspended
Commercial | Com ¦ ENERGY STAR LED LAMPS (REFLECTOR LAMPs/MR16/PAR 16) | 2032 | Economic | GWh | Before Competition Groups | 934.0787 | 0 | 0 | 14066.7223 | 0.066403 | 4 | Commercial_2032_Economic_GWh_Before Competition Groups_4 | ENERGY STAR LED LAMPS (REFLECTOR LAMPs/MR16/PAR 16) | 6.64% | 0 | 934.0787 | Commercial_2032_Economic_GWh_Before Competition Groups_ENERGY STAR LED LAMPS (REFLECTOR LAMPs/MR16/PAR 16)
Commercial | Com ¦ Education and Capacity Building/Energy Behavior | 2032 | Economic | GWh | Before Competition Groups | 733.3014 | 0 | 0 | 14066.7223 | 0.05213 | 5 | Commercial_2032_Economic_GWh_Before Competition Groups_5 | Education and Capacity Building/Energy Behavior | 5.213% | 0 | 733.3014 | Commercial_2032_Economic_GWh_Before Competition Groups_Education and Capacity Building/Energy Behavior
Commercial | Com ¦ LED Replacement Lamp (Tube) | 2032 | Economic | GWh | Before Competition Groups | 653.2368 | 0 | 0 | 14066.7223 | 0.046438 | 6 | Commercial_2032_Economic_GWh_Before Competition Groups_6 | LED Replacement Lamp (Tube) | 4.644% | 0 | 653.2368 | Commercial_2032_Economic_GWh_Before Competition Groups_LED Replacement Lamp (Tube)
Commercial | Com ¦ LED EXTERIOR AREA LIGHTS - LED fixture (200W) | 2032 | Economic | GWh | Before Competition Groups | 643.4202 | 0 | 0 | 14066.7223 | 0.045741 | 7 | Commercial_2032_Economic_GWh_Before Competition Groups_7 | LED EXTERIOR AREA LIGHTS - LED fixture (200W) | 4.574% | 0 | 643.4202 | Commercial_2032_Economic_GWh_Before Competition Groups_LED EXTERIOR AREA LIGHTS - LED fixture (200W)
Commercial | Com ¦ LED parking lot fixture | 2032 | Economic | GWh | Before Competition Groups | 613.0478 | 0 | 0 | 14066.7223 | 0.043581 | 8 | Commercial_2032_Economic_GWh_Before Competition Groups_8 | LED parking lot fixture | 4.358% | 0 | 613.0478 | Commercial_2032_Economic_GWh_Before Competition Groups_LED parking lot fixture
Commercial | Com ¦ High Efficiency Air Source Heat Pump | 2032 | Economic | GWh | Before Competition Groups | 610.1976 | 0 | 0 | 14066.7223 | 0.043379 | 9 | Commercial_2032_Economic_GWh_Before Competition Groups_9 | High Efficiency Air Source Heat Pump | 4.338% | 0 | 610.1976 | Commercial_2032_Economic_GWh_Before Competition Groups_High Efficiency Air Source Heat Pump
Commercial | Com ¦ Furnace Tune-Up | 2032 | Economic | GWh | Before Competition Groups | 537.2682 | 0 | 0 | 14066.7223 | 0.038194 | 10 | Commercial_2032_Economic_GWh_Before Competition Groups_10 | Furnace Tune-Up | 3.819% | 0 | 537.2682 | Commercial_2032_Economic_GWh_Before Competition Groups_Furnace Tune-Up
Commercial | Com ¦ LED street light fixture | 2032 | Economic | GWh | Before Competition Groups | 389.709 | 0 | 0 | 14066.7223 | 0.027704 | 11 | Commercial_2032_Economic_GWh_Before Competition Groups_11 | LED street light fixture | 2.77% | 0 | 389.709 | Commercial_2032_Economic_GWh_Before Competition Groups_LED street light fixture
Commercial | Com ¦ Advanced BAS/Controllers | 2032 | Economic | GWh | Before Competition Groups | 330.4182 | 0 | 0 | 14066.7223 | 0.023489 | 12 | Commercial_2032_Economic_GWh_Before Competition Groups_12 | Advanced BAS/Controllers | 2.349% | 0 | 330.4182 | Commercial_2032_Economic_GWh_Before Competition Groups_Advanced BAS/Controllers
Commercial | Com ¦ Refrigerated Display Case Doors | 2032 | Economic | GWh | Before Competition Groups | 309.6725 | 0 | 0 | 14066.7223 | 0.022015 | 13 | Commercial_2032_Economic_GWh_Before Competition Groups_13 | Refrigerated Display Case Doors | 2.201% | 0 | 309.6725 | Commercial_2032_Economic_GWh_Before Competition Groups_Refrigerated Display Case Doors
Commercial | Com ¦ Demand Control Ventilation | 2032 | Economic | GWh | Before Competition Groups | 308.5081 | 0 | 0 | 14066.7223 | 0.021932 | 14 | Commercial_2032_Economic_GWh_Before Competition Groups_14 | Demand Control Ventilation | 2.193% | 0 | 308.5081 | Commercial_2032_Economic_GWh_Before Competition Groups_Demand Control Ventilation
Commercial | Com ¦ LLLC - High Impact Application | 2032 | Economic | GWh | Before Competition Groups | 307.4655 | 0 | 0 | 14066.7223 | 0.021858 | 15 | Commercial_2032_Economic_GWh_Before Competition Groups_15 | LLLC - High Impact Application | 2.186% | 0 | 307.4655 | Commercial_2032_Economic_GWh_Before Competition Groups_LLLC - High Impact Application
Commercial | Com ¦ Data Center Storage/Server Virtualization | 2032 | Economic | GWh | Before Competition Groups | 306.4966 | 0 | 0 | 14066.7223 | 0.021789 | 16 | Commercial_2032_Economic_GWh_Before Competition Groups_16 | Data Center Storage/Server Virtualization | 2.179% | 0 | 306.4966 | Commercial_2032_Economic_GWh_Before Competition Groups_Data Center Storage/Server Virtualization
Commercial | Com ¦ Reach-in Shaded Pole to ECM/PSC Evaporator Fan Motor | 2032 | Economic | GWh | Before Competition Groups | 305.6959 | 0 | 0 | 14066.7223 | 0.021732 | 17 | Commercial_2032_Economic_GWh_Before Competition Groups_17 | Reach-in Shaded Pole to ECM/PSC Evaporator Fan Motor | 2.173% | 0 | 305.6959 | Commercial_2032_Economic_GWh_Before Competition Groups_Reach-in Shaded Pole to ECM/PSC Evaporator Fan Motor
Commercial | Com ¦ LLLC - Low Impact Application | 2032 | Economic | GWh | Before Competition Groups | 276.0422 | 0 | 0 | 14066.7223 | 0.019624 | 18 | Commercial_2032_Economic_GWh_Before Competition Groups_18 | LLLC - Low Impact Application | 1.962% | 0 | 276.0422 | Commercial_2032_Economic_GWh_Before Competition Groups_LLLC - Low Impact Application
Commercial | Com ¦ Strip Curtains | 2032 | Economic | GWh | Before Competition Groups | 246.5789 | 0 | 0 | 14066.7223 | 0.017529 | 19 | Commercial_2032_Economic_GWh_Before Competition Groups_19 | Strip Curtains | 1.753% | 0 | 246.5789 | Commercial_2032_Economic_GWh_Before Competition Groups_Strip Curtains
Commercial | Com ¦ Centrally controlled desktop PC/NETWORK PC POWER MANAGEMENT SOFTWARE | 2032 | Economic | GWh | Before Competition Groups | 204.0311 | 0 | 0 | 14066.7223 | 0.014505 | 20 | Commercial_2032_Economic_GWh_Before Competition Groups_20 | Centrally controlled desktop PC/NETWORK PC POWER MANAGEMENT SOFTWARE | 1.45% | 0 | 204.0311 | Commercial_2032_Economic_GWh_Before Competition Groups_Centrally controlled desktop PC/NETWORK PC POWER MANAGEMENT SOFTWARE
Commercial | Com ¦ Unitary Air-Conditioning Unit | 2032 | Economic | GWh | Before Competition Groups | 181.1016 | 0 | 0 | 14066.7223 | 0.012874 | 21 | Commercial_2032_Economic_GWh_Before Competition Groups_21 | Unitary Air-Conditioning Unit | 1.287% | 0 | 181.1016 | Commercial_2032_Economic_GWh_Before Competition Groups_Unitary Air-Conditioning Unit
Commercial | Com ¦ Variable Frequency Drive (VFD) | 2032 | Economic | GWh | Before Competition Groups | 178.0852 | 0 | 0 | 14066.7223 | 0.01266 | 22 | Commercial_2032_Economic_GWh_Before Competition Groups_22 | Variable Frequency Drive (VFD) | 1.266% | 0 | 178.0852 | Commercial_2032_Economic_GWh_Before Competition Groups_Variable Frequency Drive (VFD)
Commercial | Com ¦ LED or Equivalent Sign Lighting | 2032 | Economic | GWh | Before Competition Groups | 174.2477 | 0 | 0 | 14066.7223 | 0.012387 | 23 | Commercial_2032_Economic_GWh_Before Competition Groups_23 | LED or Equivalent Sign Lighting | 1.239% | 0 | 174.2477 | Commercial_2032_Economic_GWh_Before Competition Groups_LED or Equivalent Sign Lighting
Commercial | Com ¦ VFD on Pumps | 2032 | Economic | GWh | Before Competition Groups | 166.6666 | 0 | 0 | 14066.7223 | 0.011848 | 24 | Commercial_2032_Economic_GWh_Before Competition Groups_24 | VFD on Pumps | 1.185% | 0 | 166.6666 | Commercial_2032_Economic_GWh_Before Competition Groups_VFD on Pumps
Commercial | Com ¦ Adaptive Thermostats | 2032 | Economic | GWh | Before Competition Groups | 146.567 | 0 | 0 | 14066.7223 | 0.010419 | 25 | Commercial_2032_Economic_GWh_Before Competition Groups_25 | Adaptive Thermostats | 1.042% | 0 | 146.567 | Commercial_2032_Economic_GWh_Before Competition Groups_Adaptive Thermostats
Commercial | Com ¦ Air Handler with Dedicated Outdoor Air Systems | 2032 | Economic | GWh | Before Competition Groups | 135.9213 | 0 | 0 | 14066.7223 | 0.0096626 | 26 | Commercial_2032_Economic_GWh_Before Competition Groups_26 | Air Handler with Dedicated Outdoor Air Systems | 0.9663% | 0 | 135.9213 | Commercial_2032_Economic_GWh_Before Competition Groups_Air Handler with Dedicated Outdoor Air Systems
Commercial | Com ¦ ENERGY STAR LED LAMPS (General Service Lamps) | 2032 | Economic | GWh | Before Competition Groups | 121.4018 | 0 | 0 | 14066.7223 | 0.0086304 | 27 | Commercial_2032_Economic_GWh_Before Competition Groups_27 | ENERGY STAR LED LAMPS (General Service Lamps) | 0.863% | 0 | 121.4018 | Commercial_2032_Economic_GWh_Before Competition Groups_ENERGY STAR LED LAMPS (General Service Lamps)
Commercial | Com ¦ Demand Control Kitchen Ventilation | 2032 | Economic | GWh | Before Competition Groups | 100.9983 | 0 | 0 | 14066.7223 | 0.0071799 | 28 | Commercial_2032_Economic_GWh_Before Competition Groups_28 | Demand Control Kitchen Ventilation | 0.718% | 0 | 100.9983 | Commercial_2032_Economic_GWh_Before Competition Groups_Demand Control Kitchen Ventilation
Commercial | Com ¦ ECM MOTORS FOR EVAPORATOR FANS for refrigeration (WALK-IN) | 2032 | Economic | GWh | Before Competition Groups | 84.3626 | 0 | 0 | 14066.7223 | 0.0059973 | 29 | Commercial_2032_Economic_GWh_Before Competition Groups_29 | ECM MOTORS FOR EVAPORATOR FANS for refrigeration (WALK-IN) | 0.5997% | 0 | 84.3626 | Commercial_2032_Economic_GWh_Before Competition Groups_ECM MOTORS FOR EVAPORATOR FANS for refrigeration (WALK-IN)
Commercial | Com ¦ Refrigerated Display Case LED | 2032 | Economic | GWh | Before Competition Groups | 81.7313 | 0 | 0 | 14066.7223 | 0.0058103 | 30 | Commercial_2032_Economic_GWh_Before Competition Groups_30 | Refrigerated Display Case LED | 0.581% | 0 | 81.7313 | Commercial_2032_Economic_GWh_Before Competition Groups_Refrigerated Display Case LED
Commercial | Com ¦ Condensing Unit Heaters or other Efficient Unit Heating System | 2032 | Economic | GWh | Before Competition Groups | 80.8511 | 0 | 0 | 14066.7223 | 0.0057477 | 31 | Commercial_2032_Economic_GWh_Before Competition Groups_31 | Condensing Unit Heaters or other Efficient Unit Heating System | 0.5748% | 0 | 80.8511 | Commercial_2032_Economic_GWh_Before Competition Groups_Condensing Unit Heaters or other Efficient Unit Heating System
Commercial | Com ¦ Occupancy Sensors | 2032 | Economic | GWh | Before Competition Groups | 76.06 | 0 | 0 | 14066.7223 | 0.0054071 | 32 | Commercial_2032_Economic_GWh_Before Competition Groups_32 | Occupancy Sensors | 0.5407% | 0 | 76.06 | Commercial_2032_Economic_GWh_Before Competition Groups_Occupancy Sensors
Commercial | Com ¦ Freezer Case Light Sensor | 2032 | Economic | GWh | Before Competition Groups | 69.4826 | 0 | 0 | 14066.7223 | 0.0049395 | 33 | Commercial_2032_Economic_GWh_Before Competition Groups_33 | Freezer Case Light Sensor | 0.4939% | 0 | 69.4826 | Commercial_2032_Economic_GWh_Before Competition Groups_Freezer Case Light Sensor
Commercial | Com ¦ Evaporator Fan Controls | 2032 | Economic | GWh | Before Competition Groups | 67.7772 | 0 | 0 | 14066.7223 | 0.0048183 | 34 | Commercial_2032_Economic_GWh_Before Competition Groups_34 | Evaporator Fan Controls | 0.4818% | 0 | 67.7772 | Commercial_2032_Economic_GWh_Before Competition Groups_Evaporator Fan Controls
Commercial | Com ¦ Door Gasket Freezer/Refrigerator | 2032 | Economic | GWh | Before Competition Groups | 50.3716 | 0 | 0 | 14066.7223 | 0.0035809 | 35 | Commercial_2032_Economic_GWh_Before Competition Groups_35 | Door Gasket Freezer/Refrigerator | 0.3581% | 0 | 50.3716 | Commercial_2032_Economic_GWh_Before Competition Groups_Door Gasket Freezer/Refrigerator
Commercial | Com ¦ Elec Storage WH 2.30 Et | 2032 | Economic | GWh | Before Competition Groups | 46.776 | 0 | 0 | 14066.7223 | 0.0033253 | 36 | Commercial_2032_Economic_GWh_Before Competition Groups_36 | Elec Storage WH 2.30 Et | 0.3325% | 0 | 46.776 | Commercial_2032_Economic_GWh_Before Competition Groups_Elec Storage WH 2.30 Et
Commercial | Com ¦ Chilled Water Optimization | 2032 | Economic | GWh | Before Competition Groups | 44.6551 | 0 | 0 | 14066.7223 | 0.0031745 | 37 | Commercial_2032_Economic_GWh_Before Competition Groups_37 | Chilled Water Optimization | 0.3175% | 0 | 44.6551 | Commercial_2032_Economic_GWh_Before Competition Groups_Chilled Water Optimization
Commercial | Com ¦ BEVERAGE VENDING MACHINE CONTROLS | 2032 | Economic | GWh | Before Competition Groups | 41.584 | 0 | 0 | 14066.7223 | 0.0029562 | 38 | Commercial_2032_Economic_GWh_Before Competition Groups_38 | BEVERAGE VENDING MACHINE CONTROLS | 0.2956% | 0 | 41.584 | Commercial_2032_Economic_GWh_Before Competition Groups_BEVERAGE VENDING MACHINE CONTROLS
Commercial | Com ¦ ENERGY STAR Griddle (74% eff) | 2032 | Economic | GWh | Before Competition Groups | 41.2577 | 0 | 0 | 14066.7223 | 0.002933 | 39 | Commercial_2032_Economic_GWh_Before Competition Groups_39 | ENERGY STAR Griddle (74% eff) | 0.2933% | 0 | 41.2577 | Commercial_2032_Economic_GWh_Before Competition Groups_ENERGY STAR Griddle (74% eff)
Commercial | Com ¦ Water Source Heat Pump (4 ton) | 2032 | Economic | GWh | Before Competition Groups | 33.0077 | 0 | 0 | 14066.7223 | 0.0023465 | 40 | Commercial_2032_Economic_GWh_Before Competition Groups_40 | Water Source Heat Pump (4 ton) | 0.2347% | 0 | 33.0077 | Commercial_2032_Economic_GWh_Before Competition Groups_Water Source Heat Pump (4 ton)
Commercial | Com ¦ Networked/Connected - Low Impact Application | 2032 | Economic | GWh | Before Competition Groups | 30.5854 | 0 | 0 | 14066.7223 | 0.0021743 | 41 | Commercial_2032_Economic_GWh_Before Competition Groups_41 | Networked/Connected - Low Impact Application | 0.2174% | 0 | 30.5854 | Commercial_2032_Economic_GWh_Before Competition Groups_Networked/Connected - Low Impact Application
Commercial | Com ¦ CO Sensors for parking garage exhaust fans | 2032 | Economic | GWh | Before Competition Groups | 29.7572 | 0 | 0 | 14066.7223 | 0.0021154 | 42 | Commercial_2032_Economic_GWh_Before Competition Groups_42 | CO Sensors for parking garage exhaust fans | 0.2115% | 0 | 29.7572 | Commercial_2032_Economic_GWh_Before Competition Groups_CO Sensors for parking garage exhaust fans
Commercial | Com ¦ Temperature Adjustment in Commercial Freezers | 2032 | Economic | GWh | Before Competition Groups | 25.9172 | 0 | 0 | 14066.7223 | 0.0018424 | 43 | Commercial_2032_Economic_GWh_Before Competition Groups_43 | Temperature Adjustment in Commercial Freezers | 0.1842% | 0 | 25.9172 | Commercial_2032_Economic_GWh_Before Competition Groups_Temperature Adjustment in Commercial Freezers
Commercial | Com ¦ Networked/Connected - High Impact Application | 2032 | Economic | GWh | Before Competition Groups | 25.6192 | 0 | 0 | 14066.7223 | 0.0018213 | 44 | Commercial_2032_Economic_GWh_Before Competition Groups_44 | Networked/Connected - High Impact Application | 0.1821% | 0 | 25.6192 | Commercial_2032_Economic_GWh_Before Competition Groups_Networked/Connected - High Impact Application
Commercial | Com ¦ Energy Efficient Laboratory Fume Hood | 2032 | Economic | GWh | Before Competition Groups | 23.0832 | 0 | 0 | 14066.7223 | 0.001641 | 45 | Commercial_2032_Economic_GWh_Before Competition Groups_45 | Energy Efficient Laboratory Fume Hood | 0.1641% | 0 | 23.0832 | Commercial_2032_Economic_GWh_Before Competition Groups_Energy Efficient Laboratory Fume Hood
Commercial | Com ¦ Vertical Night Covers | 2032 | Economic | GWh | Before Competition Groups | 20.1048 | 0 | 0 | 14066.7223 | 0.0014292 | 46 | Commercial_2032_Economic_GWh_Before Competition Groups_46 | Vertical Night Covers | 0.1429% | 0 | 20.1048 | Commercial_2032_Economic_GWh_Before Competition Groups_Vertical Night Covers
Commercial | Com ¦ Duct Insulation, R8 | 2032 | Economic | GWh | Before Competition Groups | 17.8986 | 0 | 0 | 14066.7223 | 0.0012724 | 47 | Commercial_2032_Economic_GWh_Before Competition Groups_47 | Duct Insulation, R8 | 0.1272% | 0 | 17.8986 | Commercial_2032_Economic_GWh_Before Competition Groups_Duct Insulation, R8
Commercial | Com ¦ Outside Air Economizer | 2032 | Economic | GWh | Before Competition Groups | 17.3745 | 0 | 0 | 14066.7223 | 0.0012351 | 48 | Commercial_2032_Economic_GWh_Before Competition Groups_48 | Outside Air Economizer | 0.1235% | 0 | 17.3745 | Commercial_2032_Economic_GWh_Before Competition Groups_Outside Air Economizer
Commercial | Com ¦ Water Heating (DHW) Pipe Insulation (Add 3/4\ Foam)" | 2032 | Economic | GWh | Before Competition Groups | 17.3044 | 0 | 0 | 14066.7223 | 0.0012302 | 49 | Commercial_2032_Economic_GWh_Before Competition Groups_49 | Water Heating (DHW) Pipe Insulation (Add 3/4\ Foam)" | 0.123% | 0 | 17.3044 | Commercial_2032_Economic_GWh_Before Competition Groups_Water Heating (DHW) Pipe Insulation (Add 3/4\ Foam)"
Commercial | Com ¦ ENERGY STAR Fryer (84% eff) | 2032 | Economic | GWh | Before Competition Groups | 14.7436 | 0 | 0 | 14066.7223 | 0.0010481 | 50 | Commercial_2032_Economic_GWh_Before Competition Groups_50 | ENERGY STAR Fryer (84% eff) | 0.1048% | 0 | 14.7436 | Commercial_2032_Economic_GWh_Before Competition Groups_ENERGY STAR Fryer (84% eff)
Commercial | Com ¦ ENERGY STAR Dishwasher | 2032 | Economic | GWh | Before Competition Groups | 12.0535 | 0 | 0 | 14066.7223 | 0.00085688 | 51 | Commercial_2032_Economic_GWh_Before Competition Groups_51 | ENERGY STAR Dishwasher | 0.08569% | 0 | 12.0535 | Commercial_2032_Economic_GWh_Before Competition Groups_ENERGY STAR Dishwasher
Commercial | Com ¦ Suction Pipe Insulation Freezer/Refrigerator | 2032 | Economic | GWh | Before Competition Groups | 10.9881 | 0 | 0 | 14066.7223 | 0.00078114 | 52 | Commercial_2032_Economic_GWh_Before Competition Groups_52 | Suction Pipe Insulation Freezer/Refrigerator | 0.07811% | 0 | 10.9881 | Commercial_2032_Economic_GWh_Before Competition Groups_Suction Pipe Insulation Freezer/Refrigerator
Commercial | Com ¦ High Efficiency Small Instantaneous Water Heater | 2032 | Economic | GWh | Before Competition Groups | 7.6235 | 0 | 0 | 14066.7223 | 0.00054195 | 53 | Commercial_2032_Economic_GWh_Before Competition Groups_53 | High Efficiency Small Instantaneous Water Heater | 0.0542% | 0 | 7.6235 | Commercial_2032_Economic_GWh_Before Competition Groups_High Efficiency Small Instantaneous Water Heater
Commercial | Com ¦ Condensing Make Up Air Unit | 2032 | Economic | GWh | Before Competition Groups | 7.4025 | 0 | 0 | 14066.7223 | 0.00052624 | 54 | Commercial_2032_Economic_GWh_Before Competition Groups_54 | Condensing Make Up Air Unit | 0.05262% | 0 | 7.4025 | Commercial_2032_Economic_GWh_Before Competition Groups_Condensing Make Up Air Unit
Commercial | Com ¦ ENERGY STAR Steam Cookers | 2032 | Economic | GWh | Before Competition Groups | 7.2209 | 0 | 0 | 14066.7223 | 0.00051333 | 55 | Commercial_2032_Economic_GWh_Before Competition Groups_55 | ENERGY STAR Steam Cookers | 0.05133% | 0 | 7.2209 | Commercial_2032_Economic_GWh_Before Competition Groups_ENERGY STAR Steam Cookers
Commercial | Com ¦ Ozone Laundry Treatment | 2032 | Economic | GWh | Before Competition Groups | 6.4599 | 0 | 0 | 14066.7223 | 0.00045924 | 56 | Commercial_2032_Economic_GWh_Before Competition Groups_56 | Ozone Laundry Treatment | 0.04592% | 0 | 6.4599 | Commercial_2032_Economic_GWh_Before Competition Groups_Ozone Laundry Treatment
Commercial | Com ¦ Demand controlled Circulating Systems | 2032 | Economic | GWh | Before Competition Groups | 3.7082 | 0 | 0 | 14066.7223 | 0.00026361 | 57 | Commercial_2032_Economic_GWh_Before Competition Groups_57 | Demand controlled Circulating Systems | 0.02636% | 0 | 3.7082 | Commercial_2032_Economic_GWh_Before Competition Groups_Demand controlled Circulating Systems
Commercial | Com ¦ Solar Water Preheat (Pools/DHW) | 2032 | Economic | GWh | Before Competition Groups | 3.5344 | 0 | 0 | 14066.7223 | 0.00025126 | 58 | Commercial_2032_Economic_GWh_Before Competition Groups_58 | Solar Water Preheat (Pools/DHW) | 0.02513% | 0 | 3.5344 | Commercial_2032_Economic_GWh_Before Competition Groups_Solar Water Preheat (Pools/DHW)
Commercial | Com ¦ ECM MOTORS FOR HVAC APPLICATION (FAN-POWERED VAV BOX) | 2032 | Economic | GWh | Before Competition Groups | 2.75 | 0 | 0 | 14066.7223 | 0.0001955 | 59 | Commercial_2032_Economic_GWh_Before Competition Groups_59 | ECM MOTORS FOR HVAC APPLICATION (FAN-POWERED VAV BOX) | 0.01955% | 0 | 2.75 | Commercial_2032_Economic_GWh_Before Competition Groups_ECM MOTORS FOR HVAC APPLICATION (FAN-POWERED VAV BOX)
Commercial | Com ¦ Thermostat Setback | 2032 | Economic | GWh | Before Competition Groups | 2.6117 | 0 | 0 | 14066.7223 | 0.00018566 | 60 | Commercial_2032_Economic_GWh_Before Competition Groups_60 | Thermostat Setback | 0.01857% | 0 | 2.6117 | Commercial_2032_Economic_GWh_Before Competition Groups_Thermostat Setback
Commercial | Com ¦ Notched V belts for HVAC Systems | 2032 | Economic | GWh | Before Competition Groups | 2.4155 | 0 | 0 | 14066.7223 | 0.00017172 | 61 | Commercial_2032_Economic_GWh_Before Competition Groups_61 | Notched V belts for HVAC Systems | 0.01717% | 0 | 2.4155 | Commercial_2032_Economic_GWh_Before Competition Groups_Notched V belts for HVAC Systems
Commercial | Com ¦ Efficient compressor motor | 2032 | Economic | GWh | Before Competition Groups | 2.4097 | 0 | 0 | 14066.7223 | 0.00017131 | 62 | Commercial_2032_Economic_GWh_Before Competition Groups_62 | Efficient compressor motor | 0.01713% | 0 | 2.4097 | Commercial_2032_Economic_GWh_Before Competition Groups_Efficient compressor motor
Commercial | Com ¦ PTAC (12 EER/10,000 BTU) | 2032 | Economic | GWh | Before Competition Groups | 2.1257 | 0 | 0 | 14066.7223 | 0.00015111 | 63 | Commercial_2032_Economic_GWh_Before Competition Groups_63 | PTAC (12 EER/10,000 BTU) | 0.01511% | 0 | 2.1257 | Commercial_2032_Economic_GWh_Before Competition Groups_PTAC (12 EER/10,000 BTU)
Commercial | Com ¦ CEE Tier 2/Energy Star Clothes Washers | 2032 | Economic | GWh | Before Competition Groups | 1.4922 | 0 | 0 | 14066.7223 | 0.00010608 | 64 | Commercial_2032_Economic_GWh_Before Competition Groups_64 | CEE Tier 2/Energy Star Clothes Washers | 0.01061% | 0 | 1.4922 | Commercial_2032_Economic_GWh_Before Competition Groups_CEE Tier 2/Energy Star Clothes Washers
Commercial | Com ¦ Auto Off Time Switch or Time Clock control | 2032 | Economic | GWh | Before Competition Groups | 1.3622 | 0 | 0 | 14066.7223 | 9.6841e-05 | 65 | Commercial_2032_Economic_GWh_Before Competition Groups_65 | Auto Off Time Switch or Time Clock control | 0.009684% | 0 | 1.3622 | Commercial_2032_Economic_GWh_Before Competition Groups_Auto Off Time Switch or Time Clock control
Commercial | COM ¦ Ductless Mini-Split Heat Pumps | 2032 | Economic | GWh | Before Competition Groups | 1.3494 | 0 | 0 | 14066.7223 | 9.5926e-05 | 66 | Commercial_2032_Economic_GWh_Before Competition Groups_66 | Ductless Mini-Split Heat Pumps | 0.009593% | 0 | 1.3494 | Commercial_2032_Economic_GWh_Before Competition Groups_Ductless Mini-Split Heat Pumps
Commercial | Com ¦ Low Flow Pre-Rinse Spray Nozzle | 2032 | Economic | GWh | Before Competition Groups | 0.85341 | 0 | 0 | 14066.7223 | 6.0669e-05 | 67 | Commercial_2032_Economic_GWh_Before Competition Groups_67 | Low Flow Pre-Rinse Spray Nozzle | 0.006067% | 0 | 0.85341 | Commercial_2032_Economic_GWh_Before Competition Groups_Low Flow Pre-Rinse Spray Nozzle
Commercial | Com ¦ Commercial Hot Food Holding Cabinets | 2032 | Economic | GWh | Before Competition Groups | 0.6235 | 0 | 0 | 14066.7223 | 4.4324e-05 | 68 | Commercial_2032_Economic_GWh_Before Competition Groups_68 | Commercial Hot Food Holding Cabinets | 0.004432% | 0 | 0.6235 | Commercial_2032_Economic_GWh_Before Competition Groups_Commercial Hot Food Holding Cabinets
Commercial | Com ¦ Energy Recovery Ventilation and Ventilation (Enhanced) | 2032 | Economic | GWh | Before Competition Groups | 0.51752 | 0 | 0 | 14066.7223 | 3.679e-05 | 69 | Commercial_2032_Economic_GWh_Before Competition Groups_69 | Energy Recovery Ventilation and Ventilation (Enhanced) | 0.003679% | 0 | 0.51752 | Commercial_2032_Economic_GWh_Before Competition Groups_Energy Recovery Ventilation and Ventilation (Enhanced)
Commercial | Com ¦ HVAC Optimization | 2032 | Economic | GWh | Before Competition Groups | 0.46314 | 0 | 0 | 14066.7223 | 3.2925e-05 | 70 | Commercial_2032_Economic_GWh_Before Competition Groups_70 | HVAC Optimization | 0.003292% | 0 | 0.46314 | Commercial_2032_Economic_GWh_Before Competition Groups_HVAC Optimization
Commercial | Com ¦ LED RECESSED DOWNLIGHTS | 2032 | Economic | GWh | Before Competition Groups | 0.41182 | 0 | 0 | 14066.7223 | 2.9277e-05 | 71 | Commercial_2032_Economic_GWh_Before Competition Groups_71 | LED RECESSED DOWNLIGHTS | 0.002928% | 0 | 0.41182 | Commercial_2032_Economic_GWh_Before Competition Groups_LED RECESSED DOWNLIGHTS
Commercial | Com ¦ Wall Insulation | 2032 | Economic | GWh | Before Competition Groups | 0.16441 | 0 | 0 | 14066.7223 | 1.1688e-05 | 72 | Commercial_2032_Economic_GWh_Before Competition Groups_72 | Wall Insulation | 0.001169% | 0 | 0.16441 | Commercial_2032_Economic_GWh_Before Competition Groups_Wall Insulation
Commercial | Com ¦ Room AC (w/ louvered sides) 14 SEER from 12 SEER code | 2032 | Economic | GWh | Before Competition Groups | 0.14227 | 0 | 0 | 14066.7223 | 1.0114e-05 | 73 | Commercial_2032_Economic_GWh_Before Competition Groups_73 | Room AC (w/ louvered sides) 14 SEER from 12 SEER code | 0.001011% | 0 | 0.14227 | Commercial_2032_Economic_GWh_Before Competition Groups_Room AC (w/ louvered sides) 14 SEER from 12 SEER code
Commercial | Com ¦ EC Plug Fan for Data Center (under cabinet) | 2032 | Economic | GWh | Before Competition Groups | 0.076564 | 0 | 0 | 14066.7223 | 5.4429e-06 | 74 | Commercial_2032_Economic_GWh_Before Competition Groups_74 | EC Plug Fan for Data Center (under cabinet) | 0.0005443% | 0 | 0.076564 | Commercial_2032_Economic_GWh_Before Competition Groups_EC Plug Fan for Data Center (under cabinet)
Commercial | Com ¦ High Efficiency Chiller (avg of water and air cooled) | 2032 | Economic | GWh | Before Competition Groups | 0.066689 | 0 | 0 | 14066.7223 | 4.7409e-06 | 75 | Commercial_2032_Economic_GWh_Before Competition Groups_75 | High Efficiency Chiller (avg of water and air cooled) | 0.0004741% | 0 | 0.066689 | Commercial_2032_Economic_GWh_Before Competition Groups_High Efficiency Chiller (avg of water and air cooled)
Commercial | Com ¦ Air Curtains | 2032 | Economic | GWh | Before Competition Groups | 0.057686 | 0 | 0 | 14066.7223 | 4.1009e-06 | 76 | Commercial_2032_Economic_GWh_Before Competition Groups_76 | Air Curtains | 0.0004101% | 0 | 0.057686 | Commercial_2032_Economic_GWh_Before Competition Groups_Air Curtains
Commercial | Com ¦ VSD Air Compressor | 2032 | Economic | GWh | Before Competition Groups | 0.05013 | 0 | 0 | 14066.7223 | 3.5637e-06 | 77 | Commercial_2032_Economic_GWh_Before Competition Groups_77 | VSD Air Compressor | 0.0003564% | 0 | 0.05013 | Commercial_2032_Economic_GWh_Before Competition Groups_VSD Air Compressor
Commercial | Com ¦ Electric Convection Combination Ovens | 2032 | Economic | GWh | Before Competition Groups | 0.0039132 | 0 | 0 | 14066.7223 | 2.7819e-07 | 78 | Commercial_2032_Economic_GWh_Before Competition Groups_78 | Electric Convection Combination Ovens | 2.782e-05% | 0 | 0.0039132 | Commercial_2032_Economic_GWh_Before Competition Groups_Electric Convection Combination Ovens
Commercial | Com ¦ Indoor Daylight Sensors/Photocell Dimming Control | 2032 | Economic | GWh | Before Competition Groups | 0 | 0 | 0 | 14066.7223 | 0 | 79 | Commercial_2032_Economic_GWh_Before Competition Groups_79 | Indoor Daylight Sensors/Photocell Dimming Control | 0% | 0 | 0 | Commercial_2032_Economic_GWh_Before Competition Groups_Indoor Daylight Sensors/Photocell Dimming Control
Commercial | Com ¦ Variable Refrigerant Flow Heat Pump | 2032 | Economic | GWh | Before Competition Groups | 0 | 0 | 0 | 14066.7223 | 0 | 80 | Commercial_2032_Economic_GWh_Before Competition Groups_80 | Variable Refrigerant Flow Heat Pump | 0% | 0 | 0 | Commercial_2032_Economic_GWh_Before Competition Groups_Variable Refrigerant Flow Heat Pump
Commercial | Com ¦ LED Low/High Bay | 2032 | SC A | GWh | Before Competition Groups | 947.0573 | 0 | 0 | 8241.3589 | 0.11492 | 1 | Commercial_2032_SC A_GWh_Before Competition Groups_1 | LED Low/High Bay | 11.49% | 0 | 947.0573 | Commercial_2032_SC A_GWh_Before Competition Groups_LED Low/High Bay
Commercial | Com ¦ ENERGY STAR LED LAMPS (REFLECTOR LAMPs/MR16/PAR 16) | 2032 | SC A | GWh | Before Competition Groups | 912.2575 | 0 | 0 | 8241.3589 | 0.11069 | 2 | Commercial_2032_SC A_GWh_Before Competition Groups_2 | ENERGY STAR LED LAMPS (REFLECTOR LAMPs/MR16/PAR 16) | 11.07% | 0 | 912.2575 | Commercial_2032_SC A_GWh_Before Competition Groups_ENERGY STAR LED LAMPS (REFLECTOR LAMPs/MR16/PAR 16)
Commercial | Com ¦ LED Troffer/Surface/Suspended | 2032 | SC A | GWh | Before Competition Groups | 907.6128 | 0 | 0 | 8241.3589 | 0.11013 | 3 | Commercial_2032_SC A_GWh_Before Competition Groups_3 | LED Troffer/Surface/Suspended | 11.01% | 0 | 907.6128 | Commercial_2032_SC A_GWh_Before Competition Groups_LED Troffer/Surface/Suspended
Commercial | Com ¦ LED EXTERIOR AREA LIGHTS - LED fixture (200W) | 2032 | SC A | GWh | Before Competition Groups | 596.1337 | 0 | 0 | 8241.3589 | 0.072334 | 4 | Commercial_2032_SC A_GWh_Before Competition Groups_4 | LED EXTERIOR AREA LIGHTS - LED fixture (200W) | 7.233% | 0 | 596.1337 | Commercial_2032_SC A_GWh_Before Competition Groups_LED EXTERIOR AREA LIGHTS - LED fixture (200W)
Commercial | Com ¦ LED parking lot fixture | 2032 | SC A | GWh | Before Competition Groups | 571.4619 | 0 | 0 | 8241.3589 | 0.069341 | 5 | Commercial_2032_SC A_GWh_Before Competition Groups_5 | LED parking lot fixture | 6.934% | 0 | 571.4619 | Commercial_2032_SC A_GWh_Before Competition Groups_LED parking lot fixture
Commercial | Com ¦ LED Replacement Lamp (Tube) | 2032 | SC A | GWh | Before Competition Groups | 543.7836 | 0 | 0 | 8241.3589 | 0.065982 | 6 | Commercial_2032_SC A_GWh_Before Competition Groups_6 | LED Replacement Lamp (Tube) | 6.598% | 0 | 543.7836 | Commercial_2032_SC A_GWh_Before Competition Groups_LED Replacement Lamp (Tube)
Commercial | Com ¦ Building Recommissioning, Operations and Maintenance (O&M) Improvements | 2032 | SC A | GWh | Before Competition Groups | 498.6265 | 0 | 0 | 8241.3589 | 0.060503 | 7 | Commercial_2032_SC A_GWh_Before Competition Groups_7 | Building Recommissioning, Operations and Maintenance (O&M) Improvements | 6.05% | 0 | 498.6265 | Commercial_2032_SC A_GWh_Before Competition Groups_Building Recommissioning, Operations and Maintenance (O&M) Improvements
Commercial | Com ¦ LED street light fixture | 2032 | SC A | GWh | Before Competition Groups | 355.9112 | 0 | 0 | 8241.3589 | 0.043186 | 8 | Commercial_2032_SC A_GWh_Before Competition Groups_8 | LED street light fixture | 4.319% | 0 | 355.9112 | Commercial_2032_SC A_GWh_Before Competition Groups_LED street light fixture
Commercial | Com ¦ Furnace Tune-Up | 2032 | SC A | GWh | Before Competition Groups | 323.7923 | 0 | 0 | 8241.3589 | 0.039289 | 9 | Commercial_2032_SC A_GWh_Before Competition Groups_9 | Furnace Tune-Up | 3.929% | 0 | 323.7923 | Commercial_2032_SC A_GWh_Before Competition Groups_Furnace Tune-Up
Commercial | Com ¦ High Efficiency Air Source Heat Pump | 2032 | SC A | GWh | Before Competition Groups | 228.8235 | 0 | 0 | 8241.3589 | 0.027765 | 10 | Commercial_2032_SC A_GWh_Before Competition Groups_10 | High Efficiency Air Source Heat Pump | 2.777% | 0 | 228.8235 | Commercial_2032_SC A_GWh_Before Competition Groups_High Efficiency Air Source Heat Pump
Commercial | Com ¦ Reach-in Shaded Pole to ECM/PSC Evaporator Fan Motor | 2032 | SC A | GWh | Before Competition Groups | 217.9397 | 0 | 0 | 8241.3589 | 0.026445 | 11 | Commercial_2032_SC A_GWh_Before Competition Groups_11 | Reach-in Shaded Pole to ECM/PSC Evaporator Fan Motor | 2.644% | 0 | 217.9397 | Commercial_2032_SC A_GWh_Before Competition Groups_Reach-in Shaded Pole to ECM/PSC Evaporator Fan Motor
Commercial | Com ¦ Data Center Storage/Server Virtualization | 2032 | SC A | GWh | Before Competition Groups | 212.7348 | 0 | 0 | 8241.3589 | 0.025813 | 12 | Commercial_2032_SC A_GWh_Before Competition Groups_12 | Data Center Storage/Server Virtualization | 2.581% | 0 | 212.7348 | Commercial_2032_SC A_GWh_Before Competition Groups_Data Center Storage/Server Virtualization
Commercial | Com ¦ Refrigerated Display Case Doors | 2032 | SC A | GWh | Before Competition Groups | 159.6543 | 0 | 0 | 8241.3589 | 0.019372 | 13 | Commercial_2032_SC A_GWh_Before Competition Groups_13 | Refrigerated Display Case Doors | 1.937% | 0 | 159.6543 | Commercial_2032_SC A_GWh_Before Competition Groups_Refrigerated Display Case Doors
Commercial | Com ¦ Strip Curtains | 2032 | SC A | GWh | Before Competition Groups | 153.7715 | 0 | 0 | 8241.3589 | 0.018659 | 14 | Commercial_2032_SC A_GWh_Before Competition Groups_14 | Strip Curtains | 1.866% | 0 | 153.7715 | Commercial_2032_SC A_GWh_Before Competition Groups_Strip Curtains
Commercial | Com ¦ Education and Capacity Building/Energy Behavior | 2032 | SC A | GWh | Before Competition Groups | 124.2999 | 0 | 0 | 8241.3589 | 0.015082 | 15 | Commercial_2032_SC A_GWh_Before Competition Groups_15 | Education and Capacity Building/Energy Behavior | 1.508% | 0 | 124.2999 | Commercial_2032_SC A_GWh_Before Competition Groups_Education and Capacity Building/Energy Behavior
Commercial | Com ¦ LED or Equivalent Sign Lighting | 2032 | SC A | GWh | Before Competition Groups | 117.9537 | 0 | 0 | 8241.3589 | 0.014312 | 16 | Commercial_2032_SC A_GWh_Before Competition Groups_16 | LED or Equivalent Sign Lighting | 1.431% | 0 | 117.9537 | Commercial_2032_SC A_GWh_Before Competition Groups_LED or Equivalent Sign Lighting
Commercial | Com ¦ Centrally controlled desktop PC/NETWORK PC POWER MANAGEMENT SOFTWARE | 2032 | SC A | GWh | Before Competition Groups | 116.109 | 0 | 0 | 8241.3589 | 0.014089 | 17 | Commercial_2032_SC A_GWh_Before Competition Groups_17 | Centrally controlled desktop PC/NETWORK PC POWER MANAGEMENT SOFTWARE | 1.409% | 0 | 116.109 | Commercial_2032_SC A_GWh_Before Competition Groups_Centrally controlled desktop PC/NETWORK PC POWER MANAGEMENT SOFTWARE
Commercial | Com ¦ Advanced BAS/Controllers | 2032 | SC A | GWh | Before Competition Groups | 111.5865 | 0 | 0 | 8241.3589 | 0.01354 | 18 | Commercial_2032_SC A_GWh_Before Competition Groups_18 | Advanced BAS/Controllers | 1.354% | 0 | 111.5865 | Commercial_2032_SC A_GWh_Before Competition Groups_Advanced BAS/Controllers
Commercial | Com ¦ Demand Control Ventilation | 2032 | SC A | GWh | Before Competition Groups | 110.767 | 0 | 0 | 8241.3589 | 0.01344 | 19 | Commercial_2032_SC A_GWh_Before Competition Groups_19 | Demand Control Ventilation | 1.344% | 0 | 110.767 | Commercial_2032_SC A_GWh_Before Competition Groups_Demand Control Ventilation
Commercial | Com ¦ ENERGY STAR LED LAMPS (General Service Lamps) | 2032 | SC A | GWh | Before Competition Groups | 110.2318 | 0 | 0 | 8241.3589 | 0.013375 | 20 | Commercial_2032_SC A_GWh_Before Competition Groups_20 | ENERGY STAR LED LAMPS (General Service Lamps) | 1.338% | 0 | 110.2318 | Commercial_2032_SC A_GWh_Before Competition Groups_ENERGY STAR LED LAMPS (General Service Lamps)
Commercial | Com ¦ Variable Frequency Drive (VFD) | 2032 | SC A | GWh | Before Competition Groups | 107.8548 | 0 | 0 | 8241.3589 | 0.013087 | 21 | Commercial_2032_SC A_GWh_Before Competition Groups_21 | Variable Frequency Drive (VFD) | 1.309% | 0 | 107.8548 | Commercial_2032_SC A_GWh_Before Competition Groups_Variable Frequency Drive (VFD)
Commercial | Com ¦ VFD on Pumps | 2032 | SC A | GWh | Before Competition Groups | 100.1808 | 0 | 0 | 8241.3589 | 0.012156 | 22 | Commercial_2032_SC A_GWh_Before Competition Groups_22 | VFD on Pumps | 1.216% | 0 | 100.1808 | Commercial_2032_SC A_GWh_Before Competition Groups_VFD on Pumps
Commercial | Com ¦ Adaptive Thermostats | 2032 | SC A | GWh | Before Competition Groups | 76.3098 | 0 | 0 | 8241.3589 | 0.0092594 | 23 | Commercial_2032_SC A_GWh_Before Competition Groups_23 | Adaptive Thermostats | 0.9259% | 0 | 76.3098 | Commercial_2032_SC A_GWh_Before Competition Groups_Adaptive Thermostats
Commercial | Com ¦ ECM MOTORS FOR EVAPORATOR FANS for refrigeration (WALK-IN) | 2032 | SC A | GWh | Before Competition Groups | 50.3303 | 0 | 0 | 8241.3589 | 0.006107 | 24 | Commercial_2032_SC A_GWh_Before Competition Groups_24 | ECM MOTORS FOR EVAPORATOR FANS for refrigeration (WALK-IN) | 0.6107% | 0 | 50.3303 | Commercial_2032_SC A_GWh_Before Competition Groups_ECM MOTORS FOR EVAPORATOR FANS for refrigeration (WALK-IN)
Commercial | Com ¦ Condensing Unit Heaters or other Efficient Unit Heating System | 2032 | SC A | GWh | Before Competition Groups | 48.6911 | 0 | 0 | 8241.3589 | 0.0059081 | 25 | Commercial_2032_SC A_GWh_Before Competition Groups_25 | Condensing Unit Heaters or other Efficient Unit Heating System | 0.5908% | 0 | 48.6911 | Commercial_2032_SC A_GWh_Before Competition Groups_Condensing Unit Heaters or other Efficient Unit Heating System
Commercial | Com ¦ Air Handler with Dedicated Outdoor Air Systems | 2032 | SC A | GWh | Before Competition Groups | 47.9527 | 0 | 0 | 8241.3589 | 0.0058185 | 26 | Commercial_2032_SC A_GWh_Before Competition Groups_26 | Air Handler with Dedicated Outdoor Air Systems | 0.5819% | 0 | 47.9527 | Commercial_2032_SC A_GWh_Before Competition Groups_Air Handler with Dedicated Outdoor Air Systems
Commercial | Com ¦ Door Gasket Freezer/Refrigerator | 2032 | SC A | GWh | Before Competition Groups | 47.3671 | 0 | 0 | 8241.3589 | 0.0057475 | 27 | Commercial_2032_SC A_GWh_Before Competition Groups_27 | Door Gasket Freezer/Refrigerator | 0.5747% | 0 | 47.3671 | Commercial_2032_SC A_GWh_Before Competition Groups_Door Gasket Freezer/Refrigerator
Commercial | Com ¦ Demand Control Kitchen Ventilation | 2032 | SC A | GWh | Before Competition Groups | 46.6641 | 0 | 0 | 8241.3589 | 0.0056622 | 28 | Commercial_2032_SC A_GWh_Before Competition Groups_28 | Demand Control Kitchen Ventilation | 0.5662% | 0 | 46.6641 | Commercial_2032_SC A_GWh_Before Competition Groups_Demand Control Kitchen Ventilation
Commercial | Com ¦ Evaporator Fan Controls | 2032 | SC A | GWh | Before Competition Groups | 40.3048 | 0 | 0 | 8241.3589 | 0.0048906 | 29 | Commercial_2032_SC A_GWh_Before Competition Groups_29 | Evaporator Fan Controls | 0.4891% | 0 | 40.3048 | Commercial_2032_SC A_GWh_Before Competition Groups_Evaporator Fan Controls
Commercial | Com ¦ Refrigerated Display Case LED | 2032 | SC A | GWh | Before Competition Groups | 37.6538 | 0 | 0 | 8241.3589 | 0.0045689 | 30 | Commercial_2032_SC A_GWh_Before Competition Groups_30 | Refrigerated Display Case LED | 0.4569% | 0 | 37.6538 | Commercial_2032_SC A_GWh_Before Competition Groups_Refrigerated Display Case LED
Commercial | Com ¦ Unitary Air-Conditioning Unit | 2032 | SC A | GWh | Before Competition Groups | 33.8733 | 0 | 0 | 8241.3589 | 0.0041102 | 31 | Commercial_2032_SC A_GWh_Before Competition Groups_31 | Unitary Air-Conditioning Unit | 0.411% | 0 | 33.8733 | Commercial_2032_SC A_GWh_Before Competition Groups_Unitary Air-Conditioning Unit
Commercial | Com ¦ Freezer Case Light Sensor | 2032 | SC A | GWh | Before Competition Groups | 33.7068 | 0 | 0 | 8241.3589 | 0.00409 | 32 | Commercial_2032_SC A_GWh_Before Competition Groups_32 | Freezer Case Light Sensor | 0.409% | 0 | 33.7068 | Commercial_2032_SC A_GWh_Before Competition Groups_Freezer Case Light Sensor
Commercial | Com ¦ Occupancy Sensors | 2032 | SC A | GWh | Before Competition Groups | 27.5061 | 0 | 0 | 8241.3589 | 0.0033376 | 33 | Commercial_2032_SC A_GWh_Before Competition Groups_33 | Occupancy Sensors | 0.3338% | 0 | 27.5061 | Commercial_2032_SC A_GWh_Before Competition Groups_Occupancy Sensors
Commercial | Com ¦ ENERGY STAR Griddle (74% eff) | 2032 | SC A | GWh | Before Competition Groups | 27.2296 | 0 | 0 | 8241.3589 | 0.003304 | 34 | Commercial_2032_SC A_GWh_Before Competition Groups_34 | ENERGY STAR Griddle (74% eff) | 0.3304% | 0 | 27.2296 | Commercial_2032_SC A_GWh_Before Competition Groups_ENERGY STAR Griddle (74% eff)
Commercial | Com ¦ Chilled Water Optimization | 2032 | SC A | GWh | Before Competition Groups | 19.8422 | 0 | 0 | 8241.3589 | 0.0024076 | 35 | Commercial_2032_SC A_GWh_Before Competition Groups_35 | Chilled Water Optimization | 0.2408% | 0 | 19.8422 | Commercial_2032_SC A_GWh_Before Competition Groups_Chilled Water Optimization
Commercial | Com ¦ BEVERAGE VENDING MACHINE CONTROLS | 2032 | SC A | GWh | Before Competition Groups | 17.9957 | 0 | 0 | 8241.3589 | 0.0021836 | 36 | Commercial_2032_SC A_GWh_Before Competition Groups_36 | BEVERAGE VENDING MACHINE CONTROLS | 0.2184% | 0 | 17.9957 | Commercial_2032_SC A_GWh_Before Competition Groups_BEVERAGE VENDING MACHINE CONTROLS
Commercial | Com ¦ Elec Storage WH 2.30 Et | 2032 | SC A | GWh | Before Competition Groups | 17.5251 | 0 | 0 | 8241.3589 | 0.0021265 | 37 | Commercial_2032_SC A_GWh_Before Competition Groups_37 | Elec Storage WH 2.30 Et | 0.2126% | 0 | 17.5251 | Commercial_2032_SC A_GWh_Before Competition Groups_Elec Storage WH 2.30 Et
Commercial | Com ¦ Temperature Adjustment in Commercial Freezers | 2032 | SC A | GWh | Before Competition Groups | 15.4282 | 0 | 0 | 8241.3589 | 0.001872 | 38 | Commercial_2032_SC A_GWh_Before Competition Groups_38 | Temperature Adjustment in Commercial Freezers | 0.1872% | 0 | 15.4282 | Commercial_2032_SC A_GWh_Before Competition Groups_Temperature Adjustment in Commercial Freezers
Commercial | Com ¦ CO Sensors for parking garage exhaust fans | 2032 | SC A | GWh | Before Competition Groups | 13.4934 | 0 | 0 | 8241.3589 | 0.0016373 | 39 | Commercial_2032_SC A_GWh_Before Competition Groups_39 | CO Sensors for parking garage exhaust fans | 0.1637% | 0 | 13.4934 | Commercial_2032_SC A_GWh_Before Competition Groups_CO Sensors for parking garage exhaust fans
Commercial | Com ¦ Energy Efficient Laboratory Fume Hood | 2032 | SC A | GWh | Before Competition Groups | 12.5531 | 0 | 0 | 8241.3589 | 0.0015232 | 40 | Commercial_2032_SC A_GWh_Before Competition Groups_40 | Energy Efficient Laboratory Fume Hood | 0.1523% | 0 | 12.5531 | Commercial_2032_SC A_GWh_Before Competition Groups_Energy Efficient Laboratory Fume Hood
Commercial | Com ¦ Vertical Night Covers | 2032 | SC A | GWh | Before Competition Groups | 11.7046 | 0 | 0 | 8241.3589 | 0.0014202 | 41 | Commercial_2032_SC A_GWh_Before Competition Groups_41 | Vertical Night Covers | 0.142% | 0 | 11.7046 | Commercial_2032_SC A_GWh_Before Competition Groups_Vertical Night Covers
Commercial | Com ¦ Outside Air Economizer | 2032 | SC A | GWh | Before Competition Groups | 11.1266 | 0 | 0 | 8241.3589 | 0.0013501 | 42 | Commercial_2032_SC A_GWh_Before Competition Groups_42 | Outside Air Economizer | 0.135% | 0 | 11.1266 | Commercial_2032_SC A_GWh_Before Competition Groups_Outside Air Economizer
Commercial | Com ¦ Duct Insulation, R8 | 2032 | SC A | GWh | Before Competition Groups | 10.6209 | 0 | 0 | 8241.3589 | 0.0012887 | 43 | Commercial_2032_SC A_GWh_Before Competition Groups_43 | Duct Insulation, R8 | 0.1289% | 0 | 10.6209 | Commercial_2032_SC A_GWh_Before Competition Groups_Duct Insulation, R8
Commercial | Com ¦ Water Heating (DHW) Pipe Insulation (Add 3/4\ Foam)" | 2032 | SC A | GWh | Before Competition Groups | 10.3471 | 0 | 0 | 8241.3589 | 0.0012555 | 44 | Commercial_2032_SC A_GWh_Before Competition Groups_44 | Water Heating (DHW) Pipe Insulation (Add 3/4\ Foam)" | 0.1256% | 0 | 10.3471 | Commercial_2032_SC A_GWh_Before Competition Groups_Water Heating (DHW) Pipe Insulation (Add 3/4\ Foam)"
Commercial | Com ¦ Water Source Heat Pump (4 ton) | 2032 | SC A | GWh | Before Competition Groups | 10.1154 | 0 | 0 | 8241.3589 | 0.0012274 | 45 | Commercial_2032_SC A_GWh_Before Competition Groups_45 | Water Source Heat Pump (4 ton) | 0.1227% | 0 | 10.1154 | Commercial_2032_SC A_GWh_Before Competition Groups_Water Source Heat Pump (4 ton)
Commercial | Com ¦ ENERGY STAR Fryer (84% eff) | 2032 | SC A | GWh | Before Competition Groups | 9.9616 | 0 | 0 | 8241.3589 | 0.0012087 | 46 | Commercial_2032_SC A_GWh_Before Competition Groups_46 | ENERGY STAR Fryer (84% eff) | 0.1209% | 0 | 9.9616 | Commercial_2032_SC A_GWh_Before Competition Groups_ENERGY STAR Fryer (84% eff)
Commercial | Com ¦ Suction Pipe Insulation Freezer/Refrigerator | 2032 | SC A | GWh | Before Competition Groups | 6.3321 | 0 | 0 | 8241.3589 | 0.00076833 | 47 | Commercial_2032_SC A_GWh_Before Competition Groups_47 | Suction Pipe Insulation Freezer/Refrigerator | 0.07683% | 0 | 6.3321 | Commercial_2032_SC A_GWh_Before Competition Groups_Suction Pipe Insulation Freezer/Refrigerator
Commercial | Com ¦ ENERGY STAR Dishwasher | 2032 | SC A | GWh | Before Competition Groups | 4.9799 | 0 | 0 | 8241.3589 | 0.00060425 | 48 | Commercial_2032_SC A_GWh_Before Competition Groups_48 | ENERGY STAR Dishwasher | 0.06043% | 0 | 4.9799 | Commercial_2032_SC A_GWh_Before Competition Groups_ENERGY STAR Dishwasher
Commercial | Com ¦ ENERGY STAR Steam Cookers | 2032 | SC A | GWh | Before Competition Groups | 4.7602 | 0 | 0 | 8241.3589 | 0.0005776 | 49 | Commercial_2032_SC A_GWh_Before Competition Groups_49 | ENERGY STAR Steam Cookers | 0.05776% | 0 | 4.7602 | Commercial_2032_SC A_GWh_Before Competition Groups_ENERGY STAR Steam Cookers
Commercial | Com ¦ Condensing Make Up Air Unit | 2032 | SC A | GWh | Before Competition Groups | 3.069 | 0 | 0 | 8241.3589 | 0.00037239 | 50 | Commercial_2032_SC A_GWh_Before Competition Groups_50 | Condensing Make Up Air Unit | 0.03724% | 0 | 3.069 | Commercial_2032_SC A_GWh_Before Competition Groups_Condensing Make Up Air Unit
Commercial | Com ¦ Ozone Laundry Treatment | 2032 | SC A | GWh | Before Competition Groups | 2.6817 | 0 | 0 | 8241.3589 | 0.0003254 | 51 | Commercial_2032_SC A_GWh_Before Competition Groups_51 | Ozone Laundry Treatment | 0.03254% | 0 | 2.6817 | Commercial_2032_SC A_GWh_Before Competition Groups_Ozone Laundry Treatment
Commercial | Com ¦ Thermostat Setback | 2032 | SC A | GWh | Before Competition Groups | 2.3028 | 0 | 0 | 8241.3589 | 0.00027942 | 52 | Commercial_2032_SC A_GWh_Before Competition Groups_52 | Thermostat Setback | 0.02794% | 0 | 2.3028 | Commercial_2032_SC A_GWh_Before Competition Groups_Thermostat Setback
Commercial | Com ¦ Demand controlled Circulating Systems | 2032 | SC A | GWh | Before Competition Groups | 2.1117 | 0 | 0 | 8241.3589 | 0.00025624 | 53 | Commercial_2032_SC A_GWh_Before Competition Groups_53 | Demand controlled Circulating Systems | 0.02562% | 0 | 2.1117 | Commercial_2032_SC A_GWh_Before Competition Groups_Demand controlled Circulating Systems
Commercial | Com ¦ ECM MOTORS FOR HVAC APPLICATION (FAN-POWERED VAV BOX) | 2032 | SC A | GWh | Before Competition Groups | 1.586 | 0 | 0 | 8241.3589 | 0.00019245 | 54 | Commercial_2032_SC A_GWh_Before Competition Groups_54 | ECM MOTORS FOR HVAC APPLICATION (FAN-POWERED VAV BOX) | 0.01924% | 0 | 1.586 | Commercial_2032_SC A_GWh_Before Competition Groups_ECM MOTORS FOR HVAC APPLICATION (FAN-POWERED VAV BOX)
Commercial | Com ¦ CEE Tier 2/Energy Star Clothes Washers | 2032 | SC A | GWh | Before Competition Groups | 0.9903 | 0 | 0 | 8241.3589 | 0.00012016 | 55 | Commercial_2032_SC A_GWh_Before Competition Groups_55 | CEE Tier 2/Energy Star Clothes Washers | 0.01202% | 0 | 0.9903 | Commercial_2032_SC A_GWh_Before Competition Groups_CEE Tier 2/Energy Star Clothes Washers
Commercial | Com ¦ Solar Water Preheat (Pools/DHW) | 2032 | SC A | GWh | Before Competition Groups | 0.85947 | 0 | 0 | 8241.3589 | 0.00010429 | 56 | Commercial_2032_SC A_GWh_Before Competition Groups_56 | Solar Water Preheat (Pools/DHW) | 0.01043% | 0 | 0.85947 | Commercial_2032_SC A_GWh_Before Competition Groups_Solar Water Preheat (Pools/DHW)
Commercial | Com ¦ Notched V belts for HVAC Systems | 2032 | SC A | GWh | Before Competition Groups | 0.84839 | 0 | 0 | 8241.3589 | 0.00010294 | 57 | Commercial_2032_SC A_GWh_Before Competition Groups_57 | Notched V belts for HVAC Systems | 0.01029% | 0 | 0.84839 | Commercial_2032_SC A_GWh_Before Competition Groups_Notched V belts for HVAC Systems
Commercial | Com ¦ Auto Off Time Switch or Time Clock control | 2032 | SC A | GWh | Before Competition Groups | 0.66092 | 0 | 0 | 8241.3589 | 8.0196e-05 | 58 | Commercial_2032_SC A_GWh_Before Competition Groups_58 | Auto Off Time Switch or Time Clock control | 0.00802% | 0 | 0.66092 | Commercial_2032_SC A_GWh_Before Competition Groups_Auto Off Time Switch or Time Clock control
Commercial | COM ¦ Ductless Mini-Split Heat Pumps | 2032 | SC A | GWh | Before Competition Groups | 0.63522 | 0 | 0 | 8241.3589 | 7.7077e-05 | 59 | Commercial_2032_SC A_GWh_Before Competition Groups_59 | Ductless Mini-Split Heat Pumps | 0.007708% | 0 | 0.63522 | Commercial_2032_SC A_GWh_Before Competition Groups_Ductless Mini-Split Heat Pumps
Commercial | Com ¦ PTAC (12 EER/10,000 BTU) | 2032 | SC A | GWh | Before Competition Groups | 0.50905 | 0 | 0 | 8241.3589 | 6.1768e-05 | 60 | Commercial_2032_SC A_GWh_Before Competition Groups_60 | PTAC (12 EER/10,000 BTU) | 0.006177% | 0 | 0.50905 | Commercial_2032_SC A_GWh_Before Competition Groups_PTAC (12 EER/10,000 BTU)
Commercial | Com ¦ Low Flow Pre-Rinse Spray Nozzle | 2032 | SC A | GWh | Before Competition Groups | 0.50368 | 0 | 0 | 8241.3589 | 6.1116e-05 | 61 | Commercial_2032_SC A_GWh_Before Competition Groups_61 | Low Flow Pre-Rinse Spray Nozzle | 0.006112% | 0 | 0.50368 | Commercial_2032_SC A_GWh_Before Competition Groups_Low Flow Pre-Rinse Spray Nozzle
Commercial | Com ¦ LED RECESSED DOWNLIGHTS | 2032 | SC A | GWh | Before Competition Groups | 0.32693 | 0 | 0 | 8241.3589 | 3.9669e-05 | 62 | Commercial_2032_SC A_GWh_Before Competition Groups_62 | LED RECESSED DOWNLIGHTS | 0.003967% | 0 | 0.32693 | Commercial_2032_SC A_GWh_Before Competition Groups_LED RECESSED DOWNLIGHTS
Commercial | Com ¦ HVAC Optimization | 2032 | SC A | GWh | Before Competition Groups | 0.32354 | 0 | 0 | 8241.3589 | 3.9258e-05 | 63 | Commercial_2032_SC A_GWh_Before Competition Groups_63 | HVAC Optimization | 0.003926% | 0 | 0.32354 | Commercial_2032_SC A_GWh_Before Competition Groups_HVAC Optimization
Commercial | Com ¦ Commercial Hot Food Holding Cabinets | 2032 | SC A | GWh | Before Competition Groups | 0.28261 | 0 | 0 | 8241.3589 | 3.4291e-05 | 64 | Commercial_2032_SC A_GWh_Before Competition Groups_64 | Commercial Hot Food Holding Cabinets | 0.003429% | 0 | 0.28261 | Commercial_2032_SC A_GWh_Before Competition Groups_Commercial Hot Food Holding Cabinets
Commercial | Com ¦ High Efficiency Small Instantaneous Water Heater | 2032 | SC A | GWh | Before Competition Groups | 0.19803 | 0 | 0 | 8241.3589 | 2.4029e-05 | 65 | Commercial_2032_SC A_GWh_Before Competition Groups_65 | High Efficiency Small Instantaneous Water Heater | 0.002403% | 0 | 0.19803 | Commercial_2032_SC A_GWh_Before Competition Groups_High Efficiency Small Instantaneous Water Heater
Commercial | Com ¦ Air Curtains | 2032 | SC A | GWh | Before Competition Groups | 0.16127 | 0 | 0 | 8241.3589 | 1.9569e-05 | 66 | Commercial_2032_SC A_GWh_Before Competition Groups_66 | Air Curtains | 0.001957% | 0 | 0.16127 | Commercial_2032_SC A_GWh_Before Competition Groups_Air Curtains
Commercial | Com ¦ Wall Insulation | 2032 | SC A | GWh | Before Competition Groups | 0.09551 | 0 | 0 | 8241.3589 | 1.1589e-05 | 67 | Commercial_2032_SC A_GWh_Before Competition Groups_67 | Wall Insulation | 0.001159% | 0 | 0.09551 | Commercial_2032_SC A_GWh_Before Competition Groups_Wall Insulation
Commercial | Com ¦ Energy Recovery Ventilation and Ventilation (Enhanced) | 2032 | SC A | GWh | Before Competition Groups | 0.078656 | 0 | 0 | 8241.3589 | 9.544e-06 | 68 | Commercial_2032_SC A_GWh_Before Competition Groups_68 | Energy Recovery Ventilation and Ventilation (Enhanced) | 0.0009544% | 0 | 0.078656 | Commercial_2032_SC A_GWh_Before Competition Groups_Energy Recovery Ventilation and Ventilation (Enhanced)
Commercial | Com ¦ Efficient compressor motor | 2032 | SC A | GWh | Before Competition Groups | 0.072938 | 0 | 0 | 8241.3589 | 8.8502e-06 | 69 | Commercial_2032_SC A_GWh_Before Competition Groups_69 | Efficient compressor motor | 0.000885% | 0 | 0.072938 | Commercial_2032_SC A_GWh_Before Competition Groups_Efficient compressor motor
Commercial | Com ¦ VSD Air Compressor | 2032 | SC A | GWh | Before Competition Groups | 0.030541 | 0 | 0 | 8241.3589 | 3.7059e-06 | 70 | Commercial_2032_SC A_GWh_Before Competition Groups_70 | VSD Air Compressor | 0.0003706% | 0 | 0.030541 | Commercial_2032_SC A_GWh_Before Competition Groups_VSD Air Compressor
Commercial | Com ¦ Room AC (w/ louvered sides) 14 SEER from 12 SEER code | 2032 | SC A | GWh | Before Competition Groups | 0.028728 | 0 | 0 | 8241.3589 | 3.4859e-06 | 71 | Commercial_2032_SC A_GWh_Before Competition Groups_71 | Room AC (w/ louvered sides) 14 SEER from 12 SEER code | 0.0003486% | 0 | 0.028728 | Commercial_2032_SC A_GWh_Before Competition Groups_Room AC (w/ louvered sides) 14 SEER from 12 SEER code
Commercial | Com ¦ EC Plug Fan for Data Center (under cabinet) | 2032 | SC A | GWh | Before Competition Groups | 0.025949 | 0 | 0 | 8241.3589 | 3.1486e-06 | 72 | Commercial_2032_SC A_GWh_Before Competition Groups_72 | EC Plug Fan for Data Center (under cabinet) | 0.0003149% | 0 | 0.025949 | Commercial_2032_SC A_GWh_Before Competition Groups_EC Plug Fan for Data Center (under cabinet)
Commercial | Com ¦ LLLC - Low Impact Application | 2032 | SC A | GWh | Before Competition Groups | 0.024484 | 0 | 0 | 8241.3589 | 2.9708e-06 | 73 | Commercial_2032_SC A_GWh_Before Competition Groups_73 | LLLC - Low Impact Application | 0.0002971% | 0 | 0.024484 | Commercial_2032_SC A_GWh_Before Competition Groups_LLLC - Low Impact Application
Commercial | Com ¦ LLLC - High Impact Application | 2032 | SC A | GWh | Before Competition Groups | 0.022963 | 0 | 0 | 8241.3589 | 2.7863e-06 | 74 | Commercial_2032_SC A_GWh_Before Competition Groups_74 | LLLC - High Impact Application | 0.0002786% | 0 | 0.022963 | Commercial_2032_SC A_GWh_Before Competition Groups_LLLC - High Impact Application
Commercial | Com ¦ High Efficiency Chiller (avg of water and air cooled) | 2032 | SC A | GWh | Before Competition Groups | 0.0053576 | 0 | 0 | 8241.3589 | 6.5008e-07 | 75 | Commercial_2032_SC A_GWh_Before Competition Groups_75 | High Efficiency Chiller (avg of water and air cooled) | 6.501e-05% | 0 | 0.0053576 | Commercial_2032_SC A_GWh_Before Competition Groups_High Efficiency Chiller (avg of water and air cooled)
Commercial | Com ¦ Electric Convection Combination Ovens | 2032 | SC A | GWh | Before Competition Groups | 0.0029477 | 0 | 0 | 8241.3589 | 3.5767e-07 | 76 | Commercial_2032_SC A_GWh_Before Competition Groups_76 | Electric Convection Combination Ovens | 3.577e-05% | 0 | 0.0029477 | Commercial_2032_SC A_GWh_Before Competition Groups_Electric Convection Combination Ovens
Commercial | Com ¦ Networked/Connected - High Impact Application | 2032 | SC A | GWh | Before Competition Groups | 0.00054829 | 0 | 0 | 8241.3589 | 6.653e-08 | 77 | Commercial_2032_SC A_GWh_Before Competition Groups_77 | Networked/Connected - High Impact Application | 6.653e-06% | 0 | 0.00054829 | Commercial_2032_SC A_GWh_Before Competition Groups_Networked/Connected - High Impact Application
Commercial | Com ¦ Networked/Connected - Low Impact Application | 2032 | SC A | GWh | Before Competition Groups | 2.5191e-05 | 0 | 0 | 8241.3589 | 3.0567e-09 | 78 | Commercial_2032_SC A_GWh_Before Competition Groups_78 | Networked/Connected - Low Impact Application | 3.057e-07% | 0 | 2.5191e-05 | Commercial_2032_SC A_GWh_Before Competition Groups_Networked/Connected - Low Impact Application
Commercial | Com ¦ Indoor Daylight Sensors/Photocell Dimming Control | 2032 | SC A | GWh | Before Competition Groups | 0 | 0 | 0 | 8241.3589 | 0 | 79 | Commercial_2032_SC A_GWh_Before Competition Groups_79 | Indoor Daylight Sensors/Photocell Dimming Control | 0% | 0 | 0 | Commercial_2032_SC A_GWh_Before Competition Groups_Indoor Daylight Sensors/Photocell Dimming Control
Commercial | Com ¦ Variable Refrigerant Flow Heat Pump | 2032 | SC A | GWh | Before Competition Groups | 0 | 0 | 0 | 8241.3589 | 0 | 80 | Commercial_2032_SC A_GWh_Before Competition Groups_80 | Variable Refrigerant Flow Heat Pump | 0% | 0 | 0 | Commercial_2032_SC A_GWh_Before Competition Groups_Variable Refrigerant Flow Heat Pump
Commercial | Com ¦ LED Low/High Bay | 2032 | SC B | GWh | Before Competition Groups | 1042.2769 | 0 | 0 | 10888.2941 | 0.095725 | 1 | Commercial_2032_SC B_GWh_Before Competition Groups_1 | LED Low/High Bay | 9.572% | 0 | 1042.2769 | Commercial_2032_SC B_GWh_Before Competition Groups_LED Low/High Bay
Commercial | Com ¦ Building Recommissioning, Operations and Maintenance (O&M) Improvements | 2032 | SC B | GWh | Before Competition Groups | 1022.8874 | 0 | 0 | 10888.2941 | 0.093944 | 2 | Commercial_2032_SC B_GWh_Before Competition Groups_2 | Building Recommissioning, Operations and Maintenance (O&M) Improvements | 9.394% | 0 | 1022.8874 | Commercial_2032_SC B_GWh_Before Competition Groups_Building Recommissioning, Operations and Maintenance (O&M) Improvements
Commercial | Com ¦ LED Troffer/Surface/Suspended | 2032 | SC B | GWh | Before Competition Groups | 935.1633 | 0 | 0 | 10888.2941 | 0.085887 | 3 | Commercial_2032_SC B_GWh_Before Competition Groups_3 | LED Troffer/Surface/Suspended | 8.589% | 0 | 935.1633 | Commercial_2032_SC B_GWh_Before Competition Groups_LED Troffer/Surface/Suspended
Commercial | Com ¦ ENERGY STAR LED LAMPS (REFLECTOR LAMPs/MR16/PAR 16) | 2032 | SC B | GWh | Before Competition Groups | 912.2575 | 0 | 0 | 10888.2941 | 0.083783 | 4 | Commercial_2032_SC B_GWh_Before Competition Groups_4 | ENERGY STAR LED LAMPS (REFLECTOR LAMPs/MR16/PAR 16) | 8.378% | 0 | 912.2575 | Commercial_2032_SC B_GWh_Before Competition Groups_ENERGY STAR LED LAMPS (REFLECTOR LAMPs/MR16/PAR 16)
Commercial | Com ¦ Education and Capacity Building/Energy Behavior | 2032 | SC B | GWh | Before Competition Groups | 621.4997 | 0 | 0 | 10888.2941 | 0.05708 | 5 | Commercial_2032_SC B_GWh_Before Competition Groups_5 | Education and Capacity Building/Energy Behavior | 5.708% | 0 | 621.4997 | Commercial_2032_SC B_GWh_Before Competition Groups_Education and Capacity Building/Energy Behavior
Commercial | Com ¦ LED EXTERIOR AREA LIGHTS - LED fixture (200W) | 2032 | SC B | GWh | Before Competition Groups | 596.8636 | 0 | 0 | 10888.2941 | 0.054817 | 6 | Commercial_2032_SC B_GWh_Before Competition Groups_6 | LED EXTERIOR AREA LIGHTS - LED fixture (200W) | 5.482% | 0 | 596.8636 | Commercial_2032_SC B_GWh_Before Competition Groups_LED EXTERIOR AREA LIGHTS - LED fixture (200W)
Commercial | Com ¦ LED parking lot fixture | 2032 | SC B | GWh | Before Competition Groups | 571.4619 | 0 | 0 | 10888.2941 | 0.052484 | 7 | Commercial_2032_SC B_GWh_Before Competition Groups_7 | LED parking lot fixture | 5.248% | 0 | 571.4619 | Commercial_2032_SC B_GWh_Before Competition Groups_LED parking lot fixture
Commercial | Com ¦ Furnace Tune-Up | 2032 | SC B | GWh | Before Competition Groups | 560.5163 | 0 | 0 | 10888.2941 | 0.051479 | 8 | Commercial_2032_SC B_GWh_Before Competition Groups_8 | Furnace Tune-Up | 5.148% | 0 | 560.5163 | Commercial_2032_SC B_GWh_Before Competition Groups_Furnace Tune-Up
Commercial | Com ¦ LED Replacement Lamp (Tube) | 2032 | SC B | GWh | Before Competition Groups | 543.7836 | 0 | 0 | 10888.2941 | 0.049942 | 9 | Commercial_2032_SC B_GWh_Before Competition Groups_9 | LED Replacement Lamp (Tube) | 4.994% | 0 | 543.7836 | Commercial_2032_SC B_GWh_Before Competition Groups_LED Replacement Lamp (Tube)
Commercial | Com ¦ LED street light fixture | 2032 | SC B | GWh | Before Competition Groups | 359.1687 | 0 | 0 | 10888.2941 | 0.032987 | 10 | Commercial_2032_SC B_GWh_Before Competition Groups_10 | LED street light fixture | 3.299% | 0 | 359.1687 | Commercial_2032_SC B_GWh_Before Competition Groups_LED street light fixture
Commercial | Com ¦ Refrigerated Display Case Doors | 2032 | SC B | GWh | Before Competition Groups | 251.4537 | 0 | 0 | 10888.2941 | 0.023094 | 11 | Commercial_2032_SC B_GWh_Before Competition Groups_11 | Refrigerated Display Case Doors | 2.309% | 0 | 251.4537 | Commercial_2032_SC B_GWh_Before Competition Groups_Refrigerated Display Case Doors
Commercial | Com ¦ Demand Control Ventilation | 2032 | SC B | GWh | Before Competition Groups | 242.3801 | 0 | 0 | 10888.2941 | 0.022261 | 12 | Commercial_2032_SC B_GWh_Before Competition Groups_12 | Demand Control Ventilation | 2.226% | 0 | 242.3801 | Commercial_2032_SC B_GWh_Before Competition Groups_Demand Control Ventilation
Commercial | Com ¦ Data Center Storage/Server Virtualization | 2032 | SC B | GWh | Before Competition Groups | 238.1208 | 0 | 0 | 10888.2941 | 0.021869 | 13 | Commercial_2032_SC B_GWh_Before Competition Groups_13 | Data Center Storage/Server Virtualization | 2.187% | 0 | 238.1208 | Commercial_2032_SC B_GWh_Before Competition Groups_Data Center Storage/Server Virtualization
Commercial | Com ¦ Reach-in Shaded Pole to ECM/PSC Evaporator Fan Motor | 2032 | SC B | GWh | Before Competition Groups | 234.4092 | 0 | 0 | 10888.2941 | 0.021529 | 14 | Commercial_2032_SC B_GWh_Before Competition Groups_14 | Reach-in Shaded Pole to ECM/PSC Evaporator Fan Motor | 2.153% | 0 | 234.4092 | Commercial_2032_SC B_GWh_Before Competition Groups_Reach-in Shaded Pole to ECM/PSC Evaporator Fan Motor
Commercial | Com ¦ Strip Curtains | 2032 | SC B | GWh | Before Competition Groups | 230.8165 | 0 | 0 | 10888.2941 | 0.021199 | 15 | Commercial_2032_SC B_GWh_Before Competition Groups_15 | Strip Curtains | 2.12% | 0 | 230.8165 | Commercial_2032_SC B_GWh_Before Competition Groups_Strip Curtains
Commercial | Com ¦ High Efficiency Air Source Heat Pump | 2032 | SC B | GWh | Before Competition Groups | 228.823 | 0 | 0 | 10888.2941 | 0.021016 | 16 | Commercial_2032_SC B_GWh_Before Competition Groups_16 | High Efficiency Air Source Heat Pump | 2.102% | 0 | 228.823 | Commercial_2032_SC B_GWh_Before Competition Groups_High Efficiency Air Source Heat Pump
Commercial | Com ¦ Advanced BAS/Controllers | 2032 | SC B | GWh | Before Competition Groups | 193.2757 | 0 | 0 | 10888.2941 | 0.017751 | 17 | Commercial_2032_SC B_GWh_Before Competition Groups_17 | Advanced BAS/Controllers | 1.775% | 0 | 193.2757 | Commercial_2032_SC B_GWh_Before Competition Groups_Advanced BAS/Controllers
Commercial | Com ¦ Variable Frequency Drive (VFD) | 2032 | SC B | GWh | Before Competition Groups | 186.108 | 0 | 0 | 10888.2941 | 0.017092 | 18 | Commercial_2032_SC B_GWh_Before Competition Groups_18 | Variable Frequency Drive (VFD) | 1.709% | 0 | 186.108 | Commercial_2032_SC B_GWh_Before Competition Groups_Variable Frequency Drive (VFD)
Commercial | Com ¦ VFD on Pumps | 2032 | SC B | GWh | Before Competition Groups | 174.0483 | 0 | 0 | 10888.2941 | 0.015985 | 19 | Commercial_2032_SC B_GWh_Before Competition Groups_19 | VFD on Pumps | 1.598% | 0 | 174.0483 | Commercial_2032_SC B_GWh_Before Competition Groups_VFD on Pumps
Commercial | Com ¦ Centrally controlled desktop PC/NETWORK PC POWER MANAGEMENT SOFTWARE | 2032 | SC B | GWh | Before Competition Groups | 170.7488 | 0 | 0 | 10888.2941 | 0.015682 | 20 | Commercial_2032_SC B_GWh_Before Competition Groups_20 | Centrally controlled desktop PC/NETWORK PC POWER MANAGEMENT SOFTWARE | 1.568% | 0 | 170.7488 | Commercial_2032_SC B_GWh_Before Competition Groups_Centrally controlled desktop PC/NETWORK PC POWER MANAGEMENT SOFTWARE
Commercial | Com ¦ LED or Equivalent Sign Lighting | 2032 | SC B | GWh | Before Competition Groups | 160.5352 | 0 | 0 | 10888.2941 | 0.014744 | 21 | Commercial_2032_SC B_GWh_Before Competition Groups_21 | LED or Equivalent Sign Lighting | 1.474% | 0 | 160.5352 | Commercial_2032_SC B_GWh_Before Competition Groups_LED or Equivalent Sign Lighting
Commercial | Com ¦ Air Handler with Dedicated Outdoor Air Systems | 2032 | SC B | GWh | Before Competition Groups | 141.3794 | 0 | 0 | 10888.2941 | 0.012985 | 22 | Commercial_2032_SC B_GWh_Before Competition Groups_22 | Air Handler with Dedicated Outdoor Air Systems | 1.298% | 0 | 141.3794 | Commercial_2032_SC B_GWh_Before Competition Groups_Air Handler with Dedicated Outdoor Air Systems
Commercial | Com ¦ Adaptive Thermostats | 2032 | SC B | GWh | Before Competition Groups | 133.0175 | 0 | 0 | 10888.2941 | 0.012217 | 23 | Commercial_2032_SC B_GWh_Before Competition Groups_23 | Adaptive Thermostats | 1.222% | 0 | 133.0175 | Commercial_2032_SC B_GWh_Before Competition Groups_Adaptive Thermostats
Commercial | Com ¦ ENERGY STAR LED LAMPS (General Service Lamps) | 2032 | SC B | GWh | Before Competition Groups | 110.2318 | 0 | 0 | 10888.2941 | 0.010124 | 24 | Commercial_2032_SC B_GWh_Before Competition Groups_24 | ENERGY STAR LED LAMPS (General Service Lamps) | 1.012% | 0 | 110.2318 | Commercial_2032_SC B_GWh_Before Competition Groups_ENERGY STAR LED LAMPS (General Service Lamps)
Commercial | Com ¦ Unitary Air-Conditioning Unit | 2032 | SC B | GWh | Before Competition Groups | 105.3595 | 0 | 0 | 10888.2941 | 0.0096764 | 25 | Commercial_2032_SC B_GWh_Before Competition Groups_25 | Unitary Air-Conditioning Unit | 0.9676% | 0 | 105.3595 | Commercial_2032_SC B_GWh_Before Competition Groups_Unitary Air-Conditioning Unit
Commercial | Com ¦ Door Gasket Freezer/Refrigerator | 2032 | SC B | GWh | Before Competition Groups | 88.1256 | 0 | 0 | 10888.2941 | 0.0080936 | 26 | Commercial_2032_SC B_GWh_Before Competition Groups_26 | Door Gasket Freezer/Refrigerator | 0.8094% | 0 | 88.1256 | Commercial_2032_SC B_GWh_Before Competition Groups_Door Gasket Freezer/Refrigerator
Commercial | Com ¦ ECM MOTORS FOR EVAPORATOR FANS for refrigeration (WALK-IN) | 2032 | SC B | GWh | Before Competition Groups | 87.707 | 0 | 0 | 10888.2941 | 0.0080552 | 27 | Commercial_2032_SC B_GWh_Before Competition Groups_27 | ECM MOTORS FOR EVAPORATOR FANS for refrigeration (WALK-IN) | 0.8055% | 0 | 87.707 | Commercial_2032_SC B_GWh_Before Competition Groups_ECM MOTORS FOR EVAPORATOR FANS for refrigeration (WALK-IN)
Commercial | Com ¦ Condensing Unit Heaters or other Efficient Unit Heating System | 2032 | SC B | GWh | Before Competition Groups | 84.3296 | 0 | 0 | 10888.2941 | 0.007745 | 28 | Commercial_2032_SC B_GWh_Before Competition Groups_28 | Condensing Unit Heaters or other Efficient Unit Heating System | 0.7745% | 0 | 84.3296 | Commercial_2032_SC B_GWh_Before Competition Groups_Condensing Unit Heaters or other Efficient Unit Heating System
Commercial | Com ¦ Demand Control Kitchen Ventilation | 2032 | SC B | GWh | Before Competition Groups | 77.0584 | 0 | 0 | 10888.2941 | 0.0070772 | 29 | Commercial_2032_SC B_GWh_Before Competition Groups_29 | Demand Control Kitchen Ventilation | 0.7077% | 0 | 77.0584 | Commercial_2032_SC B_GWh_Before Competition Groups_Demand Control Kitchen Ventilation
Commercial | Com ¦ Freezer Case Light Sensor | 2032 | SC B | GWh | Before Competition Groups | 72.1562 | 0 | 0 | 10888.2941 | 0.006627 | 30 | Commercial_2032_SC B_GWh_Before Competition Groups_30 | Freezer Case Light Sensor | 0.6627% | 0 | 72.1562 | Commercial_2032_SC B_GWh_Before Competition Groups_Freezer Case Light Sensor
Commercial | Com ¦ Evaporator Fan Controls | 2032 | SC B | GWh | Before Competition Groups | 70.3863 | 0 | 0 | 10888.2941 | 0.0064644 | 31 | Commercial_2032_SC B_GWh_Before Competition Groups_31 | Evaporator Fan Controls | 0.6464% | 0 | 70.3863 | Commercial_2032_SC B_GWh_Before Competition Groups_Evaporator Fan Controls
Commercial | Com ¦ Refrigerated Display Case LED | 2032 | SC B | GWh | Before Competition Groups | 67.3564 | 0 | 0 | 10888.2941 | 0.0061861 | 32 | Commercial_2032_SC B_GWh_Before Competition Groups_32 | Refrigerated Display Case LED | 0.6186% | 0 | 67.3564 | Commercial_2032_SC B_GWh_Before Competition Groups_Refrigerated Display Case LED
Commercial | Com ¦ BEVERAGE VENDING MACHINE CONTROLS | 2032 | SC B | GWh | Before Competition Groups | 32.3927 | 0 | 0 | 10888.2941 | 0.002975 | 33 | Commercial_2032_SC B_GWh_Before Competition Groups_33 | BEVERAGE VENDING MACHINE CONTROLS | 0.2975% | 0 | 32.3927 | Commercial_2032_SC B_GWh_Before Competition Groups_BEVERAGE VENDING MACHINE CONTROLS
Commercial | Com ¦ Elec Storage WH 2.30 Et | 2032 | SC B | GWh | Before Competition Groups | 29.6081 | 0 | 0 | 10888.2941 | 0.0027193 | 34 | Commercial_2032_SC B_GWh_Before Competition Groups_34 | Elec Storage WH 2.30 Et | 0.2719% | 0 | 29.6081 | Commercial_2032_SC B_GWh_Before Competition Groups_Elec Storage WH 2.30 Et
Commercial | Com ¦ Occupancy Sensors | 2032 | SC B | GWh | Before Competition Groups | 27.5061 | 0 | 0 | 10888.2941 | 0.0025262 | 35 | Commercial_2032_SC B_GWh_Before Competition Groups_35 | Occupancy Sensors | 0.2526% | 0 | 27.5061 | Commercial_2032_SC B_GWh_Before Competition Groups_Occupancy Sensors
Commercial | Com ¦ ENERGY STAR Griddle (74% eff) | 2032 | SC B | GWh | Before Competition Groups | 27.2294 | 0 | 0 | 10888.2941 | 0.0025008 | 36 | Commercial_2032_SC B_GWh_Before Competition Groups_36 | ENERGY STAR Griddle (74% eff) | 0.2501% | 0 | 27.2294 | Commercial_2032_SC B_GWh_Before Competition Groups_ENERGY STAR Griddle (74% eff)
Commercial | Com ¦ Temperature Adjustment in Commercial Freezers | 2032 | SC B | GWh | Before Competition Groups | 26.9246 | 0 | 0 | 10888.2941 | 0.0024728 | 37 | Commercial_2032_SC B_GWh_Before Competition Groups_37 | Temperature Adjustment in Commercial Freezers | 0.2473% | 0 | 26.9246 | Commercial_2032_SC B_GWh_Before Competition Groups_Temperature Adjustment in Commercial Freezers
Commercial | Com ¦ Chilled Water Optimization | 2032 | SC B | GWh | Before Competition Groups | 25.9098 | 0 | 0 | 10888.2941 | 0.0023796 | 38 | Commercial_2032_SC B_GWh_Before Competition Groups_38 | Chilled Water Optimization | 0.238% | 0 | 25.9098 | Commercial_2032_SC B_GWh_Before Competition Groups_Chilled Water Optimization
Commercial | Com ¦ CO Sensors for parking garage exhaust fans | 2032 | SC B | GWh | Before Competition Groups | 25.1598 | 0 | 0 | 10888.2941 | 0.0023107 | 39 | Commercial_2032_SC B_GWh_Before Competition Groups_39 | CO Sensors for parking garage exhaust fans | 0.2311% | 0 | 25.1598 | Commercial_2032_SC B_GWh_Before Competition Groups_CO Sensors for parking garage exhaust fans
Commercial | Com ¦ Energy Efficient Laboratory Fume Hood | 2032 | SC B | GWh | Before Competition Groups | 23.4771 | 0 | 0 | 10888.2941 | 0.0021562 | 40 | Commercial_2032_SC B_GWh_Before Competition Groups_40 | Energy Efficient Laboratory Fume Hood | 0.2156% | 0 | 23.4771 | Commercial_2032_SC B_GWh_Before Competition Groups_Energy Efficient Laboratory Fume Hood
Commercial | Com ¦ Vertical Night Covers | 2032 | SC B | GWh | Before Competition Groups | 20.8787 | 0 | 0 | 10888.2941 | 0.0019175 | 41 | Commercial_2032_SC B_GWh_Before Competition Groups_41 | Vertical Night Covers | 0.1918% | 0 | 20.8787 | Commercial_2032_SC B_GWh_Before Competition Groups_Vertical Night Covers
Commercial | Com ¦ Water Source Heat Pump (4 ton) | 2032 | SC B | GWh | Before Competition Groups | 19.2149 | 0 | 0 | 10888.2941 | 0.0017647 | 42 | Commercial_2032_SC B_GWh_Before Competition Groups_42 | Water Source Heat Pump (4 ton) | 0.1765% | 0 | 19.2149 | Commercial_2032_SC B_GWh_Before Competition Groups_Water Source Heat Pump (4 ton)
Commercial | Com ¦ Duct Insulation, R8 | 2032 | SC B | GWh | Before Competition Groups | 18.7021 | 0 | 0 | 10888.2941 | 0.0017176 | 43 | Commercial_2032_SC B_GWh_Before Competition Groups_43 | Duct Insulation, R8 | 0.1718% | 0 | 18.7021 | Commercial_2032_SC B_GWh_Before Competition Groups_Duct Insulation, R8
Commercial | Com ¦ Water Heating (DHW) Pipe Insulation (Add 3/4\ Foam)" | 2032 | SC B | GWh | Before Competition Groups | 18.0044 | 0 | 0 | 10888.2941 | 0.0016536 | 44 | Commercial_2032_SC B_GWh_Before Competition Groups_44 | Water Heating (DHW) Pipe Insulation (Add 3/4\ Foam)" | 0.1654% | 0 | 18.0044 | Commercial_2032_SC B_GWh_Before Competition Groups_Water Heating (DHW) Pipe Insulation (Add 3/4\ Foam)"
Commercial | Com ¦ Outside Air Economizer | 2032 | SC B | GWh | Before Competition Groups | 16.4546 | 0 | 0 | 10888.2941 | 0.0015112 | 45 | Commercial_2032_SC B_GWh_Before Competition Groups_45 | Outside Air Economizer | 0.1511% | 0 | 16.4546 | Commercial_2032_SC B_GWh_Before Competition Groups_Outside Air Economizer
Commercial | Com ¦ Suction Pipe Insulation Freezer/Refrigerator | 2032 | SC B | GWh | Before Competition Groups | 11.4177 | 0 | 0 | 10888.2941 | 0.0010486 | 46 | Commercial_2032_SC B_GWh_Before Competition Groups_46 | Suction Pipe Insulation Freezer/Refrigerator | 0.1049% | 0 | 11.4177 | Commercial_2032_SC B_GWh_Before Competition Groups_Suction Pipe Insulation Freezer/Refrigerator
Commercial | Com ¦ ENERGY STAR Fryer (84% eff) | 2032 | SC B | GWh | Before Competition Groups | 9.9615 | 0 | 0 | 10888.2941 | 0.00091488 | 47 | Commercial_2032_SC B_GWh_Before Competition Groups_47 | ENERGY STAR Fryer (84% eff) | 0.09149% | 0 | 9.9615 | Commercial_2032_SC B_GWh_Before Competition Groups_ENERGY STAR Fryer (84% eff)
Commercial | Com ¦ Condensing Make Up Air Unit | 2032 | SC B | GWh | Before Competition Groups | 5.9636 | 0 | 0 | 10888.2941 | 0.00054771 | 48 | Commercial_2032_SC B_GWh_Before Competition Groups_48 | Condensing Make Up Air Unit | 0.05477% | 0 | 5.9636 | Commercial_2032_SC B_GWh_Before Competition Groups_Condensing Make Up Air Unit
Commercial | Com ¦ ENERGY STAR Dishwasher | 2032 | SC B | GWh | Before Competition Groups | 5.8364 | 0 | 0 | 10888.2941 | 0.00053602 | 49 | Commercial_2032_SC B_GWh_Before Competition Groups_49 | ENERGY STAR Dishwasher | 0.0536% | 0 | 5.8364 | Commercial_2032_SC B_GWh_Before Competition Groups_ENERGY STAR Dishwasher
Commercial | Com ¦ Ozone Laundry Treatment | 2032 | SC B | GWh | Before Competition Groups | 5.6708 | 0 | 0 | 10888.2941 | 0.00052081 | 50 | Commercial_2032_SC B_GWh_Before Competition Groups_50 | Ozone Laundry Treatment | 0.05208% | 0 | 5.6708 | Commercial_2032_SC B_GWh_Before Competition Groups_Ozone Laundry Treatment
Commercial | Com ¦ ENERGY STAR Steam Cookers | 2032 | SC B | GWh | Before Competition Groups | 4.7602 | 0 | 0 | 10888.2941 | 0.00043718 | 51 | Commercial_2032_SC B_GWh_Before Competition Groups_51 | ENERGY STAR Steam Cookers | 0.04372% | 0 | 4.7602 | Commercial_2032_SC B_GWh_Before Competition Groups_ENERGY STAR Steam Cookers
Commercial | Com ¦ Demand controlled Circulating Systems | 2032 | SC B | GWh | Before Competition Groups | 3.882 | 0 | 0 | 10888.2941 | 0.00035653 | 52 | Commercial_2032_SC B_GWh_Before Competition Groups_52 | Demand controlled Circulating Systems | 0.03565% | 0 | 3.882 | Commercial_2032_SC B_GWh_Before Competition Groups_Demand controlled Circulating Systems
Commercial | Com ¦ ECM MOTORS FOR HVAC APPLICATION (FAN-POWERED VAV BOX) | 2032 | SC B | GWh | Before Competition Groups | 2.4783 | 0 | 0 | 10888.2941 | 0.00022761 | 53 | Commercial_2032_SC B_GWh_Before Competition Groups_53 | ECM MOTORS FOR HVAC APPLICATION (FAN-POWERED VAV BOX) | 0.02276% | 0 | 2.4783 | Commercial_2032_SC B_GWh_Before Competition Groups_ECM MOTORS FOR HVAC APPLICATION (FAN-POWERED VAV BOX)
Commercial | Com ¦ Thermostat Setback | 2032 | SC B | GWh | Before Competition Groups | 2.3208 | 0 | 0 | 10888.2941 | 0.00021314 | 54 | Commercial_2032_SC B_GWh_Before Competition Groups_54 | Thermostat Setback | 0.02131% | 0 | 2.3208 | Commercial_2032_SC B_GWh_Before Competition Groups_Thermostat Setback
Commercial | Com ¦ Solar Water Preheat (Pools/DHW) | 2032 | SC B | GWh | Before Competition Groups | 1.752 | 0 | 0 | 10888.2941 | 0.00016091 | 55 | Commercial_2032_SC B_GWh_Before Competition Groups_55 | Solar Water Preheat (Pools/DHW) | 0.01609% | 0 | 1.752 | Commercial_2032_SC B_GWh_Before Competition Groups_Solar Water Preheat (Pools/DHW)
Commercial | Com ¦ Notched V belts for HVAC Systems | 2032 | SC B | GWh | Before Competition Groups | 1.4034 | 0 | 0 | 10888.2941 | 0.00012889 | 56 | Commercial_2032_SC B_GWh_Before Competition Groups_56 | Notched V belts for HVAC Systems | 0.01289% | 0 | 1.4034 | Commercial_2032_SC B_GWh_Before Competition Groups_Notched V belts for HVAC Systems
Commercial | Com ¦ CEE Tier 2/Energy Star Clothes Washers | 2032 | SC B | GWh | Before Competition Groups | 1.1512 | 0 | 0 | 10888.2941 | 0.00010573 | 57 | Commercial_2032_SC B_GWh_Before Competition Groups_57 | CEE Tier 2/Energy Star Clothes Washers | 0.01057% | 0 | 1.1512 | Commercial_2032_SC B_GWh_Before Competition Groups_CEE Tier 2/Energy Star Clothes Washers
Commercial | Com ¦ Auto Off Time Switch or Time Clock control | 2032 | SC B | GWh | Before Competition Groups | 1.1403 | 0 | 0 | 10888.2941 | 0.00010472 | 58 | Commercial_2032_SC B_GWh_Before Competition Groups_58 | Auto Off Time Switch or Time Clock control | 0.01047% | 0 | 1.1403 | Commercial_2032_SC B_GWh_Before Competition Groups_Auto Off Time Switch or Time Clock control
Commercial | Com ¦ PTAC (12 EER/10,000 BTU) | 2032 | SC B | GWh | Before Competition Groups | 1.106 | 0 | 0 | 10888.2941 | 0.00010158 | 59 | Commercial_2032_SC B_GWh_Before Competition Groups_59 | PTAC (12 EER/10,000 BTU) | 0.01016% | 0 | 1.106 | Commercial_2032_SC B_GWh_Before Competition Groups_PTAC (12 EER/10,000 BTU)
Commercial | COM ¦ Ductless Mini-Split Heat Pumps | 2032 | SC B | GWh | Before Competition Groups | 0.83921 | 0 | 0 | 10888.2941 | 7.7075e-05 | 60 | Commercial_2032_SC B_GWh_Before Competition Groups_60 | Ductless Mini-Split Heat Pumps | 0.007707% | 0 | 0.83921 | Commercial_2032_SC B_GWh_Before Competition Groups_Ductless Mini-Split Heat Pumps
Commercial | Com ¦ Low Flow Pre-Rinse Spray Nozzle | 2032 | SC B | GWh | Before Competition Groups | 0.61224 | 0 | 0 | 10888.2941 | 5.623e-05 | 61 | Commercial_2032_SC B_GWh_Before Competition Groups_61 | Low Flow Pre-Rinse Spray Nozzle | 0.005623% | 0 | 0.61224 | Commercial_2032_SC B_GWh_Before Competition Groups_Low Flow Pre-Rinse Spray Nozzle
Commercial | Com ¦ High Efficiency Small Instantaneous Water Heater | 2032 | SC B | GWh | Before Competition Groups | 0.57195 | 0 | 0 | 10888.2941 | 5.2529e-05 | 62 | Commercial_2032_SC B_GWh_Before Competition Groups_62 | High Efficiency Small Instantaneous Water Heater | 0.005253% | 0 | 0.57195 | Commercial_2032_SC B_GWh_Before Competition Groups_High Efficiency Small Instantaneous Water Heater
Commercial | Com ¦ Efficient compressor motor | 2032 | SC B | GWh | Before Competition Groups | 0.50102 | 0 | 0 | 10888.2941 | 4.6015e-05 | 63 | Commercial_2032_SC B_GWh_Before Competition Groups_63 | Efficient compressor motor | 0.004601% | 0 | 0.50102 | Commercial_2032_SC B_GWh_Before Competition Groups_Efficient compressor motor
Commercial | Com ¦ Commercial Hot Food Holding Cabinets | 2032 | SC B | GWh | Before Competition Groups | 0.38252 | 0 | 0 | 10888.2941 | 3.5131e-05 | 64 | Commercial_2032_SC B_GWh_Before Competition Groups_64 | Commercial Hot Food Holding Cabinets | 0.003513% | 0 | 0.38252 | Commercial_2032_SC B_GWh_Before Competition Groups_Commercial Hot Food Holding Cabinets
Commercial | Com ¦ LED RECESSED DOWNLIGHTS | 2032 | SC B | GWh | Before Competition Groups | 0.35795 | 0 | 0 | 10888.2941 | 3.2875e-05 | 65 | Commercial_2032_SC B_GWh_Before Competition Groups_65 | LED RECESSED DOWNLIGHTS | 0.003288% | 0 | 0.35795 | Commercial_2032_SC B_GWh_Before Competition Groups_LED RECESSED DOWNLIGHTS
Commercial | Com ¦ HVAC Optimization | 2032 | SC B | GWh | Before Competition Groups | 0.32354 | 0 | 0 | 10888.2941 | 2.9714e-05 | 66 | Commercial_2032_SC B_GWh_Before Competition Groups_66 | HVAC Optimization | 0.002971% | 0 | 0.32354 | Commercial_2032_SC B_GWh_Before Competition Groups_HVAC Optimization
Commercial | Com ¦ Energy Recovery Ventilation and Ventilation (Enhanced) | 2032 | SC B | GWh | Before Competition Groups | 0.27107 | 0 | 0 | 10888.2941 | 2.4895e-05 | 67 | Commercial_2032_SC B_GWh_Before Competition Groups_67 | Energy Recovery Ventilation and Ventilation (Enhanced) | 0.00249% | 0 | 0.27107 | Commercial_2032_SC B_GWh_Before Competition Groups_Energy Recovery Ventilation and Ventilation (Enhanced)
Commercial | Com ¦ Wall Insulation | 2032 | SC B | GWh | Before Competition Groups | 0.17095 | 0 | 0 | 10888.2941 | 1.57e-05 | 68 | Commercial_2032_SC B_GWh_Before Competition Groups_68 | Wall Insulation | 0.00157% | 0 | 0.17095 | Commercial_2032_SC B_GWh_Before Competition Groups_Wall Insulation
Commercial | Com ¦ Room AC (w/ louvered sides) 14 SEER from 12 SEER code | 2032 | SC B | GWh | Before Competition Groups | 0.076895 | 0 | 0 | 10888.2941 | 7.0622e-06 | 69 | Commercial_2032_SC B_GWh_Before Competition Groups_69 | Room AC (w/ louvered sides) 14 SEER from 12 SEER code | 0.0007062% | 0 | 0.076895 | Commercial_2032_SC B_GWh_Before Competition Groups_Room AC (w/ louvered sides) 14 SEER from 12 SEER code
Commercial | Com ¦ Air Curtains | 2032 | SC B | GWh | Before Competition Groups | 0.050025 | 0 | 0 | 10888.2941 | 4.5943e-06 | 70 | Commercial_2032_SC B_GWh_Before Competition Groups_70 | Air Curtains | 0.0004594% | 0 | 0.050025 | Commercial_2032_SC B_GWh_Before Competition Groups_Air Curtains
Commercial | Com ¦ High Efficiency Chiller (avg of water and air cooled) | 2032 | SC B | GWh | Before Competition Groups | 0.046429 | 0 | 0 | 10888.2941 | 4.2641e-06 | 71 | Commercial_2032_SC B_GWh_Before Competition Groups_71 | High Efficiency Chiller (avg of water and air cooled) | 0.0004264% | 0 | 0.046429 | Commercial_2032_SC B_GWh_Before Competition Groups_High Efficiency Chiller (avg of water and air cooled)
Commercial | Com ¦ EC Plug Fan for Data Center (under cabinet) | 2032 | SC B | GWh | Before Competition Groups | 0.039214 | 0 | 0 | 10888.2941 | 3.6015e-06 | 72 | Commercial_2032_SC B_GWh_Before Competition Groups_72 | EC Plug Fan for Data Center (under cabinet) | 0.0003602% | 0 | 0.039214 | Commercial_2032_SC B_GWh_Before Competition Groups_EC Plug Fan for Data Center (under cabinet)
Commercial | Com ¦ VSD Air Compressor | 2032 | SC B | GWh | Before Competition Groups | 0.035414 | 0 | 0 | 10888.2941 | 3.2524e-06 | 73 | Commercial_2032_SC B_GWh_Before Competition Groups_73 | VSD Air Compressor | 0.0003252% | 0 | 0.035414 | Commercial_2032_SC B_GWh_Before Competition Groups_VSD Air Compressor
Commercial | Com ¦ Electric Convection Combination Ovens | 2032 | SC B | GWh | Before Competition Groups | 0.0031635 | 0 | 0 | 10888.2941 | 2.9054e-07 | 74 | Commercial_2032_SC B_GWh_Before Competition Groups_74 | Electric Convection Combination Ovens | 2.905e-05% | 0 | 0.0031635 | Commercial_2032_SC B_GWh_Before Competition Groups_Electric Convection Combination Ovens
Commercial | Com ¦ LLLC - Low Impact Application | 2032 | SC B | GWh | Before Competition Groups | 2.9347e-18 | 0 | 0 | 10888.2941 | 2.6953e-22 | 75 | Commercial_2032_SC B_GWh_Before Competition Groups_75 | LLLC - Low Impact Application | 2.695e-20% | 0 | 2.9347e-18 | Commercial_2032_SC B_GWh_Before Competition Groups_LLLC - Low Impact Application
Commercial | Com ¦ LLLC - High Impact Application | 2032 | SC B | GWh | Before Competition Groups | 1.0674e-18 | 0 | 0 | 10888.2941 | 9.8033e-23 | 76 | Commercial_2032_SC B_GWh_Before Competition Groups_76 | LLLC - High Impact Application | 9.803e-21% | 0 | 1.0674e-18 | Commercial_2032_SC B_GWh_Before Competition Groups_LLLC - High Impact Application
Commercial | Com ¦ Networked/Connected - High Impact Application | 2032 | SC B | GWh | Before Competition Groups | 1.376e-20 | 0 | 0 | 10888.2941 | 1.2637e-24 | 77 | Commercial_2032_SC B_GWh_Before Competition Groups_77 | Networked/Connected - High Impact Application | 1.264e-22% | 0 | 1.376e-20 | Commercial_2032_SC B_GWh_Before Competition Groups_Networked/Connected - High Impact Application
Commercial | Com ¦ Networked/Connected - Low Impact Application | 2032 | SC B | GWh | Before Competition Groups | 7.8654e-21 | 0 | 0 | 10888.2941 | 7.2237e-25 | 78 | Commercial_2032_SC B_GWh_Before Competition Groups_78 | Networked/Connected - Low Impact Application | 7.224e-23% | 0 | 7.8654e-21 | Commercial_2032_SC B_GWh_Before Competition Groups_Networked/Connected - Low Impact Application
Commercial | Com ¦ Indoor Daylight Sensors/Photocell Dimming Control | 2032 | SC B | GWh | Before Competition Groups | 0 | 0 | 0 | 10888.2941 | 0 | 79 | Commercial_2032_SC B_GWh_Before Competition Groups_79 | Indoor Daylight Sensors/Photocell Dimming Control | 0% | 0 | 0 | Commercial_2032_SC B_GWh_Before Competition Groups_Indoor Daylight Sensors/Photocell Dimming Control
Commercial | Com ¦ Variable Refrigerant Flow Heat Pump | 2032 | SC B | GWh | Before Competition Groups | 0 | 0 | 0 | 10888.2941 | 0 | 80 | Commercial_2032_SC B_GWh_Before Competition Groups_80 | Variable Refrigerant Flow Heat Pump | 0% | 0 | 0 | Commercial_2032_SC B_GWh_Before Competition Groups_Variable Refrigerant Flow Heat Pump
Commercial | Com ¦ LED Low/High Bay | 2032 | SC C | GWh | Before Competition Groups | 1041.0618 | 0 | 0 | 8596.8638 | 0.1211 | 1 | Commercial_2032_SC C_GWh_Before Competition Groups_1 | LED Low/High Bay | 12.11% | 0 | 1041.0618 | Commercial_2032_SC C_GWh_Before Competition Groups_LED Low/High Bay
Commercial | Com ¦ LED Troffer/Surface/Suspended | 2032 | SC C | GWh | Before Competition Groups | 934.0267 | 0 | 0 | 8596.8638 | 0.10865 | 2 | Commercial_2032_SC C_GWh_Before Competition Groups_2 | LED Troffer/Surface/Suspended | 10.86% | 0 | 934.0267 | Commercial_2032_SC C_GWh_Before Competition Groups_LED Troffer/Surface/Suspended
Commercial | Com ¦ ENERGY STAR LED LAMPS (REFLECTOR LAMPs/MR16/PAR 16) | 2032 | SC C | GWh | Before Competition Groups | 912.2575 | 0 | 0 | 8596.8638 | 0.10612 | 3 | Commercial_2032_SC C_GWh_Before Competition Groups_3 | ENERGY STAR LED LAMPS (REFLECTOR LAMPs/MR16/PAR 16) | 10.61% | 0 | 912.2575 | Commercial_2032_SC C_GWh_Before Competition Groups_ENERGY STAR LED LAMPS (REFLECTOR LAMPs/MR16/PAR 16)
Commercial | Com ¦ LED EXTERIOR AREA LIGHTS - LED fixture (200W) | 2032 | SC C | GWh | Before Competition Groups | 596.145 | 0 | 0 | 8596.8638 | 0.069344 | 4 | Commercial_2032_SC C_GWh_Before Competition Groups_4 | LED EXTERIOR AREA LIGHTS - LED fixture (200W) | 6.934% | 0 | 596.145 | Commercial_2032_SC C_GWh_Before Competition Groups_LED EXTERIOR AREA LIGHTS - LED fixture (200W)
Commercial | Com ¦ LED parking lot fixture | 2032 | SC C | GWh | Before Competition Groups | 571.4619 | 0 | 0 | 8596.8638 | 0.066473 | 5 | Commercial_2032_SC C_GWh_Before Competition Groups_5 | LED parking lot fixture | 6.647% | 0 | 571.4619 | Commercial_2032_SC C_GWh_Before Competition Groups_LED parking lot fixture
Commercial | Com ¦ LED Replacement Lamp (Tube) | 2032 | SC C | GWh | Before Competition Groups | 543.7836 | 0 | 0 | 8596.8638 | 0.063254 | 6 | Commercial_2032_SC C_GWh_Before Competition Groups_6 | LED Replacement Lamp (Tube) | 6.325% | 0 | 543.7836 | Commercial_2032_SC C_GWh_Before Competition Groups_LED Replacement Lamp (Tube)
Commercial | Com ¦ Building Recommissioning, Operations and Maintenance (O&M) Improvements | 2032 | SC C | GWh | Before Competition Groups | 512.8153 | 0 | 0 | 8596.8638 | 0.059651 | 7 | Commercial_2032_SC C_GWh_Before Competition Groups_7 | Building Recommissioning, Operations and Maintenance (O&M) Improvements | 5.965% | 0 | 512.8153 | Commercial_2032_SC C_GWh_Before Competition Groups_Building Recommissioning, Operations and Maintenance (O&M) Improvements
Commercial | Com ¦ LED street light fixture | 2032 | SC C | GWh | Before Competition Groups | 359.1687 | 0 | 0 | 8596.8638 | 0.041779 | 8 | Commercial_2032_SC C_GWh_Before Competition Groups_8 | LED street light fixture | 4.178% | 0 | 359.1687 | Commercial_2032_SC C_GWh_Before Competition Groups_LED street light fixture
Commercial | Com ¦ Furnace Tune-Up | 2032 | SC C | GWh | Before Competition Groups | 323.7923 | 0 | 0 | 8596.8638 | 0.037664 | 9 | Commercial_2032_SC C_GWh_Before Competition Groups_9 | Furnace Tune-Up | 3.766% | 0 | 323.7923 | Commercial_2032_SC C_GWh_Before Competition Groups_Furnace Tune-Up
Commercial | Com ¦ High Efficiency Air Source Heat Pump | 2032 | SC C | GWh | Before Competition Groups | 228.8235 | 0 | 0 | 8596.8638 | 0.026617 | 10 | Commercial_2032_SC C_GWh_Before Competition Groups_10 | High Efficiency Air Source Heat Pump | 2.662% | 0 | 228.8235 | Commercial_2032_SC C_GWh_Before Competition Groups_High Efficiency Air Source Heat Pump
Commercial | Com ¦ Reach-in Shaded Pole to ECM/PSC Evaporator Fan Motor | 2032 | SC C | GWh | Before Competition Groups | 217.9397 | 0 | 0 | 8596.8638 | 0.025351 | 11 | Commercial_2032_SC C_GWh_Before Competition Groups_11 | Reach-in Shaded Pole to ECM/PSC Evaporator Fan Motor | 2.535% | 0 | 217.9397 | Commercial_2032_SC C_GWh_Before Competition Groups_Reach-in Shaded Pole to ECM/PSC Evaporator Fan Motor
Commercial | Com ¦ Data Center Storage/Server Virtualization | 2032 | SC C | GWh | Before Competition Groups | 212.7348 | 0 | 0 | 8596.8638 | 0.024746 | 12 | Commercial_2032_SC C_GWh_Before Competition Groups_12 | Data Center Storage/Server Virtualization | 2.475% | 0 | 212.7348 | Commercial_2032_SC C_GWh_Before Competition Groups_Data Center Storage/Server Virtualization
Commercial | Com ¦ Refrigerated Display Case Doors | 2032 | SC C | GWh | Before Competition Groups | 201.7576 | 0 | 0 | 8596.8638 | 0.023469 | 13 | Commercial_2032_SC C_GWh_Before Competition Groups_13 | Refrigerated Display Case Doors | 2.347% | 0 | 201.7576 | Commercial_2032_SC C_GWh_Before Competition Groups_Refrigerated Display Case Doors
Commercial | Com ¦ LED or Equivalent Sign Lighting | 2032 | SC C | GWh | Before Competition Groups | 160.5352 | 0 | 0 | 8596.8638 | 0.018674 | 14 | Commercial_2032_SC C_GWh_Before Competition Groups_14 | LED or Equivalent Sign Lighting | 1.867% | 0 | 160.5352 | Commercial_2032_SC C_GWh_Before Competition Groups_LED or Equivalent Sign Lighting
Commercial | Com ¦ Strip Curtains | 2032 | SC C | GWh | Before Competition Groups | 153.7769 | 0 | 0 | 8596.8638 | 0.017888 | 15 | Commercial_2032_SC C_GWh_Before Competition Groups_15 | Strip Curtains | 1.789% | 0 | 153.7769 | Commercial_2032_SC C_GWh_Before Competition Groups_Strip Curtains
Commercial | Com ¦ Demand Control Ventilation | 2032 | SC C | GWh | Before Competition Groups | 137.4708 | 0 | 0 | 8596.8638 | 0.015991 | 16 | Commercial_2032_SC C_GWh_Before Competition Groups_16 | Demand Control Ventilation | 1.599% | 0 | 137.4708 | Commercial_2032_SC C_GWh_Before Competition Groups_Demand Control Ventilation
Commercial | Com ¦ Education and Capacity Building/Energy Behavior | 2032 | SC C | GWh | Before Competition Groups | 124.2999 | 0 | 0 | 8596.8638 | 0.014459 | 17 | Commercial_2032_SC C_GWh_Before Competition Groups_17 | Education and Capacity Building/Energy Behavior | 1.446% | 0 | 124.2999 | Commercial_2032_SC C_GWh_Before Competition Groups_Education and Capacity Building/Energy Behavior
Commercial | Com ¦ Advanced BAS/Controllers | 2032 | SC C | GWh | Before Competition Groups | 117.7594 | 0 | 0 | 8596.8638 | 0.013698 | 18 | Commercial_2032_SC C_GWh_Before Competition Groups_18 | Advanced BAS/Controllers | 1.37% | 0 | 117.7594 | Commercial_2032_SC C_GWh_Before Competition Groups_Advanced BAS/Controllers
Commercial | Com ¦ Centrally controlled desktop PC/NETWORK PC POWER MANAGEMENT SOFTWARE | 2032 | SC C | GWh | Before Competition Groups | 116.109 | 0 | 0 | 8596.8638 | 0.013506 | 19 | Commercial_2032_SC C_GWh_Before Competition Groups_19 | Centrally controlled desktop PC/NETWORK PC POWER MANAGEMENT SOFTWARE | 1.351% | 0 | 116.109 | Commercial_2032_SC C_GWh_Before Competition Groups_Centrally controlled desktop PC/NETWORK PC POWER MANAGEMENT SOFTWARE
Commercial | Com ¦ ENERGY STAR LED LAMPS (General Service Lamps) | 2032 | SC C | GWh | Before Competition Groups | 110.2318 | 0 | 0 | 8596.8638 | 0.012822 | 20 | Commercial_2032_SC C_GWh_Before Competition Groups_20 | ENERGY STAR LED LAMPS (General Service Lamps) | 1.282% | 0 | 110.2318 | Commercial_2032_SC C_GWh_Before Competition Groups_ENERGY STAR LED LAMPS (General Service Lamps)
Commercial | Com ¦ Variable Frequency Drive (VFD) | 2032 | SC C | GWh | Before Competition Groups | 107.8548 | 0 | 0 | 8596.8638 | 0.012546 | 21 | Commercial_2032_SC C_GWh_Before Competition Groups_21 | Variable Frequency Drive (VFD) | 1.255% | 0 | 107.8548 | Commercial_2032_SC C_GWh_Before Competition Groups_Variable Frequency Drive (VFD)
Commercial | Com ¦ VFD on Pumps | 2032 | SC C | GWh | Before Competition Groups | 100.7287 | 0 | 0 | 8596.8638 | 0.011717 | 22 | Commercial_2032_SC C_GWh_Before Competition Groups_22 | VFD on Pumps | 1.172% | 0 | 100.7287 | Commercial_2032_SC C_GWh_Before Competition Groups_VFD on Pumps
Commercial | Com ¦ Adaptive Thermostats | 2032 | SC C | GWh | Before Competition Groups | 84.7204 | 0 | 0 | 8596.8638 | 0.0098548 | 23 | Commercial_2032_SC C_GWh_Before Competition Groups_23 | Adaptive Thermostats | 0.9855% | 0 | 84.7204 | Commercial_2032_SC C_GWh_Before Competition Groups_Adaptive Thermostats
Commercial | Com ¦ Unitary Air-Conditioning Unit | 2032 | SC C | GWh | Before Competition Groups | 73.6562 | 0 | 0 | 8596.8638 | 0.0085678 | 24 | Commercial_2032_SC C_GWh_Before Competition Groups_24 | Unitary Air-Conditioning Unit | 0.8568% | 0 | 73.6562 | Commercial_2032_SC C_GWh_Before Competition Groups_Unitary Air-Conditioning Unit
Commercial | Com ¦ Air Handler with Dedicated Outdoor Air Systems | 2032 | SC C | GWh | Before Competition Groups | 59.8847 | 0 | 0 | 8596.8638 | 0.0069659 | 25 | Commercial_2032_SC C_GWh_Before Competition Groups_25 | Air Handler with Dedicated Outdoor Air Systems | 0.6966% | 0 | 59.8847 | Commercial_2032_SC C_GWh_Before Competition Groups_Air Handler with Dedicated Outdoor Air Systems
Commercial | Com ¦ Door Gasket Freezer/Refrigerator | 2032 | SC C | GWh | Before Competition Groups | 50.5261 | 0 | 0 | 8596.8638 | 0.0058773 | 26 | Commercial_2032_SC C_GWh_Before Competition Groups_26 | Door Gasket Freezer/Refrigerator | 0.5877% | 0 | 50.5261 | Commercial_2032_SC C_GWh_Before Competition Groups_Door Gasket Freezer/Refrigerator
Commercial | Com ¦ ECM MOTORS FOR EVAPORATOR FANS for refrigeration (WALK-IN) | 2032 | SC C | GWh | Before Competition Groups | 50.3303 | 0 | 0 | 8596.8638 | 0.0058545 | 27 | Commercial_2032_SC C_GWh_Before Competition Groups_27 | ECM MOTORS FOR EVAPORATOR FANS for refrigeration (WALK-IN) | 0.5855% | 0 | 50.3303 | Commercial_2032_SC C_GWh_Before Competition Groups_ECM MOTORS FOR EVAPORATOR FANS for refrigeration (WALK-IN)
Commercial | Com ¦ Demand Control Kitchen Ventilation | 2032 | SC C | GWh | Before Competition Groups | 48.8861 | 0 | 0 | 8596.8638 | 0.0056865 | 28 | Commercial_2032_SC C_GWh_Before Competition Groups_28 | Demand Control Kitchen Ventilation | 0.5687% | 0 | 48.8861 | Commercial_2032_SC C_GWh_Before Competition Groups_Demand Control Kitchen Ventilation
Commercial | Com ¦ Condensing Unit Heaters or other Efficient Unit Heating System | 2032 | SC C | GWh | Before Competition Groups | 48.6911 | 0 | 0 | 8596.8638 | 0.0056638 | 29 | Commercial_2032_SC C_GWh_Before Competition Groups_29 | Condensing Unit Heaters or other Efficient Unit Heating System | 0.5664% | 0 | 48.6911 | Commercial_2032_SC C_GWh_Before Competition Groups_Condensing Unit Heaters or other Efficient Unit Heating System
Commercial | Com ¦ Refrigerated Display Case LED | 2032 | SC C | GWh | Before Competition Groups | 46.8329 | 0 | 0 | 8596.8638 | 0.0054477 | 30 | Commercial_2032_SC C_GWh_Before Competition Groups_30 | Refrigerated Display Case LED | 0.5448% | 0 | 46.8329 | Commercial_2032_SC C_GWh_Before Competition Groups_Refrigerated Display Case LED
Commercial | Com ¦ Freezer Case Light Sensor | 2032 | SC C | GWh | Before Competition Groups | 41.319 | 0 | 0 | 8596.8638 | 0.0048063 | 31 | Commercial_2032_SC C_GWh_Before Competition Groups_31 | Freezer Case Light Sensor | 0.4806% | 0 | 41.319 | Commercial_2032_SC C_GWh_Before Competition Groups_Freezer Case Light Sensor
Commercial | Com ¦ Evaporator Fan Controls | 2032 | SC C | GWh | Before Competition Groups | 40.3048 | 0 | 0 | 8596.8638 | 0.0046883 | 32 | Commercial_2032_SC C_GWh_Before Competition Groups_32 | Evaporator Fan Controls | 0.4688% | 0 | 40.3048 | Commercial_2032_SC C_GWh_Before Competition Groups_Evaporator Fan Controls
Commercial | Com ¦ Occupancy Sensors | 2032 | SC C | GWh | Before Competition Groups | 27.5061 | 0 | 0 | 8596.8638 | 0.0031996 | 33 | Commercial_2032_SC C_GWh_Before Competition Groups_33 | Occupancy Sensors | 0.32% | 0 | 27.5061 | Commercial_2032_SC C_GWh_Before Competition Groups_Occupancy Sensors
Commercial | Com ¦ ENERGY STAR Griddle (74% eff) | 2032 | SC C | GWh | Before Competition Groups | 27.2296 | 0 | 0 | 8596.8638 | 0.0031674 | 34 | Commercial_2032_SC C_GWh_Before Competition Groups_34 | ENERGY STAR Griddle (74% eff) | 0.3167% | 0 | 27.2296 | Commercial_2032_SC C_GWh_Before Competition Groups_ENERGY STAR Griddle (74% eff)
Commercial | Com ¦ Chilled Water Optimization | 2032 | SC C | GWh | Before Competition Groups | 25.9106 | 0 | 0 | 8596.8638 | 0.003014 | 35 | Commercial_2032_SC C_GWh_Before Competition Groups_35 | Chilled Water Optimization | 0.3014% | 0 | 25.9106 | Commercial_2032_SC C_GWh_Before Competition Groups_Chilled Water Optimization
Commercial | Com ¦ BEVERAGE VENDING MACHINE CONTROLS | 2032 | SC C | GWh | Before Competition Groups | 18.2814 | 0 | 0 | 8596.8638 | 0.0021265 | 36 | Commercial_2032_SC C_GWh_Before Competition Groups_36 | BEVERAGE VENDING MACHINE CONTROLS | 0.2127% | 0 | 18.2814 | Commercial_2032_SC C_GWh_Before Competition Groups_BEVERAGE VENDING MACHINE CONTROLS
Commercial | Com ¦ Elec Storage WH 2.30 Et | 2032 | SC C | GWh | Before Competition Groups | 17.564 | 0 | 0 | 8596.8638 | 0.0020431 | 37 | Commercial_2032_SC C_GWh_Before Competition Groups_37 | Elec Storage WH 2.30 Et | 0.2043% | 0 | 17.564 | Commercial_2032_SC C_GWh_Before Competition Groups_Elec Storage WH 2.30 Et
Commercial | Com ¦ Temperature Adjustment in Commercial Freezers | 2032 | SC C | GWh | Before Competition Groups | 15.4282 | 0 | 0 | 8596.8638 | 0.0017946 | 38 | Commercial_2032_SC C_GWh_Before Competition Groups_38 | Temperature Adjustment in Commercial Freezers | 0.1795% | 0 | 15.4282 | Commercial_2032_SC C_GWh_Before Competition Groups_Temperature Adjustment in Commercial Freezers
Commercial | Com ¦ CO Sensors for parking garage exhaust fans | 2032 | SC C | GWh | Before Competition Groups | 15.1796 | 0 | 0 | 8596.8638 | 0.0017657 | 39 | Commercial_2032_SC C_GWh_Before Competition Groups_39 | CO Sensors for parking garage exhaust fans | 0.1766% | 0 | 15.1796 | Commercial_2032_SC C_GWh_Before Competition Groups_CO Sensors for parking garage exhaust fans
Commercial | Com ¦ Energy Efficient Laboratory Fume Hood | 2032 | SC C | GWh | Before Competition Groups | 13.6377 | 0 | 0 | 8596.8638 | 0.0015864 | 40 | Commercial_2032_SC C_GWh_Before Competition Groups_40 | Energy Efficient Laboratory Fume Hood | 0.1586% | 0 | 13.6377 | Commercial_2032_SC C_GWh_Before Competition Groups_Energy Efficient Laboratory Fume Hood
Commercial | Com ¦ Water Source Heat Pump (4 ton) | 2032 | SC C | GWh | Before Competition Groups | 13.436 | 0 | 0 | 8596.8638 | 0.0015629 | 41 | Commercial_2032_SC C_GWh_Before Competition Groups_41 | Water Source Heat Pump (4 ton) | 0.1563% | 0 | 13.436 | Commercial_2032_SC C_GWh_Before Competition Groups_Water Source Heat Pump (4 ton)
Commercial | Com ¦ Vertical Night Covers | 2032 | SC C | GWh | Before Competition Groups | 11.9556 | 0 | 0 | 8596.8638 | 0.0013907 | 42 | Commercial_2032_SC C_GWh_Before Competition Groups_42 | Vertical Night Covers | 0.1391% | 0 | 11.9556 | Commercial_2032_SC C_GWh_Before Competition Groups_Vertical Night Covers
Commercial | Com ¦ Outside Air Economizer | 2032 | SC C | GWh | Before Competition Groups | 11.1266 | 0 | 0 | 8596.8638 | 0.0012943 | 43 | Commercial_2032_SC C_GWh_Before Competition Groups_43 | Outside Air Economizer | 0.1294% | 0 | 11.1266 | Commercial_2032_SC C_GWh_Before Competition Groups_Outside Air Economizer
Commercial | Com ¦ Duct Insulation, R8 | 2032 | SC C | GWh | Before Competition Groups | 10.8298 | 0 | 0 | 8596.8638 | 0.0012597 | 44 | Commercial_2032_SC C_GWh_Before Competition Groups_44 | Duct Insulation, R8 | 0.126% | 0 | 10.8298 | Commercial_2032_SC C_GWh_Before Competition Groups_Duct Insulation, R8
Commercial | Com ¦ Water Heating (DHW) Pipe Insulation (Add 3/4\ Foam)" | 2032 | SC C | GWh | Before Competition Groups | 10.3471 | 0 | 0 | 8596.8638 | 0.0012036 | 45 | Commercial_2032_SC C_GWh_Before Competition Groups_45 | Water Heating (DHW) Pipe Insulation (Add 3/4\ Foam)" | 0.1204% | 0 | 10.3471 | Commercial_2032_SC C_GWh_Before Competition Groups_Water Heating (DHW) Pipe Insulation (Add 3/4\ Foam)"
Commercial | Com ¦ ENERGY STAR Fryer (84% eff) | 2032 | SC C | GWh | Before Competition Groups | 9.9616 | 0 | 0 | 8596.8638 | 0.0011587 | 46 | Commercial_2032_SC C_GWh_Before Competition Groups_46 | ENERGY STAR Fryer (84% eff) | 0.1159% | 0 | 9.9616 | Commercial_2032_SC C_GWh_Before Competition Groups_ENERGY STAR Fryer (84% eff)
Commercial | Com ¦ Suction Pipe Insulation Freezer/Refrigerator | 2032 | SC C | GWh | Before Competition Groups | 6.5455 | 0 | 0 | 8596.8638 | 0.00076139 | 47 | Commercial_2032_SC C_GWh_Before Competition Groups_47 | Suction Pipe Insulation Freezer/Refrigerator | 0.07614% | 0 | 6.5455 | Commercial_2032_SC C_GWh_Before Competition Groups_Suction Pipe Insulation Freezer/Refrigerator
Commercial | Com ¦ ENERGY STAR Dishwasher | 2032 | SC C | GWh | Before Competition Groups | 5.3993 | 0 | 0 | 8596.8638 | 0.00062805 | 48 | Commercial_2032_SC C_GWh_Before Competition Groups_48 | ENERGY STAR Dishwasher | 0.06281% | 0 | 5.3993 | Commercial_2032_SC C_GWh_Before Competition Groups_ENERGY STAR Dishwasher
Commercial | Com ¦ ENERGY STAR Steam Cookers | 2032 | SC C | GWh | Before Competition Groups | 4.7602 | 0 | 0 | 8596.8638 | 0.00055371 | 49 | Commercial_2032_SC C_GWh_Before Competition Groups_49 | ENERGY STAR Steam Cookers | 0.05537% | 0 | 4.7602 | Commercial_2032_SC C_GWh_Before Competition Groups_ENERGY STAR Steam Cookers
Commercial | Com ¦ Condensing Make Up Air Unit | 2032 | SC C | GWh | Before Competition Groups | 4.5506 | 0 | 0 | 8596.8638 | 0.00052934 | 50 | Commercial_2032_SC C_GWh_Before Competition Groups_50 | Condensing Make Up Air Unit | 0.05293% | 0 | 4.5506 | Commercial_2032_SC C_GWh_Before Competition Groups_Condensing Make Up Air Unit
Commercial | Com ¦ Ozone Laundry Treatment | 2032 | SC C | GWh | Before Competition Groups | 3.3815 | 0 | 0 | 8596.8638 | 0.00039335 | 51 | Commercial_2032_SC C_GWh_Before Competition Groups_51 | Ozone Laundry Treatment | 0.03933% | 0 | 3.3815 | Commercial_2032_SC C_GWh_Before Competition Groups_Ozone Laundry Treatment
Commercial | Com ¦ Thermostat Setback | 2032 | SC C | GWh | Before Competition Groups | 2.3028 | 0 | 0 | 8596.8638 | 0.00026787 | 52 | Commercial_2032_SC C_GWh_Before Competition Groups_52 | Thermostat Setback | 0.02679% | 0 | 2.3028 | Commercial_2032_SC C_GWh_Before Competition Groups_Thermostat Setback
Commercial | Com ¦ Demand controlled Circulating Systems | 2032 | SC C | GWh | Before Competition Groups | 2.2009 | 0 | 0 | 8596.8638 | 0.00025601 | 53 | Commercial_2032_SC C_GWh_Before Competition Groups_53 | Demand controlled Circulating Systems | 0.0256% | 0 | 2.2009 | Commercial_2032_SC C_GWh_Before Competition Groups_Demand controlled Circulating Systems
Commercial | Com ¦ ECM MOTORS FOR HVAC APPLICATION (FAN-POWERED VAV BOX) | 2032 | SC C | GWh | Before Competition Groups | 1.6001 | 0 | 0 | 8596.8638 | 0.00018613 | 54 | Commercial_2032_SC C_GWh_Before Competition Groups_54 | ECM MOTORS FOR HVAC APPLICATION (FAN-POWERED VAV BOX) | 0.01861% | 0 | 1.6001 | Commercial_2032_SC C_GWh_Before Competition Groups_ECM MOTORS FOR HVAC APPLICATION (FAN-POWERED VAV BOX)
Commercial | Com ¦ CEE Tier 2/Energy Star Clothes Washers | 2032 | SC C | GWh | Before Competition Groups | 1.018 | 0 | 0 | 8596.8638 | 0.00011841 | 55 | Commercial_2032_SC C_GWh_Before Competition Groups_55 | CEE Tier 2/Energy Star Clothes Washers | 0.01184% | 0 | 1.018 | Commercial_2032_SC C_GWh_Before Competition Groups_CEE Tier 2/Energy Star Clothes Washers
Commercial | Com ¦ Notched V belts for HVAC Systems | 2032 | SC C | GWh | Before Competition Groups | 0.87856 | 0 | 0 | 8596.8638 | 0.0001022 | 56 | Commercial_2032_SC C_GWh_Before Competition Groups_56 | Notched V belts for HVAC Systems | 0.01022% | 0 | 0.87856 | Commercial_2032_SC C_GWh_Before Competition Groups_Notched V belts for HVAC Systems
Commercial | Com ¦ Solar Water Preheat (Pools/DHW) | 2032 | SC C | GWh | Before Competition Groups | 0.85947 | 0 | 0 | 8596.8638 | 9.9975e-05 | 57 | Commercial_2032_SC C_GWh_Before Competition Groups_57 | Solar Water Preheat (Pools/DHW) | 0.009998% | 0 | 0.85947 | Commercial_2032_SC C_GWh_Before Competition Groups_Solar Water Preheat (Pools/DHW)
Commercial | Com ¦ Auto Off Time Switch or Time Clock control | 2032 | SC C | GWh | Before Competition Groups | 0.66092 | 0 | 0 | 8596.8638 | 7.688e-05 | 58 | Commercial_2032_SC C_GWh_Before Competition Groups_58 | Auto Off Time Switch or Time Clock control | 0.007688% | 0 | 0.66092 | Commercial_2032_SC C_GWh_Before Competition Groups_Auto Off Time Switch or Time Clock control
Commercial | Com ¦ LLLC - High Impact Application | 2032 | SC C | GWh | Before Competition Groups | 0.65423 | 0 | 0 | 8596.8638 | 7.6101e-05 | 59 | Commercial_2032_SC C_GWh_Before Competition Groups_59 | LLLC - High Impact Application | 0.00761% | 0 | 0.65423 | Commercial_2032_SC C_GWh_Before Competition Groups_LLLC - High Impact Application
Commercial | COM ¦ Ductless Mini-Split Heat Pumps | 2032 | SC C | GWh | Before Competition Groups | 0.63522 | 0 | 0 | 8596.8638 | 7.389e-05 | 60 | Commercial_2032_SC C_GWh_Before Competition Groups_60 | Ductless Mini-Split Heat Pumps | 0.007389% | 0 | 0.63522 | Commercial_2032_SC C_GWh_Before Competition Groups_Ductless Mini-Split Heat Pumps
Commercial | Com ¦ PTAC (12 EER/10,000 BTU) | 2032 | SC C | GWh | Before Competition Groups | 0.54294 | 0 | 0 | 8596.8638 | 6.3155e-05 | 61 | Commercial_2032_SC C_GWh_Before Competition Groups_61 | PTAC (12 EER/10,000 BTU) | 0.006316% | 0 | 0.54294 | Commercial_2032_SC C_GWh_Before Competition Groups_PTAC (12 EER/10,000 BTU)
Commercial | Com ¦ Low Flow Pre-Rinse Spray Nozzle | 2032 | SC C | GWh | Before Competition Groups | 0.50368 | 0 | 0 | 8596.8638 | 5.8589e-05 | 62 | Commercial_2032_SC C_GWh_Before Competition Groups_62 | Low Flow Pre-Rinse Spray Nozzle | 0.005859% | 0 | 0.50368 | Commercial_2032_SC C_GWh_Before Competition Groups_Low Flow Pre-Rinse Spray Nozzle
Commercial | Com ¦ LLLC - Low Impact Application | 2032 | SC C | GWh | Before Competition Groups | 0.39839 | 0 | 0 | 8596.8638 | 4.6342e-05 | 63 | Commercial_2032_SC C_GWh_Before Competition Groups_63 | LLLC - Low Impact Application | 0.004634% | 0 | 0.39839 | Commercial_2032_SC C_GWh_Before Competition Groups_LLLC - Low Impact Application
Commercial | Com ¦ LED RECESSED DOWNLIGHTS | 2032 | SC C | GWh | Before Competition Groups | 0.35795 | 0 | 0 | 8596.8638 | 4.1638e-05 | 64 | Commercial_2032_SC C_GWh_Before Competition Groups_64 | LED RECESSED DOWNLIGHTS | 0.004164% | 0 | 0.35795 | Commercial_2032_SC C_GWh_Before Competition Groups_LED RECESSED DOWNLIGHTS
Commercial | Com ¦ HVAC Optimization | 2032 | SC C | GWh | Before Competition Groups | 0.32354 | 0 | 0 | 8596.8638 | 3.7634e-05 | 65 | Commercial_2032_SC C_GWh_Before Competition Groups_65 | HVAC Optimization | 0.003763% | 0 | 0.32354 | Commercial_2032_SC C_GWh_Before Competition Groups_HVAC Optimization
Commercial | Com ¦ Commercial Hot Food Holding Cabinets | 2032 | SC C | GWh | Before Competition Groups | 0.28261 | 0 | 0 | 8596.8638 | 3.2873e-05 | 66 | Commercial_2032_SC C_GWh_Before Competition Groups_66 | Commercial Hot Food Holding Cabinets | 0.003287% | 0 | 0.28261 | Commercial_2032_SC C_GWh_Before Competition Groups_Commercial Hot Food Holding Cabinets
Commercial | Com ¦ High Efficiency Small Instantaneous Water Heater | 2032 | SC C | GWh | Before Competition Groups | 0.21653 | 0 | 0 | 8596.8638 | 2.5187e-05 | 67 | Commercial_2032_SC C_GWh_Before Competition Groups_67 | High Efficiency Small Instantaneous Water Heater | 0.002519% | 0 | 0.21653 | Commercial_2032_SC C_GWh_Before Competition Groups_High Efficiency Small Instantaneous Water Heater
Commercial | Com ¦ Efficient compressor motor | 2032 | SC C | GWh | Before Competition Groups | 0.18544 | 0 | 0 | 8596.8638 | 2.1571e-05 | 68 | Commercial_2032_SC C_GWh_Before Competition Groups_68 | Efficient compressor motor | 0.002157% | 0 | 0.18544 | Commercial_2032_SC C_GWh_Before Competition Groups_Efficient compressor motor
Commercial | Com ¦ Air Curtains | 2032 | SC C | GWh | Before Competition Groups | 0.17202 | 0 | 0 | 8596.8638 | 2.0009e-05 | 69 | Commercial_2032_SC C_GWh_Before Competition Groups_69 | Air Curtains | 0.002001% | 0 | 0.17202 | Commercial_2032_SC C_GWh_Before Competition Groups_Air Curtains
Commercial | Com ¦ Energy Recovery Ventilation and Ventilation (Enhanced) | 2032 | SC C | GWh | Before Competition Groups | 0.1056 | 0 | 0 | 8596.8638 | 1.2283e-05 | 70 | Commercial_2032_SC C_GWh_Before Competition Groups_70 | Energy Recovery Ventilation and Ventilation (Enhanced) | 0.001228% | 0 | 0.1056 | Commercial_2032_SC C_GWh_Before Competition Groups_Energy Recovery Ventilation and Ventilation (Enhanced)
Commercial | Com ¦ Wall Insulation | 2032 | SC C | GWh | Before Competition Groups | 0.098991 | 0 | 0 | 8596.8638 | 1.1515e-05 | 71 | Commercial_2032_SC C_GWh_Before Competition Groups_71 | Wall Insulation | 0.001151% | 0 | 0.098991 | Commercial_2032_SC C_GWh_Before Competition Groups_Wall Insulation
Commercial | Com ¦ High Efficiency Chiller (avg of water and air cooled) | 2032 | SC C | GWh | Before Competition Groups | 0.046433 | 0 | 0 | 8596.8638 | 5.4011e-06 | 72 | Commercial_2032_SC C_GWh_Before Competition Groups_72 | High Efficiency Chiller (avg of water and air cooled) | 0.0005401% | 0 | 0.046433 | Commercial_2032_SC C_GWh_Before Competition Groups_High Efficiency Chiller (avg of water and air cooled)
Commercial | Com ¦ Room AC (w/ louvered sides) 14 SEER from 12 SEER code | 2032 | SC C | GWh | Before Competition Groups | 0.038776 | 0 | 0 | 8596.8638 | 4.5105e-06 | 73 | Commercial_2032_SC C_GWh_Before Competition Groups_73 | Room AC (w/ louvered sides) 14 SEER from 12 SEER code | 0.000451% | 0 | 0.038776 | Commercial_2032_SC C_GWh_Before Competition Groups_Room AC (w/ louvered sides) 14 SEER from 12 SEER code
Commercial | Com ¦ VSD Air Compressor | 2032 | SC C | GWh | Before Competition Groups | 0.030541 | 0 | 0 | 8596.8638 | 3.5526e-06 | 74 | Commercial_2032_SC C_GWh_Before Competition Groups_74 | VSD Air Compressor | 0.0003553% | 0 | 0.030541 | Commercial_2032_SC C_GWh_Before Competition Groups_VSD Air Compressor
Commercial | Com ¦ EC Plug Fan for Data Center (under cabinet) | 2032 | SC C | GWh | Before Competition Groups | 0.027022 | 0 | 0 | 8596.8638 | 3.1432e-06 | 75 | Commercial_2032_SC C_GWh_Before Competition Groups_75 | EC Plug Fan for Data Center (under cabinet) | 0.0003143% | 0 | 0.027022 | Commercial_2032_SC C_GWh_Before Competition Groups_EC Plug Fan for Data Center (under cabinet)
Commercial | Com ¦ Electric Convection Combination Ovens | 2032 | SC C | GWh | Before Competition Groups | 0.0029477 | 0 | 0 | 8596.8638 | 3.4288e-07 | 76 | Commercial_2032_SC C_GWh_Before Competition Groups_76 | Electric Convection Combination Ovens | 3.429e-05% | 0 | 0.0029477 | Commercial_2032_SC C_GWh_Before Competition Groups_Electric Convection Combination Ovens
Commercial | Com ¦ Networked/Connected - High Impact Application | 2032 | SC C | GWh | Before Competition Groups | 0.0021945 | 0 | 0 | 8596.8638 | 2.5526e-07 | 77 | Commercial_2032_SC C_GWh_Before Competition Groups_77 | Networked/Connected - High Impact Application | 2.553e-05% | 0 | 0.0021945 | Commercial_2032_SC C_GWh_Before Competition Groups_Networked/Connected - High Impact Application
Commercial | Com ¦ Networked/Connected - Low Impact Application | 2032 | SC C | GWh | Before Competition Groups | 0.00010724 | 0 | 0 | 8596.8638 | 1.2474e-08 | 78 | Commercial_2032_SC C_GWh_Before Competition Groups_78 | Networked/Connected - Low Impact Application | 1.247e-06% | 0 | 0.00010724 | Commercial_2032_SC C_GWh_Before Competition Groups_Networked/Connected - Low Impact Application
Commercial | Com ¦ Indoor Daylight Sensors/Photocell Dimming Control | 2032 | SC C | GWh | Before Competition Groups | 0 | 0 | 0 | 8596.8638 | 0 | 79 | Commercial_2032_SC C_GWh_Before Competition Groups_79 | Indoor Daylight Sensors/Photocell Dimming Control | 0% | 0 | 0 | Commercial_2032_SC C_GWh_Before Competition Groups_Indoor Daylight Sensors/Photocell Dimming Control
Commercial | Com ¦ Variable Refrigerant Flow Heat Pump | 2032 | SC C | GWh | Before Competition Groups | 0 | 0 | 0 | 8596.8638 | 0 | 80 | Commercial_2032_SC C_GWh_Before Competition Groups_80 | Variable Refrigerant Flow Heat Pump | 0% | 0 | 0 | Commercial_2032_SC C_GWh_Before Competition Groups_Variable Refrigerant Flow Heat Pump
Commercial | Com ¦ ENERGY STAR LED LAMPS (REFLECTOR LAMPs/MR16/PAR 16) | 2032 | SC D | GWh | Before Competition Groups | 912.2456 | 0 | 0 | 8008.329 | 0.11391 | 1 | Commercial_2032_SC D_GWh_Before Competition Groups_1 | ENERGY STAR LED LAMPS (REFLECTOR LAMPs/MR16/PAR 16) | 11.39% | 0 | 912.2456 | Commercial_2032_SC D_GWh_Before Competition Groups_ENERGY STAR LED LAMPS (REFLECTOR LAMPs/MR16/PAR 16)
Commercial | Com ¦ LED Low/High Bay | 2032 | SC D | GWh | Before Competition Groups | 868.8009 | 0 | 0 | 8008.329 | 0.10849 | 2 | Commercial_2032_SC D_GWh_Before Competition Groups_2 | LED Low/High Bay | 10.85% | 0 | 868.8009 | Commercial_2032_SC D_GWh_Before Competition Groups_LED Low/High Bay
Commercial | Com ¦ LED Troffer/Surface/Suspended | 2032 | SC D | GWh | Before Competition Groups | 825.059 | 0 | 0 | 8008.329 | 0.10303 | 3 | Commercial_2032_SC D_GWh_Before Competition Groups_3 | LED Troffer/Surface/Suspended | 10.3% | 0 | 825.059 | Commercial_2032_SC D_GWh_Before Competition Groups_LED Troffer/Surface/Suspended
Commercial | Com ¦ LED EXTERIOR AREA LIGHTS - LED fixture (200W) | 2032 | SC D | GWh | Before Competition Groups | 590.0775 | 0 | 0 | 8008.329 | 0.073683 | 4 | Commercial_2032_SC D_GWh_Before Competition Groups_4 | LED EXTERIOR AREA LIGHTS - LED fixture (200W) | 7.368% | 0 | 590.0775 | Commercial_2032_SC D_GWh_Before Competition Groups_LED EXTERIOR AREA LIGHTS - LED fixture (200W)
Commercial | Com ¦ LED parking lot fixture | 2032 | SC D | GWh | Before Competition Groups | 571.4619 | 0 | 0 | 8008.329 | 0.071358 | 5 | Commercial_2032_SC D_GWh_Before Competition Groups_5 | LED parking lot fixture | 7.136% | 0 | 571.4619 | Commercial_2032_SC D_GWh_Before Competition Groups_LED parking lot fixture
Commercial | Com ¦ LED Replacement Lamp (Tube) | 2032 | SC D | GWh | Before Competition Groups | 543.7836 | 0 | 0 | 8008.329 | 0.067902 | 6 | Commercial_2032_SC D_GWh_Before Competition Groups_6 | LED Replacement Lamp (Tube) | 6.79% | 0 | 543.7836 | Commercial_2032_SC D_GWh_Before Competition Groups_LED Replacement Lamp (Tube)
Commercial | Com ¦ Building Recommissioning, Operations and Maintenance (O&M) Improvements | 2032 | SC D | GWh | Before Competition Groups | 510.1099 | 0 | 0 | 8008.329 | 0.063697 | 7 | Commercial_2032_SC D_GWh_Before Competition Groups_7 | Building Recommissioning, Operations and Maintenance (O&M) Improvements | 6.37% | 0 | 510.1099 | Commercial_2032_SC D_GWh_Before Competition Groups_Building Recommissioning, Operations and Maintenance (O&M) Improvements
Commercial | Com ¦ Furnace Tune-Up | 2032 | SC D | GWh | Before Competition Groups | 323.7405 | 0 | 0 | 8008.329 | 0.040425 | 8 | Commercial_2032_SC D_GWh_Before Competition Groups_8 | Furnace Tune-Up | 4.043% | 0 | 323.7405 | Commercial_2032_SC D_GWh_Before Competition Groups_Furnace Tune-Up
Commercial | Com ¦ LED street light fixture | 2032 | SC D | GWh | Before Competition Groups | 280.83 | 0 | 0 | 8008.329 | 0.035067 | 9 | Commercial_2032_SC D_GWh_Before Competition Groups_9 | LED street light fixture | 3.507% | 0 | 280.83 | Commercial_2032_SC D_GWh_Before Competition Groups_LED street light fixture
Commercial | Com ¦ High Efficiency Air Source Heat Pump | 2032 | SC D | GWh | Before Competition Groups | 228.8235 | 0 | 0 | 8008.329 | 0.028573 | 10 | Commercial_2032_SC D_GWh_Before Competition Groups_10 | High Efficiency Air Source Heat Pump | 2.857% | 0 | 228.8235 | Commercial_2032_SC D_GWh_Before Competition Groups_High Efficiency Air Source Heat Pump
Commercial | Com ¦ Reach-in Shaded Pole to ECM/PSC Evaporator Fan Motor | 2032 | SC D | GWh | Before Competition Groups | 217.9397 | 0 | 0 | 8008.329 | 0.027214 | 11 | Commercial_2032_SC D_GWh_Before Competition Groups_11 | Reach-in Shaded Pole to ECM/PSC Evaporator Fan Motor | 2.721% | 0 | 217.9397 | Commercial_2032_SC D_GWh_Before Competition Groups_Reach-in Shaded Pole to ECM/PSC Evaporator Fan Motor
Commercial | Com ¦ Data Center Storage/Server Virtualization | 2032 | SC D | GWh | Before Competition Groups | 212.7348 | 0 | 0 | 8008.329 | 0.026564 | 12 | Commercial_2032_SC D_GWh_Before Competition Groups_12 | Data Center Storage/Server Virtualization | 2.656% | 0 | 212.7348 | Commercial_2032_SC D_GWh_Before Competition Groups_Data Center Storage/Server Virtualization
Commercial | Com ¦ Strip Curtains | 2032 | SC D | GWh | Before Competition Groups | 153.7054 | 0 | 0 | 8008.329 | 0.019193 | 13 | Commercial_2032_SC D_GWh_Before Competition Groups_13 | Strip Curtains | 1.919% | 0 | 153.7054 | Commercial_2032_SC D_GWh_Before Competition Groups_Strip Curtains
Commercial | Com ¦ Refrigerated Display Case Doors | 2032 | SC D | GWh | Before Competition Groups | 147.96 | 0 | 0 | 8008.329 | 0.018476 | 14 | Commercial_2032_SC D_GWh_Before Competition Groups_14 | Refrigerated Display Case Doors | 1.848% | 0 | 147.96 | Commercial_2032_SC D_GWh_Before Competition Groups_Refrigerated Display Case Doors
Commercial | Com ¦ Advanced BAS/Controllers | 2032 | SC D | GWh | Before Competition Groups | 124.7701 | 0 | 0 | 8008.329 | 0.01558 | 15 | Commercial_2032_SC D_GWh_Before Competition Groups_15 | Advanced BAS/Controllers | 1.558% | 0 | 124.7701 | Commercial_2032_SC D_GWh_Before Competition Groups_Advanced BAS/Controllers
Commercial | Com ¦ Education and Capacity Building/Energy Behavior | 2032 | SC D | GWh | Before Competition Groups | 124.2999 | 0 | 0 | 8008.329 | 0.015521 | 16 | Commercial_2032_SC D_GWh_Before Competition Groups_16 | Education and Capacity Building/Energy Behavior | 1.552% | 0 | 124.2999 | Commercial_2032_SC D_GWh_Before Competition Groups_Education and Capacity Building/Energy Behavior
Commercial | Com ¦ Centrally controlled desktop PC/NETWORK PC POWER MANAGEMENT SOFTWARE | 2032 | SC D | GWh | Before Competition Groups | 115.9844 | 0 | 0 | 8008.329 | 0.014483 | 17 | Commercial_2032_SC D_GWh_Before Competition Groups_17 | Centrally controlled desktop PC/NETWORK PC POWER MANAGEMENT SOFTWARE | 1.448% | 0 | 115.9844 | Commercial_2032_SC D_GWh_Before Competition Groups_Centrally controlled desktop PC/NETWORK PC POWER MANAGEMENT SOFTWARE
Commercial | Com ¦ ENERGY STAR LED LAMPS (General Service Lamps) | 2032 | SC D | GWh | Before Competition Groups | 110.2269 | 0 | 0 | 8008.329 | 0.013764 | 18 | Commercial_2032_SC D_GWh_Before Competition Groups_18 | ENERGY STAR LED LAMPS (General Service Lamps) | 1.376% | 0 | 110.2269 | Commercial_2032_SC D_GWh_Before Competition Groups_ENERGY STAR LED LAMPS (General Service Lamps)
Commercial | Com ¦ Demand Control Ventilation | 2032 | SC D | GWh | Before Competition Groups | 106.5317 | 0 | 0 | 8008.329 | 0.013303 | 19 | Commercial_2032_SC D_GWh_Before Competition Groups_19 | Demand Control Ventilation | 1.33% | 0 | 106.5317 | Commercial_2032_SC D_GWh_Before Competition Groups_Demand Control Ventilation
Commercial | Com ¦ Variable Frequency Drive (VFD) | 2032 | SC D | GWh | Before Competition Groups | 104.7112 | 0 | 0 | 8008.329 | 0.013075 | 20 | Commercial_2032_SC D_GWh_Before Competition Groups_20 | Variable Frequency Drive (VFD) | 1.308% | 0 | 104.7112 | Commercial_2032_SC D_GWh_Before Competition Groups_Variable Frequency Drive (VFD)
Commercial | Com ¦ LED or Equivalent Sign Lighting | 2032 | SC D | GWh | Before Competition Groups | 103.6692 | 0 | 0 | 8008.329 | 0.012945 | 21 | Commercial_2032_SC D_GWh_Before Competition Groups_21 | LED or Equivalent Sign Lighting | 1.295% | 0 | 103.6692 | Commercial_2032_SC D_GWh_Before Competition Groups_LED or Equivalent Sign Lighting
Commercial | Com ¦ VFD on Pumps | 2032 | SC D | GWh | Before Competition Groups | 97.1702 | 0 | 0 | 8008.329 | 0.012134 | 22 | Commercial_2032_SC D_GWh_Before Competition Groups_22 | VFD on Pumps | 1.213% | 0 | 97.1702 | Commercial_2032_SC D_GWh_Before Competition Groups_VFD on Pumps
Commercial | Com ¦ Adaptive Thermostats | 2032 | SC D | GWh | Before Competition Groups | 81.003 | 0 | 0 | 8008.329 | 0.010115 | 23 | Commercial_2032_SC D_GWh_Before Competition Groups_23 | Adaptive Thermostats | 1.011% | 0 | 81.003 | Commercial_2032_SC D_GWh_Before Competition Groups_Adaptive Thermostats
Commercial | Com ¦ Unitary Air-Conditioning Unit | 2032 | SC D | GWh | Before Competition Groups | 63.7256 | 0 | 0 | 8008.329 | 0.0079574 | 24 | Commercial_2032_SC D_GWh_Before Competition Groups_24 | Unitary Air-Conditioning Unit | 0.7957% | 0 | 63.7256 | Commercial_2032_SC D_GWh_Before Competition Groups_Unitary Air-Conditioning Unit
Commercial | Com ¦ ECM MOTORS FOR EVAPORATOR FANS for refrigeration (WALK-IN) | 2032 | SC D | GWh | Before Competition Groups | 49.7527 | 0 | 0 | 8008.329 | 0.0062126 | 25 | Commercial_2032_SC D_GWh_Before Competition Groups_25 | ECM MOTORS FOR EVAPORATOR FANS for refrigeration (WALK-IN) | 0.6213% | 0 | 49.7527 | Commercial_2032_SC D_GWh_Before Competition Groups_ECM MOTORS FOR EVAPORATOR FANS for refrigeration (WALK-IN)
Commercial | Com ¦ Condensing Unit Heaters or other Efficient Unit Heating System | 2032 | SC D | GWh | Before Competition Groups | 48.4888 | 0 | 0 | 8008.329 | 0.0060548 | 26 | Commercial_2032_SC D_GWh_Before Competition Groups_26 | Condensing Unit Heaters or other Efficient Unit Heating System | 0.6055% | 0 | 48.4888 | Commercial_2032_SC D_GWh_Before Competition Groups_Condensing Unit Heaters or other Efficient Unit Heating System
Commercial | Com ¦ Door Gasket Freezer/Refrigerator | 2032 | SC D | GWh | Before Competition Groups | 46.3195 | 0 | 0 | 8008.329 | 0.0057839 | 27 | Commercial_2032_SC D_GWh_Before Competition Groups_27 | Door Gasket Freezer/Refrigerator | 0.5784% | 0 | 46.3195 | Commercial_2032_SC D_GWh_Before Competition Groups_Door Gasket Freezer/Refrigerator
Commercial | Com ¦ Demand Control Kitchen Ventilation | 2032 | SC D | GWh | Before Competition Groups | 45.5977 | 0 | 0 | 8008.329 | 0.0056938 | 28 | Commercial_2032_SC D_GWh_Before Competition Groups_28 | Demand Control Kitchen Ventilation | 0.5694% | 0 | 45.5977 | Commercial_2032_SC D_GWh_Before Competition Groups_Demand Control Kitchen Ventilation
Commercial | Com ¦ Air Handler with Dedicated Outdoor Air Systems | 2032 | SC D | GWh | Before Competition Groups | 44.2559 | 0 | 0 | 8008.329 | 0.0055262 | 29 | Commercial_2032_SC D_GWh_Before Competition Groups_29 | Air Handler with Dedicated Outdoor Air Systems | 0.5526% | 0 | 44.2559 | Commercial_2032_SC D_GWh_Before Competition Groups_Air Handler with Dedicated Outdoor Air Systems
Commercial | Com ¦ Evaporator Fan Controls | 2032 | SC D | GWh | Before Competition Groups | 40.3048 | 0 | 0 | 8008.329 | 0.0050329 | 30 | Commercial_2032_SC D_GWh_Before Competition Groups_30 | Evaporator Fan Controls | 0.5033% | 0 | 40.3048 | Commercial_2032_SC D_GWh_Before Competition Groups_Evaporator Fan Controls
Commercial | Com ¦ Refrigerated Display Case LED | 2032 | SC D | GWh | Before Competition Groups | 38.2752 | 0 | 0 | 8008.329 | 0.0047794 | 31 | Commercial_2032_SC D_GWh_Before Competition Groups_31 | Refrigerated Display Case LED | 0.4779% | 0 | 38.2752 | Commercial_2032_SC D_GWh_Before Competition Groups_Refrigerated Display Case LED
Commercial | Com ¦ Freezer Case Light Sensor | 2032 | SC D | GWh | Before Competition Groups | 27.9026 | 0 | 0 | 8008.329 | 0.0034842 | 32 | Commercial_2032_SC D_GWh_Before Competition Groups_32 | Freezer Case Light Sensor | 0.3484% | 0 | 27.9026 | Commercial_2032_SC D_GWh_Before Competition Groups_Freezer Case Light Sensor
Commercial | Com ¦ Occupancy Sensors | 2032 | SC D | GWh | Before Competition Groups | 27.5061 | 0 | 0 | 8008.329 | 0.0034347 | 33 | Commercial_2032_SC D_GWh_Before Competition Groups_33 | Occupancy Sensors | 0.3435% | 0 | 27.5061 | Commercial_2032_SC D_GWh_Before Competition Groups_Occupancy Sensors
Commercial | Com ¦ ENERGY STAR Griddle (74% eff) | 2032 | SC D | GWh | Before Competition Groups | 27.2296 | 0 | 0 | 8008.329 | 0.0034002 | 34 | Commercial_2032_SC D_GWh_Before Competition Groups_34 | ENERGY STAR Griddle (74% eff) | 0.34% | 0 | 27.2296 | Commercial_2032_SC D_GWh_Before Competition Groups_ENERGY STAR Griddle (74% eff)
Commercial | Com ¦ Chilled Water Optimization | 2032 | SC D | GWh | Before Competition Groups | 25.9106 | 0 | 0 | 8008.329 | 0.0032355 | 35 | Commercial_2032_SC D_GWh_Before Competition Groups_35 | Chilled Water Optimization | 0.3235% | 0 | 25.9106 | Commercial_2032_SC D_GWh_Before Competition Groups_Chilled Water Optimization
Commercial | Com ¦ BEVERAGE VENDING MACHINE CONTROLS | 2032 | SC D | GWh | Before Competition Groups | 17.5681 | 0 | 0 | 8008.329 | 0.0021937 | 36 | Commercial_2032_SC D_GWh_Before Competition Groups_36 | BEVERAGE VENDING MACHINE CONTROLS | 0.2194% | 0 | 17.5681 | Commercial_2032_SC D_GWh_Before Competition Groups_BEVERAGE VENDING MACHINE CONTROLS
Commercial | Com ¦ Elec Storage WH 2.30 Et | 2032 | SC D | GWh | Before Competition Groups | 15.7389 | 0 | 0 | 8008.329 | 0.0019653 | 37 | Commercial_2032_SC D_GWh_Before Competition Groups_37 | Elec Storage WH 2.30 Et | 0.1965% | 0 | 15.7389 | Commercial_2032_SC D_GWh_Before Competition Groups_Elec Storage WH 2.30 Et
Commercial | Com ¦ Temperature Adjustment in Commercial Freezers | 2032 | SC D | GWh | Before Competition Groups | 15.4282 | 0 | 0 | 8008.329 | 0.0019265 | 38 | Commercial_2032_SC D_GWh_Before Competition Groups_38 | Temperature Adjustment in Commercial Freezers | 0.1927% | 0 | 15.4282 | Commercial_2032_SC D_GWh_Before Competition Groups_Temperature Adjustment in Commercial Freezers
Commercial | Com ¦ CO Sensors for parking garage exhaust fans | 2032 | SC D | GWh | Before Competition Groups | 11.8959 | 0 | 0 | 8008.329 | 0.0014854 | 39 | Commercial_2032_SC D_GWh_Before Competition Groups_39 | CO Sensors for parking garage exhaust fans | 0.1485% | 0 | 11.8959 | Commercial_2032_SC D_GWh_Before Competition Groups_CO Sensors for parking garage exhaust fans
Commercial | Com ¦ Vertical Night Covers | 2032 | SC D | GWh | Before Competition Groups | 11.3795 | 0 | 0 | 8008.329 | 0.001421 | 40 | Commercial_2032_SC D_GWh_Before Competition Groups_40 | Vertical Night Covers | 0.1421% | 0 | 11.3795 | Commercial_2032_SC D_GWh_Before Competition Groups_Vertical Night Covers
Commercial | Com ¦ Water Source Heat Pump (4 ton) | 2032 | SC D | GWh | Before Competition Groups | 11.1893 | 0 | 0 | 8008.329 | 0.0013972 | 41 | Commercial_2032_SC D_GWh_Before Competition Groups_41 | Water Source Heat Pump (4 ton) | 0.1397% | 0 | 11.1893 | Commercial_2032_SC D_GWh_Before Competition Groups_Water Source Heat Pump (4 ton)
Commercial | Com ¦ Outside Air Economizer | 2032 | SC D | GWh | Before Competition Groups | 11.1266 | 0 | 0 | 8008.329 | 0.0013894 | 42 | Commercial_2032_SC D_GWh_Before Competition Groups_42 | Outside Air Economizer | 0.1389% | 0 | 11.1266 | Commercial_2032_SC D_GWh_Before Competition Groups_Outside Air Economizer
Commercial | Com ¦ Energy Efficient Laboratory Fume Hood | 2032 | SC D | GWh | Before Competition Groups | 11.1164 | 0 | 0 | 8008.329 | 0.0013881 | 43 | Commercial_2032_SC D_GWh_Before Competition Groups_43 | Energy Efficient Laboratory Fume Hood | 0.1388% | 0 | 11.1164 | Commercial_2032_SC D_GWh_Before Competition Groups_Energy Efficient Laboratory Fume Hood
Commercial | Com ¦ Duct Insulation, R8 | 2032 | SC D | GWh | Before Competition Groups | 10.7692 | 0 | 0 | 8008.329 | 0.0013448 | 44 | Commercial_2032_SC D_GWh_Before Competition Groups_44 | Duct Insulation, R8 | 0.1345% | 0 | 10.7692 | Commercial_2032_SC D_GWh_Before Competition Groups_Duct Insulation, R8
Commercial | Com ¦ ENERGY STAR Fryer (84% eff) | 2032 | SC D | GWh | Before Competition Groups | 9.8805 | 0 | 0 | 8008.329 | 0.0012338 | 45 | Commercial_2032_SC D_GWh_Before Competition Groups_45 | ENERGY STAR Fryer (84% eff) | 0.1234% | 0 | 9.8805 | Commercial_2032_SC D_GWh_Before Competition Groups_ENERGY STAR Fryer (84% eff)
Commercial | Com ¦ Water Heating (DHW) Pipe Insulation (Add 3/4\ Foam)" | 2032 | SC D | GWh | Before Competition Groups | 9.7929 | 0 | 0 | 8008.329 | 0.0012228 | 46 | Commercial_2032_SC D_GWh_Before Competition Groups_46 | Water Heating (DHW) Pipe Insulation (Add 3/4\ Foam)" | 0.1223% | 0 | 9.7929 | Commercial_2032_SC D_GWh_Before Competition Groups_Water Heating (DHW) Pipe Insulation (Add 3/4\ Foam)"
Commercial | Com ¦ Suction Pipe Insulation Freezer/Refrigerator | 2032 | SC D | GWh | Before Competition Groups | 6.012 | 0 | 0 | 8008.329 | 0.00075072 | 47 | Commercial_2032_SC D_GWh_Before Competition Groups_47 | Suction Pipe Insulation Freezer/Refrigerator | 0.07507% | 0 | 6.012 | Commercial_2032_SC D_GWh_Before Competition Groups_Suction Pipe Insulation Freezer/Refrigerator
Commercial | Com ¦ ENERGY STAR Dishwasher | 2032 | SC D | GWh | Before Competition Groups | 4.7888 | 0 | 0 | 8008.329 | 0.00059798 | 48 | Commercial_2032_SC D_GWh_Before Competition Groups_48 | ENERGY STAR Dishwasher | 0.0598% | 0 | 4.7888 | Commercial_2032_SC D_GWh_Before Competition Groups_ENERGY STAR Dishwasher
Commercial | Com ¦ ENERGY STAR Steam Cookers | 2032 | SC D | GWh | Before Competition Groups | 4.7303 | 0 | 0 | 8008.329 | 0.00059067 | 49 | Commercial_2032_SC D_GWh_Before Competition Groups_49 | ENERGY STAR Steam Cookers | 0.05907% | 0 | 4.7303 | Commercial_2032_SC D_GWh_Before Competition Groups_ENERGY STAR Steam Cookers
Commercial | Com ¦ Condensing Make Up Air Unit | 2032 | SC D | GWh | Before Competition Groups | 2.6881 | 0 | 0 | 8008.329 | 0.00033567 | 50 | Commercial_2032_SC D_GWh_Before Competition Groups_50 | Condensing Make Up Air Unit | 0.03357% | 0 | 2.6881 | Commercial_2032_SC D_GWh_Before Competition Groups_Condensing Make Up Air Unit
Commercial | Com ¦ Ozone Laundry Treatment | 2032 | SC D | GWh | Before Competition Groups | 2.3441 | 0 | 0 | 8008.329 | 0.00029271 | 51 | Commercial_2032_SC D_GWh_Before Competition Groups_51 | Ozone Laundry Treatment | 0.02927% | 0 | 2.3441 | Commercial_2032_SC D_GWh_Before Competition Groups_Ozone Laundry Treatment
Commercial | Com ¦ Thermostat Setback | 2032 | SC D | GWh | Before Competition Groups | 2.3028 | 0 | 0 | 8008.329 | 0.00028755 | 52 | Commercial_2032_SC D_GWh_Before Competition Groups_52 | Thermostat Setback | 0.02876% | 0 | 2.3028 | Commercial_2032_SC D_GWh_Before Competition Groups_Thermostat Setback
Commercial | Com ¦ ECM MOTORS FOR HVAC APPLICATION (FAN-POWERED VAV BOX) | 2032 | SC D | GWh | Before Competition Groups | 1.508 | 0 | 0 | 8008.329 | 0.0001883 | 53 | Commercial_2032_SC D_GWh_Before Competition Groups_53 | ECM MOTORS FOR HVAC APPLICATION (FAN-POWERED VAV BOX) | 0.01883% | 0 | 1.508 | Commercial_2032_SC D_GWh_Before Competition Groups_ECM MOTORS FOR HVAC APPLICATION (FAN-POWERED VAV BOX)
Commercial | Com ¦ CEE Tier 2/Energy Star Clothes Washers | 2032 | SC D | GWh | Before Competition Groups | 0.96985 | 0 | 0 | 8008.329 | 0.00012111 | 54 | Commercial_2032_SC D_GWh_Before Competition Groups_54 | CEE Tier 2/Energy Star Clothes Washers | 0.01211% | 0 | 0.96985 | Commercial_2032_SC D_GWh_Before Competition Groups_CEE Tier 2/Energy Star Clothes Washers
Commercial | Com ¦ Solar Water Preheat (Pools/DHW) | 2032 | SC D | GWh | Before Competition Groups | 0.85947 | 0 | 0 | 8008.329 | 0.00010732 | 55 | Commercial_2032_SC D_GWh_Before Competition Groups_55 | Solar Water Preheat (Pools/DHW) | 0.01073% | 0 | 0.85947 | Commercial_2032_SC D_GWh_Before Competition Groups_Solar Water Preheat (Pools/DHW)
Commercial | Com ¦ Notched V belts for HVAC Systems | 2032 | SC D | GWh | Before Competition Groups | 0.78029 | 0 | 0 | 8008.329 | 9.7435e-05 | 56 | Commercial_2032_SC D_GWh_Before Competition Groups_56 | Notched V belts for HVAC Systems | 0.009743% | 0 | 0.78029 | Commercial_2032_SC D_GWh_Before Competition Groups_Notched V belts for HVAC Systems
Commercial | Com ¦ Demand controlled Circulating Systems | 2032 | SC D | GWh | Before Competition Groups | 0.66683 | 0 | 0 | 8008.329 | 8.3267e-05 | 57 | Commercial_2032_SC D_GWh_Before Competition Groups_57 | Demand controlled Circulating Systems | 0.008327% | 0 | 0.66683 | Commercial_2032_SC D_GWh_Before Competition Groups_Demand controlled Circulating Systems
Commercial | Com ¦ Auto Off Time Switch or Time Clock control | 2032 | SC D | GWh | Before Competition Groups | 0.66092 | 0 | 0 | 8008.329 | 8.253e-05 | 58 | Commercial_2032_SC D_GWh_Before Competition Groups_58 | Auto Off Time Switch or Time Clock control | 0.008253% | 0 | 0.66092 | Commercial_2032_SC D_GWh_Before Competition Groups_Auto Off Time Switch or Time Clock control
Commercial | COM ¦ Ductless Mini-Split Heat Pumps | 2032 | SC D | GWh | Before Competition Groups | 0.63522 | 0 | 0 | 8008.329 | 7.932e-05 | 59 | Commercial_2032_SC D_GWh_Before Competition Groups_59 | Ductless Mini-Split Heat Pumps | 0.007932% | 0 | 0.63522 | Commercial_2032_SC D_GWh_Before Competition Groups_Ductless Mini-Split Heat Pumps
Commercial | Com ¦ PTAC (12 EER/10,000 BTU) | 2032 | SC D | GWh | Before Competition Groups | 0.52435 | 0 | 0 | 8008.329 | 6.5475e-05 | 60 | Commercial_2032_SC D_GWh_Before Competition Groups_60 | PTAC (12 EER/10,000 BTU) | 0.006548% | 0 | 0.52435 | Commercial_2032_SC D_GWh_Before Competition Groups_PTAC (12 EER/10,000 BTU)
Commercial | Com ¦ Low Flow Pre-Rinse Spray Nozzle | 2032 | SC D | GWh | Before Competition Groups | 0.50208 | 0 | 0 | 8008.329 | 6.2695e-05 | 61 | Commercial_2032_SC D_GWh_Before Competition Groups_61 | Low Flow Pre-Rinse Spray Nozzle | 0.00627% | 0 | 0.50208 | Commercial_2032_SC D_GWh_Before Competition Groups_Low Flow Pre-Rinse Spray Nozzle
Commercial | Com ¦ HVAC Optimization | 2032 | SC D | GWh | Before Competition Groups | 0.32354 | 0 | 0 | 8008.329 | 4.04e-05 | 62 | Commercial_2032_SC D_GWh_Before Competition Groups_62 | HVAC Optimization | 0.00404% | 0 | 0.32354 | Commercial_2032_SC D_GWh_Before Competition Groups_HVAC Optimization
Commercial | Com ¦ LED RECESSED DOWNLIGHTS | 2032 | SC D | GWh | Before Competition Groups | 0.29875 | 0 | 0 | 8008.329 | 3.7305e-05 | 63 | Commercial_2032_SC D_GWh_Before Competition Groups_63 | LED RECESSED DOWNLIGHTS | 0.003731% | 0 | 0.29875 | Commercial_2032_SC D_GWh_Before Competition Groups_LED RECESSED DOWNLIGHTS
Commercial | Com ¦ Commercial Hot Food Holding Cabinets | 2032 | SC D | GWh | Before Competition Groups | 0.28261 | 0 | 0 | 8008.329 | 3.5289e-05 | 64 | Commercial_2032_SC D_GWh_Before Competition Groups_64 | Commercial Hot Food Holding Cabinets | 0.003529% | 0 | 0.28261 | Commercial_2032_SC D_GWh_Before Competition Groups_Commercial Hot Food Holding Cabinets
Commercial | Com ¦ High Efficiency Small Instantaneous Water Heater | 2032 | SC D | GWh | Before Competition Groups | 0.18316 | 0 | 0 | 8008.329 | 2.2871e-05 | 65 | Commercial_2032_SC D_GWh_Before Competition Groups_65 | High Efficiency Small Instantaneous Water Heater | 0.002287% | 0 | 0.18316 | Commercial_2032_SC D_GWh_Before Competition Groups_High Efficiency Small Instantaneous Water Heater
Commercial | Com ¦ Air Curtains | 2032 | SC D | GWh | Before Competition Groups | 0.15007 | 0 | 0 | 8008.329 | 1.8739e-05 | 66 | Commercial_2032_SC D_GWh_Before Competition Groups_66 | Air Curtains | 0.001874% | 0 | 0.15007 | Commercial_2032_SC D_GWh_Before Competition Groups_Air Curtains
Commercial | Com ¦ Wall Insulation | 2032 | SC D | GWh | Before Competition Groups | 0.089138 | 0 | 0 | 8008.329 | 1.1131e-05 | 67 | Commercial_2032_SC D_GWh_Before Competition Groups_67 | Wall Insulation | 0.001113% | 0 | 0.089138 | Commercial_2032_SC D_GWh_Before Competition Groups_Wall Insulation
Commercial | Com ¦ Energy Recovery Ventilation and Ventilation (Enhanced) | 2032 | SC D | GWh | Before Competition Groups | 0.070055 | 0 | 0 | 8008.329 | 8.7478e-06 | 68 | Commercial_2032_SC D_GWh_Before Competition Groups_68 | Energy Recovery Ventilation and Ventilation (Enhanced) | 0.0008748% | 0 | 0.070055 | Commercial_2032_SC D_GWh_Before Competition Groups_Energy Recovery Ventilation and Ventilation (Enhanced)
Commercial | Com ¦ Efficient compressor motor | 2032 | SC D | GWh | Before Competition Groups | 0.039552 | 0 | 0 | 8008.329 | 4.9388e-06 | 69 | Commercial_2032_SC D_GWh_Before Competition Groups_69 | Efficient compressor motor | 0.0004939% | 0 | 0.039552 | Commercial_2032_SC D_GWh_Before Competition Groups_Efficient compressor motor
Commercial | Com ¦ Room AC (w/ louvered sides) 14 SEER from 12 SEER code | 2032 | SC D | GWh | Before Competition Groups | 0.038741 | 0 | 0 | 8008.329 | 4.8376e-06 | 70 | Commercial_2032_SC D_GWh_Before Competition Groups_70 | Room AC (w/ louvered sides) 14 SEER from 12 SEER code | 0.0004838% | 0 | 0.038741 | Commercial_2032_SC D_GWh_Before Competition Groups_Room AC (w/ louvered sides) 14 SEER from 12 SEER code
Commercial | Com ¦ VSD Air Compressor | 2032 | SC D | GWh | Before Competition Groups | 0.030541 | 0 | 0 | 8008.329 | 3.8137e-06 | 71 | Commercial_2032_SC D_GWh_Before Competition Groups_71 | VSD Air Compressor | 0.0003814% | 0 | 0.030541 | Commercial_2032_SC D_GWh_Before Competition Groups_VSD Air Compressor
Commercial | Com ¦ EC Plug Fan for Data Center (under cabinet) | 2032 | SC D | GWh | Before Competition Groups | 0.024188 | 0 | 0 | 8008.329 | 3.0204e-06 | 72 | Commercial_2032_SC D_GWh_Before Competition Groups_72 | EC Plug Fan for Data Center (under cabinet) | 0.000302% | 0 | 0.024188 | Commercial_2032_SC D_GWh_Before Competition Groups_EC Plug Fan for Data Center (under cabinet)
Commercial | Com ¦ High Efficiency Chiller (avg of water and air cooled) | 2032 | SC D | GWh | Before Competition Groups | 0.022266 | 0 | 0 | 8008.329 | 2.7803e-06 | 73 | Commercial_2032_SC D_GWh_Before Competition Groups_73 | High Efficiency Chiller (avg of water and air cooled) | 0.000278% | 0 | 0.022266 | Commercial_2032_SC D_GWh_Before Competition Groups_High Efficiency Chiller (avg of water and air cooled)
Commercial | Com ¦ LLLC - High Impact Application | 2032 | SC D | GWh | Before Competition Groups | 0.0059797 | 0 | 0 | 8008.329 | 7.4668e-07 | 74 | Commercial_2032_SC D_GWh_Before Competition Groups_74 | LLLC - High Impact Application | 7.467e-05% | 0 | 0.0059797 | Commercial_2032_SC D_GWh_Before Competition Groups_LLLC - High Impact Application
Commercial | Com ¦ Electric Convection Combination Ovens | 2032 | SC D | GWh | Before Competition Groups | 0.0029477 | 0 | 0 | 8008.329 | 3.6808e-07 | 75 | Commercial_2032_SC D_GWh_Before Competition Groups_75 | Electric Convection Combination Ovens | 3.681e-05% | 0 | 0.0029477 | Commercial_2032_SC D_GWh_Before Competition Groups_Electric Convection Combination Ovens
Commercial | Com ¦ LLLC - Low Impact Application | 2032 | SC D | GWh | Before Competition Groups | 0.00055774 | 0 | 0 | 8008.329 | 6.9645e-08 | 76 | Commercial_2032_SC D_GWh_Before Competition Groups_76 | LLLC - Low Impact Application | 6.964e-06% | 0 | 0.00055774 | Commercial_2032_SC D_GWh_Before Competition Groups_LLLC - Low Impact Application
Commercial | Com ¦ Networked/Connected - Low Impact Application | 2032 | SC D | GWh | Before Competition Groups | 1.7114e-07 | 0 | 0 | 8008.329 | 2.137e-11 | 77 | Commercial_2032_SC D_GWh_Before Competition Groups_77 | Networked/Connected - Low Impact Application | 2.137e-09% | 0 | 1.7114e-07 | Commercial_2032_SC D_GWh_Before Competition Groups_Networked/Connected - Low Impact Application
Commercial | Com ¦ Networked/Connected - High Impact Application | 2032 | SC D | GWh | Before Competition Groups | 2.5602e-08 | 0 | 0 | 8008.329 | 3.197e-12 | 78 | Commercial_2032_SC D_GWh_Before Competition Groups_78 | Networked/Connected - High Impact Application | 3.197e-10% | 0 | 2.5602e-08 | Commercial_2032_SC D_GWh_Before Competition Groups_Networked/Connected - High Impact Application
Commercial | Com ¦ Indoor Daylight Sensors/Photocell Dimming Control | 2032 | SC D | GWh | Before Competition Groups | 0 | 0 | 0 | 8008.329 | 0 | 79 | Commercial_2032_SC D_GWh_Before Competition Groups_79 | Indoor Daylight Sensors/Photocell Dimming Control | 0% | 0 | 0 | Commercial_2032_SC D_GWh_Before Competition Groups_Indoor Daylight Sensors/Photocell Dimming Control
Commercial | Com ¦ Variable Refrigerant Flow Heat Pump | 2032 | SC D | GWh | Before Competition Groups | 0 | 0 | 0 | 8008.329 | 0 | 80 | Commercial_2032_SC D_GWh_Before Competition Groups_80 | Variable Refrigerant Flow Heat Pump | 0% | 0 | 0 | Commercial_2032_SC D_GWh_Before Competition Groups_Variable Refrigerant Flow Heat Pump
Commercial | Com ¦ Building Recommissioning, Operations and Maintenance (O&M) Improvements | 2032 | Technical | GWh | Before Competition Groups | 1956.5937 | 0 | 0 | 20930.4266 | 0.093481 | 1 | Commercial_2032_Technical_GWh_Before Competition Groups_1 | Building Recommissioning, Operations and Maintenance (O&M) Improvements | 9.348% | 0 | 1956.5937 | Commercial_2032_Technical_GWh_Before Competition Groups_Building Recommissioning, Operations and Maintenance (O&M) Improvements
Commercial | Com ¦ Central Lighting Control System | 2032 | Technical | GWh | Before Competition Groups | 1696.2732 | 0 | 0 | 20930.4266 | 0.081043 | 2 | Commercial_2032_Technical_GWh_Before Competition Groups_2 | Central Lighting Control System | 8.104% | 0 | 1696.2732 | Commercial_2032_Technical_GWh_Before Competition Groups_Central Lighting Control System
Commercial | Com ¦ LED Low/High Bay | 2032 | Technical | GWh | Before Competition Groups | 1199.5506 | 0 | 0 | 20930.4266 | 0.057311 | 3 | Commercial_2032_Technical_GWh_Before Competition Groups_3 | LED Low/High Bay | 5.731% | 0 | 1199.5506 | Commercial_2032_Technical_GWh_Before Competition Groups_LED Low/High Bay
Commercial | Com ¦ ENERGY STAR LED LAMPS (REFLECTOR LAMPs/MR16/PAR 16) | 2032 | Technical | GWh | Before Competition Groups | 1041.3881 | 0 | 0 | 20930.4266 | 0.049755 | 4 | Commercial_2032_Technical_GWh_Before Competition Groups_4 | ENERGY STAR LED LAMPS (REFLECTOR LAMPs/MR16/PAR 16) | 4.975% | 0 | 1041.3881 | Commercial_2032_Technical_GWh_Before Competition Groups_ENERGY STAR LED LAMPS (REFLECTOR LAMPs/MR16/PAR 16)
Commercial | Com ¦ LED Troffer/Surface/Suspended | 2032 | Technical | GWh | Before Competition Groups | 977.1762 | 0 | 0 | 20930.4266 | 0.046687 | 5 | Commercial_2032_Technical_GWh_Before Competition Groups_5 | LED Troffer/Surface/Suspended | 4.669% | 0 | 977.1762 | Commercial_2032_Technical_GWh_Before Competition Groups_LED Troffer/Surface/Suspended
Commercial | Com ¦ LLLC - High Impact Application | 2032 | Technical | GWh | Before Competition Groups | 836.6112 | 0 | 0 | 20930.4266 | 0.039971 | 6 | Commercial_2032_Technical_GWh_Before Competition Groups_6 | LLLC - High Impact Application | 3.997% | 0 | 836.6112 | Commercial_2032_Technical_GWh_Before Competition Groups_LLLC - High Impact Application
Commercial | Com ¦ LLLC - Low Impact Application | 2032 | Technical | GWh | Before Competition Groups | 828.8737 | 0 | 0 | 20930.4266 | 0.039601 | 7 | Commercial_2032_Technical_GWh_Before Competition Groups_7 | LLLC - Low Impact Application | 3.96% | 0 | 828.8737 | Commercial_2032_Technical_GWh_Before Competition Groups_LLLC - Low Impact Application
Commercial | Com ¦ Networked/Connected - High Impact Application | 2032 | Technical | GWh | Before Competition Groups | 756.4785 | 0 | 0 | 20930.4266 | 0.036143 | 8 | Commercial_2032_Technical_GWh_Before Competition Groups_8 | Networked/Connected - High Impact Application | 3.614% | 0 | 756.4785 | Commercial_2032_Technical_GWh_Before Competition Groups_Networked/Connected - High Impact Application
Commercial | Com ¦ Education and Capacity Building/Energy Behavior | 2032 | Technical | GWh | Before Competition Groups | 735.9165 | 0 | 0 | 20930.4266 | 0.03516 | 9 | Commercial_2032_Technical_GWh_Before Competition Groups_9 | Education and Capacity Building/Energy Behavior | 3.516% | 0 | 735.9165 | Commercial_2032_Technical_GWh_Before Competition Groups_Education and Capacity Building/Energy Behavior
Commercial | Com ¦ Networked/Connected - Low Impact Application | 2032 | Technical | GWh | Before Competition Groups | 711.44 | 0 | 0 | 20930.4266 | 0.033991 | 10 | Commercial_2032_Technical_GWh_Before Competition Groups_10 | Networked/Connected - Low Impact Application | 3.399% | 0 | 711.44 | Commercial_2032_Technical_GWh_Before Competition Groups_Networked/Connected - Low Impact Application
Commercial | Com ¦ LED Replacement Lamp (Tube) | 2032 | Technical | GWh | Before Competition Groups | 653.2368 | 0 | 0 | 20930.4266 | 0.03121 | 11 | Commercial_2032_Technical_GWh_Before Competition Groups_11 | LED Replacement Lamp (Tube) | 3.121% | 0 | 653.2368 | Commercial_2032_Technical_GWh_Before Competition Groups_LED Replacement Lamp (Tube)
Commercial | Com ¦ LED EXTERIOR AREA LIGHTS - LED fixture (200W) | 2032 | Technical | GWh | Before Competition Groups | 643.4202 | 0 | 0 | 20930.4266 | 0.030741 | 12 | Commercial_2032_Technical_GWh_Before Competition Groups_12 | LED EXTERIOR AREA LIGHTS - LED fixture (200W) | 3.074% | 0 | 643.4202 | Commercial_2032_Technical_GWh_Before Competition Groups_LED EXTERIOR AREA LIGHTS - LED fixture (200W)
Commercial | Com ¦ LED parking lot fixture | 2032 | Technical | GWh | Before Competition Groups | 613.0478 | 0 | 0 | 20930.4266 | 0.02929 | 13 | Commercial_2032_Technical_GWh_Before Competition Groups_13 | LED parking lot fixture | 2.929% | 0 | 613.0478 | Commercial_2032_Technical_GWh_Before Competition Groups_LED parking lot fixture
Commercial | Com ¦ High Efficiency Air Source Heat Pump | 2032 | Technical | GWh | Before Competition Groups | 610.1976 | 0 | 0 | 20930.4266 | 0.029154 | 14 | Commercial_2032_Technical_GWh_Before Competition Groups_14 | High Efficiency Air Source Heat Pump | 2.915% | 0 | 610.1976 | Commercial_2032_Technical_GWh_Before Competition Groups_High Efficiency Air Source Heat Pump
Commercial | Com ¦ Smart Strip Plug Outlets | 2032 | Technical | GWh | Before Competition Groups | 574.403 | 0 | 0 | 20930.4266 | 0.027443 | 15 | Commercial_2032_Technical_GWh_Before Competition Groups_15 | Smart Strip Plug Outlets | 2.744% | 0 | 574.403 | Commercial_2032_Technical_GWh_Before Competition Groups_Smart Strip Plug Outlets
Commercial | Com ¦ Furnace Tune-Up | 2032 | Technical | GWh | Before Competition Groups | 537.2682 | 0 | 0 | 20930.4266 | 0.025669 | 16 | Commercial_2032_Technical_GWh_Before Competition Groups_16 | Furnace Tune-Up | 2.567% | 0 | 537.2682 | Commercial_2032_Technical_GWh_Before Competition Groups_Furnace Tune-Up
Commercial | Com ¦ Variable Refrigerant Flow Heat Pump | 2032 | Technical | GWh | Before Competition Groups | 484.5286 | 0 | 0 | 20930.4266 | 0.023149 | 17 | Commercial_2032_Technical_GWh_Before Competition Groups_17 | Variable Refrigerant Flow Heat Pump | 2.315% | 0 | 484.5286 | Commercial_2032_Technical_GWh_Before Competition Groups_Variable Refrigerant Flow Heat Pump
Commercial | Com ¦ Refrigerated Display Case Doors | 2032 | Technical | GWh | Before Competition Groups | 414.1758 | 0 | 0 | 20930.4266 | 0.019788 | 18 | Commercial_2032_Technical_GWh_Before Competition Groups_18 | Refrigerated Display Case Doors | 1.979% | 0 | 414.1758 | Commercial_2032_Technical_GWh_Before Competition Groups_Refrigerated Display Case Doors
Commercial | Com ¦ LED street light fixture | 2032 | Technical | GWh | Before Competition Groups | 389.709 | 0 | 0 | 20930.4266 | 0.018619 | 19 | Commercial_2032_Technical_GWh_Before Competition Groups_19 | LED street light fixture | 1.862% | 0 | 389.709 | Commercial_2032_Technical_GWh_Before Competition Groups_LED street light fixture
Commercial | Com ¦ Advanced BAS/Controllers | 2032 | Technical | GWh | Before Competition Groups | 330.4182 | 0 | 0 | 20930.4266 | 0.015787 | 20 | Commercial_2032_Technical_GWh_Before Competition Groups_20 | Advanced BAS/Controllers | 1.579% | 0 | 330.4182 | Commercial_2032_Technical_GWh_Before Competition Groups_Advanced BAS/Controllers
Commercial | Com ¦ Demand Control Ventilation | 2032 | Technical | GWh | Before Competition Groups | 314.1005 | 0 | 0 | 20930.4266 | 0.015007 | 21 | Commercial_2032_Technical_GWh_Before Competition Groups_21 | Demand Control Ventilation | 1.501% | 0 | 314.1005 | Commercial_2032_Technical_GWh_Before Competition Groups_Demand Control Ventilation
Commercial | Com ¦ Data Center Storage/Server Virtualization | 2032 | Technical | GWh | Before Competition Groups | 306.4966 | 0 | 0 | 20930.4266 | 0.014644 | 22 | Commercial_2032_Technical_GWh_Before Competition Groups_22 | Data Center Storage/Server Virtualization | 1.464% | 0 | 306.4966 | Commercial_2032_Technical_GWh_Before Competition Groups_Data Center Storage/Server Virtualization
Commercial | Com ¦ Reach-in Shaded Pole to ECM/PSC Evaporator Fan Motor | 2032 | Technical | GWh | Before Competition Groups | 305.6959 | 0 | 0 | 20930.4266 | 0.014605 | 23 | Commercial_2032_Technical_GWh_Before Competition Groups_23 | Reach-in Shaded Pole to ECM/PSC Evaporator Fan Motor | 1.461% | 0 | 305.6959 | Commercial_2032_Technical_GWh_Before Competition Groups_Reach-in Shaded Pole to ECM/PSC Evaporator Fan Motor
Commercial | Com ¦ Strip Curtains | 2032 | Technical | GWh | Before Competition Groups | 246.5789 | 0 | 0 | 20930.4266 | 0.011781 | 24 | Commercial_2032_Technical_GWh_Before Competition Groups_24 | Strip Curtains | 1.178% | 0 | 246.5789 | Commercial_2032_Technical_GWh_Before Competition Groups_Strip Curtains
Commercial | Com ¦ Centrally controlled desktop PC/NETWORK PC POWER MANAGEMENT SOFTWARE | 2032 | Technical | GWh | Before Competition Groups | 204.0311 | 0 | 0 | 20930.4266 | 0.0097481 | 25 | Commercial_2032_Technical_GWh_Before Competition Groups_25 | Centrally controlled desktop PC/NETWORK PC POWER MANAGEMENT SOFTWARE | 0.9748% | 0 | 204.0311 | Commercial_2032_Technical_GWh_Before Competition Groups_Centrally controlled desktop PC/NETWORK PC POWER MANAGEMENT SOFTWARE
Commercial | Com ¦ Door Gasket Freezer/Refrigerator | 2032 | Technical | GWh | Before Competition Groups | 202.2688 | 0 | 0 | 20930.4266 | 0.0096639 | 26 | Commercial_2032_Technical_GWh_Before Competition Groups_26 | Door Gasket Freezer/Refrigerator | 0.9664% | 0 | 202.2688 | Commercial_2032_Technical_GWh_Before Competition Groups_Door Gasket Freezer/Refrigerator
Commercial | Com ¦ Unitary Air-Conditioning Unit | 2032 | Technical | GWh | Before Competition Groups | 181.8895 | 0 | 0 | 20930.4266 | 0.0086902 | 27 | Commercial_2032_Technical_GWh_Before Competition Groups_27 | Unitary Air-Conditioning Unit | 0.869% | 0 | 181.8895 | Commercial_2032_Technical_GWh_Before Competition Groups_Unitary Air-Conditioning Unit
Commercial | Com ¦ Variable Frequency Drive (VFD) | 2032 | Technical | GWh | Before Competition Groups | 178.0852 | 0 | 0 | 20930.4266 | 0.0085084 | 28 | Commercial_2032_Technical_GWh_Before Competition Groups_28 | Variable Frequency Drive (VFD) | 0.8508% | 0 | 178.0852 | Commercial_2032_Technical_GWh_Before Competition Groups_Variable Frequency Drive (VFD)
Commercial | Com ¦ LED or Equivalent Sign Lighting | 2032 | Technical | GWh | Before Competition Groups | 174.2477 | 0 | 0 | 20930.4266 | 0.0083251 | 29 | Commercial_2032_Technical_GWh_Before Competition Groups_29 | LED or Equivalent Sign Lighting | 0.8325% | 0 | 174.2477 | Commercial_2032_Technical_GWh_Before Competition Groups_LED or Equivalent Sign Lighting
Commercial | Com ¦ Refrigeration Optimization | 2032 | Technical | GWh | Before Competition Groups | 169.8498 | 0 | 0 | 20930.4266 | 0.008115 | 30 | Commercial_2032_Technical_GWh_Before Competition Groups_30 | Refrigeration Optimization | 0.8115% | 0 | 169.8498 | Commercial_2032_Technical_GWh_Before Competition Groups_Refrigeration Optimization
Commercial | Com ¦ VFD on Pumps | 2032 | Technical | GWh | Before Competition Groups | 166.6666 | 0 | 0 | 20930.4266 | 0.0079629 | 31 | Commercial_2032_Technical_GWh_Before Competition Groups_31 | VFD on Pumps | 0.7963% | 0 | 166.6666 | Commercial_2032_Technical_GWh_Before Competition Groups_VFD on Pumps
Commercial | Com ¦ Adaptive Thermostats | 2032 | Technical | GWh | Before Competition Groups | 146.567 | 0 | 0 | 20930.4266 | 0.0070026 | 32 | Commercial_2032_Technical_GWh_Before Competition Groups_32 | Adaptive Thermostats | 0.7003% | 0 | 146.567 | Commercial_2032_Technical_GWh_Before Competition Groups_Adaptive Thermostats
Commercial | Com ¦ Air Handler with Dedicated Outdoor Air Systems | 2032 | Technical | GWh | Before Competition Groups | 135.9213 | 0 | 0 | 20930.4266 | 0.006494 | 33 | Commercial_2032_Technical_GWh_Before Competition Groups_33 | Air Handler with Dedicated Outdoor Air Systems | 0.6494% | 0 | 135.9213 | Commercial_2032_Technical_GWh_Before Competition Groups_Air Handler with Dedicated Outdoor Air Systems
Commercial | Com ¦ ENERGY STAR FREEZER | 2032 | Technical | GWh | Before Competition Groups | 126.2494 | 0 | 0 | 20930.4266 | 0.0060319 | 34 | Commercial_2032_Technical_GWh_Before Competition Groups_34 | ENERGY STAR FREEZER | 0.6032% | 0 | 126.2494 | Commercial_2032_Technical_GWh_Before Competition Groups_ENERGY STAR FREEZER
Commercial | Com ¦ ENERGY STAR LED LAMPS (General Service Lamps) | 2032 | Technical | GWh | Before Competition Groups | 122.2862 | 0 | 0 | 20930.4266 | 0.0058425 | 35 | Commercial_2032_Technical_GWh_Before Competition Groups_35 | ENERGY STAR LED LAMPS (General Service Lamps) | 0.5843% | 0 | 122.2862 | Commercial_2032_Technical_GWh_Before Competition Groups_ENERGY STAR LED LAMPS (General Service Lamps)
Commercial | Com ¦ Condensing Make Up Air Unit | 2032 | Technical | GWh | Before Competition Groups | 118.6463 | 0 | 0 | 20930.4266 | 0.0056686 | 36 | Commercial_2032_Technical_GWh_Before Competition Groups_36 | Condensing Make Up Air Unit | 0.5669% | 0 | 118.6463 | Commercial_2032_Technical_GWh_Before Competition Groups_Condensing Make Up Air Unit
Commercial | Com ¦ ENERGY STAR ICE MACHINES - Ice Making Head | 2032 | Technical | GWh | Before Competition Groups | 110.7356 | 0 | 0 | 20930.4266 | 0.0052907 | 37 | Commercial_2032_Technical_GWh_Before Competition Groups_37 | ENERGY STAR ICE MACHINES - Ice Making Head | 0.5291% | 0 | 110.7356 | Commercial_2032_Technical_GWh_Before Competition Groups_ENERGY STAR ICE MACHINES - Ice Making Head
Commercial | Com ¦ Demand Control Kitchen Ventilation | 2032 | Technical | GWh | Before Competition Groups | 108.9981 | 0 | 0 | 20930.4266 | 0.0052076 | 38 | Commercial_2032_Technical_GWh_Before Competition Groups_38 | Demand Control Kitchen Ventilation | 0.5208% | 0 | 108.9981 | Commercial_2032_Technical_GWh_Before Competition Groups_Demand Control Kitchen Ventilation
Commercial | Com ¦ Super-High Efficiency Furnaces (Emerging Tech) | 2032 | Technical | GWh | Before Competition Groups | 105.4971 | 0 | 0 | 20930.4266 | 0.0050404 | 39 | Commercial_2032_Technical_GWh_Before Competition Groups_39 | Super-High Efficiency Furnaces (Emerging Tech) | 0.504% | 0 | 105.4971 | Commercial_2032_Technical_GWh_Before Competition Groups_Super-High Efficiency Furnaces (Emerging Tech)
Commercial | Com ¦ Refrigerated Display Case LED | 2032 | Technical | GWh | Before Competition Groups | 105.2265 | 0 | 0 | 20930.4266 | 0.0050274 | 40 | Commercial_2032_Technical_GWh_Before Competition Groups_40 | Refrigerated Display Case LED | 0.5027% | 0 | 105.2265 | Commercial_2032_Technical_GWh_Before Competition Groups_Refrigerated Display Case LED
Commercial | Com ¦ Indoor Daylight Sensors/Photocell Dimming Control | 2032 | Technical | GWh | Before Competition Groups | 100.1101 | 0 | 0 | 20930.4266 | 0.004783 | 41 | Commercial_2032_Technical_GWh_Before Competition Groups_41 | Indoor Daylight Sensors/Photocell Dimming Control | 0.4783% | 0 | 100.1101 | Commercial_2032_Technical_GWh_Before Competition Groups_Indoor Daylight Sensors/Photocell Dimming Control
Commercial | Com ¦ Adding reflective (White) roof treatment or a green roof | 2032 | Technical | GWh | Before Competition Groups | 87.3506 | 0 | 0 | 20930.4266 | 0.0041734 | 42 | Commercial_2032_Technical_GWh_Before Competition Groups_42 | Adding reflective (White) roof treatment or a green roof | 0.4173% | 0 | 87.3506 | Commercial_2032_Technical_GWh_Before Competition Groups_Adding reflective (White) roof treatment or a green roof
Commercial | Com ¦ ECM MOTORS FOR EVAPORATOR FANS for refrigeration (WALK-IN) | 2032 | Technical | GWh | Before Competition Groups | 84.3626 | 0 | 0 | 20930.4266 | 0.0040306 | 43 | Commercial_2032_Technical_GWh_Before Competition Groups_43 | ECM MOTORS FOR EVAPORATOR FANS for refrigeration (WALK-IN) | 0.4031% | 0 | 84.3626 | Commercial_2032_Technical_GWh_Before Competition Groups_ECM MOTORS FOR EVAPORATOR FANS for refrigeration (WALK-IN)
Commercial | Com ¦ Condensing Unit Heaters or other Efficient Unit Heating System | 2032 | Technical | GWh | Before Competition Groups | 80.8511 | 0 | 0 | 20930.4266 | 0.0038629 | 44 | Commercial_2032_Technical_GWh_Before Competition Groups_44 | Condensing Unit Heaters or other Efficient Unit Heating System | 0.3863% | 0 | 80.8511 | Commercial_2032_Technical_GWh_Before Competition Groups_Condensing Unit Heaters or other Efficient Unit Heating System
Commercial | Com ¦ Occupancy Sensors | 2032 | Technical | GWh | Before Competition Groups | 76.06 | 0 | 0 | 20930.4266 | 0.0036339 | 45 | Commercial_2032_Technical_GWh_Before Competition Groups_45 | Occupancy Sensors | 0.3634% | 0 | 76.06 | Commercial_2032_Technical_GWh_Before Competition Groups_Occupancy Sensors
Commercial | Com ¦ High R-Value Glass Doors/no-heat glass door | 2032 | Technical | GWh | Before Competition Groups | 74.6669 | 0 | 0 | 20930.4266 | 0.0035674 | 46 | Commercial_2032_Technical_GWh_Before Competition Groups_46 | High R-Value Glass Doors/no-heat glass door | 0.3567% | 0 | 74.6669 | Commercial_2032_Technical_GWh_Before Competition Groups_High R-Value Glass Doors/no-heat glass door
Commercial | Com ¦ Freezer Case Light Sensor | 2032 | Technical | GWh | Before Competition Groups | 69.4826 | 0 | 0 | 20930.4266 | 0.0033197 | 47 | Commercial_2032_Technical_GWh_Before Competition Groups_47 | Freezer Case Light Sensor | 0.332% | 0 | 69.4826 | Commercial_2032_Technical_GWh_Before Competition Groups_Freezer Case Light Sensor
Commercial | Com ¦ Evaporator Fan Controls | 2032 | Technical | GWh | Before Competition Groups | 67.7772 | 0 | 0 | 20930.4266 | 0.0032382 | 48 | Commercial_2032_Technical_GWh_Before Competition Groups_48 | Evaporator Fan Controls | 0.3238% | 0 | 67.7772 | Commercial_2032_Technical_GWh_Before Competition Groups_Evaporator Fan Controls
Commercial | Com ¦ HOTEL OCCUPANCY CONTROLS (HVAC + LIGHTING) | 2032 | Technical | GWh | Before Competition Groups | 67.1727 | 0 | 0 | 20930.4266 | 0.0032093 | 49 | Commercial_2032_Technical_GWh_Before Competition Groups_49 | HOTEL OCCUPANCY CONTROLS (HVAC + LIGHTING) | 0.3209% | 0 | 67.1727 | Commercial_2032_Technical_GWh_Before Competition Groups_HOTEL OCCUPANCY CONTROLS (HVAC + LIGHTING)
Commercial | Com ¦ ENERGY STAR Refrigerator | 2032 | Technical | GWh | Before Competition Groups | 62.5265 | 0 | 0 | 20930.4266 | 0.0029873 | 50 | Commercial_2032_Technical_GWh_Before Competition Groups_50 | ENERGY STAR Refrigerator | 0.2987% | 0 | 62.5265 | Commercial_2032_Technical_GWh_Before Competition Groups_ENERGY STAR Refrigerator
Commercial | Com ¦ Ground Source Heat Pump | 2032 | Technical | GWh | Before Competition Groups | 61.7152 | 0 | 0 | 20930.4266 | 0.0029486 | 51 | Commercial_2032_Technical_GWh_Before Competition Groups_51 | Ground Source Heat Pump | 0.2949% | 0 | 61.7152 | Commercial_2032_Technical_GWh_Before Competition Groups_Ground Source Heat Pump
Commercial | Com ¦ Elec Storage WH 2.30 Et | 2032 | Technical | GWh | Before Competition Groups | 46.776 | 0 | 0 | 20930.4266 | 0.0022348 | 52 | Commercial_2032_Technical_GWh_Before Competition Groups_52 | Elec Storage WH 2.30 Et | 0.2235% | 0 | 46.776 | Commercial_2032_Technical_GWh_Before Competition Groups_Elec Storage WH 2.30 Et
Commercial | Com ¦ Refrigeration Commissioning | 2032 | Technical | GWh | Before Competition Groups | 46.4855 | 0 | 0 | 20930.4266 | 0.002221 | 53 | Commercial_2032_Technical_GWh_Before Competition Groups_53 | Refrigeration Commissioning | 0.2221% | 0 | 46.4855 | Commercial_2032_Technical_GWh_Before Competition Groups_Refrigeration Commissioning
Commercial | Com ¦ Chilled Water Optimization | 2032 | Technical | GWh | Before Competition Groups | 44.6551 | 0 | 0 | 20930.4266 | 0.0021335 | 54 | Commercial_2032_Technical_GWh_Before Competition Groups_54 | Chilled Water Optimization | 0.2134% | 0 | 44.6551 | Commercial_2032_Technical_GWh_Before Competition Groups_Chilled Water Optimization
Commercial | Com ¦ BEVERAGE VENDING MACHINE CONTROLS | 2032 | Technical | GWh | Before Competition Groups | 41.584 | 0 | 0 | 20930.4266 | 0.0019868 | 55 | Commercial_2032_Technical_GWh_Before Competition Groups_55 | BEVERAGE VENDING MACHINE CONTROLS | 0.1987% | 0 | 41.584 | Commercial_2032_Technical_GWh_Before Competition Groups_BEVERAGE VENDING MACHINE CONTROLS
Commercial | Com ¦ ENERGY STAR Griddle (74% eff) | 2032 | Technical | GWh | Before Competition Groups | 41.2577 | 0 | 0 | 20930.4266 | 0.0019712 | 56 | Commercial_2032_Technical_GWh_Before Competition Groups_56 | ENERGY STAR Griddle (74% eff) | 0.1971% | 0 | 41.2577 | Commercial_2032_Technical_GWh_Before Competition Groups_ENERGY STAR Griddle (74% eff)
Commercial | Com ¦ Water Source Heat Pump (4 ton) | 2032 | Technical | GWh | Before Competition Groups | 33.0077 | 0 | 0 | 20930.4266 | 0.001577 | 57 | Commercial_2032_Technical_GWh_Before Competition Groups_57 | Water Source Heat Pump (4 ton) | 0.1577% | 0 | 33.0077 | Commercial_2032_Technical_GWh_Before Competition Groups_Water Source Heat Pump (4 ton)
Commercial | Com ¦ CO Sensors for parking garage exhaust fans | 2032 | Technical | GWh | Before Competition Groups | 29.7572 | 0 | 0 | 20930.4266 | 0.0014217 | 58 | Commercial_2032_Technical_GWh_Before Competition Groups_58 | CO Sensors for parking garage exhaust fans | 0.1422% | 0 | 29.7572 | Commercial_2032_Technical_GWh_Before Competition Groups_CO Sensors for parking garage exhaust fans
Commercial | Com ¦ Temperature Adjustment in Commercial Freezers | 2032 | Technical | GWh | Before Competition Groups | 25.9172 | 0 | 0 | 20930.4266 | 0.0012383 | 59 | Commercial_2032_Technical_GWh_Before Competition Groups_59 | Temperature Adjustment in Commercial Freezers | 0.1238% | 0 | 25.9172 | Commercial_2032_Technical_GWh_Before Competition Groups_Temperature Adjustment in Commercial Freezers
Commercial | Com ¦ Anti-sweat heat (ASH) controls - Cooler/Freezer | 2032 | Technical | GWh | Before Competition Groups | 25.3903 | 0 | 0 | 20930.4266 | 0.0012131 | 60 | Commercial_2032_Technical_GWh_Before Competition Groups_60 | Anti-sweat heat (ASH) controls - Cooler/Freezer | 0.1213% | 0 | 25.3903 | Commercial_2032_Technical_GWh_Before Competition Groups_Anti-sweat heat (ASH) controls - Cooler/Freezer
Commercial | Com ¦ Energy Efficient Laboratory Fume Hood | 2032 | Technical | GWh | Before Competition Groups | 23.0832 | 0 | 0 | 20930.4266 | 0.0011029 | 61 | Commercial_2032_Technical_GWh_Before Competition Groups_61 | Energy Efficient Laboratory Fume Hood | 0.1103% | 0 | 23.0832 | Commercial_2032_Technical_GWh_Before Competition Groups_Energy Efficient Laboratory Fume Hood
Commercial | Com ¦ Vertical Night Covers | 2032 | Technical | GWh | Before Competition Groups | 20.1048 | 0 | 0 | 20930.4266 | 0.00096055 | 62 | Commercial_2032_Technical_GWh_Before Competition Groups_62 | Vertical Night Covers | 0.09606% | 0 | 20.1048 | Commercial_2032_Technical_GWh_Before Competition Groups_Vertical Night Covers
Commercial | Com ¦ Duct Insulation, R8 | 2032 | Technical | GWh | Before Competition Groups | 17.8986 | 0 | 0 | 20930.4266 | 0.00085515 | 63 | Commercial_2032_Technical_GWh_Before Competition Groups_63 | Duct Insulation, R8 | 0.08551% | 0 | 17.8986 | Commercial_2032_Technical_GWh_Before Competition Groups_Duct Insulation, R8
Commercial | Com ¦ Outside Air Economizer | 2032 | Technical | GWh | Before Competition Groups | 17.3745 | 0 | 0 | 20930.4266 | 0.00083011 | 64 | Commercial_2032_Technical_GWh_Before Competition Groups_64 | Outside Air Economizer | 0.08301% | 0 | 17.3745 | Commercial_2032_Technical_GWh_Before Competition Groups_Outside Air Economizer
Commercial | Com ¦ Water Heating (DHW) Pipe Insulation (Add 3/4\ Foam)" | 2032 | Technical | GWh | Before Competition Groups | 17.3044 | 0 | 0 | 20930.4266 | 0.00082676 | 65 | Commercial_2032_Technical_GWh_Before Competition Groups_65 | Water Heating (DHW) Pipe Insulation (Add 3/4\ Foam)" | 0.08268% | 0 | 17.3044 | Commercial_2032_Technical_GWh_Before Competition Groups_Water Heating (DHW) Pipe Insulation (Add 3/4\ Foam)"
Commercial | Com ¦ ENERGY STAR Fryer (84% eff) | 2032 | Technical | GWh | Before Competition Groups | 14.7436 | 0 | 0 | 20930.4266 | 0.00070441 | 66 | Commercial_2032_Technical_GWh_Before Competition Groups_66 | ENERGY STAR Fryer (84% eff) | 0.07044% | 0 | 14.7436 | Commercial_2032_Technical_GWh_Before Competition Groups_ENERGY STAR Fryer (84% eff)
Commercial | Com ¦ Roof Insulation/Ceiling Insulation (R25 Code to R35) | 2032 | Technical | GWh | Before Competition Groups | 13.9374 | 0 | 0 | 20930.4266 | 0.00066589 | 67 | Commercial_2032_Technical_GWh_Before Competition Groups_67 | Roof Insulation/Ceiling Insulation (R25 Code to R35) | 0.06659% | 0 | 13.9374 | Commercial_2032_Technical_GWh_Before Competition Groups_Roof Insulation/Ceiling Insulation (R25 Code to R35)
Commercial | Com ¦ High Efficiency Small Instantaneous Water Heater | 2032 | Technical | GWh | Before Competition Groups | 12.8484 | 0 | 0 | 20930.4266 | 0.00061386 | 68 | Commercial_2032_Technical_GWh_Before Competition Groups_68 | High Efficiency Small Instantaneous Water Heater | 0.06139% | 0 | 12.8484 | Commercial_2032_Technical_GWh_Before Competition Groups_High Efficiency Small Instantaneous Water Heater
Commercial | Com ¦ ENERGY STAR Dishwasher | 2032 | Technical | GWh | Before Competition Groups | 12.0535 | 0 | 0 | 20930.4266 | 0.00057588 | 69 | Commercial_2032_Technical_GWh_Before Competition Groups_69 | ENERGY STAR Dishwasher | 0.05759% | 0 | 12.0535 | Commercial_2032_Technical_GWh_Before Competition Groups_ENERGY STAR Dishwasher
Commercial | Com ¦ Suction Pipe Insulation Freezer/Refrigerator | 2032 | Technical | GWh | Before Competition Groups | 10.9881 | 0 | 0 | 20930.4266 | 0.00052498 | 70 | Commercial_2032_Technical_GWh_Before Competition Groups_70 | Suction Pipe Insulation Freezer/Refrigerator | 0.0525% | 0 | 10.9881 | Commercial_2032_Technical_GWh_Before Competition Groups_Suction Pipe Insulation Freezer/Refrigerator
Commercial | Com ¦ LED RECESSED DOWNLIGHTS | 2032 | Technical | GWh | Before Competition Groups | 10.6922 | 0 | 0 | 20930.4266 | 0.00051084 | 71 | Commercial_2032_Technical_GWh_Before Competition Groups_71 | LED RECESSED DOWNLIGHTS | 0.05108% | 0 | 10.6922 | Commercial_2032_Technical_GWh_Before Competition Groups_LED RECESSED DOWNLIGHTS
Commercial | Com ¦ Evaporator Coil Defrost (Cooler) | 2032 | Technical | GWh | Before Competition Groups | 9.0553 | 0 | 0 | 20930.4266 | 0.00043264 | 72 | Commercial_2032_Technical_GWh_Before Competition Groups_72 | Evaporator Coil Defrost (Cooler) | 0.04326% | 0 | 9.0553 | Commercial_2032_Technical_GWh_Before Competition Groups_Evaporator Coil Defrost (Cooler)
Commercial | Com ¦ ENERGY STAR Steam Cookers | 2032 | Technical | GWh | Before Competition Groups | 7.2209 | 0 | 0 | 20930.4266 | 0.00034499 | 73 | Commercial_2032_Technical_GWh_Before Competition Groups_73 | ENERGY STAR Steam Cookers | 0.0345% | 0 | 7.2209 | Commercial_2032_Technical_GWh_Before Competition Groups_ENERGY STAR Steam Cookers
Commercial | Com ¦ SYNCHRONOUS BELT | 2032 | Technical | GWh | Before Competition Groups | 6.4744 | 0 | 0 | 20930.4266 | 0.00030933 | 74 | Commercial_2032_Technical_GWh_Before Competition Groups_74 | SYNCHRONOUS BELT | 0.03093% | 0 | 6.4744 | Commercial_2032_Technical_GWh_Before Competition Groups_SYNCHRONOUS BELT
Commercial | Com ¦ Ozone Laundry Treatment | 2032 | Technical | GWh | Before Competition Groups | 6.4599 | 0 | 0 | 20930.4266 | 0.00030864 | 75 | Commercial_2032_Technical_GWh_Before Competition Groups_75 | Ozone Laundry Treatment | 0.03086% | 0 | 6.4599 | Commercial_2032_Technical_GWh_Before Competition Groups_Ozone Laundry Treatment
Commercial | Com ¦ Efficient compressor motor | 2032 | Technical | GWh | Before Competition Groups | 4.248 | 0 | 0 | 20930.4266 | 0.00020296 | 76 | Commercial_2032_Technical_GWh_Before Competition Groups_76 | Efficient compressor motor | 0.0203% | 0 | 4.248 | Commercial_2032_Technical_GWh_Before Competition Groups_Efficient compressor motor
Commercial | Com ¦ Demand controlled Circulating Systems | 2032 | Technical | GWh | Before Competition Groups | 3.7082 | 0 | 0 | 20930.4266 | 0.00017717 | 77 | Commercial_2032_Technical_GWh_Before Competition Groups_77 | Demand controlled Circulating Systems | 0.01772% | 0 | 3.7082 | Commercial_2032_Technical_GWh_Before Competition Groups_Demand controlled Circulating Systems
Commercial | Com ¦ Solar Water Preheat (Pools/DHW) | 2032 | Technical | GWh | Before Competition Groups | 3.5344 | 0 | 0 | 20930.4266 | 0.00016887 | 78 | Commercial_2032_Technical_GWh_Before Competition Groups_78 | Solar Water Preheat (Pools/DHW) | 0.01689% | 0 | 3.5344 | Commercial_2032_Technical_GWh_Before Competition Groups_Solar Water Preheat (Pools/DHW)
Commercial | Com ¦ Notched V belts for HVAC Systems | 2032 | Technical | GWh | Before Competition Groups | 3.2372 | 0 | 0 | 20930.4266 | 0.00015466 | 79 | Commercial_2032_Technical_GWh_Before Competition Groups_79 | Notched V belts for HVAC Systems | 0.01547% | 0 | 3.2372 | Commercial_2032_Technical_GWh_Before Competition Groups_Notched V belts for HVAC Systems
Commercial | Com ¦ Heat Pump Water Heater (50 Gallons) | 2032 | Technical | GWh | Before Competition Groups | 2.9592 | 0 | 0 | 20930.4266 | 0.00014138 | 80 | Commercial_2032_Technical_GWh_Before Competition Groups_80 | Heat Pump Water Heater (50 Gallons) | 0.01414% | 0 | 2.9592 | Commercial_2032_Technical_GWh_Before Competition Groups_Heat Pump Water Heater (50 Gallons)
Commercial | Com ¦ ECM MOTORS FOR HVAC APPLICATION (FAN-POWERED VAV BOX) | 2032 | Technical | GWh | Before Competition Groups | 2.7679 | 0 | 0 | 20930.4266 | 0.00013224 | 81 | Commercial_2032_Technical_GWh_Before Competition Groups_81 | ECM MOTORS FOR HVAC APPLICATION (FAN-POWERED VAV BOX) | 0.01322% | 0 | 2.7679 | Commercial_2032_Technical_GWh_Before Competition Groups_ECM MOTORS FOR HVAC APPLICATION (FAN-POWERED VAV BOX)
Commercial | Com ¦ Thermostat Setback | 2032 | Technical | GWh | Before Competition Groups | 2.6117 | 0 | 0 | 20930.4266 | 0.00012478 | 82 | Commercial_2032_Technical_GWh_Before Competition Groups_82 | Thermostat Setback | 0.01248% | 0 | 2.6117 | Commercial_2032_Technical_GWh_Before Competition Groups_Thermostat Setback
Commercial | Com ¦ Room AC (w/ louvered sides) 14 SEER from 12 SEER code | 2032 | Technical | GWh | Before Competition Groups | 2.5596 | 0 | 0 | 20930.4266 | 0.00012229 | 83 | Commercial_2032_Technical_GWh_Before Competition Groups_83 | Room AC (w/ louvered sides) 14 SEER from 12 SEER code | 0.01223% | 0 | 2.5596 | Commercial_2032_Technical_GWh_Before Competition Groups_Room AC (w/ louvered sides) 14 SEER from 12 SEER code
Commercial | Com ¦ PTAC (12 EER/10,000 BTU) | 2032 | Technical | GWh | Before Competition Groups | 2.1693 | 0 | 0 | 20930.4266 | 0.00010364 | 84 | Commercial_2032_Technical_GWh_Before Competition Groups_84 | PTAC (12 EER/10,000 BTU) | 0.01036% | 0 | 2.1693 | Commercial_2032_Technical_GWh_Before Competition Groups_PTAC (12 EER/10,000 BTU)
Commercial | Com ¦ Wall Insulation | 2032 | Technical | GWh | Before Competition Groups | 2.1537 | 0 | 0 | 20930.4266 | 0.0001029 | 85 | Commercial_2032_Technical_GWh_Before Competition Groups_85 | Wall Insulation | 0.01029% | 0 | 2.1537 | Commercial_2032_Technical_GWh_Before Competition Groups_Wall Insulation
Commercial | Com ¦ Solar Preheat Make up Air | 2032 | Technical | GWh | Before Competition Groups | 2.1268 | 0 | 0 | 20930.4266 | 0.00010161 | 86 | Commercial_2032_Technical_GWh_Before Competition Groups_86 | Solar Preheat Make up Air | 0.01016% | 0 | 2.1268 | Commercial_2032_Technical_GWh_Before Competition Groups_Solar Preheat Make up Air
Commercial | Com ¦ Commercial Hot Food Holding Cabinets | 2032 | Technical | GWh | Before Competition Groups | 2.0806 | 0 | 0 | 20930.4266 | 9.9406e-05 | 87 | Commercial_2032_Technical_GWh_Before Competition Groups_87 | Commercial Hot Food Holding Cabinets | 0.009941% | 0 | 2.0806 | Commercial_2032_Technical_GWh_Before Competition Groups_Commercial Hot Food Holding Cabinets
Commercial | Com ¦ CEE Tier 2/Energy Star Clothes Washers | 2032 | Technical | GWh | Before Competition Groups | 1.4922 | 0 | 0 | 20930.4266 | 7.1293e-05 | 88 | Commercial_2032_Technical_GWh_Before Competition Groups_88 | CEE Tier 2/Energy Star Clothes Washers | 0.007129% | 0 | 1.4922 | Commercial_2032_Technical_GWh_Before Competition Groups_CEE Tier 2/Energy Star Clothes Washers
Commercial | Com ¦ Auto Off Time Switch or Time Clock control | 2032 | Technical | GWh | Before Competition Groups | 1.3622 | 0 | 0 | 20930.4266 | 6.5084e-05 | 89 | Commercial_2032_Technical_GWh_Before Competition Groups_89 | Auto Off Time Switch or Time Clock control | 0.006508% | 0 | 1.3622 | Commercial_2032_Technical_GWh_Before Competition Groups_Auto Off Time Switch or Time Clock control
Commercial | COM ¦ Ductless Mini-Split Heat Pumps | 2032 | Technical | GWh | Before Competition Groups | 1.3494 | 0 | 0 | 20930.4266 | 6.4469e-05 | 90 | Commercial_2032_Technical_GWh_Before Competition Groups_90 | Ductless Mini-Split Heat Pumps | 0.006447% | 0 | 1.3494 | Commercial_2032_Technical_GWh_Before Competition Groups_Ductless Mini-Split Heat Pumps
Commercial | Com ¦ Solar Electric Water Heater (50 Gallon) | 2032 | Technical | GWh | Before Competition Groups | 1.2598 | 0 | 0 | 20930.4266 | 6.0189e-05 | 91 | Commercial_2032_Technical_GWh_Before Competition Groups_91 | Solar Electric Water Heater (50 Gallon) | 0.006019% | 0 | 1.2598 | Commercial_2032_Technical_GWh_Before Competition Groups_Solar Electric Water Heater (50 Gallon)
Commercial | Com ¦ Low Flow Pre-Rinse Spray Nozzle | 2032 | Technical | GWh | Before Competition Groups | 0.85341 | 0 | 0 | 20930.4266 | 4.0774e-05 | 92 | Commercial_2032_Technical_GWh_Before Competition Groups_92 | Low Flow Pre-Rinse Spray Nozzle | 0.004077% | 0 | 0.85341 | Commercial_2032_Technical_GWh_Before Competition Groups_Low Flow Pre-Rinse Spray Nozzle
Commercial | Com ¦ HVAC Optimization | 2032 | Technical | GWh | Before Competition Groups | 0.8244 | 0 | 0 | 20930.4266 | 3.9388e-05 | 93 | Commercial_2032_Technical_GWh_Before Competition Groups_93 | HVAC Optimization | 0.003939% | 0 | 0.8244 | Commercial_2032_Technical_GWh_Before Competition Groups_HVAC Optimization
Commercial | Com ¦ High Efficiency Chiller (avg of water and air cooled) | 2032 | Technical | GWh | Before Competition Groups | 0.61823 | 0 | 0 | 20930.4266 | 2.9538e-05 | 94 | Commercial_2032_Technical_GWh_Before Competition Groups_94 | High Efficiency Chiller (avg of water and air cooled) | 0.002954% | 0 | 0.61823 | Commercial_2032_Technical_GWh_Before Competition Groups_High Efficiency Chiller (avg of water and air cooled)
Commercial | Com ¦ eCube | 2032 | Technical | GWh | Before Competition Groups | 0.2372 | 0 | 0 | 20930.4266 | 1.1333e-05 | 95 | Commercial_2032_Technical_GWh_Before Competition Groups_95 | eCube | 0.001133% | 0 | 0.2372 | Commercial_2032_Technical_GWh_Before Competition Groups_eCube
Commercial | Com ¦ EC Plug Fan for Data Center (under cabinet) | 2032 | Technical | GWh | Before Competition Groups | 0.20143 | 0 | 0 | 20930.4266 | 9.624e-06 | 96 | Commercial_2032_Technical_GWh_Before Competition Groups_96 | EC Plug Fan for Data Center (under cabinet) | 0.0009624% | 0 | 0.20143 | Commercial_2032_Technical_GWh_Before Competition Groups_EC Plug Fan for Data Center (under cabinet)
Commercial | Com ¦ Exterior Photocell | 2032 | Technical | GWh | Before Competition Groups | 0.061514 | 0 | 0 | 20930.4266 | 2.939e-06 | 97 | Commercial_2032_Technical_GWh_Before Competition Groups_97 | Exterior Photocell | 0.0002939% | 0 | 0.061514 | Commercial_2032_Technical_GWh_Before Competition Groups_Exterior Photocell
Commercial | Com ¦ Air Curtains | 2032 | Technical | GWh | Before Competition Groups | 0.057686 | 0 | 0 | 20930.4266 | 2.7561e-06 | 98 | Commercial_2032_Technical_GWh_Before Competition Groups_98 | Air Curtains | 0.0002756% | 0 | 0.057686 | Commercial_2032_Technical_GWh_Before Competition Groups_Air Curtains
Commercial | Com ¦ VSD Air Compressor | 2032 | Technical | GWh | Before Competition Groups | 0.05013 | 0 | 0 | 20930.4266 | 2.3951e-06 | 99 | Commercial_2032_Technical_GWh_Before Competition Groups_99 | VSD Air Compressor | 0.0002395% | 0 | 0.05013 | Commercial_2032_Technical_GWh_Before Competition Groups_VSD Air Compressor
Commercial | Com ¦ High Efficiency Induction Cooking | 2032 | Technical | GWh | Before Competition Groups | 0.0084738 | 0 | 0 | 20930.4266 | 4.0486e-07 | 100 | Commercial_2032_Technical_GWh_Before Competition Groups_100 | High Efficiency Induction Cooking | 4.049e-05% | 0 | 0.0084738 | Commercial_2032_Technical_GWh_Before Competition Groups_High Efficiency Induction Cooking
Commercial | Com ¦ Electric Convection Combination Ovens | 2032 | Technical | GWh | Before Competition Groups | 0.0039132 | 0 | 0 | 20930.4266 | 1.8696e-07 | 101 | Commercial_2032_Technical_GWh_Before Competition Groups_101 | Electric Convection Combination Ovens | 1.87e-05% | 0 | 0.0039132 | Commercial_2032_Technical_GWh_Before Competition Groups_Electric Convection Combination Ovens
Commercial | Com ¦ Building Recommissioning, Operations and Maintenance (O&M) Improvements | 2033 | Economic | GWh | Before Competition Groups | 1917.2662 | 0 | 0 | 14182.5594 | 0.13518 | 1 | Commercial_2033_Economic_GWh_Before Competition Groups_1 | Building Recommissioning, Operations and Maintenance (O&M) Improvements | 13.52% | 0 | 1917.2662 | Commercial_2033_Economic_GWh_Before Competition Groups_Building Recommissioning, Operations and Maintenance (O&M) Improvements
Commercial | Com ¦ LED Low/High Bay | 2033 | Economic | GWh | Before Competition Groups | 1175.4397 | 0 | 0 | 14182.5594 | 0.082879 | 2 | Commercial_2033_Economic_GWh_Before Competition Groups_2 | LED Low/High Bay | 8.288% | 0 | 1175.4397 | Commercial_2033_Economic_GWh_Before Competition Groups_LED Low/High Bay
Commercial | Com ¦ LED Troffer/Surface/Suspended | 2033 | Economic | GWh | Before Competition Groups | 957.5349 | 0 | 0 | 14182.5594 | 0.067515 | 3 | Commercial_2033_Economic_GWh_Before Competition Groups_3 | LED Troffer/Surface/Suspended | 6.751% | 0 | 957.5349 | Commercial_2033_Economic_GWh_Before Competition Groups_LED Troffer/Surface/Suspended
Commercial | Com ¦ ENERGY STAR LED LAMPS (REFLECTOR LAMPs/MR16/PAR 16) | 2033 | Economic | GWh | Before Competition Groups | 937.992 | 0 | 0 | 14182.5594 | 0.066137 | 4 | Commercial_2033_Economic_GWh_Before Competition Groups_4 | ENERGY STAR LED LAMPS (REFLECTOR LAMPs/MR16/PAR 16) | 6.614% | 0 | 937.992 | Commercial_2033_Economic_GWh_Before Competition Groups_ENERGY STAR LED LAMPS (REFLECTOR LAMPs/MR16/PAR 16)
Commercial | Com ¦ Education and Capacity Building/Energy Behavior | 2033 | Economic | GWh | Before Competition Groups | 718.562 | 0 | 0 | 14182.5594 | 0.050665 | 5 | Commercial_2033_Economic_GWh_Before Competition Groups_5 | Education and Capacity Building/Energy Behavior | 5.067% | 0 | 718.562 | Commercial_2033_Economic_GWh_Before Competition Groups_Education and Capacity Building/Energy Behavior
Commercial | Com ¦ LED Replacement Lamp (Tube) | 2033 | Economic | GWh | Before Competition Groups | 685.409 | 0 | 0 | 14182.5594 | 0.048328 | 6 | Commercial_2033_Economic_GWh_Before Competition Groups_6 | LED Replacement Lamp (Tube) | 4.833% | 0 | 685.409 | Commercial_2033_Economic_GWh_Before Competition Groups_LED Replacement Lamp (Tube)
Commercial | Com ¦ LED EXTERIOR AREA LIGHTS - LED fixture (200W) | 2033 | Economic | GWh | Before Competition Groups | 648.3126 | 0 | 0 | 14182.5594 | 0.045712 | 7 | Commercial_2033_Economic_GWh_Before Competition Groups_7 | LED EXTERIOR AREA LIGHTS - LED fixture (200W) | 4.571% | 0 | 648.3126 | Commercial_2033_Economic_GWh_Before Competition Groups_LED EXTERIOR AREA LIGHTS - LED fixture (200W)
Commercial | Com ¦ High Efficiency Air Source Heat Pump | 2033 | Economic | GWh | Before Competition Groups | 640.8965 | 0 | 0 | 14182.5594 | 0.045189 | 8 | Commercial_2033_Economic_GWh_Before Competition Groups_8 | High Efficiency Air Source Heat Pump | 4.519% | 0 | 640.8965 | Commercial_2033_Economic_GWh_Before Competition Groups_High Efficiency Air Source Heat Pump
Commercial | Com ¦ LED parking lot fixture | 2033 | Economic | GWh | Before Competition Groups | 616.9931 | 0 | 0 | 14182.5594 | 0.043504 | 9 | Commercial_2033_Economic_GWh_Before Competition Groups_9 | LED parking lot fixture | 4.35% | 0 | 616.9931 | Commercial_2033_Economic_GWh_Before Competition Groups_LED parking lot fixture
Commercial | Com ¦ Furnace Tune-Up | 2033 | Economic | GWh | Before Competition Groups | 526.4691 | 0 | 0 | 14182.5594 | 0.037121 | 10 | Commercial_2033_Economic_GWh_Before Competition Groups_10 | Furnace Tune-Up | 3.712% | 0 | 526.4691 | Commercial_2033_Economic_GWh_Before Competition Groups_Furnace Tune-Up
Commercial | Com ¦ LLLC - High Impact Application | 2033 | Economic | GWh | Before Competition Groups | 404.7178 | 0 | 0 | 14182.5594 | 0.028536 | 11 | Commercial_2033_Economic_GWh_Before Competition Groups_11 | LLLC - High Impact Application | 2.854% | 0 | 404.7178 | Commercial_2033_Economic_GWh_Before Competition Groups_LLLC - High Impact Application
Commercial | Com ¦ LED street light fixture | 2033 | Economic | GWh | Before Competition Groups | 393.8527 | 0 | 0 | 14182.5594 | 0.02777 | 12 | Commercial_2033_Economic_GWh_Before Competition Groups_12 | LED street light fixture | 2.777% | 0 | 393.8527 | Commercial_2033_Economic_GWh_Before Competition Groups_LED street light fixture
Commercial | Com ¦ Advanced BAS/Controllers | 2033 | Economic | GWh | Before Competition Groups | 331.9449 | 0 | 0 | 14182.5594 | 0.023405 | 13 | Commercial_2033_Economic_GWh_Before Competition Groups_13 | Advanced BAS/Controllers | 2.341% | 0 | 331.9449 | Commercial_2033_Economic_GWh_Before Competition Groups_Advanced BAS/Controllers
Commercial | Com ¦ Refrigerated Display Case Doors | 2033 | Economic | GWh | Before Competition Groups | 328.2051 | 0 | 0 | 14182.5594 | 0.023141 | 14 | Commercial_2033_Economic_GWh_Before Competition Groups_14 | Refrigerated Display Case Doors | 2.314% | 0 | 328.2051 | Commercial_2033_Economic_GWh_Before Competition Groups_Refrigerated Display Case Doors
Commercial | Com ¦ Reach-in Shaded Pole to ECM/PSC Evaporator Fan Motor | 2033 | Economic | GWh | Before Competition Groups | 320.7387 | 0 | 0 | 14182.5594 | 0.022615 | 15 | Commercial_2033_Economic_GWh_Before Competition Groups_15 | Reach-in Shaded Pole to ECM/PSC Evaporator Fan Motor | 2.262% | 0 | 320.7387 | Commercial_2033_Economic_GWh_Before Competition Groups_Reach-in Shaded Pole to ECM/PSC Evaporator Fan Motor
Commercial | Com ¦ Demand Control Ventilation | 2033 | Economic | GWh | Before Competition Groups | 314.4599 | 0 | 0 | 14182.5594 | 0.022172 | 16 | Commercial_2033_Economic_GWh_Before Competition Groups_16 | Demand Control Ventilation | 2.217% | 0 | 314.4599 | Commercial_2033_Economic_GWh_Before Competition Groups_Demand Control Ventilation
Commercial | Com ¦ Data Center Storage/Server Virtualization | 2033 | Economic | GWh | Before Competition Groups | 307.8867 | 0 | 0 | 14182.5594 | 0.021709 | 17 | Commercial_2033_Economic_GWh_Before Competition Groups_17 | Data Center Storage/Server Virtualization | 2.171% | 0 | 307.8867 | Commercial_2033_Economic_GWh_Before Competition Groups_Data Center Storage/Server Virtualization
Commercial | Com ¦ LLLC - Low Impact Application | 2033 | Economic | GWh | Before Competition Groups | 270.4938 | 0 | 0 | 14182.5594 | 0.019072 | 18 | Commercial_2033_Economic_GWh_Before Competition Groups_18 | LLLC - Low Impact Application | 1.907% | 0 | 270.4938 | Commercial_2033_Economic_GWh_Before Competition Groups_LLLC - Low Impact Application
Commercial | Com ¦ Strip Curtains | 2033 | Economic | GWh | Before Competition Groups | 248.303 | 0 | 0 | 14182.5594 | 0.017508 | 19 | Commercial_2033_Economic_GWh_Before Competition Groups_19 | Strip Curtains | 1.751% | 0 | 248.303 | Commercial_2033_Economic_GWh_Before Competition Groups_Strip Curtains
Commercial | Com ¦ Centrally controlled desktop PC/NETWORK PC POWER MANAGEMENT SOFTWARE | 2033 | Economic | GWh | Before Competition Groups | 205.8535 | 0 | 0 | 14182.5594 | 0.014515 | 20 | Commercial_2033_Economic_GWh_Before Competition Groups_20 | Centrally controlled desktop PC/NETWORK PC POWER MANAGEMENT SOFTWARE | 1.451% | 0 | 205.8535 | Commercial_2033_Economic_GWh_Before Competition Groups_Centrally controlled desktop PC/NETWORK PC POWER MANAGEMENT SOFTWARE
Commercial | Com ¦ Unitary Air-Conditioning Unit | 2033 | Economic | GWh | Before Competition Groups | 190.108 | 0 | 0 | 14182.5594 | 0.013404 | 21 | Commercial_2033_Economic_GWh_Before Competition Groups_21 | Unitary Air-Conditioning Unit | 1.34% | 0 | 190.108 | Commercial_2033_Economic_GWh_Before Competition Groups_Unitary Air-Conditioning Unit
Commercial | Com ¦ LED or Equivalent Sign Lighting | 2033 | Economic | GWh | Before Competition Groups | 175.9824 | 0 | 0 | 14182.5594 | 0.012408 | 22 | Commercial_2033_Economic_GWh_Before Competition Groups_22 | LED or Equivalent Sign Lighting | 1.241% | 0 | 175.9824 | Commercial_2033_Economic_GWh_Before Competition Groups_LED or Equivalent Sign Lighting
Commercial | Com ¦ Variable Frequency Drive (VFD) | 2033 | Economic | GWh | Before Competition Groups | 174.5057 | 0 | 0 | 14182.5594 | 0.012304 | 23 | Commercial_2033_Economic_GWh_Before Competition Groups_23 | Variable Frequency Drive (VFD) | 1.23% | 0 | 174.5057 | Commercial_2033_Economic_GWh_Before Competition Groups_Variable Frequency Drive (VFD)
Commercial | Com ¦ VFD on Pumps | 2033 | Economic | GWh | Before Competition Groups | 163.3166 | 0 | 0 | 14182.5594 | 0.011515 | 24 | Commercial_2033_Economic_GWh_Before Competition Groups_24 | VFD on Pumps | 1.152% | 0 | 163.3166 | Commercial_2033_Economic_GWh_Before Competition Groups_VFD on Pumps
Commercial | Com ¦ Adaptive Thermostats | 2033 | Economic | GWh | Before Competition Groups | 147.7582 | 0 | 0 | 14182.5594 | 0.010418 | 25 | Commercial_2033_Economic_GWh_Before Competition Groups_25 | Adaptive Thermostats | 1.042% | 0 | 147.7582 | Commercial_2033_Economic_GWh_Before Competition Groups_Adaptive Thermostats
Commercial | Com ¦ Air Handler with Dedicated Outdoor Air Systems | 2033 | Economic | GWh | Before Competition Groups | 133.1893 | 0 | 0 | 14182.5594 | 0.0093911 | 26 | Commercial_2033_Economic_GWh_Before Competition Groups_26 | Air Handler with Dedicated Outdoor Air Systems | 0.9391% | 0 | 133.1893 | Commercial_2033_Economic_GWh_Before Competition Groups_Air Handler with Dedicated Outdoor Air Systems
Commercial | Com ¦ ENERGY STAR LED LAMPS (General Service Lamps) | 2033 | Economic | GWh | Before Competition Groups | 122.1422 | 0 | 0 | 14182.5594 | 0.0086121 | 27 | Commercial_2033_Economic_GWh_Before Competition Groups_27 | ENERGY STAR LED LAMPS (General Service Lamps) | 0.8612% | 0 | 122.1422 | Commercial_2033_Economic_GWh_Before Competition Groups_ENERGY STAR LED LAMPS (General Service Lamps)
Commercial | Com ¦ Demand Control Kitchen Ventilation | 2033 | Economic | GWh | Before Competition Groups | 103.3417 | 0 | 0 | 14182.5594 | 0.0072865 | 28 | Commercial_2033_Economic_GWh_Before Competition Groups_28 | Demand Control Kitchen Ventilation | 0.7287% | 0 | 103.3417 | Commercial_2033_Economic_GWh_Before Competition Groups_Demand Control Kitchen Ventilation
Commercial | Com ¦ ECM MOTORS FOR EVAPORATOR FANS for refrigeration (WALK-IN) | 2033 | Economic | GWh | Before Competition Groups | 82.6669 | 0 | 0 | 14182.5594 | 0.0058288 | 29 | Commercial_2033_Economic_GWh_Before Competition Groups_29 | ECM MOTORS FOR EVAPORATOR FANS for refrigeration (WALK-IN) | 0.5829% | 0 | 82.6669 | Commercial_2033_Economic_GWh_Before Competition Groups_ECM MOTORS FOR EVAPORATOR FANS for refrigeration (WALK-IN)
Commercial | Com ¦ Refrigerated Display Case LED | 2033 | Economic | GWh | Before Competition Groups | 81.401 | 0 | 0 | 14182.5594 | 0.0057395 | 30 | Commercial_2033_Economic_GWh_Before Competition Groups_30 | Refrigerated Display Case LED | 0.574% | 0 | 81.401 | Commercial_2033_Economic_GWh_Before Competition Groups_Refrigerated Display Case LED
Commercial | Com ¦ Condensing Unit Heaters or other Efficient Unit Heating System | 2033 | Economic | GWh | Before Competition Groups | 79.226 | 0 | 0 | 14182.5594 | 0.0055862 | 31 | Commercial_2033_Economic_GWh_Before Competition Groups_31 | Condensing Unit Heaters or other Efficient Unit Heating System | 0.5586% | 0 | 79.226 | Commercial_2033_Economic_GWh_Before Competition Groups_Condensing Unit Heaters or other Efficient Unit Heating System
Commercial | Com ¦ Occupancy Sensors | 2033 | Economic | GWh | Before Competition Groups | 76.676 | 0 | 0 | 14182.5594 | 0.0054064 | 32 | Commercial_2033_Economic_GWh_Before Competition Groups_32 | Occupancy Sensors | 0.5406% | 0 | 76.676 | Commercial_2033_Economic_GWh_Before Competition Groups_Occupancy Sensors
Commercial | Com ¦ Freezer Case Light Sensor | 2033 | Economic | GWh | Before Competition Groups | 68.086 | 0 | 0 | 14182.5594 | 0.0048007 | 33 | Commercial_2033_Economic_GWh_Before Competition Groups_33 | Freezer Case Light Sensor | 0.4801% | 0 | 68.086 | Commercial_2033_Economic_GWh_Before Competition Groups_Freezer Case Light Sensor
Commercial | Com ¦ Evaporator Fan Controls | 2033 | Economic | GWh | Before Competition Groups | 66.4149 | 0 | 0 | 14182.5594 | 0.0046829 | 34 | Commercial_2033_Economic_GWh_Before Competition Groups_34 | Evaporator Fan Controls | 0.4683% | 0 | 66.4149 | Commercial_2033_Economic_GWh_Before Competition Groups_Evaporator Fan Controls
Commercial | Com ¦ Door Gasket Freezer/Refrigerator | 2033 | Economic | GWh | Before Competition Groups | 51.1231 | 0 | 0 | 14182.5594 | 0.0036046 | 35 | Commercial_2033_Economic_GWh_Before Competition Groups_35 | Door Gasket Freezer/Refrigerator | 0.3605% | 0 | 51.1231 | Commercial_2033_Economic_GWh_Before Competition Groups_Door Gasket Freezer/Refrigerator
Commercial | Com ¦ Elec Storage WH 2.30 Et | 2033 | Economic | GWh | Before Competition Groups | 47.6471 | 0 | 0 | 14182.5594 | 0.0033596 | 36 | Commercial_2033_Economic_GWh_Before Competition Groups_36 | Elec Storage WH 2.30 Et | 0.336% | 0 | 47.6471 | Commercial_2033_Economic_GWh_Before Competition Groups_Elec Storage WH 2.30 Et
Commercial | Com ¦ Chilled Water Optimization | 2033 | Economic | GWh | Before Competition Groups | 46.9996 | 0 | 0 | 14182.5594 | 0.0033139 | 37 | Commercial_2033_Economic_GWh_Before Competition Groups_37 | Chilled Water Optimization | 0.3314% | 0 | 46.9996 | Commercial_2033_Economic_GWh_Before Competition Groups_Chilled Water Optimization
Commercial | Com ¦ ENERGY STAR Griddle (74% eff) | 2033 | Economic | GWh | Before Competition Groups | 43.0942 | 0 | 0 | 14182.5594 | 0.0030385 | 38 | Commercial_2033_Economic_GWh_Before Competition Groups_38 | ENERGY STAR Griddle (74% eff) | 0.3039% | 0 | 43.0942 | Commercial_2033_Economic_GWh_Before Competition Groups_ENERGY STAR Griddle (74% eff)
Commercial | Com ¦ BEVERAGE VENDING MACHINE CONTROLS | 2033 | Economic | GWh | Before Competition Groups | 41.9381 | 0 | 0 | 14182.5594 | 0.002957 | 39 | Commercial_2033_Economic_GWh_Before Competition Groups_39 | BEVERAGE VENDING MACHINE CONTROLS | 0.2957% | 0 | 41.9381 | Commercial_2033_Economic_GWh_Before Competition Groups_BEVERAGE VENDING MACHINE CONTROLS
Commercial | Com ¦ Water Source Heat Pump (4 ton) | 2033 | Economic | GWh | Before Competition Groups | 34.6334 | 0 | 0 | 14182.5594 | 0.002442 | 40 | Commercial_2033_Economic_GWh_Before Competition Groups_40 | Water Source Heat Pump (4 ton) | 0.2442% | 0 | 34.6334 | Commercial_2033_Economic_GWh_Before Competition Groups_Water Source Heat Pump (4 ton)
Commercial | Com ¦ CO Sensors for parking garage exhaust fans | 2033 | Economic | GWh | Before Competition Groups | 30.018 | 0 | 0 | 14182.5594 | 0.0021165 | 41 | Commercial_2033_Economic_GWh_Before Competition Groups_41 | CO Sensors for parking garage exhaust fans | 0.2117% | 0 | 30.018 | Commercial_2033_Economic_GWh_Before Competition Groups_CO Sensors for parking garage exhaust fans
Commercial | Com ¦ Networked/Connected - Low Impact Application | 2033 | Economic | GWh | Before Competition Groups | 29.9707 | 0 | 0 | 14182.5594 | 0.0021132 | 42 | Commercial_2033_Economic_GWh_Before Competition Groups_42 | Networked/Connected - Low Impact Application | 0.2113% | 0 | 29.9707 | Commercial_2033_Economic_GWh_Before Competition Groups_Networked/Connected - Low Impact Application
Commercial | Com ¦ Temperature Adjustment in Commercial Freezers | 2033 | Economic | GWh | Before Competition Groups | 25.3963 | 0 | 0 | 14182.5594 | 0.0017907 | 43 | Commercial_2033_Economic_GWh_Before Competition Groups_43 | Temperature Adjustment in Commercial Freezers | 0.1791% | 0 | 25.3963 | Commercial_2033_Economic_GWh_Before Competition Groups_Temperature Adjustment in Commercial Freezers
Commercial | Com ¦ Networked/Connected - High Impact Application | 2033 | Economic | GWh | Before Competition Groups | 25.1043 | 0 | 0 | 14182.5594 | 0.0017701 | 44 | Commercial_2033_Economic_GWh_Before Competition Groups_44 | Networked/Connected - High Impact Application | 0.177% | 0 | 25.1043 | Commercial_2033_Economic_GWh_Before Competition Groups_Networked/Connected - High Impact Application
Commercial | Com ¦ Energy Efficient Laboratory Fume Hood | 2033 | Economic | GWh | Before Competition Groups | 22.6192 | 0 | 0 | 14182.5594 | 0.0015949 | 45 | Commercial_2033_Economic_GWh_Before Competition Groups_45 | Energy Efficient Laboratory Fume Hood | 0.1595% | 0 | 22.6192 | Commercial_2033_Economic_GWh_Before Competition Groups_Energy Efficient Laboratory Fume Hood
Commercial | Com ¦ Vertical Night Covers | 2033 | Economic | GWh | Before Competition Groups | 19.7007 | 0 | 0 | 14182.5594 | 0.0013891 | 46 | Commercial_2033_Economic_GWh_Before Competition Groups_46 | Vertical Night Covers | 0.1389% | 0 | 19.7007 | Commercial_2033_Economic_GWh_Before Competition Groups_Vertical Night Covers
Commercial | Com ¦ Duct Insulation, R8 | 2033 | Economic | GWh | Before Competition Groups | 17.5389 | 0 | 0 | 14182.5594 | 0.0012367 | 47 | Commercial_2033_Economic_GWh_Before Competition Groups_47 | Duct Insulation, R8 | 0.1237% | 0 | 17.5389 | Commercial_2033_Economic_GWh_Before Competition Groups_Duct Insulation, R8
Commercial | Com ¦ Outside Air Economizer | 2033 | Economic | GWh | Before Competition Groups | 17.5168 | 0 | 0 | 14182.5594 | 0.0012351 | 48 | Commercial_2033_Economic_GWh_Before Competition Groups_48 | Outside Air Economizer | 0.1235% | 0 | 17.5168 | Commercial_2033_Economic_GWh_Before Competition Groups_Outside Air Economizer
Commercial | Com ¦ Water Heating (DHW) Pipe Insulation (Add 3/4\ Foam)" | 2033 | Economic | GWh | Before Competition Groups | 16.9566 | 0 | 0 | 14182.5594 | 0.0011956 | 49 | Commercial_2033_Economic_GWh_Before Competition Groups_49 | Water Heating (DHW) Pipe Insulation (Add 3/4\ Foam)" | 0.1196% | 0 | 16.9566 | Commercial_2033_Economic_GWh_Before Competition Groups_Water Heating (DHW) Pipe Insulation (Add 3/4\ Foam)"
Commercial | Com ¦ ENERGY STAR Fryer (84% eff) | 2033 | Economic | GWh | Before Competition Groups | 15.4174 | 0 | 0 | 14182.5594 | 0.0010871 | 50 | Commercial_2033_Economic_GWh_Before Competition Groups_50 | ENERGY STAR Fryer (84% eff) | 0.1087% | 0 | 15.4174 | Commercial_2033_Economic_GWh_Before Competition Groups_ENERGY STAR Fryer (84% eff)
Commercial | Com ¦ ENERGY STAR Dishwasher | 2033 | Economic | GWh | Before Competition Groups | 12.2915 | 0 | 0 | 14182.5594 | 0.00086666 | 51 | Commercial_2033_Economic_GWh_Before Competition Groups_51 | ENERGY STAR Dishwasher | 0.08667% | 0 | 12.2915 | Commercial_2033_Economic_GWh_Before Competition Groups_ENERGY STAR Dishwasher
Commercial | Com ¦ Suction Pipe Insulation Freezer/Refrigerator | 2033 | Economic | GWh | Before Competition Groups | 10.7672 | 0 | 0 | 14182.5594 | 0.00075919 | 52 | Commercial_2033_Economic_GWh_Before Competition Groups_52 | Suction Pipe Insulation Freezer/Refrigerator | 0.07592% | 0 | 10.7672 | Commercial_2033_Economic_GWh_Before Competition Groups_Suction Pipe Insulation Freezer/Refrigerator
Commercial | Com ¦ Condensing Make Up Air Unit | 2033 | Economic | GWh | Before Competition Groups | 8.0119 | 0 | 0 | 14182.5594 | 0.00056491 | 53 | Commercial_2033_Economic_GWh_Before Competition Groups_53 | Condensing Make Up Air Unit | 0.05649% | 0 | 8.0119 | Commercial_2033_Economic_GWh_Before Competition Groups_Condensing Make Up Air Unit
Commercial | Com ¦ High Efficiency Small Instantaneous Water Heater | 2033 | Economic | GWh | Before Competition Groups | 7.9677 | 0 | 0 | 14182.5594 | 0.0005618 | 54 | Commercial_2033_Economic_GWh_Before Competition Groups_54 | High Efficiency Small Instantaneous Water Heater | 0.05618% | 0 | 7.9677 | Commercial_2033_Economic_GWh_Before Competition Groups_High Efficiency Small Instantaneous Water Heater
Commercial | Com ¦ ENERGY STAR Steam Cookers | 2033 | Economic | GWh | Before Competition Groups | 7.5467 | 0 | 0 | 14182.5594 | 0.00053211 | 55 | Commercial_2033_Economic_GWh_Before Competition Groups_55 | ENERGY STAR Steam Cookers | 0.05321% | 0 | 7.5467 | Commercial_2033_Economic_GWh_Before Competition Groups_ENERGY STAR Steam Cookers
Commercial | Com ¦ Ozone Laundry Treatment | 2033 | Economic | GWh | Before Competition Groups | 6.5002 | 0 | 0 | 14182.5594 | 0.00045832 | 56 | Commercial_2033_Economic_GWh_Before Competition Groups_56 | Ozone Laundry Treatment | 0.04583% | 0 | 6.5002 | Commercial_2033_Economic_GWh_Before Competition Groups_Ozone Laundry Treatment
Commercial | Com ¦ Solar Water Preheat (Pools/DHW) | 2033 | Economic | GWh | Before Competition Groups | 3.7112 | 0 | 0 | 14182.5594 | 0.00026168 | 57 | Commercial_2033_Economic_GWh_Before Competition Groups_57 | Solar Water Preheat (Pools/DHW) | 0.02617% | 0 | 3.7112 | Commercial_2033_Economic_GWh_Before Competition Groups_Solar Water Preheat (Pools/DHW)
Commercial | Com ¦ Demand controlled Circulating Systems | 2033 | Economic | GWh | Before Competition Groups | 3.6336 | 0 | 0 | 14182.5594 | 0.00025621 | 58 | Commercial_2033_Economic_GWh_Before Competition Groups_58 | Demand controlled Circulating Systems | 0.02562% | 0 | 3.6336 | Commercial_2033_Economic_GWh_Before Competition Groups_Demand controlled Circulating Systems
Commercial | Com ¦ ECM MOTORS FOR HVAC APPLICATION (FAN-POWERED VAV BOX) | 2033 | Economic | GWh | Before Competition Groups | 2.7724 | 0 | 0 | 14182.5594 | 0.00019548 | 59 | Commercial_2033_Economic_GWh_Before Competition Groups_59 | ECM MOTORS FOR HVAC APPLICATION (FAN-POWERED VAV BOX) | 0.01955% | 0 | 2.7724 | Commercial_2033_Economic_GWh_Before Competition Groups_ECM MOTORS FOR HVAC APPLICATION (FAN-POWERED VAV BOX)
Commercial | Com ¦ Thermostat Setback | 2033 | Economic | GWh | Before Competition Groups | 2.6686 | 0 | 0 | 14182.5594 | 0.00018816 | 60 | Commercial_2033_Economic_GWh_Before Competition Groups_60 | Thermostat Setback | 0.01882% | 0 | 2.6686 | Commercial_2033_Economic_GWh_Before Competition Groups_Thermostat Setback
Commercial | Com ¦ Notched V belts for HVAC Systems | 2033 | Economic | GWh | Before Competition Groups | 2.4514 | 0 | 0 | 14182.5594 | 0.00017285 | 61 | Commercial_2033_Economic_GWh_Before Competition Groups_61 | Notched V belts for HVAC Systems | 0.01728% | 0 | 2.4514 | Commercial_2033_Economic_GWh_Before Competition Groups_Notched V belts for HVAC Systems
Commercial | Com ¦ Efficient compressor motor | 2033 | Economic | GWh | Before Competition Groups | 2.3613 | 0 | 0 | 14182.5594 | 0.00016649 | 62 | Commercial_2033_Economic_GWh_Before Competition Groups_62 | Efficient compressor motor | 0.01665% | 0 | 2.3613 | Commercial_2033_Economic_GWh_Before Competition Groups_Efficient compressor motor
Commercial | Com ¦ PTAC (12 EER/10,000 BTU) | 2033 | Economic | GWh | Before Competition Groups | 2.1751 | 0 | 0 | 14182.5594 | 0.00015337 | 63 | Commercial_2033_Economic_GWh_Before Competition Groups_63 | PTAC (12 EER/10,000 BTU) | 0.01534% | 0 | 2.1751 | Commercial_2033_Economic_GWh_Before Competition Groups_PTAC (12 EER/10,000 BTU)
Commercial | Com ¦ CEE Tier 2/Energy Star Clothes Washers | 2033 | Economic | GWh | Before Competition Groups | 1.5407 | 0 | 0 | 14182.5594 | 0.00010863 | 64 | Commercial_2033_Economic_GWh_Before Competition Groups_64 | CEE Tier 2/Energy Star Clothes Washers | 0.01086% | 0 | 1.5407 | Commercial_2033_Economic_GWh_Before Competition Groups_CEE Tier 2/Energy Star Clothes Washers
Commercial | COM ¦ Ductless Mini-Split Heat Pumps | 2033 | Economic | GWh | Before Competition Groups | 1.4164 | 0 | 0 | 14182.5594 | 9.9868e-05 | 65 | Commercial_2033_Economic_GWh_Before Competition Groups_65 | Ductless Mini-Split Heat Pumps | 0.009987% | 0 | 1.4164 | Commercial_2033_Economic_GWh_Before Competition Groups_Ductless Mini-Split Heat Pumps
Commercial | Com ¦ Auto Off Time Switch or Time Clock control | 2033 | Economic | GWh | Before Competition Groups | 1.3728 | 0 | 0 | 14182.5594 | 9.6797e-05 | 66 | Commercial_2033_Economic_GWh_Before Competition Groups_66 | Auto Off Time Switch or Time Clock control | 0.00968% | 0 | 1.3728 | Commercial_2033_Economic_GWh_Before Competition Groups_Auto Off Time Switch or Time Clock control
Commercial | Com ¦ Low Flow Pre-Rinse Spray Nozzle | 2033 | Economic | GWh | Before Competition Groups | 0.86126 | 0 | 0 | 14182.5594 | 6.0727e-05 | 67 | Commercial_2033_Economic_GWh_Before Competition Groups_67 | Low Flow Pre-Rinse Spray Nozzle | 0.006073% | 0 | 0.86126 | Commercial_2033_Economic_GWh_Before Competition Groups_Low Flow Pre-Rinse Spray Nozzle
Commercial | Com ¦ Commercial Hot Food Holding Cabinets | 2033 | Economic | GWh | Before Competition Groups | 0.65108 | 0 | 0 | 14182.5594 | 4.5907e-05 | 68 | Commercial_2033_Economic_GWh_Before Competition Groups_68 | Commercial Hot Food Holding Cabinets | 0.004591% | 0 | 0.65108 | Commercial_2033_Economic_GWh_Before Competition Groups_Commercial Hot Food Holding Cabinets
Commercial | Com ¦ Energy Recovery Ventilation and Ventilation (Enhanced) | 2033 | Economic | GWh | Before Competition Groups | 0.55342 | 0 | 0 | 14182.5594 | 3.9021e-05 | 69 | Commercial_2033_Economic_GWh_Before Competition Groups_69 | Energy Recovery Ventilation and Ventilation (Enhanced) | 0.003902% | 0 | 0.55342 | Commercial_2033_Economic_GWh_Before Competition Groups_Energy Recovery Ventilation and Ventilation (Enhanced)
Commercial | Com ¦ HVAC Optimization | 2033 | Economic | GWh | Before Competition Groups | 0.47373 | 0 | 0 | 14182.5594 | 3.3402e-05 | 70 | Commercial_2033_Economic_GWh_Before Competition Groups_70 | HVAC Optimization | 0.00334% | 0 | 0.47373 | Commercial_2033_Economic_GWh_Before Competition Groups_HVAC Optimization
Commercial | Com ¦ LED RECESSED DOWNLIGHTS | 2033 | Economic | GWh | Before Competition Groups | 0.43368 | 0 | 0 | 14182.5594 | 3.0578e-05 | 71 | Commercial_2033_Economic_GWh_Before Competition Groups_71 | LED RECESSED DOWNLIGHTS | 0.003058% | 0 | 0.43368 | Commercial_2033_Economic_GWh_Before Competition Groups_LED RECESSED DOWNLIGHTS
Commercial | Com ¦ Wall Insulation | 2033 | Economic | GWh | Before Competition Groups | 0.16111 | 0 | 0 | 14182.5594 | 1.136e-05 | 72 | Commercial_2033_Economic_GWh_Before Competition Groups_72 | Wall Insulation | 0.001136% | 0 | 0.16111 | Commercial_2033_Economic_GWh_Before Competition Groups_Wall Insulation
Commercial | Com ¦ Room AC (w/ louvered sides) 14 SEER from 12 SEER code | 2033 | Economic | GWh | Before Competition Groups | 0.14827 | 0 | 0 | 14182.5594 | 1.0455e-05 | 73 | Commercial_2033_Economic_GWh_Before Competition Groups_73 | Room AC (w/ louvered sides) 14 SEER from 12 SEER code | 0.001045% | 0 | 0.14827 | Commercial_2033_Economic_GWh_Before Competition Groups_Room AC (w/ louvered sides) 14 SEER from 12 SEER code
Commercial | Com ¦ EC Plug Fan for Data Center (under cabinet) | 2033 | Economic | GWh | Before Competition Groups | 0.081891 | 0 | 0 | 14182.5594 | 5.7741e-06 | 74 | Commercial_2033_Economic_GWh_Before Competition Groups_74 | EC Plug Fan for Data Center (under cabinet) | 0.0005774% | 0 | 0.081891 | Commercial_2033_Economic_GWh_Before Competition Groups_EC Plug Fan for Data Center (under cabinet)
Commercial | Com ¦ High Efficiency Chiller (avg of water and air cooled) | 2033 | Economic | GWh | Before Competition Groups | 0.070878 | 0 | 0 | 14182.5594 | 4.9976e-06 | 75 | Commercial_2033_Economic_GWh_Before Competition Groups_75 | High Efficiency Chiller (avg of water and air cooled) | 0.0004998% | 0 | 0.070878 | Commercial_2033_Economic_GWh_Before Competition Groups_High Efficiency Chiller (avg of water and air cooled)
Commercial | Com ¦ Air Curtains | 2033 | Economic | GWh | Before Competition Groups | 0.058594 | 0 | 0 | 14182.5594 | 4.1314e-06 | 76 | Commercial_2033_Economic_GWh_Before Competition Groups_76 | Air Curtains | 0.0004131% | 0 | 0.058594 | Commercial_2033_Economic_GWh_Before Competition Groups_Air Curtains
Commercial | Com ¦ VSD Air Compressor | 2033 | Economic | GWh | Before Competition Groups | 0.052447 | 0 | 0 | 14182.5594 | 3.698e-06 | 77 | Commercial_2033_Economic_GWh_Before Competition Groups_77 | VSD Air Compressor | 0.0003698% | 0 | 0.052447 | Commercial_2033_Economic_GWh_Before Competition Groups_VSD Air Compressor
Commercial | Com ¦ Electric Convection Combination Ovens | 2033 | Economic | GWh | Before Competition Groups | 0.0040928 | 0 | 0 | 14182.5594 | 2.8858e-07 | 78 | Commercial_2033_Economic_GWh_Before Competition Groups_78 | Electric Convection Combination Ovens | 2.886e-05% | 0 | 0.0040928 | Commercial_2033_Economic_GWh_Before Competition Groups_Electric Convection Combination Ovens
Commercial | Com ¦ Indoor Daylight Sensors/Photocell Dimming Control | 2033 | Economic | GWh | Before Competition Groups | 0 | 0 | 0 | 14182.5594 | 0 | 79 | Commercial_2033_Economic_GWh_Before Competition Groups_79 | Indoor Daylight Sensors/Photocell Dimming Control | 0% | 0 | 0 | Commercial_2033_Economic_GWh_Before Competition Groups_Indoor Daylight Sensors/Photocell Dimming Control
Commercial | Com ¦ Variable Refrigerant Flow Heat Pump | 2033 | Economic | GWh | Before Competition Groups | 0 | 0 | 0 | 14182.5594 | 0 | 80 | Commercial_2033_Economic_GWh_Before Competition Groups_80 | Variable Refrigerant Flow Heat Pump | 0% | 0 | 0 | Commercial_2033_Economic_GWh_Before Competition Groups_Variable Refrigerant Flow Heat Pump
Commercial | Com ¦ LED Low/High Bay | 2033 | SC A | GWh | Before Competition Groups | 998.6234 | 0 | 0 | 8670.6165 | 0.11517 | 1 | Commercial_2033_SC A_GWh_Before Competition Groups_1 | LED Low/High Bay | 11.52% | 0 | 998.6234 | Commercial_2033_SC A_GWh_Before Competition Groups_LED Low/High Bay
Commercial | Com ¦ LED Troffer/Surface/Suspended | 2033 | SC A | GWh | Before Competition Groups | 942.2795 | 0 | 0 | 8670.6165 | 0.10868 | 2 | Commercial_2033_SC A_GWh_Before Competition Groups_2 | LED Troffer/Surface/Suspended | 10.87% | 0 | 942.2795 | Commercial_2033_SC A_GWh_Before Competition Groups_LED Troffer/Surface/Suspended
Commercial | Com ¦ ENERGY STAR LED LAMPS (REFLECTOR LAMPs/MR16/PAR 16) | 2033 | SC A | GWh | Before Competition Groups | 931.8245 | 0 | 0 | 8670.6165 | 0.10747 | 3 | Commercial_2033_SC A_GWh_Before Competition Groups_3 | ENERGY STAR LED LAMPS (REFLECTOR LAMPs/MR16/PAR 16) | 10.75% | 0 | 931.8245 | Commercial_2033_SC A_GWh_Before Competition Groups_ENERGY STAR LED LAMPS (REFLECTOR LAMPs/MR16/PAR 16)
Commercial | Com ¦ LED EXTERIOR AREA LIGHTS - LED fixture (200W) | 2033 | SC A | GWh | Before Competition Groups | 610.9517 | 0 | 0 | 8670.6165 | 0.070462 | 4 | Commercial_2033_SC A_GWh_Before Competition Groups_4 | LED EXTERIOR AREA LIGHTS - LED fixture (200W) | 7.046% | 0 | 610.9517 | Commercial_2033_SC A_GWh_Before Competition Groups_LED EXTERIOR AREA LIGHTS - LED fixture (200W)
Commercial | Com ¦ LED parking lot fixture | 2033 | SC A | GWh | Before Competition Groups | 584.8138 | 0 | 0 | 8670.6165 | 0.067448 | 5 | Commercial_2033_SC A_GWh_Before Competition Groups_5 | LED parking lot fixture | 6.745% | 0 | 584.8138 | Commercial_2033_SC A_GWh_Before Competition Groups_LED parking lot fixture
Commercial | Com ¦ LED Replacement Lamp (Tube) | 2033 | SC A | GWh | Before Competition Groups | 571.9977 | 0 | 0 | 8670.6165 | 0.06597 | 6 | Commercial_2033_SC A_GWh_Before Competition Groups_6 | LED Replacement Lamp (Tube) | 6.597% | 0 | 571.9977 | Commercial_2033_SC A_GWh_Before Competition Groups_LED Replacement Lamp (Tube)
Commercial | Com ¦ Building Recommissioning, Operations and Maintenance (O&M) Improvements | 2033 | SC A | GWh | Before Competition Groups | 549.0037 | 0 | 0 | 8670.6165 | 0.063318 | 7 | Commercial_2033_SC A_GWh_Before Competition Groups_7 | Building Recommissioning, Operations and Maintenance (O&M) Improvements | 6.332% | 0 | 549.0037 | Commercial_2033_SC A_GWh_Before Competition Groups_Building Recommissioning, Operations and Maintenance (O&M) Improvements
Commercial | Com ¦ LED street light fixture | 2033 | SC A | GWh | Before Competition Groups | 366.15 | 0 | 0 | 8670.6165 | 0.042229 | 8 | Commercial_2033_SC A_GWh_Before Competition Groups_8 | LED street light fixture | 4.223% | 0 | 366.15 | Commercial_2033_SC A_GWh_Before Competition Groups_LED street light fixture
Commercial | Com ¦ Furnace Tune-Up | 2033 | SC A | GWh | Before Competition Groups | 349.9055 | 0 | 0 | 8670.6165 | 0.040355 | 9 | Commercial_2033_SC A_GWh_Before Competition Groups_9 | Furnace Tune-Up | 4.036% | 0 | 349.9055 | Commercial_2033_SC A_GWh_Before Competition Groups_Furnace Tune-Up
Commercial | Com ¦ High Efficiency Air Source Heat Pump | 2033 | SC A | GWh | Before Competition Groups | 247.0279 | 0 | 0 | 8670.6165 | 0.02849 | 10 | Commercial_2033_SC A_GWh_Before Competition Groups_10 | High Efficiency Air Source Heat Pump | 2.849% | 0 | 247.0279 | Commercial_2033_SC A_GWh_Before Competition Groups_High Efficiency Air Source Heat Pump
Commercial | Com ¦ Reach-in Shaded Pole to ECM/PSC Evaporator Fan Motor | 2033 | SC A | GWh | Before Competition Groups | 231.9482 | 0 | 0 | 8670.6165 | 0.026751 | 11 | Commercial_2033_SC A_GWh_Before Competition Groups_11 | Reach-in Shaded Pole to ECM/PSC Evaporator Fan Motor | 2.675% | 0 | 231.9482 | Commercial_2033_SC A_GWh_Before Competition Groups_Reach-in Shaded Pole to ECM/PSC Evaporator Fan Motor
Commercial | Com ¦ Data Center Storage/Server Virtualization | 2033 | SC A | GWh | Before Competition Groups | 218.4135 | 0 | 0 | 8670.6165 | 0.02519 | 12 | Commercial_2033_SC A_GWh_Before Competition Groups_12 | Data Center Storage/Server Virtualization | 2.519% | 0 | 218.4135 | Commercial_2033_SC A_GWh_Before Competition Groups_Data Center Storage/Server Virtualization
Commercial | Com ¦ Refrigerated Display Case Doors | 2033 | SC A | GWh | Before Competition Groups | 174.6446 | 0 | 0 | 8670.6165 | 0.020142 | 13 | Commercial_2033_SC A_GWh_Before Competition Groups_13 | Refrigerated Display Case Doors | 2.014% | 0 | 174.6446 | Commercial_2033_SC A_GWh_Before Competition Groups_Refrigerated Display Case Doors
Commercial | Com ¦ Strip Curtains | 2033 | SC A | GWh | Before Competition Groups | 165.9569 | 0 | 0 | 8670.6165 | 0.01914 | 14 | Commercial_2033_SC A_GWh_Before Competition Groups_14 | Strip Curtains | 1.914% | 0 | 165.9569 | Commercial_2033_SC A_GWh_Before Competition Groups_Strip Curtains
Commercial | Com ¦ Centrally controlled desktop PC/NETWORK PC POWER MANAGEMENT SOFTWARE | 2033 | SC A | GWh | Before Competition Groups | 125.8571 | 0 | 0 | 8670.6165 | 0.014515 | 15 | Commercial_2033_SC A_GWh_Before Competition Groups_15 | Centrally controlled desktop PC/NETWORK PC POWER MANAGEMENT SOFTWARE | 1.452% | 0 | 125.8571 | Commercial_2033_SC A_GWh_Before Competition Groups_Centrally controlled desktop PC/NETWORK PC POWER MANAGEMENT SOFTWARE
Commercial | Com ¦ Education and Capacity Building/Energy Behavior | 2033 | SC A | GWh | Before Competition Groups | 124.2999 | 0 | 0 | 8670.6165 | 0.014336 | 16 | Commercial_2033_SC A_GWh_Before Competition Groups_16 | Education and Capacity Building/Energy Behavior | 1.434% | 0 | 124.2999 | Commercial_2033_SC A_GWh_Before Competition Groups_Education and Capacity Building/Energy Behavior
Commercial | Com ¦ LED or Equivalent Sign Lighting | 2033 | SC A | GWh | Before Competition Groups | 122.0437 | 0 | 0 | 8670.6165 | 0.014076 | 17 | Commercial_2033_SC A_GWh_Before Competition Groups_17 | LED or Equivalent Sign Lighting | 1.408% | 0 | 122.0437 | Commercial_2033_SC A_GWh_Before Competition Groups_LED or Equivalent Sign Lighting
Commercial | Com ¦ Demand Control Ventilation | 2033 | SC A | GWh | Before Competition Groups | 121.725 | 0 | 0 | 8670.6165 | 0.014039 | 18 | Commercial_2033_SC A_GWh_Before Competition Groups_18 | Demand Control Ventilation | 1.404% | 0 | 121.725 | Commercial_2033_SC A_GWh_Before Competition Groups_Demand Control Ventilation
Commercial | Com ¦ Advanced BAS/Controllers | 2033 | SC A | GWh | Before Competition Groups | 121.4565 | 0 | 0 | 8670.6165 | 0.014008 | 19 | Commercial_2033_SC A_GWh_Before Competition Groups_19 | Advanced BAS/Controllers | 1.401% | 0 | 121.4565 | Commercial_2033_SC A_GWh_Before Competition Groups_Advanced BAS/Controllers
Commercial | Com ¦ Variable Frequency Drive (VFD) | 2033 | SC A | GWh | Before Competition Groups | 116.5252 | 0 | 0 | 8670.6165 | 0.013439 | 20 | Commercial_2033_SC A_GWh_Before Competition Groups_20 | Variable Frequency Drive (VFD) | 1.344% | 0 | 116.5252 | Commercial_2033_SC A_GWh_Before Competition Groups_Variable Frequency Drive (VFD)
Commercial | Com ¦ ENERGY STAR LED LAMPS (General Service Lamps) | 2033 | SC A | GWh | Before Competition Groups | 112.1465 | 0 | 0 | 8670.6165 | 0.012934 | 21 | Commercial_2033_SC A_GWh_Before Competition Groups_21 | ENERGY STAR LED LAMPS (General Service Lamps) | 1.293% | 0 | 112.1465 | Commercial_2033_SC A_GWh_Before Competition Groups_ENERGY STAR LED LAMPS (General Service Lamps)
Commercial | Com ¦ VFD on Pumps | 2033 | SC A | GWh | Before Competition Groups | 108.2646 | 0 | 0 | 8670.6165 | 0.012486 | 22 | Commercial_2033_SC A_GWh_Before Competition Groups_22 | VFD on Pumps | 1.249% | 0 | 108.2646 | Commercial_2033_SC A_GWh_Before Competition Groups_VFD on Pumps
Commercial | Com ¦ Adaptive Thermostats | 2033 | SC A | GWh | Before Competition Groups | 82.7447 | 0 | 0 | 8670.6165 | 0.0095431 | 23 | Commercial_2033_SC A_GWh_Before Competition Groups_23 | Adaptive Thermostats | 0.9543% | 0 | 82.7447 | Commercial_2033_SC A_GWh_Before Competition Groups_Adaptive Thermostats
Commercial | Com ¦ ECM MOTORS FOR EVAPORATOR FANS for refrigeration (WALK-IN) | 2033 | SC A | GWh | Before Competition Groups | 54.4163 | 0 | 0 | 8670.6165 | 0.0062759 | 24 | Commercial_2033_SC A_GWh_Before Competition Groups_24 | ECM MOTORS FOR EVAPORATOR FANS for refrigeration (WALK-IN) | 0.6276% | 0 | 54.4163 | Commercial_2033_SC A_GWh_Before Competition Groups_ECM MOTORS FOR EVAPORATOR FANS for refrigeration (WALK-IN)
Commercial | Com ¦ Door Gasket Freezer/Refrigerator | 2033 | SC A | GWh | Before Competition Groups | 52.8866 | 0 | 0 | 8670.6165 | 0.0060995 | 25 | Commercial_2033_SC A_GWh_Before Competition Groups_25 | Door Gasket Freezer/Refrigerator | 0.61% | 0 | 52.8866 | Commercial_2033_SC A_GWh_Before Competition Groups_Door Gasket Freezer/Refrigerator
Commercial | Com ¦ Condensing Unit Heaters or other Efficient Unit Heating System | 2033 | SC A | GWh | Before Competition Groups | 52.6198 | 0 | 0 | 8670.6165 | 0.0060687 | 26 | Commercial_2033_SC A_GWh_Before Competition Groups_26 | Condensing Unit Heaters or other Efficient Unit Heating System | 0.6069% | 0 | 52.6198 | Commercial_2033_SC A_GWh_Before Competition Groups_Condensing Unit Heaters or other Efficient Unit Heating System
Commercial | Com ¦ Air Handler with Dedicated Outdoor Air Systems | 2033 | SC A | GWh | Before Competition Groups | 51.8393 | 0 | 0 | 8670.6165 | 0.0059787 | 27 | Commercial_2033_SC A_GWh_Before Competition Groups_27 | Air Handler with Dedicated Outdoor Air Systems | 0.5979% | 0 | 51.8393 | Commercial_2033_SC A_GWh_Before Competition Groups_Air Handler with Dedicated Outdoor Air Systems
Commercial | Com ¦ Demand Control Kitchen Ventilation | 2033 | SC A | GWh | Before Competition Groups | 51.419 | 0 | 0 | 8670.6165 | 0.0059303 | 28 | Commercial_2033_SC A_GWh_Before Competition Groups_28 | Demand Control Kitchen Ventilation | 0.593% | 0 | 51.419 | Commercial_2033_SC A_GWh_Before Competition Groups_Demand Control Kitchen Ventilation
Commercial | Com ¦ Evaporator Fan Controls | 2033 | SC A | GWh | Before Competition Groups | 43.5839 | 0 | 0 | 8670.6165 | 0.0050266 | 29 | Commercial_2033_SC A_GWh_Before Competition Groups_29 | Evaporator Fan Controls | 0.5027% | 0 | 43.5839 | Commercial_2033_SC A_GWh_Before Competition Groups_Evaporator Fan Controls
Commercial | Com ¦ Refrigerated Display Case LED | 2033 | SC A | GWh | Before Competition Groups | 40.1652 | 0 | 0 | 8670.6165 | 0.0046323 | 30 | Commercial_2033_SC A_GWh_Before Competition Groups_30 | Refrigerated Display Case LED | 0.4632% | 0 | 40.1652 | Commercial_2033_SC A_GWh_Before Competition Groups_Refrigerated Display Case LED
Commercial | Com ¦ Unitary Air-Conditioning Unit | 2033 | SC A | GWh | Before Competition Groups | 37.164 | 0 | 0 | 8670.6165 | 0.0042862 | 31 | Commercial_2033_SC A_GWh_Before Competition Groups_31 | Unitary Air-Conditioning Unit | 0.4286% | 0 | 37.164 | Commercial_2033_SC A_GWh_Before Competition Groups_Unitary Air-Conditioning Unit
Commercial | Com ¦ Freezer Case Light Sensor | 2033 | SC A | GWh | Before Competition Groups | 36.5816 | 0 | 0 | 8670.6165 | 0.004219 | 32 | Commercial_2033_SC A_GWh_Before Competition Groups_32 | Freezer Case Light Sensor | 0.4219% | 0 | 36.5816 | Commercial_2033_SC A_GWh_Before Competition Groups_Freezer Case Light Sensor
Commercial | Com ¦ Occupancy Sensors | 2033 | SC A | GWh | Before Competition Groups | 30.1061 | 0 | 0 | 8670.6165 | 0.0034722 | 33 | Commercial_2033_SC A_GWh_Before Competition Groups_33 | Occupancy Sensors | 0.3472% | 0 | 30.1061 | Commercial_2033_SC A_GWh_Before Competition Groups_Occupancy Sensors
Commercial | Com ¦ ENERGY STAR Griddle (74% eff) | 2033 | SC A | GWh | Before Competition Groups | 28.9598 | 0 | 0 | 8670.6165 | 0.00334 | 34 | Commercial_2033_SC A_GWh_Before Competition Groups_34 | ENERGY STAR Griddle (74% eff) | 0.334% | 0 | 28.9598 | Commercial_2033_SC A_GWh_Before Competition Groups_ENERGY STAR Griddle (74% eff)
Commercial | Com ¦ Chilled Water Optimization | 2033 | SC A | GWh | Before Competition Groups | 21.3264 | 0 | 0 | 8670.6165 | 0.0024596 | 35 | Commercial_2033_SC A_GWh_Before Competition Groups_35 | Chilled Water Optimization | 0.246% | 0 | 21.3264 | Commercial_2033_SC A_GWh_Before Competition Groups_Chilled Water Optimization
Commercial | Com ¦ BEVERAGE VENDING MACHINE CONTROLS | 2033 | SC A | GWh | Before Competition Groups | 19.9916 | 0 | 0 | 8670.6165 | 0.0023057 | 36 | Commercial_2033_SC A_GWh_Before Competition Groups_36 | BEVERAGE VENDING MACHINE CONTROLS | 0.2306% | 0 | 19.9916 | Commercial_2033_SC A_GWh_Before Competition Groups_BEVERAGE VENDING MACHINE CONTROLS
Commercial | Com ¦ Elec Storage WH 2.30 Et | 2033 | SC A | GWh | Before Competition Groups | 19.2326 | 0 | 0 | 8670.6165 | 0.0022181 | 37 | Commercial_2033_SC A_GWh_Before Competition Groups_37 | Elec Storage WH 2.30 Et | 0.2218% | 0 | 19.2326 | Commercial_2033_SC A_GWh_Before Competition Groups_Elec Storage WH 2.30 Et
Commercial | Com ¦ Temperature Adjustment in Commercial Freezers | 2033 | SC A | GWh | Before Competition Groups | 16.6825 | 0 | 0 | 8670.6165 | 0.001924 | 38 | Commercial_2033_SC A_GWh_Before Competition Groups_38 | Temperature Adjustment in Commercial Freezers | 0.1924% | 0 | 16.6825 | Commercial_2033_SC A_GWh_Before Competition Groups_Temperature Adjustment in Commercial Freezers
Commercial | Com ¦ CO Sensors for parking garage exhaust fans | 2033 | SC A | GWh | Before Competition Groups | 14.7604 | 0 | 0 | 8670.6165 | 0.0017023 | 39 | Commercial_2033_SC A_GWh_Before Competition Groups_39 | CO Sensors for parking garage exhaust fans | 0.1702% | 0 | 14.7604 | Commercial_2033_SC A_GWh_Before Competition Groups_CO Sensors for parking garage exhaust fans
Commercial | Com ¦ Energy Efficient Laboratory Fume Hood | 2033 | SC A | GWh | Before Competition Groups | 13.6249 | 0 | 0 | 8670.6165 | 0.0015714 | 40 | Commercial_2033_SC A_GWh_Before Competition Groups_40 | Energy Efficient Laboratory Fume Hood | 0.1571% | 0 | 13.6249 | Commercial_2033_SC A_GWh_Before Competition Groups_Energy Efficient Laboratory Fume Hood
Commercial | Com ¦ Vertical Night Covers | 2033 | SC A | GWh | Before Competition Groups | 12.6659 | 0 | 0 | 8670.6165 | 0.0014608 | 41 | Commercial_2033_SC A_GWh_Before Competition Groups_41 | Vertical Night Covers | 0.1461% | 0 | 12.6659 | Commercial_2033_SC A_GWh_Before Competition Groups_Vertical Night Covers
Commercial | Com ¦ Outside Air Economizer | 2033 | SC A | GWh | Before Competition Groups | 12.0018 | 0 | 0 | 8670.6165 | 0.0013842 | 42 | Commercial_2033_SC A_GWh_Before Competition Groups_42 | Outside Air Economizer | 0.1384% | 0 | 12.0018 | Commercial_2033_SC A_GWh_Before Competition Groups_Outside Air Economizer
Commercial | Com ¦ Duct Insulation, R8 | 2033 | SC A | GWh | Before Competition Groups | 11.481 | 0 | 0 | 8670.6165 | 0.0013241 | 43 | Commercial_2033_SC A_GWh_Before Competition Groups_43 | Duct Insulation, R8 | 0.1324% | 0 | 11.481 | Commercial_2033_SC A_GWh_Before Competition Groups_Duct Insulation, R8
Commercial | Com ¦ Water Source Heat Pump (4 ton) | 2033 | SC A | GWh | Before Competition Groups | 11.2663 | 0 | 0 | 8670.6165 | 0.0012994 | 44 | Commercial_2033_SC A_GWh_Before Competition Groups_44 | Water Source Heat Pump (4 ton) | 0.1299% | 0 | 11.2663 | Commercial_2033_SC A_GWh_Before Competition Groups_Water Source Heat Pump (4 ton)
Commercial | Com ¦ Water Heating (DHW) Pipe Insulation (Add 3/4\ Foam)" | 2033 | SC A | GWh | Before Competition Groups | 11.1859 | 0 | 0 | 8670.6165 | 0.0012901 | 45 | Commercial_2033_SC A_GWh_Before Competition Groups_45 | Water Heating (DHW) Pipe Insulation (Add 3/4\ Foam)" | 0.129% | 0 | 11.1859 | Commercial_2033_SC A_GWh_Before Competition Groups_Water Heating (DHW) Pipe Insulation (Add 3/4\ Foam)"
Commercial | Com ¦ ENERGY STAR Fryer (84% eff) | 2033 | SC A | GWh | Before Competition Groups | 10.607 | 0 | 0 | 8670.6165 | 0.0012233 | 46 | Commercial_2033_SC A_GWh_Before Competition Groups_46 | ENERGY STAR Fryer (84% eff) | 0.1223% | 0 | 10.607 | Commercial_2033_SC A_GWh_Before Competition Groups_ENERGY STAR Fryer (84% eff)
Commercial | Com ¦ Suction Pipe Insulation Freezer/Refrigerator | 2033 | SC A | GWh | Before Competition Groups | 6.8542 | 0 | 0 | 8670.6165 | 0.00079051 | 47 | Commercial_2033_SC A_GWh_Before Competition Groups_47 | Suction Pipe Insulation Freezer/Refrigerator | 0.07905% | 0 | 6.8542 | Commercial_2033_SC A_GWh_Before Competition Groups_Suction Pipe Insulation Freezer/Refrigerator
Commercial | Com ¦ ENERGY STAR Dishwasher | 2033 | SC A | GWh | Before Competition Groups | 5.3395 | 0 | 0 | 8670.6165 | 0.00061582 | 48 | Commercial_2033_SC A_GWh_Before Competition Groups_48 | ENERGY STAR Dishwasher | 0.06158% | 0 | 5.3395 | Commercial_2033_SC A_GWh_Before Competition Groups_ENERGY STAR Dishwasher
Commercial | Com ¦ ENERGY STAR Steam Cookers | 2033 | SC A | GWh | Before Competition Groups | 5.0665 | 0 | 0 | 8670.6165 | 0.00058433 | 49 | Commercial_2033_SC A_GWh_Before Competition Groups_49 | ENERGY STAR Steam Cookers | 0.05843% | 0 | 5.0665 | Commercial_2033_SC A_GWh_Before Competition Groups_ENERGY STAR Steam Cookers
Commercial | Com ¦ Condensing Make Up Air Unit | 2033 | SC A | GWh | Before Competition Groups | 3.4354 | 0 | 0 | 8670.6165 | 0.00039621 | 50 | Commercial_2033_SC A_GWh_Before Competition Groups_50 | Condensing Make Up Air Unit | 0.03962% | 0 | 3.4354 | Commercial_2033_SC A_GWh_Before Competition Groups_Condensing Make Up Air Unit
Commercial | Com ¦ Ozone Laundry Treatment | 2033 | SC A | GWh | Before Competition Groups | 2.933 | 0 | 0 | 8670.6165 | 0.00033827 | 51 | Commercial_2033_SC A_GWh_Before Competition Groups_51 | Ozone Laundry Treatment | 0.03383% | 0 | 2.933 | Commercial_2033_SC A_GWh_Before Competition Groups_Ozone Laundry Treatment
Commercial | Com ¦ Thermostat Setback | 2033 | SC A | GWh | Before Competition Groups | 2.3606 | 0 | 0 | 8670.6165 | 0.00027225 | 52 | Commercial_2033_SC A_GWh_Before Competition Groups_52 | Thermostat Setback | 0.02722% | 0 | 2.3606 | Commercial_2033_SC A_GWh_Before Competition Groups_Thermostat Setback
Commercial | Com ¦ Demand controlled Circulating Systems | 2033 | SC A | GWh | Before Competition Groups | 2.2799 | 0 | 0 | 8670.6165 | 0.00026294 | 53 | Commercial_2033_SC A_GWh_Before Competition Groups_53 | Demand controlled Circulating Systems | 0.02629% | 0 | 2.2799 | Commercial_2033_SC A_GWh_Before Competition Groups_Demand controlled Circulating Systems
Commercial | Com ¦ ECM MOTORS FOR HVAC APPLICATION (FAN-POWERED VAV BOX) | 2033 | SC A | GWh | Before Competition Groups | 1.722 | 0 | 0 | 8670.6165 | 0.00019861 | 54 | Commercial_2033_SC A_GWh_Before Competition Groups_54 | ECM MOTORS FOR HVAC APPLICATION (FAN-POWERED VAV BOX) | 0.01986% | 0 | 1.722 | Commercial_2033_SC A_GWh_Before Competition Groups_ECM MOTORS FOR HVAC APPLICATION (FAN-POWERED VAV BOX)
Commercial | Com ¦ CEE Tier 2/Energy Star Clothes Washers | 2033 | SC A | GWh | Before Competition Groups | 1.0511 | 0 | 0 | 8670.6165 | 0.00012123 | 55 | Commercial_2033_SC A_GWh_Before Competition Groups_55 | CEE Tier 2/Energy Star Clothes Washers | 0.01212% | 0 | 1.0511 | Commercial_2033_SC A_GWh_Before Competition Groups_CEE Tier 2/Energy Star Clothes Washers
Commercial | Com ¦ Solar Water Preheat (Pools/DHW) | 2033 | SC A | GWh | Before Competition Groups | 1.0085 | 0 | 0 | 8670.6165 | 0.00011631 | 56 | Commercial_2033_SC A_GWh_Before Competition Groups_56 | Solar Water Preheat (Pools/DHW) | 0.01163% | 0 | 1.0085 | Commercial_2033_SC A_GWh_Before Competition Groups_Solar Water Preheat (Pools/DHW)
Commercial | Com ¦ Notched V belts for HVAC Systems | 2033 | SC A | GWh | Before Competition Groups | 0.947 | 0 | 0 | 8670.6165 | 0.00010922 | 57 | Commercial_2033_SC A_GWh_Before Competition Groups_57 | Notched V belts for HVAC Systems | 0.01092% | 0 | 0.947 | Commercial_2033_SC A_GWh_Before Competition Groups_Notched V belts for HVAC Systems
Commercial | Com ¦ Auto Off Time Switch or Time Clock control | 2033 | SC A | GWh | Before Competition Groups | 0.72272 | 0 | 0 | 8670.6165 | 8.3353e-05 | 58 | Commercial_2033_SC A_GWh_Before Competition Groups_58 | Auto Off Time Switch or Time Clock control | 0.008335% | 0 | 0.72272 | Commercial_2033_SC A_GWh_Before Competition Groups_Auto Off Time Switch or Time Clock control
Commercial | COM ¦ Ductless Mini-Split Heat Pumps | 2033 | SC A | GWh | Before Competition Groups | 0.70218 | 0 | 0 | 8670.6165 | 8.0984e-05 | 59 | Commercial_2033_SC A_GWh_Before Competition Groups_59 | Ductless Mini-Split Heat Pumps | 0.008098% | 0 | 0.70218 | Commercial_2033_SC A_GWh_Before Competition Groups_Ductless Mini-Split Heat Pumps
Commercial | Com ¦ PTAC (12 EER/10,000 BTU) | 2033 | SC A | GWh | Before Competition Groups | 0.57745 | 0 | 0 | 8670.6165 | 6.6599e-05 | 60 | Commercial_2033_SC A_GWh_Before Competition Groups_60 | PTAC (12 EER/10,000 BTU) | 0.00666% | 0 | 0.57745 | Commercial_2033_SC A_GWh_Before Competition Groups_PTAC (12 EER/10,000 BTU)
Commercial | Com ¦ Low Flow Pre-Rinse Spray Nozzle | 2033 | SC A | GWh | Before Competition Groups | 0.52724 | 0 | 0 | 8670.6165 | 6.0807e-05 | 61 | Commercial_2033_SC A_GWh_Before Competition Groups_61 | Low Flow Pre-Rinse Spray Nozzle | 0.006081% | 0 | 0.52724 | Commercial_2033_SC A_GWh_Before Competition Groups_Low Flow Pre-Rinse Spray Nozzle
Commercial | Com ¦ LED RECESSED DOWNLIGHTS | 2033 | SC A | GWh | Before Competition Groups | 0.39151 | 0 | 0 | 8670.6165 | 4.5153e-05 | 62 | Commercial_2033_SC A_GWh_Before Competition Groups_62 | LED RECESSED DOWNLIGHTS | 0.004515% | 0 | 0.39151 | Commercial_2033_SC A_GWh_Before Competition Groups_LED RECESSED DOWNLIGHTS
Commercial | Com ¦ HVAC Optimization | 2033 | SC A | GWh | Before Competition Groups | 0.34021 | 0 | 0 | 8670.6165 | 3.9237e-05 | 63 | Commercial_2033_SC A_GWh_Before Competition Groups_63 | HVAC Optimization | 0.003924% | 0 | 0.34021 | Commercial_2033_SC A_GWh_Before Competition Groups_HVAC Optimization
Commercial | Com ¦ Commercial Hot Food Holding Cabinets | 2033 | SC A | GWh | Before Competition Groups | 0.31249 | 0 | 0 | 8670.6165 | 3.604e-05 | 64 | Commercial_2033_SC A_GWh_Before Competition Groups_64 | Commercial Hot Food Holding Cabinets | 0.003604% | 0 | 0.31249 | Commercial_2033_SC A_GWh_Before Competition Groups_Commercial Hot Food Holding Cabinets
Commercial | Com ¦ High Efficiency Small Instantaneous Water Heater | 2033 | SC A | GWh | Before Competition Groups | 0.25543 | 0 | 0 | 8670.6165 | 2.9459e-05 | 65 | Commercial_2033_SC A_GWh_Before Competition Groups_65 | High Efficiency Small Instantaneous Water Heater | 0.002946% | 0 | 0.25543 | Commercial_2033_SC A_GWh_Before Competition Groups_High Efficiency Small Instantaneous Water Heater
Commercial | Com ¦ Air Curtains | 2033 | SC A | GWh | Before Competition Groups | 0.17559 | 0 | 0 | 8670.6165 | 2.0251e-05 | 66 | Commercial_2033_SC A_GWh_Before Competition Groups_66 | Air Curtains | 0.002025% | 0 | 0.17559 | Commercial_2033_SC A_GWh_Before Competition Groups_Air Curtains
Commercial | Com ¦ Wall Insulation | 2033 | SC A | GWh | Before Competition Groups | 0.10313 | 0 | 0 | 8670.6165 | 1.1894e-05 | 67 | Commercial_2033_SC A_GWh_Before Competition Groups_67 | Wall Insulation | 0.001189% | 0 | 0.10313 | Commercial_2033_SC A_GWh_Before Competition Groups_Wall Insulation
Commercial | Com ¦ Efficient compressor motor | 2033 | SC A | GWh | Before Competition Groups | 0.096027 | 0 | 0 | 8670.6165 | 1.1075e-05 | 68 | Commercial_2033_SC A_GWh_Before Competition Groups_68 | Efficient compressor motor | 0.001107% | 0 | 0.096027 | Commercial_2033_SC A_GWh_Before Competition Groups_Efficient compressor motor
Commercial | Com ¦ Energy Recovery Ventilation and Ventilation (Enhanced) | 2033 | SC A | GWh | Before Competition Groups | 0.090321 | 0 | 0 | 8670.6165 | 1.0417e-05 | 69 | Commercial_2033_SC A_GWh_Before Competition Groups_69 | Energy Recovery Ventilation and Ventilation (Enhanced) | 0.001042% | 0 | 0.090321 | Commercial_2033_SC A_GWh_Before Competition Groups_Energy Recovery Ventilation and Ventilation (Enhanced)
Commercial | Com ¦ Room AC (w/ louvered sides) 14 SEER from 12 SEER code | 2033 | SC A | GWh | Before Competition Groups | 0.033391 | 0 | 0 | 8670.6165 | 3.8511e-06 | 70 | Commercial_2033_SC A_GWh_Before Competition Groups_70 | Room AC (w/ louvered sides) 14 SEER from 12 SEER code | 0.0003851% | 0 | 0.033391 | Commercial_2033_SC A_GWh_Before Competition Groups_Room AC (w/ louvered sides) 14 SEER from 12 SEER code
Commercial | Com ¦ VSD Air Compressor | 2033 | SC A | GWh | Before Competition Groups | 0.032929 | 0 | 0 | 8670.6165 | 3.7978e-06 | 71 | Commercial_2033_SC A_GWh_Before Competition Groups_71 | VSD Air Compressor | 0.0003798% | 0 | 0.032929 | Commercial_2033_SC A_GWh_Before Competition Groups_VSD Air Compressor
Commercial | Com ¦ EC Plug Fan for Data Center (under cabinet) | 2033 | SC A | GWh | Before Competition Groups | 0.029541 | 0 | 0 | 8670.6165 | 3.407e-06 | 72 | Commercial_2033_SC A_GWh_Before Competition Groups_72 | EC Plug Fan for Data Center (under cabinet) | 0.0003407% | 0 | 0.029541 | Commercial_2033_SC A_GWh_Before Competition Groups_EC Plug Fan for Data Center (under cabinet)
Commercial | Com ¦ LLLC - Low Impact Application | 2033 | SC A | GWh | Before Competition Groups | 0.024486 | 0 | 0 | 8670.6165 | 2.824e-06 | 73 | Commercial_2033_SC A_GWh_Before Competition Groups_73 | LLLC - Low Impact Application | 0.0002824% | 0 | 0.024486 | Commercial_2033_SC A_GWh_Before Competition Groups_LLLC - Low Impact Application
Commercial | Com ¦ LLLC - High Impact Application | 2033 | SC A | GWh | Before Competition Groups | 0.022963 | 0 | 0 | 8670.6165 | 2.6484e-06 | 74 | Commercial_2033_SC A_GWh_Before Competition Groups_74 | LLLC - High Impact Application | 0.0002648% | 0 | 0.022963 | Commercial_2033_SC A_GWh_Before Competition Groups_LLLC - High Impact Application
Commercial | Com ¦ High Efficiency Chiller (avg of water and air cooled) | 2033 | SC A | GWh | Before Competition Groups | 0.0055826 | 0 | 0 | 8670.6165 | 6.4385e-07 | 75 | Commercial_2033_SC A_GWh_Before Competition Groups_75 | High Efficiency Chiller (avg of water and air cooled) | 6.439e-05% | 0 | 0.0055826 | Commercial_2033_SC A_GWh_Before Competition Groups_High Efficiency Chiller (avg of water and air cooled)
Commercial | Com ¦ Electric Convection Combination Ovens | 2033 | SC A | GWh | Before Competition Groups | 0.0031278 | 0 | 0 | 8670.6165 | 3.6074e-07 | 76 | Commercial_2033_SC A_GWh_Before Competition Groups_76 | Electric Convection Combination Ovens | 3.607e-05% | 0 | 0.0031278 | Commercial_2033_SC A_GWh_Before Competition Groups_Electric Convection Combination Ovens
Commercial | Com ¦ Networked/Connected - High Impact Application | 2033 | SC A | GWh | Before Competition Groups | 0.00054829 | 0 | 0 | 8670.6165 | 6.3236e-08 | 77 | Commercial_2033_SC A_GWh_Before Competition Groups_77 | Networked/Connected - High Impact Application | 6.324e-06% | 0 | 0.00054829 | Commercial_2033_SC A_GWh_Before Competition Groups_Networked/Connected - High Impact Application
Commercial | Com ¦ Networked/Connected - Low Impact Application | 2033 | SC A | GWh | Before Competition Groups | 2.5191e-05 | 0 | 0 | 8670.6165 | 2.9054e-09 | 78 | Commercial_2033_SC A_GWh_Before Competition Groups_78 | Networked/Connected - Low Impact Application | 2.905e-07% | 0 | 2.5191e-05 | Commercial_2033_SC A_GWh_Before Competition Groups_Networked/Connected - Low Impact Application
Commercial | Com ¦ Indoor Daylight Sensors/Photocell Dimming Control | 2033 | SC A | GWh | Before Competition Groups | 0 | 0 | 0 | 8670.6165 | 0 | 79 | Commercial_2033_SC A_GWh_Before Competition Groups_79 | Indoor Daylight Sensors/Photocell Dimming Control | 0% | 0 | 0 | Commercial_2033_SC A_GWh_Before Competition Groups_Indoor Daylight Sensors/Photocell Dimming Control
Commercial | Com ¦ Variable Refrigerant Flow Heat Pump | 2033 | SC A | GWh | Before Competition Groups | 0 | 0 | 0 | 8670.6165 | 0 | 80 | Commercial_2033_SC A_GWh_Before Competition Groups_80 | Variable Refrigerant Flow Heat Pump | 0% | 0 | 0 | Commercial_2033_SC A_GWh_Before Competition Groups_Variable Refrigerant Flow Heat Pump
Commercial | Com ¦ Building Recommissioning, Operations and Maintenance (O&M) Improvements | 2033 | SC B | GWh | Before Competition Groups | 1145.4915 | 0 | 0 | 11358.1811 | 0.10085 | 1 | Commercial_2033_SC B_GWh_Before Competition Groups_1 | Building Recommissioning, Operations and Maintenance (O&M) Improvements | 10.09% | 0 | 1145.4915 | Commercial_2033_SC B_GWh_Before Competition Groups_Building Recommissioning, Operations and Maintenance (O&M) Improvements
Commercial | Com ¦ LED Low/High Bay | 2033 | SC B | GWh | Before Competition Groups | 1090.7805 | 0 | 0 | 11358.1811 | 0.096035 | 2 | Commercial_2033_SC B_GWh_Before Competition Groups_2 | LED Low/High Bay | 9.603% | 0 | 1090.7805 | Commercial_2033_SC B_GWh_Before Competition Groups_LED Low/High Bay
Commercial | Com ¦ LED Troffer/Surface/Suspended | 2033 | SC B | GWh | Before Competition Groups | 965.8476 | 0 | 0 | 11358.1811 | 0.085035 | 3 | Commercial_2033_SC B_GWh_Before Competition Groups_3 | LED Troffer/Surface/Suspended | 8.504% | 0 | 965.8476 | Commercial_2033_SC B_GWh_Before Competition Groups_LED Troffer/Surface/Suspended
Commercial | Com ¦ ENERGY STAR LED LAMPS (REFLECTOR LAMPs/MR16/PAR 16) | 2033 | SC B | GWh | Before Competition Groups | 931.8245 | 0 | 0 | 11358.1811 | 0.08204 | 4 | Commercial_2033_SC B_GWh_Before Competition Groups_4 | ENERGY STAR LED LAMPS (REFLECTOR LAMPs/MR16/PAR 16) | 8.204% | 0 | 931.8245 | Commercial_2033_SC B_GWh_Before Competition Groups_ENERGY STAR LED LAMPS (REFLECTOR LAMPs/MR16/PAR 16)
Commercial | Com ¦ Education and Capacity Building/Energy Behavior | 2033 | SC B | GWh | Before Competition Groups | 621.4997 | 0 | 0 | 11358.1811 | 0.054718 | 5 | Commercial_2033_SC B_GWh_Before Competition Groups_5 | Education and Capacity Building/Energy Behavior | 5.472% | 0 | 621.4997 | Commercial_2033_SC B_GWh_Before Competition Groups_Education and Capacity Building/Energy Behavior
Commercial | Com ¦ LED EXTERIOR AREA LIGHTS - LED fixture (200W) | 2033 | SC B | GWh | Before Competition Groups | 611.5373 | 0 | 0 | 11358.1811 | 0.053841 | 6 | Commercial_2033_SC B_GWh_Before Competition Groups_6 | LED EXTERIOR AREA LIGHTS - LED fixture (200W) | 5.384% | 0 | 611.5373 | Commercial_2033_SC B_GWh_Before Competition Groups_LED EXTERIOR AREA LIGHTS - LED fixture (200W)
Commercial | Com ¦ LED parking lot fixture | 2033 | SC B | GWh | Before Competition Groups | 584.8138 | 0 | 0 | 11358.1811 | 0.051488 | 7 | Commercial_2033_SC B_GWh_Before Competition Groups_7 | LED parking lot fixture | 5.149% | 0 | 584.8138 | Commercial_2033_SC B_GWh_Before Competition Groups_LED parking lot fixture
Commercial | Com ¦ LED Replacement Lamp (Tube) | 2033 | SC B | GWh | Before Competition Groups | 571.9977 | 0 | 0 | 11358.1811 | 0.05036 | 8 | Commercial_2033_SC B_GWh_Before Competition Groups_8 | LED Replacement Lamp (Tube) | 5.036% | 0 | 571.9977 | Commercial_2033_SC B_GWh_Before Competition Groups_LED Replacement Lamp (Tube)
Commercial | Com ¦ Furnace Tune-Up | 2033 | SC B | GWh | Before Competition Groups | 571.6737 | 0 | 0 | 11358.1811 | 0.050331 | 9 | Commercial_2033_SC B_GWh_Before Competition Groups_9 | Furnace Tune-Up | 5.033% | 0 | 571.6737 | Commercial_2033_SC B_GWh_Before Competition Groups_Furnace Tune-Up
Commercial | Com ¦ LED street light fixture | 2033 | SC B | GWh | Before Competition Groups | 369.0178 | 0 | 0 | 11358.1811 | 0.032489 | 10 | Commercial_2033_SC B_GWh_Before Competition Groups_10 | LED street light fixture | 3.249% | 0 | 369.0178 | Commercial_2033_SC B_GWh_Before Competition Groups_LED street light fixture
Commercial | Com ¦ Refrigerated Display Case Doors | 2033 | SC B | GWh | Before Competition Groups | 271.6419 | 0 | 0 | 11358.1811 | 0.023916 | 11 | Commercial_2033_SC B_GWh_Before Competition Groups_11 | Refrigerated Display Case Doors | 2.392% | 0 | 271.6419 | Commercial_2033_SC B_GWh_Before Competition Groups_Refrigerated Display Case Doors
Commercial | Com ¦ Demand Control Ventilation | 2033 | SC B | GWh | Before Competition Groups | 254.6778 | 0 | 0 | 11358.1811 | 0.022422 | 12 | Commercial_2033_SC B_GWh_Before Competition Groups_12 | Demand Control Ventilation | 2.242% | 0 | 254.6778 | Commercial_2033_SC B_GWh_Before Competition Groups_Demand Control Ventilation
Commercial | Com ¦ Reach-in Shaded Pole to ECM/PSC Evaporator Fan Motor | 2033 | SC B | GWh | Before Competition Groups | 248.2711 | 0 | 0 | 11358.1811 | 0.021858 | 13 | Commercial_2033_SC B_GWh_Before Competition Groups_13 | Reach-in Shaded Pole to ECM/PSC Evaporator Fan Motor | 2.186% | 0 | 248.2711 | Commercial_2033_SC B_GWh_Before Competition Groups_Reach-in Shaded Pole to ECM/PSC Evaporator Fan Motor
Commercial | Com ¦ High Efficiency Air Source Heat Pump | 2033 | SC B | GWh | Before Competition Groups | 247.0273 | 0 | 0 | 11358.1811 | 0.021749 | 14 | Commercial_2033_SC B_GWh_Before Competition Groups_14 | High Efficiency Air Source Heat Pump | 2.175% | 0 | 247.0273 | Commercial_2033_SC B_GWh_Before Competition Groups_High Efficiency Air Source Heat Pump
Commercial | Com ¦ Data Center Storage/Server Virtualization | 2033 | SC B | GWh | Before Competition Groups | 241.7898 | 0 | 0 | 11358.1811 | 0.021288 | 15 | Commercial_2033_SC B_GWh_Before Competition Groups_15 | Data Center Storage/Server Virtualization | 2.129% | 0 | 241.7898 | Commercial_2033_SC B_GWh_Before Competition Groups_Data Center Storage/Server Virtualization
Commercial | Com ¦ Strip Curtains | 2033 | SC B | GWh | Before Competition Groups | 238.8403 | 0 | 0 | 11358.1811 | 0.021028 | 16 | Commercial_2033_SC B_GWh_Before Competition Groups_16 | Strip Curtains | 2.103% | 0 | 238.8403 | Commercial_2033_SC B_GWh_Before Competition Groups_Strip Curtains
Commercial | Com ¦ Advanced BAS/Controllers | 2033 | SC B | GWh | Before Competition Groups | 213.4641 | 0 | 0 | 11358.1811 | 0.018794 | 17 | Commercial_2033_SC B_GWh_Before Competition Groups_17 | Advanced BAS/Controllers | 1.879% | 0 | 213.4641 | Commercial_2033_SC B_GWh_Before Competition Groups_Advanced BAS/Controllers
Commercial | Com ¦ Variable Frequency Drive (VFD) | 2033 | SC B | GWh | Before Competition Groups | 189.7613 | 0 | 0 | 11358.1811 | 0.016707 | 18 | Commercial_2033_SC B_GWh_Before Competition Groups_18 | Variable Frequency Drive (VFD) | 1.671% | 0 | 189.7613 | Commercial_2033_SC B_GWh_Before Competition Groups_Variable Frequency Drive (VFD)
Commercial | Com ¦ Centrally controlled desktop PC/NETWORK PC POWER MANAGEMENT SOFTWARE | 2033 | SC B | GWh | Before Competition Groups | 177.6935 | 0 | 0 | 11358.1811 | 0.015645 | 19 | Commercial_2033_SC B_GWh_Before Competition Groups_19 | Centrally controlled desktop PC/NETWORK PC POWER MANAGEMENT SOFTWARE | 1.564% | 0 | 177.6935 | Commercial_2033_SC B_GWh_Before Competition Groups_Centrally controlled desktop PC/NETWORK PC POWER MANAGEMENT SOFTWARE
Commercial | Com ¦ VFD on Pumps | 2033 | SC B | GWh | Before Competition Groups | 177.4852 | 0 | 0 | 11358.1811 | 0.015626 | 20 | Commercial_2033_SC B_GWh_Before Competition Groups_20 | VFD on Pumps | 1.563% | 0 | 177.4852 | Commercial_2033_SC B_GWh_Before Competition Groups_VFD on Pumps
Commercial | Com ¦ LED or Equivalent Sign Lighting | 2033 | SC B | GWh | Before Competition Groups | 164.8638 | 0 | 0 | 11358.1811 | 0.014515 | 21 | Commercial_2033_SC B_GWh_Before Competition Groups_21 | LED or Equivalent Sign Lighting | 1.451% | 0 | 164.8638 | Commercial_2033_SC B_GWh_Before Competition Groups_LED or Equivalent Sign Lighting
Commercial | Com ¦ Air Handler with Dedicated Outdoor Air Systems | 2033 | SC B | GWh | Before Competition Groups | 144.2591 | 0 | 0 | 11358.1811 | 0.012701 | 22 | Commercial_2033_SC B_GWh_Before Competition Groups_22 | Air Handler with Dedicated Outdoor Air Systems | 1.27% | 0 | 144.2591 | Commercial_2033_SC B_GWh_Before Competition Groups_Air Handler with Dedicated Outdoor Air Systems
Commercial | Com ¦ Adaptive Thermostats | 2033 | SC B | GWh | Before Competition Groups | 137.8283 | 0 | 0 | 11358.1811 | 0.012135 | 23 | Commercial_2033_SC B_GWh_Before Competition Groups_23 | Adaptive Thermostats | 1.213% | 0 | 137.8283 | Commercial_2033_SC B_GWh_Before Competition Groups_Adaptive Thermostats
Commercial | Com ¦ Unitary Air-Conditioning Unit | 2033 | SC B | GWh | Before Competition Groups | 115.1861 | 0 | 0 | 11358.1811 | 0.010141 | 24 | Commercial_2033_SC B_GWh_Before Competition Groups_24 | Unitary Air-Conditioning Unit | 1.014% | 0 | 115.1861 | Commercial_2033_SC B_GWh_Before Competition Groups_Unitary Air-Conditioning Unit
Commercial | Com ¦ ENERGY STAR LED LAMPS (General Service Lamps) | 2033 | SC B | GWh | Before Competition Groups | 112.1465 | 0 | 0 | 11358.1811 | 0.0098736 | 25 | Commercial_2033_SC B_GWh_Before Competition Groups_25 | ENERGY STAR LED LAMPS (General Service Lamps) | 0.9874% | 0 | 112.1465 | Commercial_2033_SC B_GWh_Before Competition Groups_ENERGY STAR LED LAMPS (General Service Lamps)
Commercial | Com ¦ Door Gasket Freezer/Refrigerator | 2033 | SC B | GWh | Before Competition Groups | 93.206 | 0 | 0 | 11358.1811 | 0.0082061 | 26 | Commercial_2033_SC B_GWh_Before Competition Groups_26 | Door Gasket Freezer/Refrigerator | 0.8206% | 0 | 93.206 | Commercial_2033_SC B_GWh_Before Competition Groups_Door Gasket Freezer/Refrigerator
Commercial | Com ¦ ECM MOTORS FOR EVAPORATOR FANS for refrigeration (WALK-IN) | 2033 | SC B | GWh | Before Competition Groups | 89.5027 | 0 | 0 | 11358.1811 | 0.00788 | 27 | Commercial_2033_SC B_GWh_Before Competition Groups_27 | ECM MOTORS FOR EVAPORATOR FANS for refrigeration (WALK-IN) | 0.788% | 0 | 89.5027 | Commercial_2033_SC B_GWh_Before Competition Groups_ECM MOTORS FOR EVAPORATOR FANS for refrigeration (WALK-IN)
Commercial | Com ¦ Condensing Unit Heaters or other Efficient Unit Heating System | 2033 | SC B | GWh | Before Competition Groups | 86.0116 | 0 | 0 | 11358.1811 | 0.0075727 | 28 | Commercial_2033_SC B_GWh_Before Competition Groups_28 | Condensing Unit Heaters or other Efficient Unit Heating System | 0.7573% | 0 | 86.0116 | Commercial_2033_SC B_GWh_Before Competition Groups_Condensing Unit Heaters or other Efficient Unit Heating System
Commercial | Com ¦ Demand Control Kitchen Ventilation | 2033 | SC B | GWh | Before Competition Groups | 81.2727 | 0 | 0 | 11358.1811 | 0.0071554 | 29 | Commercial_2033_SC B_GWh_Before Competition Groups_29 | Demand Control Kitchen Ventilation | 0.7155% | 0 | 81.2727 | Commercial_2033_SC B_GWh_Before Competition Groups_Demand Control Kitchen Ventilation
Commercial | Com ¦ Freezer Case Light Sensor | 2033 | SC B | GWh | Before Competition Groups | 73.6468 | 0 | 0 | 11358.1811 | 0.006484 | 30 | Commercial_2033_SC B_GWh_Before Competition Groups_30 | Freezer Case Light Sensor | 0.6484% | 0 | 73.6468 | Commercial_2033_SC B_GWh_Before Competition Groups_Freezer Case Light Sensor
Commercial | Com ¦ Evaporator Fan Controls | 2033 | SC B | GWh | Before Competition Groups | 71.8401 | 0 | 0 | 11358.1811 | 0.006325 | 31 | Commercial_2033_SC B_GWh_Before Competition Groups_31 | Evaporator Fan Controls | 0.6325% | 0 | 71.8401 | Commercial_2033_SC B_GWh_Before Competition Groups_Evaporator Fan Controls
Commercial | Com ¦ Refrigerated Display Case LED | 2033 | SC B | GWh | Before Competition Groups | 69.9899 | 0 | 0 | 11358.1811 | 0.0061621 | 32 | Commercial_2033_SC B_GWh_Before Competition Groups_32 | Refrigerated Display Case LED | 0.6162% | 0 | 69.9899 | Commercial_2033_SC B_GWh_Before Competition Groups_Refrigerated Display Case LED
Commercial | Com ¦ BEVERAGE VENDING MACHINE CONTROLS | 2033 | SC B | GWh | Before Competition Groups | 34.0474 | 0 | 0 | 11358.1811 | 0.0029976 | 33 | Commercial_2033_SC B_GWh_Before Competition Groups_33 | BEVERAGE VENDING MACHINE CONTROLS | 0.2998% | 0 | 34.0474 | Commercial_2033_SC B_GWh_Before Competition Groups_BEVERAGE VENDING MACHINE CONTROLS
Commercial | Com ¦ Elec Storage WH 2.30 Et | 2033 | SC B | GWh | Before Competition Groups | 31.0258 | 0 | 0 | 11358.1811 | 0.0027316 | 34 | Commercial_2033_SC B_GWh_Before Competition Groups_34 | Elec Storage WH 2.30 Et | 0.2732% | 0 | 31.0258 | Commercial_2033_SC B_GWh_Before Competition Groups_Elec Storage WH 2.30 Et
Commercial | Com ¦ Occupancy Sensors | 2033 | SC B | GWh | Before Competition Groups | 30.1061 | 0 | 0 | 11358.1811 | 0.0026506 | 35 | Commercial_2033_SC B_GWh_Before Competition Groups_35 | Occupancy Sensors | 0.2651% | 0 | 30.1061 | Commercial_2033_SC B_GWh_Before Competition Groups_Occupancy Sensors
Commercial | Com ¦ ENERGY STAR Griddle (74% eff) | 2033 | SC B | GWh | Before Competition Groups | 28.9596 | 0 | 0 | 11358.1811 | 0.0025497 | 36 | Commercial_2033_SC B_GWh_Before Competition Groups_36 | ENERGY STAR Griddle (74% eff) | 0.255% | 0 | 28.9596 | Commercial_2033_SC B_GWh_Before Competition Groups_ENERGY STAR Griddle (74% eff)
Commercial | Com ¦ Chilled Water Optimization | 2033 | SC B | GWh | Before Competition Groups | 27.9302 | 0 | 0 | 11358.1811 | 0.002459 | 37 | Commercial_2033_SC B_GWh_Before Competition Groups_37 | Chilled Water Optimization | 0.2459% | 0 | 27.9302 | Commercial_2033_SC B_GWh_Before Competition Groups_Chilled Water Optimization
Commercial | Com ¦ Temperature Adjustment in Commercial Freezers | 2033 | SC B | GWh | Before Competition Groups | 27.4791 | 0 | 0 | 11358.1811 | 0.0024193 | 38 | Commercial_2033_SC B_GWh_Before Competition Groups_38 | Temperature Adjustment in Commercial Freezers | 0.2419% | 0 | 27.4791 | Commercial_2033_SC B_GWh_Before Competition Groups_Temperature Adjustment in Commercial Freezers
Commercial | Com ¦ CO Sensors for parking garage exhaust fans | 2033 | SC B | GWh | Before Competition Groups | 26.1297 | 0 | 0 | 11358.1811 | 0.0023005 | 39 | Commercial_2033_SC B_GWh_Before Competition Groups_39 | CO Sensors for parking garage exhaust fans | 0.2301% | 0 | 26.1297 | Commercial_2033_SC B_GWh_Before Competition Groups_CO Sensors for parking garage exhaust fans
Commercial | Com ¦ Energy Efficient Laboratory Fume Hood | 2033 | SC B | GWh | Before Competition Groups | 23.9629 | 0 | 0 | 11358.1811 | 0.0021097 | 40 | Commercial_2033_SC B_GWh_Before Competition Groups_40 | Energy Efficient Laboratory Fume Hood | 0.211% | 0 | 23.9629 | Commercial_2033_SC B_GWh_Before Competition Groups_Energy Efficient Laboratory Fume Hood
Commercial | Com ¦ Vertical Night Covers | 2033 | SC B | GWh | Before Competition Groups | 21.3099 | 0 | 0 | 11358.1811 | 0.0018762 | 41 | Commercial_2033_SC B_GWh_Before Competition Groups_41 | Vertical Night Covers | 0.1876% | 0 | 21.3099 | Commercial_2033_SC B_GWh_Before Competition Groups_Vertical Night Covers
Commercial | Com ¦ Water Source Heat Pump (4 ton) | 2033 | SC B | GWh | Before Competition Groups | 20.9978 | 0 | 0 | 11358.1811 | 0.0018487 | 42 | Commercial_2033_SC B_GWh_Before Competition Groups_42 | Water Source Heat Pump (4 ton) | 0.1849% | 0 | 20.9978 | Commercial_2033_SC B_GWh_Before Competition Groups_Water Source Heat Pump (4 ton)
Commercial | Com ¦ Duct Insulation, R8 | 2033 | SC B | GWh | Before Competition Groups | 19.0697 | 0 | 0 | 11358.1811 | 0.0016789 | 43 | Commercial_2033_SC B_GWh_Before Competition Groups_43 | Duct Insulation, R8 | 0.1679% | 0 | 19.0697 | Commercial_2033_SC B_GWh_Before Competition Groups_Duct Insulation, R8
Commercial | Com ¦ Water Heating (DHW) Pipe Insulation (Add 3/4\ Foam)" | 2033 | SC B | GWh | Before Competition Groups | 18.3708 | 0 | 0 | 11358.1811 | 0.0016174 | 44 | Commercial_2033_SC B_GWh_Before Competition Groups_44 | Water Heating (DHW) Pipe Insulation (Add 3/4\ Foam)" | 0.1617% | 0 | 18.3708 | Commercial_2033_SC B_GWh_Before Competition Groups_Water Heating (DHW) Pipe Insulation (Add 3/4\ Foam)"
Commercial | Com ¦ Outside Air Economizer | 2033 | SC B | GWh | Before Competition Groups | 17.0363 | 0 | 0 | 11358.1811 | 0.0014999 | 45 | Commercial_2033_SC B_GWh_Before Competition Groups_45 | Outside Air Economizer | 0.15% | 0 | 17.0363 | Commercial_2033_SC B_GWh_Before Competition Groups_Outside Air Economizer
Commercial | Com ¦ Suction Pipe Insulation Freezer/Refrigerator | 2033 | SC B | GWh | Before Competition Groups | 11.6525 | 0 | 0 | 11358.1811 | 0.0010259 | 46 | Commercial_2033_SC B_GWh_Before Competition Groups_46 | Suction Pipe Insulation Freezer/Refrigerator | 0.1026% | 0 | 11.6525 | Commercial_2033_SC B_GWh_Before Competition Groups_Suction Pipe Insulation Freezer/Refrigerator
Commercial | Com ¦ ENERGY STAR Fryer (84% eff) | 2033 | SC B | GWh | Before Competition Groups | 10.6069 | 0 | 0 | 11358.1811 | 0.00093386 | 47 | Commercial_2033_SC B_GWh_Before Competition Groups_47 | ENERGY STAR Fryer (84% eff) | 0.09339% | 0 | 10.6069 | Commercial_2033_SC B_GWh_Before Competition Groups_ENERGY STAR Fryer (84% eff)
Commercial | Com ¦ Condensing Make Up Air Unit | 2033 | SC B | GWh | Before Competition Groups | 6.6047 | 0 | 0 | 11358.1811 | 0.00058149 | 48 | Commercial_2033_SC B_GWh_Before Competition Groups_48 | Condensing Make Up Air Unit | 0.05815% | 0 | 6.6047 | Commercial_2033_SC B_GWh_Before Competition Groups_Condensing Make Up Air Unit
Commercial | Com ¦ ENERGY STAR Dishwasher | 2033 | SC B | GWh | Before Competition Groups | 6.2854 | 0 | 0 | 11358.1811 | 0.00055338 | 49 | Commercial_2033_SC B_GWh_Before Competition Groups_49 | ENERGY STAR Dishwasher | 0.05534% | 0 | 6.2854 | Commercial_2033_SC B_GWh_Before Competition Groups_ENERGY STAR Dishwasher
Commercial | Com ¦ Ozone Laundry Treatment | 2033 | SC B | GWh | Before Competition Groups | 5.8755 | 0 | 0 | 11358.1811 | 0.00051729 | 50 | Commercial_2033_SC B_GWh_Before Competition Groups_50 | Ozone Laundry Treatment | 0.05173% | 0 | 5.8755 | Commercial_2033_SC B_GWh_Before Competition Groups_Ozone Laundry Treatment
Commercial | Com ¦ ENERGY STAR Steam Cookers | 2033 | SC B | GWh | Before Competition Groups | 5.0665 | 0 | 0 | 11358.1811 | 0.00044606 | 51 | Commercial_2033_SC B_GWh_Before Competition Groups_51 | ENERGY STAR Steam Cookers | 0.04461% | 0 | 5.0665 | Commercial_2033_SC B_GWh_Before Competition Groups_ENERGY STAR Steam Cookers
Commercial | Com ¦ Demand controlled Circulating Systems | 2033 | SC B | GWh | Before Competition Groups | 3.9571 | 0 | 0 | 11358.1811 | 0.00034839 | 52 | Commercial_2033_SC B_GWh_Before Competition Groups_52 | Demand controlled Circulating Systems | 0.03484% | 0 | 3.9571 | Commercial_2033_SC B_GWh_Before Competition Groups_Demand controlled Circulating Systems
Commercial | Com ¦ ECM MOTORS FOR HVAC APPLICATION (FAN-POWERED VAV BOX) | 2033 | SC B | GWh | Before Competition Groups | 2.571 | 0 | 0 | 11358.1811 | 0.00022636 | 53 | Commercial_2033_SC B_GWh_Before Competition Groups_53 | ECM MOTORS FOR HVAC APPLICATION (FAN-POWERED VAV BOX) | 0.02264% | 0 | 2.571 | Commercial_2033_SC B_GWh_Before Competition Groups_ECM MOTORS FOR HVAC APPLICATION (FAN-POWERED VAV BOX)
Commercial | Com ¦ Thermostat Setback | 2033 | SC B | GWh | Before Competition Groups | 2.3768 | 0 | 0 | 11358.1811 | 0.00020926 | 54 | Commercial_2033_SC B_GWh_Before Competition Groups_54 | Thermostat Setback | 0.02093% | 0 | 2.3768 | Commercial_2033_SC B_GWh_Before Competition Groups_Thermostat Setback
Commercial | Com ¦ Solar Water Preheat (Pools/DHW) | 2033 | SC B | GWh | Before Competition Groups | 1.9575 | 0 | 0 | 11358.1811 | 0.00017234 | 55 | Commercial_2033_SC B_GWh_Before Competition Groups_55 | Solar Water Preheat (Pools/DHW) | 0.01723% | 0 | 1.9575 | Commercial_2033_SC B_GWh_Before Competition Groups_Solar Water Preheat (Pools/DHW)
Commercial | Com ¦ Notched V belts for HVAC Systems | 2033 | SC B | GWh | Before Competition Groups | 1.4884 | 0 | 0 | 11358.1811 | 0.00013105 | 56 | Commercial_2033_SC B_GWh_Before Competition Groups_56 | Notched V belts for HVAC Systems | 0.0131% | 0 | 1.4884 | Commercial_2033_SC B_GWh_Before Competition Groups_Notched V belts for HVAC Systems
Commercial | Com ¦ CEE Tier 2/Energy Star Clothes Washers | 2033 | SC B | GWh | Before Competition Groups | 1.2089 | 0 | 0 | 11358.1811 | 0.00010644 | 57 | Commercial_2033_SC B_GWh_Before Competition Groups_57 | CEE Tier 2/Energy Star Clothes Washers | 0.01064% | 0 | 1.2089 | Commercial_2033_SC B_GWh_Before Competition Groups_CEE Tier 2/Energy Star Clothes Washers
Commercial | Com ¦ PTAC (12 EER/10,000 BTU) | 2033 | SC B | GWh | Before Competition Groups | 1.1954 | 0 | 0 | 11358.1811 | 0.00010524 | 58 | Commercial_2033_SC B_GWh_Before Competition Groups_58 | PTAC (12 EER/10,000 BTU) | 0.01052% | 0 | 1.1954 | Commercial_2033_SC B_GWh_Before Competition Groups_PTAC (12 EER/10,000 BTU)
Commercial | Com ¦ Auto Off Time Switch or Time Clock control | 2033 | SC B | GWh | Before Competition Groups | 1.1845 | 0 | 0 | 11358.1811 | 0.00010428 | 59 | Commercial_2033_SC B_GWh_Before Competition Groups_59 | Auto Off Time Switch or Time Clock control | 0.01043% | 0 | 1.1845 | Commercial_2033_SC B_GWh_Before Competition Groups_Auto Off Time Switch or Time Clock control
Commercial | COM ¦ Ductless Mini-Split Heat Pumps | 2033 | SC B | GWh | Before Competition Groups | 0.91064 | 0 | 0 | 11358.1811 | 8.0175e-05 | 60 | Commercial_2033_SC B_GWh_Before Competition Groups_60 | Ductless Mini-Split Heat Pumps | 0.008017% | 0 | 0.91064 | Commercial_2033_SC B_GWh_Before Competition Groups_Ductless Mini-Split Heat Pumps
Commercial | Com ¦ Efficient compressor motor | 2033 | SC B | GWh | Before Competition Groups | 0.6948 | 0 | 0 | 11358.1811 | 6.1172e-05 | 61 | Commercial_2033_SC B_GWh_Before Competition Groups_61 | Efficient compressor motor | 0.006117% | 0 | 0.6948 | Commercial_2033_SC B_GWh_Before Competition Groups_Efficient compressor motor
Commercial | Com ¦ High Efficiency Small Instantaneous Water Heater | 2033 | SC B | GWh | Before Competition Groups | 0.64954 | 0 | 0 | 11358.1811 | 5.7187e-05 | 62 | Commercial_2033_SC B_GWh_Before Competition Groups_62 | High Efficiency Small Instantaneous Water Heater | 0.005719% | 0 | 0.64954 | Commercial_2033_SC B_GWh_Before Competition Groups_High Efficiency Small Instantaneous Water Heater
Commercial | Com ¦ Low Flow Pre-Rinse Spray Nozzle | 2033 | SC B | GWh | Before Competition Groups | 0.63003 | 0 | 0 | 11358.1811 | 5.547e-05 | 63 | Commercial_2033_SC B_GWh_Before Competition Groups_63 | Low Flow Pre-Rinse Spray Nozzle | 0.005547% | 0 | 0.63003 | Commercial_2033_SC B_GWh_Before Competition Groups_Low Flow Pre-Rinse Spray Nozzle
Commercial | Com ¦ LED RECESSED DOWNLIGHTS | 2033 | SC B | GWh | Before Competition Groups | 0.42879 | 0 | 0 | 11358.1811 | 3.7752e-05 | 64 | Commercial_2033_SC B_GWh_Before Competition Groups_64 | LED RECESSED DOWNLIGHTS | 0.003775% | 0 | 0.42879 | Commercial_2033_SC B_GWh_Before Competition Groups_LED RECESSED DOWNLIGHTS
Commercial | Com ¦ Commercial Hot Food Holding Cabinets | 2033 | SC B | GWh | Before Competition Groups | 0.41405 | 0 | 0 | 11358.1811 | 3.6454e-05 | 65 | Commercial_2033_SC B_GWh_Before Competition Groups_65 | Commercial Hot Food Holding Cabinets | 0.003645% | 0 | 0.41405 | Commercial_2033_SC B_GWh_Before Competition Groups_Commercial Hot Food Holding Cabinets
Commercial | Com ¦ HVAC Optimization | 2033 | SC B | GWh | Before Competition Groups | 0.34021 | 0 | 0 | 11358.1811 | 2.9953e-05 | 66 | Commercial_2033_SC B_GWh_Before Competition Groups_66 | HVAC Optimization | 0.002995% | 0 | 0.34021 | Commercial_2033_SC B_GWh_Before Competition Groups_HVAC Optimization
Commercial | Com ¦ Energy Recovery Ventilation and Ventilation (Enhanced) | 2033 | SC B | GWh | Before Competition Groups | 0.31943 | 0 | 0 | 11358.1811 | 2.8124e-05 | 67 | Commercial_2033_SC B_GWh_Before Competition Groups_67 | Energy Recovery Ventilation and Ventilation (Enhanced) | 0.002812% | 0 | 0.31943 | Commercial_2033_SC B_GWh_Before Competition Groups_Energy Recovery Ventilation and Ventilation (Enhanced)
Commercial | Com ¦ Wall Insulation | 2033 | SC B | GWh | Before Competition Groups | 0.17438 | 0 | 0 | 11358.1811 | 1.5353e-05 | 68 | Commercial_2033_SC B_GWh_Before Competition Groups_68 | Wall Insulation | 0.001535% | 0 | 0.17438 | Commercial_2033_SC B_GWh_Before Competition Groups_Wall Insulation
Commercial | Com ¦ Room AC (w/ louvered sides) 14 SEER from 12 SEER code | 2033 | SC B | GWh | Before Competition Groups | 0.08527 | 0 | 0 | 11358.1811 | 7.5073e-06 | 69 | Commercial_2033_SC B_GWh_Before Competition Groups_69 | Room AC (w/ louvered sides) 14 SEER from 12 SEER code | 0.0007507% | 0 | 0.08527 | Commercial_2033_SC B_GWh_Before Competition Groups_Room AC (w/ louvered sides) 14 SEER from 12 SEER code
Commercial | Com ¦ Air Curtains | 2033 | SC B | GWh | Before Competition Groups | 0.052201 | 0 | 0 | 11358.1811 | 4.5959e-06 | 70 | Commercial_2033_SC B_GWh_Before Competition Groups_70 | Air Curtains | 0.0004596% | 0 | 0.052201 | Commercial_2033_SC B_GWh_Before Competition Groups_Air Curtains
Commercial | Com ¦ High Efficiency Chiller (avg of water and air cooled) | 2033 | SC B | GWh | Before Competition Groups | 0.050013 | 0 | 0 | 11358.1811 | 4.4033e-06 | 71 | Commercial_2033_SC B_GWh_Before Competition Groups_71 | High Efficiency Chiller (avg of water and air cooled) | 0.0004403% | 0 | 0.050013 | Commercial_2033_SC B_GWh_Before Competition Groups_High Efficiency Chiller (avg of water and air cooled)
Commercial | Com ¦ EC Plug Fan for Data Center (under cabinet) | 2033 | SC B | GWh | Before Competition Groups | 0.043925 | 0 | 0 | 11358.1811 | 3.8672e-06 | 72 | Commercial_2033_SC B_GWh_Before Competition Groups_72 | EC Plug Fan for Data Center (under cabinet) | 0.0003867% | 0 | 0.043925 | Commercial_2033_SC B_GWh_Before Competition Groups_EC Plug Fan for Data Center (under cabinet)
Commercial | Com ¦ VSD Air Compressor | 2033 | SC B | GWh | Before Competition Groups | 0.037791 | 0 | 0 | 11358.1811 | 3.3272e-06 | 73 | Commercial_2033_SC B_GWh_Before Competition Groups_73 | VSD Air Compressor | 0.0003327% | 0 | 0.037791 | Commercial_2033_SC B_GWh_Before Competition Groups_VSD Air Compressor
Commercial | Com ¦ Electric Convection Combination Ovens | 2033 | SC B | GWh | Before Competition Groups | 0.0033395 | 0 | 0 | 11358.1811 | 2.9401e-07 | 74 | Commercial_2033_SC B_GWh_Before Competition Groups_74 | Electric Convection Combination Ovens | 2.94e-05% | 0 | 0.0033395 | Commercial_2033_SC B_GWh_Before Competition Groups_Electric Convection Combination Ovens
Commercial | Com ¦ LLLC - Low Impact Application | 2033 | SC B | GWh | Before Competition Groups | 2.9544e-18 | 0 | 0 | 11358.1811 | 2.6011e-22 | 75 | Commercial_2033_SC B_GWh_Before Competition Groups_75 | LLLC - Low Impact Application | 2.601e-20% | 0 | 2.9544e-18 | Commercial_2033_SC B_GWh_Before Competition Groups_LLLC - Low Impact Application
Commercial | Com ¦ LLLC - High Impact Application | 2033 | SC B | GWh | Before Competition Groups | 1.0776e-18 | 0 | 0 | 11358.1811 | 9.4873e-23 | 76 | Commercial_2033_SC B_GWh_Before Competition Groups_76 | LLLC - High Impact Application | 9.487e-21% | 0 | 1.0776e-18 | Commercial_2033_SC B_GWh_Before Competition Groups_LLLC - High Impact Application
Commercial | Com ¦ Networked/Connected - High Impact Application | 2033 | SC B | GWh | Before Competition Groups | 1.3951e-20 | 0 | 0 | 11358.1811 | 1.2283e-24 | 77 | Commercial_2033_SC B_GWh_Before Competition Groups_77 | Networked/Connected - High Impact Application | 1.228e-22% | 0 | 1.3951e-20 | Commercial_2033_SC B_GWh_Before Competition Groups_Networked/Connected - High Impact Application
Commercial | Com ¦ Networked/Connected - Low Impact Application | 2033 | SC B | GWh | Before Competition Groups | 8.003e-21 | 0 | 0 | 11358.1811 | 7.0461e-25 | 78 | Commercial_2033_SC B_GWh_Before Competition Groups_78 | Networked/Connected - Low Impact Application | 7.046e-23% | 0 | 8.003e-21 | Commercial_2033_SC B_GWh_Before Competition Groups_Networked/Connected - Low Impact Application
Commercial | Com ¦ Indoor Daylight Sensors/Photocell Dimming Control | 2033 | SC B | GWh | Before Competition Groups | 0 | 0 | 0 | 11358.1811 | 0 | 79 | Commercial_2033_SC B_GWh_Before Competition Groups_79 | Indoor Daylight Sensors/Photocell Dimming Control | 0% | 0 | 0 | Commercial_2033_SC B_GWh_Before Competition Groups_Indoor Daylight Sensors/Photocell Dimming Control
Commercial | Com ¦ Variable Refrigerant Flow Heat Pump | 2033 | SC B | GWh | Before Competition Groups | 0 | 0 | 0 | 11358.1811 | 0 | 80 | Commercial_2033_SC B_GWh_Before Competition Groups_80 | Variable Refrigerant Flow Heat Pump | 0% | 0 | 0 | Commercial_2033_SC B_GWh_Before Competition Groups_Variable Refrigerant Flow Heat Pump
Commercial | Com ¦ LED Low/High Bay | 2033 | SC C | GWh | Before Competition Groups | 1089.6647 | 0 | 0 | 9040.5907 | 0.12053 | 1 | Commercial_2033_SC C_GWh_Before Competition Groups_1 | LED Low/High Bay | 12.05% | 0 | 1089.6647 | Commercial_2033_SC C_GWh_Before Competition Groups_LED Low/High Bay
Commercial | Com ¦ LED Troffer/Surface/Suspended | 2033 | SC C | GWh | Before Competition Groups | 964.82 | 0 | 0 | 9040.5907 | 0.10672 | 2 | Commercial_2033_SC C_GWh_Before Competition Groups_2 | LED Troffer/Surface/Suspended | 10.67% | 0 | 964.82 | Commercial_2033_SC C_GWh_Before Competition Groups_LED Troffer/Surface/Suspended
Commercial | Com ¦ ENERGY STAR LED LAMPS (REFLECTOR LAMPs/MR16/PAR 16) | 2033 | SC C | GWh | Before Competition Groups | 931.8245 | 0 | 0 | 9040.5907 | 0.10307 | 3 | Commercial_2033_SC C_GWh_Before Competition Groups_3 | ENERGY STAR LED LAMPS (REFLECTOR LAMPs/MR16/PAR 16) | 10.31% | 0 | 931.8245 | Commercial_2033_SC C_GWh_Before Competition Groups_ENERGY STAR LED LAMPS (REFLECTOR LAMPs/MR16/PAR 16)
Commercial | Com ¦ LED EXTERIOR AREA LIGHTS - LED fixture (200W) | 2033 | SC C | GWh | Before Competition Groups | 610.9614 | 0 | 0 | 9040.5907 | 0.06758 | 4 | Commercial_2033_SC C_GWh_Before Competition Groups_4 | LED EXTERIOR AREA LIGHTS - LED fixture (200W) | 6.758% | 0 | 610.9614 | Commercial_2033_SC C_GWh_Before Competition Groups_LED EXTERIOR AREA LIGHTS - LED fixture (200W)
Commercial | Com ¦ LED parking lot fixture | 2033 | SC C | GWh | Before Competition Groups | 584.8138 | 0 | 0 | 9040.5907 | 0.064688 | 5 | Commercial_2033_SC C_GWh_Before Competition Groups_5 | LED parking lot fixture | 6.469% | 0 | 584.8138 | Commercial_2033_SC C_GWh_Before Competition Groups_LED parking lot fixture
Commercial | Com ¦ LED Replacement Lamp (Tube) | 2033 | SC C | GWh | Before Competition Groups | 571.9977 | 0 | 0 | 9040.5907 | 0.06327 | 6 | Commercial_2033_SC C_GWh_Before Competition Groups_6 | LED Replacement Lamp (Tube) | 6.327% | 0 | 571.9977 | Commercial_2033_SC C_GWh_Before Competition Groups_LED Replacement Lamp (Tube)
Commercial | Com ¦ Building Recommissioning, Operations and Maintenance (O&M) Improvements | 2033 | SC C | GWh | Before Competition Groups | 565.2482 | 0 | 0 | 9040.5907 | 0.062523 | 7 | Commercial_2033_SC C_GWh_Before Competition Groups_7 | Building Recommissioning, Operations and Maintenance (O&M) Improvements | 6.252% | 0 | 565.2482 | Commercial_2033_SC C_GWh_Before Competition Groups_Building Recommissioning, Operations and Maintenance (O&M) Improvements
Commercial | Com ¦ LED street light fixture | 2033 | SC C | GWh | Before Competition Groups | 369.0178 | 0 | 0 | 9040.5907 | 0.040818 | 8 | Commercial_2033_SC C_GWh_Before Competition Groups_8 | LED street light fixture | 4.082% | 0 | 369.0178 | Commercial_2033_SC C_GWh_Before Competition Groups_LED street light fixture
Commercial | Com ¦ Furnace Tune-Up | 2033 | SC C | GWh | Before Competition Groups | 349.9055 | 0 | 0 | 9040.5907 | 0.038704 | 9 | Commercial_2033_SC C_GWh_Before Competition Groups_9 | Furnace Tune-Up | 3.87% | 0 | 349.9055 | Commercial_2033_SC C_GWh_Before Competition Groups_Furnace Tune-Up
Commercial | Com ¦ High Efficiency Air Source Heat Pump | 2033 | SC C | GWh | Before Competition Groups | 247.0279 | 0 | 0 | 9040.5907 | 0.027324 | 10 | Commercial_2033_SC C_GWh_Before Competition Groups_10 | High Efficiency Air Source Heat Pump | 2.732% | 0 | 247.0279 | Commercial_2033_SC C_GWh_Before Competition Groups_High Efficiency Air Source Heat Pump
Commercial | Com ¦ Reach-in Shaded Pole to ECM/PSC Evaporator Fan Motor | 2033 | SC C | GWh | Before Competition Groups | 231.9482 | 0 | 0 | 9040.5907 | 0.025656 | 11 | Commercial_2033_SC C_GWh_Before Competition Groups_11 | Reach-in Shaded Pole to ECM/PSC Evaporator Fan Motor | 2.566% | 0 | 231.9482 | Commercial_2033_SC C_GWh_Before Competition Groups_Reach-in Shaded Pole to ECM/PSC Evaporator Fan Motor
Commercial | Com ¦ Refrigerated Display Case Doors | 2033 | SC C | GWh | Before Competition Groups | 221.1959 | 0 | 0 | 9040.5907 | 0.024467 | 12 | Commercial_2033_SC C_GWh_Before Competition Groups_12 | Refrigerated Display Case Doors | 2.447% | 0 | 221.1959 | Commercial_2033_SC C_GWh_Before Competition Groups_Refrigerated Display Case Doors
Commercial | Com ¦ Data Center Storage/Server Virtualization | 2033 | SC C | GWh | Before Competition Groups | 218.4135 | 0 | 0 | 9040.5907 | 0.024159 | 13 | Commercial_2033_SC C_GWh_Before Competition Groups_13 | Data Center Storage/Server Virtualization | 2.416% | 0 | 218.4135 | Commercial_2033_SC C_GWh_Before Competition Groups_Data Center Storage/Server Virtualization
Commercial | Com ¦ Strip Curtains | 2033 | SC C | GWh | Before Competition Groups | 165.9627 | 0 | 0 | 9040.5907 | 0.018358 | 14 | Commercial_2033_SC C_GWh_Before Competition Groups_14 | Strip Curtains | 1.836% | 0 | 165.9627 | Commercial_2033_SC C_GWh_Before Competition Groups_Strip Curtains
Commercial | Com ¦ LED or Equivalent Sign Lighting | 2033 | SC C | GWh | Before Competition Groups | 164.8638 | 0 | 0 | 9040.5907 | 0.018236 | 15 | Commercial_2033_SC C_GWh_Before Competition Groups_15 | LED or Equivalent Sign Lighting | 1.824% | 0 | 164.8638 | Commercial_2033_SC C_GWh_Before Competition Groups_LED or Equivalent Sign Lighting
Commercial | Com ¦ Demand Control Ventilation | 2033 | SC C | GWh | Before Competition Groups | 151.3745 | 0 | 0 | 9040.5907 | 0.016744 | 16 | Commercial_2033_SC C_GWh_Before Competition Groups_16 | Demand Control Ventilation | 1.674% | 0 | 151.3745 | Commercial_2033_SC C_GWh_Before Competition Groups_Demand Control Ventilation
Commercial | Com ¦ Advanced BAS/Controllers | 2033 | SC C | GWh | Before Competition Groups | 128.4375 | 0 | 0 | 9040.5907 | 0.014207 | 17 | Commercial_2033_SC C_GWh_Before Competition Groups_17 | Advanced BAS/Controllers | 1.421% | 0 | 128.4375 | Commercial_2033_SC C_GWh_Before Competition Groups_Advanced BAS/Controllers
Commercial | Com ¦ Centrally controlled desktop PC/NETWORK PC POWER MANAGEMENT SOFTWARE | 2033 | SC C | GWh | Before Competition Groups | 125.8571 | 0 | 0 | 9040.5907 | 0.013921 | 18 | Commercial_2033_SC C_GWh_Before Competition Groups_18 | Centrally controlled desktop PC/NETWORK PC POWER MANAGEMENT SOFTWARE | 1.392% | 0 | 125.8571 | Commercial_2033_SC C_GWh_Before Competition Groups_Centrally controlled desktop PC/NETWORK PC POWER MANAGEMENT SOFTWARE
Commercial | Com ¦ Education and Capacity Building/Energy Behavior | 2033 | SC C | GWh | Before Competition Groups | 124.2999 | 0 | 0 | 9040.5907 | 0.013749 | 19 | Commercial_2033_SC C_GWh_Before Competition Groups_19 | Education and Capacity Building/Energy Behavior | 1.375% | 0 | 124.2999 | Commercial_2033_SC C_GWh_Before Competition Groups_Education and Capacity Building/Energy Behavior
Commercial | Com ¦ Variable Frequency Drive (VFD) | 2033 | SC C | GWh | Before Competition Groups | 116.5252 | 0 | 0 | 9040.5907 | 0.012889 | 20 | Commercial_2033_SC C_GWh_Before Competition Groups_20 | Variable Frequency Drive (VFD) | 1.289% | 0 | 116.5252 | Commercial_2033_SC C_GWh_Before Competition Groups_Variable Frequency Drive (VFD)
Commercial | Com ¦ ENERGY STAR LED LAMPS (General Service Lamps) | 2033 | SC C | GWh | Before Competition Groups | 112.1465 | 0 | 0 | 9040.5907 | 0.012405 | 21 | Commercial_2033_SC C_GWh_Before Competition Groups_21 | ENERGY STAR LED LAMPS (General Service Lamps) | 1.24% | 0 | 112.1465 | Commercial_2033_SC C_GWh_Before Competition Groups_ENERGY STAR LED LAMPS (General Service Lamps)
Commercial | Com ¦ VFD on Pumps | 2033 | SC C | GWh | Before Competition Groups | 108.8373 | 0 | 0 | 9040.5907 | 0.012039 | 22 | Commercial_2033_SC C_GWh_Before Competition Groups_22 | VFD on Pumps | 1.204% | 0 | 108.8373 | Commercial_2033_SC C_GWh_Before Competition Groups_VFD on Pumps
Commercial | Com ¦ Adaptive Thermostats | 2033 | SC C | GWh | Before Competition Groups | 91.7684 | 0 | 0 | 9040.5907 | 0.010151 | 23 | Commercial_2033_SC C_GWh_Before Competition Groups_23 | Adaptive Thermostats | 1.015% | 0 | 91.7684 | Commercial_2033_SC C_GWh_Before Competition Groups_Adaptive Thermostats
Commercial | Com ¦ Unitary Air-Conditioning Unit | 2033 | SC C | GWh | Before Competition Groups | 82.4656 | 0 | 0 | 9040.5907 | 0.0091217 | 24 | Commercial_2033_SC C_GWh_Before Competition Groups_24 | Unitary Air-Conditioning Unit | 0.9122% | 0 | 82.4656 | Commercial_2033_SC C_GWh_Before Competition Groups_Unitary Air-Conditioning Unit
Commercial | Com ¦ Air Handler with Dedicated Outdoor Air Systems | 2033 | SC C | GWh | Before Competition Groups | 65.0562 | 0 | 0 | 9040.5907 | 0.007196 | 25 | Commercial_2033_SC C_GWh_Before Competition Groups_25 | Air Handler with Dedicated Outdoor Air Systems | 0.7196% | 0 | 65.0562 | Commercial_2033_SC C_GWh_Before Competition Groups_Air Handler with Dedicated Outdoor Air Systems
Commercial | Com ¦ Door Gasket Freezer/Refrigerator | 2033 | SC C | GWh | Before Competition Groups | 56.4626 | 0 | 0 | 9040.5907 | 0.0062455 | 26 | Commercial_2033_SC C_GWh_Before Competition Groups_26 | Door Gasket Freezer/Refrigerator | 0.6245% | 0 | 56.4626 | Commercial_2033_SC C_GWh_Before Competition Groups_Door Gasket Freezer/Refrigerator
Commercial | Com ¦ ECM MOTORS FOR EVAPORATOR FANS for refrigeration (WALK-IN) | 2033 | SC C | GWh | Before Competition Groups | 54.4163 | 0 | 0 | 9040.5907 | 0.0060191 | 27 | Commercial_2033_SC C_GWh_Before Competition Groups_27 | ECM MOTORS FOR EVAPORATOR FANS for refrigeration (WALK-IN) | 0.6019% | 0 | 54.4163 | Commercial_2033_SC C_GWh_Before Competition Groups_ECM MOTORS FOR EVAPORATOR FANS for refrigeration (WALK-IN)
Commercial | Com ¦ Demand Control Kitchen Ventilation | 2033 | SC C | GWh | Before Competition Groups | 53.8324 | 0 | 0 | 9040.5907 | 0.0059545 | 28 | Commercial_2033_SC C_GWh_Before Competition Groups_28 | Demand Control Kitchen Ventilation | 0.5955% | 0 | 53.8324 | Commercial_2033_SC C_GWh_Before Competition Groups_Demand Control Kitchen Ventilation
Commercial | Com ¦ Condensing Unit Heaters or other Efficient Unit Heating System | 2033 | SC C | GWh | Before Competition Groups | 52.6198 | 0 | 0 | 9040.5907 | 0.0058204 | 29 | Commercial_2033_SC C_GWh_Before Competition Groups_29 | Condensing Unit Heaters or other Efficient Unit Heating System | 0.582% | 0 | 52.6198 | Commercial_2033_SC C_GWh_Before Competition Groups_Condensing Unit Heaters or other Efficient Unit Heating System
Commercial | Com ¦ Refrigerated Display Case LED | 2033 | SC C | GWh | Before Competition Groups | 50.3496 | 0 | 0 | 9040.5907 | 0.0055693 | 30 | Commercial_2033_SC C_GWh_Before Competition Groups_30 | Refrigerated Display Case LED | 0.5569% | 0 | 50.3496 | Commercial_2033_SC C_GWh_Before Competition Groups_Refrigerated Display Case LED
Commercial | Com ¦ Freezer Case Light Sensor | 2033 | SC C | GWh | Before Competition Groups | 44.6805 | 0 | 0 | 9040.5907 | 0.0049422 | 31 | Commercial_2033_SC C_GWh_Before Competition Groups_31 | Freezer Case Light Sensor | 0.4942% | 0 | 44.6805 | Commercial_2033_SC C_GWh_Before Competition Groups_Freezer Case Light Sensor
Commercial | Com ¦ Evaporator Fan Controls | 2033 | SC C | GWh | Before Competition Groups | 43.5839 | 0 | 0 | 9040.5907 | 0.0048209 | 32 | Commercial_2033_SC C_GWh_Before Competition Groups_32 | Evaporator Fan Controls | 0.4821% | 0 | 43.5839 | Commercial_2033_SC C_GWh_Before Competition Groups_Evaporator Fan Controls
Commercial | Com ¦ Occupancy Sensors | 2033 | SC C | GWh | Before Competition Groups | 30.1061 | 0 | 0 | 9040.5907 | 0.0033301 | 33 | Commercial_2033_SC C_GWh_Before Competition Groups_33 | Occupancy Sensors | 0.333% | 0 | 30.1061 | Commercial_2033_SC C_GWh_Before Competition Groups_Occupancy Sensors
Commercial | Com ¦ ENERGY STAR Griddle (74% eff) | 2033 | SC C | GWh | Before Competition Groups | 28.9598 | 0 | 0 | 9040.5907 | 0.0032033 | 34 | Commercial_2033_SC C_GWh_Before Competition Groups_34 | ENERGY STAR Griddle (74% eff) | 0.3203% | 0 | 28.9598 | Commercial_2033_SC C_GWh_Before Competition Groups_ENERGY STAR Griddle (74% eff)
Commercial | Com ¦ Chilled Water Optimization | 2033 | SC C | GWh | Before Competition Groups | 27.9311 | 0 | 0 | 9040.5907 | 0.0030895 | 35 | Commercial_2033_SC C_GWh_Before Competition Groups_35 | Chilled Water Optimization | 0.309% | 0 | 27.9311 | Commercial_2033_SC C_GWh_Before Competition Groups_Chilled Water Optimization
Commercial | Com ¦ BEVERAGE VENDING MACHINE CONTROLS | 2033 | SC C | GWh | Before Competition Groups | 20.3042 | 0 | 0 | 9040.5907 | 0.0022459 | 36 | Commercial_2033_SC C_GWh_Before Competition Groups_36 | BEVERAGE VENDING MACHINE CONTROLS | 0.2246% | 0 | 20.3042 | Commercial_2033_SC C_GWh_Before Competition Groups_BEVERAGE VENDING MACHINE CONTROLS
Commercial | Com ¦ Elec Storage WH 2.30 Et | 2033 | SC C | GWh | Before Competition Groups | 19.2732 | 0 | 0 | 9040.5907 | 0.0021319 | 37 | Commercial_2033_SC C_GWh_Before Competition Groups_37 | Elec Storage WH 2.30 Et | 0.2132% | 0 | 19.2732 | Commercial_2033_SC C_GWh_Before Competition Groups_Elec Storage WH 2.30 Et
Commercial | Com ¦ Temperature Adjustment in Commercial Freezers | 2033 | SC C | GWh | Before Competition Groups | 16.6825 | 0 | 0 | 9040.5907 | 0.0018453 | 38 | Commercial_2033_SC C_GWh_Before Competition Groups_38 | Temperature Adjustment in Commercial Freezers | 0.1845% | 0 | 16.6825 | Commercial_2033_SC C_GWh_Before Competition Groups_Temperature Adjustment in Commercial Freezers
Commercial | Com ¦ CO Sensors for parking garage exhaust fans | 2033 | SC C | GWh | Before Competition Groups | 16.5728 | 0 | 0 | 9040.5907 | 0.0018332 | 39 | Commercial_2033_SC C_GWh_Before Competition Groups_39 | CO Sensors for parking garage exhaust fans | 0.1833% | 0 | 16.5728 | Commercial_2033_SC C_GWh_Before Competition Groups_CO Sensors for parking garage exhaust fans
Commercial | Com ¦ Water Source Heat Pump (4 ton) | 2033 | SC C | GWh | Before Competition Groups | 15.0355 | 0 | 0 | 9040.5907 | 0.0016631 | 40 | Commercial_2033_SC C_GWh_Before Competition Groups_40 | Water Source Heat Pump (4 ton) | 0.1663% | 0 | 15.0355 | Commercial_2033_SC C_GWh_Before Competition Groups_Water Source Heat Pump (4 ton)
Commercial | Com ¦ Energy Efficient Laboratory Fume Hood | 2033 | SC C | GWh | Before Competition Groups | 14.7651 | 0 | 0 | 9040.5907 | 0.0016332 | 41 | Commercial_2033_SC C_GWh_Before Competition Groups_41 | Energy Efficient Laboratory Fume Hood | 0.1633% | 0 | 14.7651 | Commercial_2033_SC C_GWh_Before Competition Groups_Energy Efficient Laboratory Fume Hood
Commercial | Com ¦ Vertical Night Covers | 2033 | SC C | GWh | Before Competition Groups | 12.9283 | 0 | 0 | 9040.5907 | 0.00143 | 42 | Commercial_2033_SC C_GWh_Before Competition Groups_42 | Vertical Night Covers | 0.143% | 0 | 12.9283 | Commercial_2033_SC C_GWh_Before Competition Groups_Vertical Night Covers
Commercial | Com ¦ Outside Air Economizer | 2033 | SC C | GWh | Before Competition Groups | 12.0018 | 0 | 0 | 9040.5907 | 0.0013275 | 43 | Commercial_2033_SC C_GWh_Before Competition Groups_43 | Outside Air Economizer | 0.1328% | 0 | 12.0018 | Commercial_2033_SC C_GWh_Before Competition Groups_Outside Air Economizer
Commercial | Com ¦ Duct Insulation, R8 | 2033 | SC C | GWh | Before Competition Groups | 11.7009 | 0 | 0 | 9040.5907 | 0.0012943 | 44 | Commercial_2033_SC C_GWh_Before Competition Groups_44 | Duct Insulation, R8 | 0.1294% | 0 | 11.7009 | Commercial_2033_SC C_GWh_Before Competition Groups_Duct Insulation, R8
Commercial | Com ¦ Water Heating (DHW) Pipe Insulation (Add 3/4\ Foam)" | 2033 | SC C | GWh | Before Competition Groups | 11.1859 | 0 | 0 | 9040.5907 | 0.0012373 | 45 | Commercial_2033_SC C_GWh_Before Competition Groups_45 | Water Heating (DHW) Pipe Insulation (Add 3/4\ Foam)" | 0.1237% | 0 | 11.1859 | Commercial_2033_SC C_GWh_Before Competition Groups_Water Heating (DHW) Pipe Insulation (Add 3/4\ Foam)"
Commercial | Com ¦ ENERGY STAR Fryer (84% eff) | 2033 | SC C | GWh | Before Competition Groups | 10.607 | 0 | 0 | 9040.5907 | 0.0011733 | 46 | Commercial_2033_SC C_GWh_Before Competition Groups_46 | ENERGY STAR Fryer (84% eff) | 0.1173% | 0 | 10.607 | Commercial_2033_SC C_GWh_Before Competition Groups_ENERGY STAR Fryer (84% eff)
Commercial | Com ¦ Suction Pipe Insulation Freezer/Refrigerator | 2033 | SC C | GWh | Before Competition Groups | 7.0775 | 0 | 0 | 9040.5907 | 0.00078285 | 47 | Commercial_2033_SC C_GWh_Before Competition Groups_47 | Suction Pipe Insulation Freezer/Refrigerator | 0.07829% | 0 | 7.0775 | Commercial_2033_SC C_GWh_Before Competition Groups_Suction Pipe Insulation Freezer/Refrigerator
Commercial | Com ¦ ENERGY STAR Dishwasher | 2033 | SC C | GWh | Before Competition Groups | 5.8116 | 0 | 0 | 9040.5907 | 0.00064284 | 48 | Commercial_2033_SC C_GWh_Before Competition Groups_48 | ENERGY STAR Dishwasher | 0.06428% | 0 | 5.8116 | Commercial_2033_SC C_GWh_Before Competition Groups_ENERGY STAR Dishwasher
Commercial | Com ¦ Condensing Make Up Air Unit | 2033 | SC C | GWh | Before Competition Groups | 5.1405 | 0 | 0 | 9040.5907 | 0.0005686 | 49 | Commercial_2033_SC C_GWh_Before Competition Groups_49 | Condensing Make Up Air Unit | 0.05686% | 0 | 5.1405 | Commercial_2033_SC C_GWh_Before Competition Groups_Condensing Make Up Air Unit
Commercial | Com ¦ ENERGY STAR Steam Cookers | 2033 | SC C | GWh | Before Competition Groups | 5.0665 | 0 | 0 | 9040.5907 | 0.00056042 | 50 | Commercial_2033_SC C_GWh_Before Competition Groups_50 | ENERGY STAR Steam Cookers | 0.05604% | 0 | 5.0665 | Commercial_2033_SC C_GWh_Before Competition Groups_ENERGY STAR Steam Cookers
Commercial | Com ¦ Ozone Laundry Treatment | 2033 | SC C | GWh | Before Competition Groups | 3.6886 | 0 | 0 | 9040.5907 | 0.000408 | 51 | Commercial_2033_SC C_GWh_Before Competition Groups_51 | Ozone Laundry Treatment | 0.0408% | 0 | 3.6886 | Commercial_2033_SC C_GWh_Before Competition Groups_Ozone Laundry Treatment
Commercial | Com ¦ Demand controlled Circulating Systems | 2033 | SC C | GWh | Before Competition Groups | 2.379 | 0 | 0 | 9040.5907 | 0.00026314 | 52 | Commercial_2033_SC C_GWh_Before Competition Groups_52 | Demand controlled Circulating Systems | 0.02631% | 0 | 2.379 | Commercial_2033_SC C_GWh_Before Competition Groups_Demand controlled Circulating Systems
Commercial | Com ¦ Thermostat Setback | 2033 | SC C | GWh | Before Competition Groups | 2.3606 | 0 | 0 | 9040.5907 | 0.00026111 | 53 | Commercial_2033_SC C_GWh_Before Competition Groups_53 | Thermostat Setback | 0.02611% | 0 | 2.3606 | Commercial_2033_SC C_GWh_Before Competition Groups_Thermostat Setback
Commercial | Com ¦ ECM MOTORS FOR HVAC APPLICATION (FAN-POWERED VAV BOX) | 2033 | SC C | GWh | Before Competition Groups | 1.738 | 0 | 0 | 9040.5907 | 0.00019224 | 54 | Commercial_2033_SC C_GWh_Before Competition Groups_54 | ECM MOTORS FOR HVAC APPLICATION (FAN-POWERED VAV BOX) | 0.01922% | 0 | 1.738 | Commercial_2033_SC C_GWh_Before Competition Groups_ECM MOTORS FOR HVAC APPLICATION (FAN-POWERED VAV BOX)
Commercial | Com ¦ CEE Tier 2/Energy Star Clothes Washers | 2033 | SC C | GWh | Before Competition Groups | 1.0807 | 0 | 0 | 9040.5907 | 0.00011954 | 55 | Commercial_2033_SC C_GWh_Before Competition Groups_55 | CEE Tier 2/Energy Star Clothes Washers | 0.01195% | 0 | 1.0807 | Commercial_2033_SC C_GWh_Before Competition Groups_CEE Tier 2/Energy Star Clothes Washers
Commercial | Com ¦ Solar Water Preheat (Pools/DHW) | 2033 | SC C | GWh | Before Competition Groups | 1.0085 | 0 | 0 | 9040.5907 | 0.00011155 | 56 | Commercial_2033_SC C_GWh_Before Competition Groups_56 | Solar Water Preheat (Pools/DHW) | 0.01115% | 0 | 1.0085 | Commercial_2033_SC C_GWh_Before Competition Groups_Solar Water Preheat (Pools/DHW)
Commercial | Com ¦ Notched V belts for HVAC Systems | 2033 | SC C | GWh | Before Competition Groups | 0.97951 | 0 | 0 | 9040.5907 | 0.00010835 | 57 | Commercial_2033_SC C_GWh_Before Competition Groups_57 | Notched V belts for HVAC Systems | 0.01083% | 0 | 0.97951 | Commercial_2033_SC C_GWh_Before Competition Groups_Notched V belts for HVAC Systems
Commercial | Com ¦ Auto Off Time Switch or Time Clock control | 2033 | SC C | GWh | Before Competition Groups | 0.72272 | 0 | 0 | 9040.5907 | 7.9942e-05 | 58 | Commercial_2033_SC C_GWh_Before Competition Groups_58 | Auto Off Time Switch or Time Clock control | 0.007994% | 0 | 0.72272 | Commercial_2033_SC C_GWh_Before Competition Groups_Auto Off Time Switch or Time Clock control
Commercial | COM ¦ Ductless Mini-Split Heat Pumps | 2033 | SC C | GWh | Before Competition Groups | 0.70218 | 0 | 0 | 9040.5907 | 7.767e-05 | 59 | Commercial_2033_SC C_GWh_Before Competition Groups_59 | Ductless Mini-Split Heat Pumps | 0.007767% | 0 | 0.70218 | Commercial_2033_SC C_GWh_Before Competition Groups_Ductless Mini-Split Heat Pumps
Commercial | Com ¦ LLLC - High Impact Application | 2033 | SC C | GWh | Before Competition Groups | 0.65423 | 0 | 0 | 9040.5907 | 7.2366e-05 | 60 | Commercial_2033_SC C_GWh_Before Competition Groups_60 | LLLC - High Impact Application | 0.007237% | 0 | 0.65423 | Commercial_2033_SC C_GWh_Before Competition Groups_LLLC - High Impact Application
Commercial | Com ¦ PTAC (12 EER/10,000 BTU) | 2033 | SC C | GWh | Before Competition Groups | 0.61713 | 0 | 0 | 9040.5907 | 6.8262e-05 | 61 | Commercial_2033_SC C_GWh_Before Competition Groups_61 | PTAC (12 EER/10,000 BTU) | 0.006826% | 0 | 0.61713 | Commercial_2033_SC C_GWh_Before Competition Groups_PTAC (12 EER/10,000 BTU)
Commercial | Com ¦ Low Flow Pre-Rinse Spray Nozzle | 2033 | SC C | GWh | Before Competition Groups | 0.52724 | 0 | 0 | 9040.5907 | 5.8319e-05 | 62 | Commercial_2033_SC C_GWh_Before Competition Groups_62 | Low Flow Pre-Rinse Spray Nozzle | 0.005832% | 0 | 0.52724 | Commercial_2033_SC C_GWh_Before Competition Groups_Low Flow Pre-Rinse Spray Nozzle
Commercial | Com ¦ LED RECESSED DOWNLIGHTS | 2033 | SC C | GWh | Before Competition Groups | 0.42879 | 0 | 0 | 9040.5907 | 4.743e-05 | 63 | Commercial_2033_SC C_GWh_Before Competition Groups_63 | LED RECESSED DOWNLIGHTS | 0.004743% | 0 | 0.42879 | Commercial_2033_SC C_GWh_Before Competition Groups_LED RECESSED DOWNLIGHTS
Commercial | Com ¦ LLLC - Low Impact Application | 2033 | SC C | GWh | Before Competition Groups | 0.39841 | 0 | 0 | 9040.5907 | 4.4069e-05 | 64 | Commercial_2033_SC C_GWh_Before Competition Groups_64 | LLLC - Low Impact Application | 0.004407% | 0 | 0.39841 | Commercial_2033_SC C_GWh_Before Competition Groups_LLLC - Low Impact Application
Commercial | Com ¦ HVAC Optimization | 2033 | SC C | GWh | Before Competition Groups | 0.34021 | 0 | 0 | 9040.5907 | 3.7632e-05 | 65 | Commercial_2033_SC C_GWh_Before Competition Groups_65 | HVAC Optimization | 0.003763% | 0 | 0.34021 | Commercial_2033_SC C_GWh_Before Competition Groups_HVAC Optimization
Commercial | Com ¦ Commercial Hot Food Holding Cabinets | 2033 | SC C | GWh | Before Competition Groups | 0.31249 | 0 | 0 | 9040.5907 | 3.4565e-05 | 66 | Commercial_2033_SC C_GWh_Before Competition Groups_66 | Commercial Hot Food Holding Cabinets | 0.003456% | 0 | 0.31249 | Commercial_2033_SC C_GWh_Before Competition Groups_Commercial Hot Food Holding Cabinets
Commercial | Com ¦ High Efficiency Small Instantaneous Water Heater | 2033 | SC C | GWh | Before Competition Groups | 0.27974 | 0 | 0 | 9040.5907 | 3.0943e-05 | 67 | Commercial_2033_SC C_GWh_Before Competition Groups_67 | High Efficiency Small Instantaneous Water Heater | 0.003094% | 0 | 0.27974 | Commercial_2033_SC C_GWh_Before Competition Groups_High Efficiency Small Instantaneous Water Heater
Commercial | Com ¦ Efficient compressor motor | 2033 | SC C | GWh | Before Competition Groups | 0.26037 | 0 | 0 | 9040.5907 | 2.88e-05 | 68 | Commercial_2033_SC C_GWh_Before Competition Groups_68 | Efficient compressor motor | 0.00288% | 0 | 0.26037 | Commercial_2033_SC C_GWh_Before Competition Groups_Efficient compressor motor
Commercial | Com ¦ Air Curtains | 2033 | SC C | GWh | Before Competition Groups | 0.18695 | 0 | 0 | 9040.5907 | 2.0679e-05 | 69 | Commercial_2033_SC C_GWh_Before Competition Groups_69 | Air Curtains | 0.002068% | 0 | 0.18695 | Commercial_2033_SC C_GWh_Before Competition Groups_Air Curtains
Commercial | Com ¦ Energy Recovery Ventilation and Ventilation (Enhanced) | 2033 | SC C | GWh | Before Competition Groups | 0.125 | 0 | 0 | 9040.5907 | 1.3827e-05 | 70 | Commercial_2033_SC C_GWh_Before Competition Groups_70 | Energy Recovery Ventilation and Ventilation (Enhanced) | 0.001383% | 0 | 0.125 | Commercial_2033_SC C_GWh_Before Competition Groups_Energy Recovery Ventilation and Ventilation (Enhanced)
Commercial | Com ¦ Wall Insulation | 2033 | SC C | GWh | Before Competition Groups | 0.10703 | 0 | 0 | 9040.5907 | 1.1839e-05 | 71 | Commercial_2033_SC C_GWh_Before Competition Groups_71 | Wall Insulation | 0.001184% | 0 | 0.10703 | Commercial_2033_SC C_GWh_Before Competition Groups_Wall Insulation
Commercial | Com ¦ High Efficiency Chiller (avg of water and air cooled) | 2033 | SC C | GWh | Before Competition Groups | 0.050017 | 0 | 0 | 9040.5907 | 5.5325e-06 | 72 | Commercial_2033_SC C_GWh_Before Competition Groups_72 | High Efficiency Chiller (avg of water and air cooled) | 0.0005533% | 0 | 0.050017 | Commercial_2033_SC C_GWh_Before Competition Groups_High Efficiency Chiller (avg of water and air cooled)
Commercial | Com ¦ Room AC (w/ louvered sides) 14 SEER from 12 SEER code | 2033 | SC C | GWh | Before Competition Groups | 0.045352 | 0 | 0 | 9040.5907 | 5.0165e-06 | 73 | Commercial_2033_SC C_GWh_Before Competition Groups_73 | Room AC (w/ louvered sides) 14 SEER from 12 SEER code | 0.0005017% | 0 | 0.045352 | Commercial_2033_SC C_GWh_Before Competition Groups_Room AC (w/ louvered sides) 14 SEER from 12 SEER code
Commercial | Com ¦ VSD Air Compressor | 2033 | SC C | GWh | Before Competition Groups | 0.032929 | 0 | 0 | 9040.5907 | 3.6424e-06 | 74 | Commercial_2033_SC C_GWh_Before Competition Groups_74 | VSD Air Compressor | 0.0003642% | 0 | 0.032929 | Commercial_2033_SC C_GWh_Before Competition Groups_VSD Air Compressor
Commercial | Com ¦ EC Plug Fan for Data Center (under cabinet) | 2033 | SC C | GWh | Before Competition Groups | 0.030769 | 0 | 0 | 9040.5907 | 3.4034e-06 | 75 | Commercial_2033_SC C_GWh_Before Competition Groups_75 | EC Plug Fan for Data Center (under cabinet) | 0.0003403% | 0 | 0.030769 | Commercial_2033_SC C_GWh_Before Competition Groups_EC Plug Fan for Data Center (under cabinet)
Commercial | Com ¦ Electric Convection Combination Ovens | 2033 | SC C | GWh | Before Competition Groups | 0.0031278 | 0 | 0 | 9040.5907 | 3.4598e-07 | 76 | Commercial_2033_SC C_GWh_Before Competition Groups_76 | Electric Convection Combination Ovens | 3.46e-05% | 0 | 0.0031278 | Commercial_2033_SC C_GWh_Before Competition Groups_Electric Convection Combination Ovens
Commercial | Com ¦ Networked/Connected - High Impact Application | 2033 | SC C | GWh | Before Competition Groups | 0.0021945 | 0 | 0 | 9040.5907 | 2.4273e-07 | 77 | Commercial_2033_SC C_GWh_Before Competition Groups_77 | Networked/Connected - High Impact Application | 2.427e-05% | 0 | 0.0021945 | Commercial_2033_SC C_GWh_Before Competition Groups_Networked/Connected - High Impact Application
Commercial | Com ¦ Networked/Connected - Low Impact Application | 2033 | SC C | GWh | Before Competition Groups | 0.00010724 | 0 | 0 | 9040.5907 | 1.1862e-08 | 78 | Commercial_2033_SC C_GWh_Before Competition Groups_78 | Networked/Connected - Low Impact Application | 1.186e-06% | 0 | 0.00010724 | Commercial_2033_SC C_GWh_Before Competition Groups_Networked/Connected - Low Impact Application
Commercial | Com ¦ Indoor Daylight Sensors/Photocell Dimming Control | 2033 | SC C | GWh | Before Competition Groups | 0 | 0 | 0 | 9040.5907 | 0 | 79 | Commercial_2033_SC C_GWh_Before Competition Groups_79 | Indoor Daylight Sensors/Photocell Dimming Control | 0% | 0 | 0 | Commercial_2033_SC C_GWh_Before Competition Groups_Indoor Daylight Sensors/Photocell Dimming Control
Commercial | Com ¦ Variable Refrigerant Flow Heat Pump | 2033 | SC C | GWh | Before Competition Groups | 0 | 0 | 0 | 9040.5907 | 0 | 80 | Commercial_2033_SC C_GWh_Before Competition Groups_80 | Variable Refrigerant Flow Heat Pump | 0% | 0 | 0 | Commercial_2033_SC C_GWh_Before Competition Groups_Variable Refrigerant Flow Heat Pump
Commercial | Com ¦ ENERGY STAR LED LAMPS (REFLECTOR LAMPs/MR16/PAR 16) | 2033 | SC D | GWh | Before Competition Groups | 931.8143 | 0 | 0 | 8441.1337 | 0.11039 | 1 | Commercial_2033_SC D_GWh_Before Competition Groups_1 | ENERGY STAR LED LAMPS (REFLECTOR LAMPs/MR16/PAR 16) | 11.04% | 0 | 931.8143 | Commercial_2033_SC D_GWh_Before Competition Groups_ENERGY STAR LED LAMPS (REFLECTOR LAMPs/MR16/PAR 16)
Commercial | Com ¦ LED Low/High Bay | 2033 | SC D | GWh | Before Competition Groups | 915.8991 | 0 | 0 | 8441.1337 | 0.1085 | 2 | Commercial_2033_SC D_GWh_Before Competition Groups_2 | LED Low/High Bay | 10.85% | 0 | 915.8991 | Commercial_2033_SC D_GWh_Before Competition Groups_LED Low/High Bay
Commercial | Com ¦ LED Troffer/Surface/Suspended | 2033 | SC D | GWh | Before Competition Groups | 862.0707 | 0 | 0 | 8441.1337 | 0.10213 | 3 | Commercial_2033_SC D_GWh_Before Competition Groups_3 | LED Troffer/Surface/Suspended | 10.21% | 0 | 862.0707 | Commercial_2033_SC D_GWh_Before Competition Groups_LED Troffer/Surface/Suspended
Commercial | Com ¦ LED EXTERIOR AREA LIGHTS - LED fixture (200W) | 2033 | SC D | GWh | Before Competition Groups | 605.776 | 0 | 0 | 8441.1337 | 0.071765 | 4 | Commercial_2033_SC D_GWh_Before Competition Groups_4 | LED EXTERIOR AREA LIGHTS - LED fixture (200W) | 7.176% | 0 | 605.776 | Commercial_2033_SC D_GWh_Before Competition Groups_LED EXTERIOR AREA LIGHTS - LED fixture (200W)
Commercial | Com ¦ LED parking lot fixture | 2033 | SC D | GWh | Before Competition Groups | 584.8138 | 0 | 0 | 8441.1337 | 0.069281 | 5 | Commercial_2033_SC D_GWh_Before Competition Groups_5 | LED parking lot fixture | 6.928% | 0 | 584.8138 | Commercial_2033_SC D_GWh_Before Competition Groups_LED parking lot fixture
Commercial | Com ¦ LED Replacement Lamp (Tube) | 2033 | SC D | GWh | Before Competition Groups | 571.9977 | 0 | 0 | 8441.1337 | 0.067763 | 6 | Commercial_2033_SC D_GWh_Before Competition Groups_6 | LED Replacement Lamp (Tube) | 6.776% | 0 | 571.9977 | Commercial_2033_SC D_GWh_Before Competition Groups_LED Replacement Lamp (Tube)
Commercial | Com ¦ Building Recommissioning, Operations and Maintenance (O&M) Improvements | 2033 | SC D | GWh | Before Competition Groups | 562.159 | 0 | 0 | 8441.1337 | 0.066598 | 7 | Commercial_2033_SC D_GWh_Before Competition Groups_7 | Building Recommissioning, Operations and Maintenance (O&M) Improvements | 6.66% | 0 | 562.159 | Commercial_2033_SC D_GWh_Before Competition Groups_Building Recommissioning, Operations and Maintenance (O&M) Improvements
Commercial | Com ¦ Furnace Tune-Up | 2033 | SC D | GWh | Before Competition Groups | 349.8515 | 0 | 0 | 8441.1337 | 0.041446 | 8 | Commercial_2033_SC D_GWh_Before Competition Groups_8 | Furnace Tune-Up | 4.145% | 0 | 349.8515 | Commercial_2033_SC D_GWh_Before Competition Groups_Furnace Tune-Up
Commercial | Com ¦ LED street light fixture | 2033 | SC D | GWh | Before Competition Groups | 291.2234 | 0 | 0 | 8441.1337 | 0.034501 | 9 | Commercial_2033_SC D_GWh_Before Competition Groups_9 | LED street light fixture | 3.45% | 0 | 291.2234 | Commercial_2033_SC D_GWh_Before Competition Groups_LED street light fixture
Commercial | Com ¦ High Efficiency Air Source Heat Pump | 2033 | SC D | GWh | Before Competition Groups | 247.0279 | 0 | 0 | 8441.1337 | 0.029265 | 10 | Commercial_2033_SC D_GWh_Before Competition Groups_10 | High Efficiency Air Source Heat Pump | 2.926% | 0 | 247.0279 | Commercial_2033_SC D_GWh_Before Competition Groups_High Efficiency Air Source Heat Pump
Commercial | Com ¦ Reach-in Shaded Pole to ECM/PSC Evaporator Fan Motor | 2033 | SC D | GWh | Before Competition Groups | 231.9482 | 0 | 0 | 8441.1337 | 0.027478 | 11 | Commercial_2033_SC D_GWh_Before Competition Groups_11 | Reach-in Shaded Pole to ECM/PSC Evaporator Fan Motor | 2.748% | 0 | 231.9482 | Commercial_2033_SC D_GWh_Before Competition Groups_Reach-in Shaded Pole to ECM/PSC Evaporator Fan Motor
Commercial | Com ¦ Data Center Storage/Server Virtualization | 2033 | SC D | GWh | Before Competition Groups | 218.4135 | 0 | 0 | 8441.1337 | 0.025875 | 12 | Commercial_2033_SC D_GWh_Before Competition Groups_12 | Data Center Storage/Server Virtualization | 2.587% | 0 | 218.4135 | Commercial_2033_SC D_GWh_Before Competition Groups_Data Center Storage/Server Virtualization
Commercial | Com ¦ Strip Curtains | 2033 | SC D | GWh | Before Competition Groups | 165.887 | 0 | 0 | 8441.1337 | 0.019652 | 13 | Commercial_2033_SC D_GWh_Before Competition Groups_13 | Strip Curtains | 1.965% | 0 | 165.887 | Commercial_2033_SC D_GWh_Before Competition Groups_Strip Curtains
Commercial | Com ¦ Refrigerated Display Case Doors | 2033 | SC D | GWh | Before Competition Groups | 161.7018 | 0 | 0 | 8441.1337 | 0.019156 | 14 | Commercial_2033_SC D_GWh_Before Competition Groups_14 | Refrigerated Display Case Doors | 1.916% | 0 | 161.7018 | Commercial_2033_SC D_GWh_Before Competition Groups_Refrigerated Display Case Doors
Commercial | Com ¦ Advanced BAS/Controllers | 2033 | SC D | GWh | Before Competition Groups | 136.2084 | 0 | 0 | 8441.1337 | 0.016136 | 15 | Commercial_2033_SC D_GWh_Before Competition Groups_15 | Advanced BAS/Controllers | 1.614% | 0 | 136.2084 | Commercial_2033_SC D_GWh_Before Competition Groups_Advanced BAS/Controllers
Commercial | Com ¦ Centrally controlled desktop PC/NETWORK PC POWER MANAGEMENT SOFTWARE | 2033 | SC D | GWh | Before Competition Groups | 125.7236 | 0 | 0 | 8441.1337 | 0.014894 | 16 | Commercial_2033_SC D_GWh_Before Competition Groups_16 | Centrally controlled desktop PC/NETWORK PC POWER MANAGEMENT SOFTWARE | 1.489% | 0 | 125.7236 | Commercial_2033_SC D_GWh_Before Competition Groups_Centrally controlled desktop PC/NETWORK PC POWER MANAGEMENT SOFTWARE
Commercial | Com ¦ Education and Capacity Building/Energy Behavior | 2033 | SC D | GWh | Before Competition Groups | 124.2999 | 0 | 0 | 8441.1337 | 0.014726 | 17 | Commercial_2033_SC D_GWh_Before Competition Groups_17 | Education and Capacity Building/Energy Behavior | 1.473% | 0 | 124.2999 | Commercial_2033_SC D_GWh_Before Competition Groups_Education and Capacity Building/Energy Behavior
Commercial | Com ¦ Demand Control Ventilation | 2033 | SC D | GWh | Before Competition Groups | 117.3409 | 0 | 0 | 8441.1337 | 0.013901 | 18 | Commercial_2033_SC D_GWh_Before Competition Groups_18 | Demand Control Ventilation | 1.39% | 0 | 117.3409 | Commercial_2033_SC D_GWh_Before Competition Groups_Demand Control Ventilation
Commercial | Com ¦ Variable Frequency Drive (VFD) | 2033 | SC D | GWh | Before Competition Groups | 113.2361 | 0 | 0 | 8441.1337 | 0.013415 | 19 | Commercial_2033_SC D_GWh_Before Competition Groups_19 | Variable Frequency Drive (VFD) | 1.341% | 0 | 113.2361 | Commercial_2033_SC D_GWh_Before Competition Groups_Variable Frequency Drive (VFD)
Commercial | Com ¦ ENERGY STAR LED LAMPS (General Service Lamps) | 2033 | SC D | GWh | Before Competition Groups | 112.1416 | 0 | 0 | 8441.1337 | 0.013285 | 20 | Commercial_2033_SC D_GWh_Before Competition Groups_20 | ENERGY STAR LED LAMPS (General Service Lamps) | 1.329% | 0 | 112.1416 | Commercial_2033_SC D_GWh_Before Competition Groups_ENERGY STAR LED LAMPS (General Service Lamps)
Commercial | Com ¦ LED or Equivalent Sign Lighting | 2033 | SC D | GWh | Before Competition Groups | 106.9649 | 0 | 0 | 8441.1337 | 0.012672 | 21 | Commercial_2033_SC D_GWh_Before Competition Groups_21 | LED or Equivalent Sign Lighting | 1.267% | 0 | 106.9649 | Commercial_2033_SC D_GWh_Before Competition Groups_LED or Equivalent Sign Lighting
Commercial | Com ¦ VFD on Pumps | 2033 | SC D | GWh | Before Competition Groups | 105.1019 | 0 | 0 | 8441.1337 | 0.012451 | 22 | Commercial_2033_SC D_GWh_Before Competition Groups_22 | VFD on Pumps | 1.245% | 0 | 105.1019 | Commercial_2033_SC D_GWh_Before Competition Groups_VFD on Pumps
Commercial | Com ¦ Adaptive Thermostats | 2033 | SC D | GWh | Before Competition Groups | 87.8352 | 0 | 0 | 8441.1337 | 0.010406 | 23 | Commercial_2033_SC D_GWh_Before Competition Groups_23 | Adaptive Thermostats | 1.041% | 0 | 87.8352 | Commercial_2033_SC D_GWh_Before Competition Groups_Adaptive Thermostats
Commercial | Com ¦ Unitary Air-Conditioning Unit | 2033 | SC D | GWh | Before Competition Groups | 71.1748 | 0 | 0 | 8441.1337 | 0.0084319 | 24 | Commercial_2033_SC D_GWh_Before Competition Groups_24 | Unitary Air-Conditioning Unit | 0.8432% | 0 | 71.1748 | Commercial_2033_SC D_GWh_Before Competition Groups_Unitary Air-Conditioning Unit
Commercial | Com ¦ ECM MOTORS FOR EVAPORATOR FANS for refrigeration (WALK-IN) | 2033 | SC D | GWh | Before Competition Groups | 53.8133 | 0 | 0 | 8441.1337 | 0.0063751 | 25 | Commercial_2033_SC D_GWh_Before Competition Groups_25 | ECM MOTORS FOR EVAPORATOR FANS for refrigeration (WALK-IN) | 0.6375% | 0 | 53.8133 | Commercial_2033_SC D_GWh_Before Competition Groups_ECM MOTORS FOR EVAPORATOR FANS for refrigeration (WALK-IN)
Commercial | Com ¦ Condensing Unit Heaters or other Efficient Unit Heating System | 2033 | SC D | GWh | Before Competition Groups | 52.4089 | 0 | 0 | 8441.1337 | 0.0062088 | 26 | Commercial_2033_SC D_GWh_Before Competition Groups_26 | Condensing Unit Heaters or other Efficient Unit Heating System | 0.6209% | 0 | 52.4089 | Commercial_2033_SC D_GWh_Before Competition Groups_Condensing Unit Heaters or other Efficient Unit Heating System
Commercial | Com ¦ Door Gasket Freezer/Refrigerator | 2033 | SC D | GWh | Before Competition Groups | 51.698 | 0 | 0 | 8441.1337 | 0.0061245 | 27 | Commercial_2033_SC D_GWh_Before Competition Groups_27 | Door Gasket Freezer/Refrigerator | 0.6125% | 0 | 51.698 | Commercial_2033_SC D_GWh_Before Competition Groups_Door Gasket Freezer/Refrigerator
Commercial | Com ¦ Demand Control Kitchen Ventilation | 2033 | SC D | GWh | Before Competition Groups | 50.3181 | 0 | 0 | 8441.1337 | 0.0059611 | 28 | Commercial_2033_SC D_GWh_Before Competition Groups_28 | Demand Control Kitchen Ventilation | 0.5961% | 0 | 50.3181 | Commercial_2033_SC D_GWh_Before Competition Groups_Demand Control Kitchen Ventilation
Commercial | Com ¦ Air Handler with Dedicated Outdoor Air Systems | 2033 | SC D | GWh | Before Competition Groups | 48.1163 | 0 | 0 | 8441.1337 | 0.0057002 | 29 | Commercial_2033_SC D_GWh_Before Competition Groups_29 | Air Handler with Dedicated Outdoor Air Systems | 0.57% | 0 | 48.1163 | Commercial_2033_SC D_GWh_Before Competition Groups_Air Handler with Dedicated Outdoor Air Systems
Commercial | Com ¦ Evaporator Fan Controls | 2033 | SC D | GWh | Before Competition Groups | 43.5839 | 0 | 0 | 8441.1337 | 0.0051633 | 30 | Commercial_2033_SC D_GWh_Before Competition Groups_30 | Evaporator Fan Controls | 0.5163% | 0 | 43.5839 | Commercial_2033_SC D_GWh_Before Competition Groups_Evaporator Fan Controls
Commercial | Com ¦ Refrigerated Display Case LED | 2033 | SC D | GWh | Before Competition Groups | 40.8518 | 0 | 0 | 8441.1337 | 0.0048396 | 31 | Commercial_2033_SC D_GWh_Before Competition Groups_31 | Refrigerated Display Case LED | 0.484% | 0 | 40.8518 | Commercial_2033_SC D_GWh_Before Competition Groups_Refrigerated Display Case LED
Commercial | Com ¦ Freezer Case Light Sensor | 2033 | SC D | GWh | Before Competition Groups | 30.3041 | 0 | 0 | 8441.1337 | 0.0035901 | 32 | Commercial_2033_SC D_GWh_Before Competition Groups_32 | Freezer Case Light Sensor | 0.359% | 0 | 30.3041 | Commercial_2033_SC D_GWh_Before Competition Groups_Freezer Case Light Sensor
Commercial | Com ¦ Occupancy Sensors | 2033 | SC D | GWh | Before Competition Groups | 30.1061 | 0 | 0 | 8441.1337 | 0.0035666 | 33 | Commercial_2033_SC D_GWh_Before Competition Groups_33 | Occupancy Sensors | 0.3567% | 0 | 30.1061 | Commercial_2033_SC D_GWh_Before Competition Groups_Occupancy Sensors
Commercial | Com ¦ ENERGY STAR Griddle (74% eff) | 2033 | SC D | GWh | Before Competition Groups | 28.9598 | 0 | 0 | 8441.1337 | 0.0034308 | 34 | Commercial_2033_SC D_GWh_Before Competition Groups_34 | ENERGY STAR Griddle (74% eff) | 0.3431% | 0 | 28.9598 | Commercial_2033_SC D_GWh_Before Competition Groups_ENERGY STAR Griddle (74% eff)
Commercial | Com ¦ Chilled Water Optimization | 2033 | SC D | GWh | Before Competition Groups | 27.9311 | 0 | 0 | 8441.1337 | 0.0033089 | 35 | Commercial_2033_SC D_GWh_Before Competition Groups_35 | Chilled Water Optimization | 0.3309% | 0 | 27.9311 | Commercial_2033_SC D_GWh_Before Competition Groups_Chilled Water Optimization
Commercial | Com ¦ BEVERAGE VENDING MACHINE CONTROLS | 2033 | SC D | GWh | Before Competition Groups | 19.5235 | 0 | 0 | 8441.1337 | 0.0023129 | 36 | Commercial_2033_SC D_GWh_Before Competition Groups_36 | BEVERAGE VENDING MACHINE CONTROLS | 0.2313% | 0 | 19.5235 | Commercial_2033_SC D_GWh_Before Competition Groups_BEVERAGE VENDING MACHINE CONTROLS
Commercial | Com ¦ Elec Storage WH 2.30 Et | 2033 | SC D | GWh | Before Competition Groups | 17.3255 | 0 | 0 | 8441.1337 | 0.0020525 | 37 | Commercial_2033_SC D_GWh_Before Competition Groups_37 | Elec Storage WH 2.30 Et | 0.2053% | 0 | 17.3255 | Commercial_2033_SC D_GWh_Before Competition Groups_Elec Storage WH 2.30 Et
Commercial | Com ¦ Temperature Adjustment in Commercial Freezers | 2033 | SC D | GWh | Before Competition Groups | 16.6825 | 0 | 0 | 8441.1337 | 0.0019763 | 38 | Commercial_2033_SC D_GWh_Before Competition Groups_38 | Temperature Adjustment in Commercial Freezers | 0.1976% | 0 | 16.6825 | Commercial_2033_SC D_GWh_Before Competition Groups_Temperature Adjustment in Commercial Freezers
Commercial | Com ¦ CO Sensors for parking garage exhaust fans | 2033 | SC D | GWh | Before Competition Groups | 13.028 | 0 | 0 | 8441.1337 | 0.0015434 | 39 | Commercial_2033_SC D_GWh_Before Competition Groups_39 | CO Sensors for parking garage exhaust fans | 0.1543% | 0 | 13.028 | Commercial_2033_SC D_GWh_Before Competition Groups_CO Sensors for parking garage exhaust fans
Commercial | Com ¦ Water Source Heat Pump (4 ton) | 2033 | SC D | GWh | Before Competition Groups | 12.486 | 0 | 0 | 8441.1337 | 0.0014792 | 40 | Commercial_2033_SC D_GWh_Before Competition Groups_40 | Water Source Heat Pump (4 ton) | 0.1479% | 0 | 12.486 | Commercial_2033_SC D_GWh_Before Competition Groups_Water Source Heat Pump (4 ton)
Commercial | Com ¦ Vertical Night Covers | 2033 | SC D | GWh | Before Competition Groups | 12.3256 | 0 | 0 | 8441.1337 | 0.0014602 | 41 | Commercial_2033_SC D_GWh_Before Competition Groups_41 | Vertical Night Covers | 0.146% | 0 | 12.3256 | Commercial_2033_SC D_GWh_Before Competition Groups_Vertical Night Covers
Commercial | Com ¦ Energy Efficient Laboratory Fume Hood | 2033 | SC D | GWh | Before Competition Groups | 12.0804 | 0 | 0 | 8441.1337 | 0.0014311 | 42 | Commercial_2033_SC D_GWh_Before Competition Groups_42 | Energy Efficient Laboratory Fume Hood | 0.1431% | 0 | 12.0804 | Commercial_2033_SC D_GWh_Before Competition Groups_Energy Efficient Laboratory Fume Hood
Commercial | Com ¦ Outside Air Economizer | 2033 | SC D | GWh | Before Competition Groups | 12.0018 | 0 | 0 | 8441.1337 | 0.0014218 | 43 | Commercial_2033_SC D_GWh_Before Competition Groups_43 | Outside Air Economizer | 0.1422% | 0 | 12.0018 | Commercial_2033_SC D_GWh_Before Competition Groups_Outside Air Economizer
Commercial | Com ¦ Duct Insulation, R8 | 2033 | SC D | GWh | Before Competition Groups | 11.6368 | 0 | 0 | 8441.1337 | 0.0013786 | 44 | Commercial_2033_SC D_GWh_Before Competition Groups_44 | Duct Insulation, R8 | 0.1379% | 0 | 11.6368 | Commercial_2033_SC D_GWh_Before Competition Groups_Duct Insulation, R8
Commercial | Com ¦ Water Heating (DHW) Pipe Insulation (Add 3/4\ Foam)" | 2033 | SC D | GWh | Before Competition Groups | 10.6057 | 0 | 0 | 8441.1337 | 0.0012564 | 45 | Commercial_2033_SC D_GWh_Before Competition Groups_45 | Water Heating (DHW) Pipe Insulation (Add 3/4\ Foam)" | 0.1256% | 0 | 10.6057 | Commercial_2033_SC D_GWh_Before Competition Groups_Water Heating (DHW) Pipe Insulation (Add 3/4\ Foam)"
Commercial | Com ¦ ENERGY STAR Fryer (84% eff) | 2033 | SC D | GWh | Before Competition Groups | 10.5199 | 0 | 0 | 8441.1337 | 0.0012463 | 46 | Commercial_2033_SC D_GWh_Before Competition Groups_46 | ENERGY STAR Fryer (84% eff) | 0.1246% | 0 | 10.5199 | Commercial_2033_SC D_GWh_Before Competition Groups_ENERGY STAR Fryer (84% eff)
Commercial | Com ¦ Suction Pipe Insulation Freezer/Refrigerator | 2033 | SC D | GWh | Before Competition Groups | 6.5174 | 0 | 0 | 8441.1337 | 0.0007721 | 47 | Commercial_2033_SC D_GWh_Before Competition Groups_47 | Suction Pipe Insulation Freezer/Refrigerator | 0.07721% | 0 | 6.5174 | Commercial_2033_SC D_GWh_Before Competition Groups_Suction Pipe Insulation Freezer/Refrigerator
Commercial | Com ¦ ENERGY STAR Dishwasher | 2033 | SC D | GWh | Before Competition Groups | 5.1509 | 0 | 0 | 8441.1337 | 0.00061021 | 48 | Commercial_2033_SC D_GWh_Before Competition Groups_48 | ENERGY STAR Dishwasher | 0.06102% | 0 | 5.1509 | Commercial_2033_SC D_GWh_Before Competition Groups_ENERGY STAR Dishwasher
Commercial | Com ¦ ENERGY STAR Steam Cookers | 2033 | SC D | GWh | Before Competition Groups | 5.0346 | 0 | 0 | 8441.1337 | 0.00059644 | 49 | Commercial_2033_SC D_GWh_Before Competition Groups_49 | ENERGY STAR Steam Cookers | 0.05964% | 0 | 5.0346 | Commercial_2033_SC D_GWh_Before Competition Groups_ENERGY STAR Steam Cookers
Commercial | Com ¦ Condensing Make Up Air Unit | 2033 | SC D | GWh | Before Competition Groups | 2.9965 | 0 | 0 | 8441.1337 | 0.00035499 | 50 | Commercial_2033_SC D_GWh_Before Competition Groups_50 | Condensing Make Up Air Unit | 0.0355% | 0 | 2.9965 | Commercial_2033_SC D_GWh_Before Competition Groups_Condensing Make Up Air Unit
Commercial | Com ¦ Ozone Laundry Treatment | 2033 | SC D | GWh | Before Competition Groups | 2.566 | 0 | 0 | 8441.1337 | 0.00030399 | 51 | Commercial_2033_SC D_GWh_Before Competition Groups_51 | Ozone Laundry Treatment | 0.0304% | 0 | 2.566 | Commercial_2033_SC D_GWh_Before Competition Groups_Ozone Laundry Treatment
Commercial | Com ¦ Thermostat Setback | 2033 | SC D | GWh | Before Competition Groups | 2.3606 | 0 | 0 | 8441.1337 | 0.00027965 | 52 | Commercial_2033_SC D_GWh_Before Competition Groups_52 | Thermostat Setback | 0.02797% | 0 | 2.3606 | Commercial_2033_SC D_GWh_Before Competition Groups_Thermostat Setback
Commercial | Com ¦ ECM MOTORS FOR HVAC APPLICATION (FAN-POWERED VAV BOX) | 2033 | SC D | GWh | Before Competition Groups | 1.6385 | 0 | 0 | 8441.1337 | 0.00019411 | 53 | Commercial_2033_SC D_GWh_Before Competition Groups_53 | ECM MOTORS FOR HVAC APPLICATION (FAN-POWERED VAV BOX) | 0.01941% | 0 | 1.6385 | Commercial_2033_SC D_GWh_Before Competition Groups_ECM MOTORS FOR HVAC APPLICATION (FAN-POWERED VAV BOX)
Commercial | Com ¦ CEE Tier 2/Energy Star Clothes Washers | 2033 | SC D | GWh | Before Competition Groups | 1.0293 | 0 | 0 | 8441.1337 | 0.00012194 | 54 | Commercial_2033_SC D_GWh_Before Competition Groups_54 | CEE Tier 2/Energy Star Clothes Washers | 0.01219% | 0 | 1.0293 | Commercial_2033_SC D_GWh_Before Competition Groups_CEE Tier 2/Energy Star Clothes Washers
Commercial | Com ¦ Solar Water Preheat (Pools/DHW) | 2033 | SC D | GWh | Before Competition Groups | 1.0085 | 0 | 0 | 8441.1337 | 0.00011947 | 55 | Commercial_2033_SC D_GWh_Before Competition Groups_55 | Solar Water Preheat (Pools/DHW) | 0.01195% | 0 | 1.0085 | Commercial_2033_SC D_GWh_Before Competition Groups_Solar Water Preheat (Pools/DHW)
Commercial | Com ¦ Notched V belts for HVAC Systems | 2033 | SC D | GWh | Before Competition Groups | 0.86969 | 0 | 0 | 8441.1337 | 0.00010303 | 56 | Commercial_2033_SC D_GWh_Before Competition Groups_56 | Notched V belts for HVAC Systems | 0.0103% | 0 | 0.86969 | Commercial_2033_SC D_GWh_Before Competition Groups_Notched V belts for HVAC Systems
Commercial | Com ¦ Auto Off Time Switch or Time Clock control | 2033 | SC D | GWh | Before Competition Groups | 0.72272 | 0 | 0 | 8441.1337 | 8.5619e-05 | 57 | Commercial_2033_SC D_GWh_Before Competition Groups_57 | Auto Off Time Switch or Time Clock control | 0.008562% | 0 | 0.72272 | Commercial_2033_SC D_GWh_Before Competition Groups_Auto Off Time Switch or Time Clock control
Commercial | Com ¦ Demand controlled Circulating Systems | 2033 | SC D | GWh | Before Competition Groups | 0.71944 | 0 | 0 | 8441.1337 | 8.523e-05 | 58 | Commercial_2033_SC D_GWh_Before Competition Groups_58 | Demand controlled Circulating Systems | 0.008523% | 0 | 0.71944 | Commercial_2033_SC D_GWh_Before Competition Groups_Demand controlled Circulating Systems
Commercial | COM ¦ Ductless Mini-Split Heat Pumps | 2033 | SC D | GWh | Before Competition Groups | 0.70218 | 0 | 0 | 8441.1337 | 8.3186e-05 | 59 | Commercial_2033_SC D_GWh_Before Competition Groups_59 | Ductless Mini-Split Heat Pumps | 0.008319% | 0 | 0.70218 | Commercial_2033_SC D_GWh_Before Competition Groups_Ductless Mini-Split Heat Pumps
Commercial | Com ¦ PTAC (12 EER/10,000 BTU) | 2033 | SC D | GWh | Before Competition Groups | 0.59546 | 0 | 0 | 8441.1337 | 7.0543e-05 | 60 | Commercial_2033_SC D_GWh_Before Competition Groups_60 | PTAC (12 EER/10,000 BTU) | 0.007054% | 0 | 0.59546 | Commercial_2033_SC D_GWh_Before Competition Groups_PTAC (12 EER/10,000 BTU)
Commercial | Com ¦ Low Flow Pre-Rinse Spray Nozzle | 2033 | SC D | GWh | Before Competition Groups | 0.52554 | 0 | 0 | 8441.1337 | 6.2259e-05 | 61 | Commercial_2033_SC D_GWh_Before Competition Groups_61 | Low Flow Pre-Rinse Spray Nozzle | 0.006226% | 0 | 0.52554 | Commercial_2033_SC D_GWh_Before Competition Groups_Low Flow Pre-Rinse Spray Nozzle
Commercial | Com ¦ LED RECESSED DOWNLIGHTS | 2033 | SC D | GWh | Before Competition Groups | 0.35802 | 0 | 0 | 8441.1337 | 4.2413e-05 | 62 | Commercial_2033_SC D_GWh_Before Competition Groups_62 | LED RECESSED DOWNLIGHTS | 0.004241% | 0 | 0.35802 | Commercial_2033_SC D_GWh_Before Competition Groups_LED RECESSED DOWNLIGHTS
Commercial | Com ¦ HVAC Optimization | 2033 | SC D | GWh | Before Competition Groups | 0.34021 | 0 | 0 | 8441.1337 | 4.0304e-05 | 63 | Commercial_2033_SC D_GWh_Before Competition Groups_63 | HVAC Optimization | 0.00403% | 0 | 0.34021 | Commercial_2033_SC D_GWh_Before Competition Groups_HVAC Optimization
Commercial | Com ¦ Commercial Hot Food Holding Cabinets | 2033 | SC D | GWh | Before Competition Groups | 0.31249 | 0 | 0 | 8441.1337 | 3.702e-05 | 64 | Commercial_2033_SC D_GWh_Before Competition Groups_64 | Commercial Hot Food Holding Cabinets | 0.003702% | 0 | 0.31249 | Commercial_2033_SC D_GWh_Before Competition Groups_Commercial Hot Food Holding Cabinets
Commercial | Com ¦ High Efficiency Small Instantaneous Water Heater | 2033 | SC D | GWh | Before Competition Groups | 0.23592 | 0 | 0 | 8441.1337 | 2.7949e-05 | 65 | Commercial_2033_SC D_GWh_Before Competition Groups_65 | High Efficiency Small Instantaneous Water Heater | 0.002795% | 0 | 0.23592 | Commercial_2033_SC D_GWh_Before Competition Groups_High Efficiency Small Instantaneous Water Heater
Commercial | Com ¦ Air Curtains | 2033 | SC D | GWh | Before Competition Groups | 0.16344 | 0 | 0 | 8441.1337 | 1.9362e-05 | 66 | Commercial_2033_SC D_GWh_Before Competition Groups_66 | Air Curtains | 0.001936% | 0 | 0.16344 | Commercial_2033_SC D_GWh_Before Competition Groups_Air Curtains
Commercial | Com ¦ Wall Insulation | 2033 | SC D | GWh | Before Competition Groups | 0.096679 | 0 | 0 | 8441.1337 | 1.1453e-05 | 67 | Commercial_2033_SC D_GWh_Before Competition Groups_67 | Wall Insulation | 0.001145% | 0 | 0.096679 | Commercial_2033_SC D_GWh_Before Competition Groups_Wall Insulation
Commercial | Com ¦ Energy Recovery Ventilation and Ventilation (Enhanced) | 2033 | SC D | GWh | Before Competition Groups | 0.082064 | 0 | 0 | 8441.1337 | 9.7219e-06 | 68 | Commercial_2033_SC D_GWh_Before Competition Groups_68 | Energy Recovery Ventilation and Ventilation (Enhanced) | 0.0009722% | 0 | 0.082064 | Commercial_2033_SC D_GWh_Before Competition Groups_Energy Recovery Ventilation and Ventilation (Enhanced)
Commercial | Com ¦ Efficient compressor motor | 2033 | SC D | GWh | Before Competition Groups | 0.050366 | 0 | 0 | 8441.1337 | 5.9668e-06 | 69 | Commercial_2033_SC D_GWh_Before Competition Groups_69 | Efficient compressor motor | 0.0005967% | 0 | 0.050366 | Commercial_2033_SC D_GWh_Before Competition Groups_Efficient compressor motor
Commercial | Com ¦ Room AC (w/ louvered sides) 14 SEER from 12 SEER code | 2033 | SC D | GWh | Before Competition Groups | 0.045311 | 0 | 0 | 8441.1337 | 5.3678e-06 | 70 | Commercial_2033_SC D_GWh_Before Competition Groups_70 | Room AC (w/ louvered sides) 14 SEER from 12 SEER code | 0.0005368% | 0 | 0.045311 | Commercial_2033_SC D_GWh_Before Competition Groups_Room AC (w/ louvered sides) 14 SEER from 12 SEER code
Commercial | Com ¦ VSD Air Compressor | 2033 | SC D | GWh | Before Competition Groups | 0.032929 | 0 | 0 | 8441.1337 | 3.9011e-06 | 71 | Commercial_2033_SC D_GWh_Before Competition Groups_71 | VSD Air Compressor | 0.0003901% | 0 | 0.032929 | Commercial_2033_SC D_GWh_Before Competition Groups_VSD Air Compressor
Commercial | Com ¦ EC Plug Fan for Data Center (under cabinet) | 2033 | SC D | GWh | Before Competition Groups | 0.027499 | 0 | 0 | 8441.1337 | 3.2578e-06 | 72 | Commercial_2033_SC D_GWh_Before Competition Groups_72 | EC Plug Fan for Data Center (under cabinet) | 0.0003258% | 0 | 0.027499 | Commercial_2033_SC D_GWh_Before Competition Groups_EC Plug Fan for Data Center (under cabinet)
Commercial | Com ¦ High Efficiency Chiller (avg of water and air cooled) | 2033 | SC D | GWh | Before Competition Groups | 0.023606 | 0 | 0 | 8441.1337 | 2.7966e-06 | 73 | Commercial_2033_SC D_GWh_Before Competition Groups_73 | High Efficiency Chiller (avg of water and air cooled) | 0.0002797% | 0 | 0.023606 | Commercial_2033_SC D_GWh_Before Competition Groups_High Efficiency Chiller (avg of water and air cooled)
Commercial | Com ¦ LLLC - High Impact Application | 2033 | SC D | GWh | Before Competition Groups | 0.0059798 | 0 | 0 | 8441.1337 | 7.0842e-07 | 74 | Commercial_2033_SC D_GWh_Before Competition Groups_74 | LLLC - High Impact Application | 7.084e-05% | 0 | 0.0059798 | Commercial_2033_SC D_GWh_Before Competition Groups_LLLC - High Impact Application
Commercial | Com ¦ Electric Convection Combination Ovens | 2033 | SC D | GWh | Before Competition Groups | 0.0031278 | 0 | 0 | 8441.1337 | 3.7055e-07 | 75 | Commercial_2033_SC D_GWh_Before Competition Groups_75 | Electric Convection Combination Ovens | 3.705e-05% | 0 | 0.0031278 | Commercial_2033_SC D_GWh_Before Competition Groups_Electric Convection Combination Ovens
Commercial | Com ¦ LLLC - Low Impact Application | 2033 | SC D | GWh | Before Competition Groups | 0.00055914 | 0 | 0 | 8441.1337 | 6.6239e-08 | 76 | Commercial_2033_SC D_GWh_Before Competition Groups_76 | LLLC - Low Impact Application | 6.624e-06% | 0 | 0.00055914 | Commercial_2033_SC D_GWh_Before Competition Groups_LLLC - Low Impact Application
Commercial | Com ¦ Networked/Connected - Low Impact Application | 2033 | SC D | GWh | Before Competition Groups | 1.7132e-07 | 0 | 0 | 8441.1337 | 2.0296e-11 | 77 | Commercial_2033_SC D_GWh_Before Competition Groups_77 | Networked/Connected - Low Impact Application | 2.03e-09% | 0 | 1.7132e-07 | Commercial_2033_SC D_GWh_Before Competition Groups_Networked/Connected - Low Impact Application
Commercial | Com ¦ Networked/Connected - High Impact Application | 2033 | SC D | GWh | Before Competition Groups | 2.5608e-08 | 0 | 0 | 8441.1337 | 3.0337e-12 | 78 | Commercial_2033_SC D_GWh_Before Competition Groups_78 | Networked/Connected - High Impact Application | 3.034e-10% | 0 | 2.5608e-08 | Commercial_2033_SC D_GWh_Before Competition Groups_Networked/Connected - High Impact Application
Commercial | Com ¦ Indoor Daylight Sensors/Photocell Dimming Control | 2033 | SC D | GWh | Before Competition Groups | 0 | 0 | 0 | 8441.1337 | 0 | 79 | Commercial_2033_SC D_GWh_Before Competition Groups_79 | Indoor Daylight Sensors/Photocell Dimming Control | 0% | 0 | 0 | Commercial_2033_SC D_GWh_Before Competition Groups_Indoor Daylight Sensors/Photocell Dimming Control
Commercial | Com ¦ Variable Refrigerant Flow Heat Pump | 2033 | SC D | GWh | Before Competition Groups | 0 | 0 | 0 | 8441.1337 | 0 | 80 | Commercial_2033_SC D_GWh_Before Competition Groups_80 | Variable Refrigerant Flow Heat Pump | 0% | 0 | 0 | Commercial_2033_SC D_GWh_Before Competition Groups_Variable Refrigerant Flow Heat Pump
Commercial | Com ¦ Building Recommissioning, Operations and Maintenance (O&M) Improvements | 2033 | Technical | GWh | Before Competition Groups | 1917.2662 | 0 | 0 | 21027.5281 | 0.091179 | 1 | Commercial_2033_Technical_GWh_Before Competition Groups_1 | Building Recommissioning, Operations and Maintenance (O&M) Improvements | 9.118% | 0 | 1917.2662 | Commercial_2033_Technical_GWh_Before Competition Groups_Building Recommissioning, Operations and Maintenance (O&M) Improvements
Commercial | Com ¦ Central Lighting Control System | 2033 | Technical | GWh | Before Competition Groups | 1779.2683 | 0 | 0 | 21027.5281 | 0.084616 | 2 | Commercial_2033_Technical_GWh_Before Competition Groups_2 | Central Lighting Control System | 8.462% | 0 | 1779.2683 | Commercial_2033_Technical_GWh_Before Competition Groups_Central Lighting Control System
Commercial | Com ¦ LED Low/High Bay | 2033 | Technical | GWh | Before Competition Groups | 1175.4397 | 0 | 0 | 21027.5281 | 0.0559 | 3 | Commercial_2033_Technical_GWh_Before Competition Groups_3 | LED Low/High Bay | 5.59% | 0 | 1175.4397 | Commercial_2033_Technical_GWh_Before Competition Groups_LED Low/High Bay
Commercial | Com ¦ ENERGY STAR LED LAMPS (REFLECTOR LAMPs/MR16/PAR 16) | 2033 | Technical | GWh | Before Competition Groups | 1045.3014 | 0 | 0 | 21027.5281 | 0.049711 | 4 | Commercial_2033_Technical_GWh_Before Competition Groups_4 | ENERGY STAR LED LAMPS (REFLECTOR LAMPs/MR16/PAR 16) | 4.971% | 0 | 1045.3014 | Commercial_2033_Technical_GWh_Before Competition Groups_ENERGY STAR LED LAMPS (REFLECTOR LAMPs/MR16/PAR 16)
Commercial | Com ¦ LED Troffer/Surface/Suspended | 2033 | Technical | GWh | Before Competition Groups | 957.5349 | 0 | 0 | 21027.5281 | 0.045537 | 5 | Commercial_2033_Technical_GWh_Before Competition Groups_5 | LED Troffer/Surface/Suspended | 4.554% | 0 | 957.5349 | Commercial_2033_Technical_GWh_Before Competition Groups_LED Troffer/Surface/Suspended
Commercial | Com ¦ LLLC - High Impact Application | 2033 | Technical | GWh | Before Competition Groups | 819.7953 | 0 | 0 | 21027.5281 | 0.038987 | 6 | Commercial_2033_Technical_GWh_Before Competition Groups_6 | LLLC - High Impact Application | 3.899% | 0 | 819.7953 | Commercial_2033_Technical_GWh_Before Competition Groups_LLLC - High Impact Application
Commercial | Com ¦ LLLC - Low Impact Application | 2033 | Technical | GWh | Before Competition Groups | 812.2133 | 0 | 0 | 21027.5281 | 0.038626 | 7 | Commercial_2033_Technical_GWh_Before Competition Groups_7 | LLLC - Low Impact Application | 3.863% | 0 | 812.2133 | Commercial_2033_Technical_GWh_Before Competition Groups_LLLC - Low Impact Application
Commercial | Com ¦ Networked/Connected - High Impact Application | 2033 | Technical | GWh | Before Competition Groups | 741.2733 | 0 | 0 | 21027.5281 | 0.035253 | 8 | Commercial_2033_Technical_GWh_Before Competition Groups_8 | Networked/Connected - High Impact Application | 3.525% | 0 | 741.2733 | Commercial_2033_Technical_GWh_Before Competition Groups_Networked/Connected - High Impact Application
Commercial | Com ¦ Education and Capacity Building/Energy Behavior | 2033 | Technical | GWh | Before Competition Groups | 721.1246 | 0 | 0 | 21027.5281 | 0.034294 | 9 | Commercial_2033_Technical_GWh_Before Competition Groups_9 | Education and Capacity Building/Energy Behavior | 3.429% | 0 | 721.1246 | Commercial_2033_Technical_GWh_Before Competition Groups_Education and Capacity Building/Energy Behavior
Commercial | Com ¦ Networked/Connected - Low Impact Application | 2033 | Technical | GWh | Before Competition Groups | 697.1401 | 0 | 0 | 21027.5281 | 0.033154 | 10 | Commercial_2033_Technical_GWh_Before Competition Groups_10 | Networked/Connected - Low Impact Application | 3.315% | 0 | 697.1401 | Commercial_2033_Technical_GWh_Before Competition Groups_Networked/Connected - Low Impact Application
Commercial | Com ¦ LED Replacement Lamp (Tube) | 2033 | Technical | GWh | Before Competition Groups | 685.409 | 0 | 0 | 21027.5281 | 0.032596 | 11 | Commercial_2033_Technical_GWh_Before Competition Groups_11 | LED Replacement Lamp (Tube) | 3.26% | 0 | 685.409 | Commercial_2033_Technical_GWh_Before Competition Groups_LED Replacement Lamp (Tube)
Commercial | Com ¦ LED EXTERIOR AREA LIGHTS - LED fixture (200W) | 2033 | Technical | GWh | Before Competition Groups | 648.3126 | 0 | 0 | 21027.5281 | 0.030832 | 12 | Commercial_2033_Technical_GWh_Before Competition Groups_12 | LED EXTERIOR AREA LIGHTS - LED fixture (200W) | 3.083% | 0 | 648.3126 | Commercial_2033_Technical_GWh_Before Competition Groups_LED EXTERIOR AREA LIGHTS - LED fixture (200W)
Commercial | Com ¦ High Efficiency Air Source Heat Pump | 2033 | Technical | GWh | Before Competition Groups | 640.8965 | 0 | 0 | 21027.5281 | 0.030479 | 13 | Commercial_2033_Technical_GWh_Before Competition Groups_13 | High Efficiency Air Source Heat Pump | 3.048% | 0 | 640.8965 | Commercial_2033_Technical_GWh_Before Competition Groups_High Efficiency Air Source Heat Pump
Commercial | Com ¦ LED parking lot fixture | 2033 | Technical | GWh | Before Competition Groups | 616.9931 | 0 | 0 | 21027.5281 | 0.029342 | 14 | Commercial_2033_Technical_GWh_Before Competition Groups_14 | LED parking lot fixture | 2.934% | 0 | 616.9931 | Commercial_2033_Technical_GWh_Before Competition Groups_LED parking lot fixture
Commercial | Com ¦ Smart Strip Plug Outlets | 2033 | Technical | GWh | Before Competition Groups | 593.0031 | 0 | 0 | 21027.5281 | 0.028201 | 15 | Commercial_2033_Technical_GWh_Before Competition Groups_15 | Smart Strip Plug Outlets | 2.82% | 0 | 593.0031 | Commercial_2033_Technical_GWh_Before Competition Groups_Smart Strip Plug Outlets
Commercial | Com ¦ Furnace Tune-Up | 2033 | Technical | GWh | Before Competition Groups | 526.4691 | 0 | 0 | 21027.5281 | 0.025037 | 16 | Commercial_2033_Technical_GWh_Before Competition Groups_16 | Furnace Tune-Up | 2.504% | 0 | 526.4691 | Commercial_2033_Technical_GWh_Before Competition Groups_Furnace Tune-Up
Commercial | Com ¦ Variable Refrigerant Flow Heat Pump | 2033 | Technical | GWh | Before Competition Groups | 494.5257 | 0 | 0 | 21027.5281 | 0.023518 | 17 | Commercial_2033_Technical_GWh_Before Competition Groups_17 | Variable Refrigerant Flow Heat Pump | 2.352% | 0 | 494.5257 | Commercial_2033_Technical_GWh_Before Competition Groups_Variable Refrigerant Flow Heat Pump
Commercial | Com ¦ Refrigerated Display Case Doors | 2033 | Technical | GWh | Before Competition Groups | 432.7133 | 0 | 0 | 21027.5281 | 0.020578 | 18 | Commercial_2033_Technical_GWh_Before Competition Groups_18 | Refrigerated Display Case Doors | 2.058% | 0 | 432.7133 | Commercial_2033_Technical_GWh_Before Competition Groups_Refrigerated Display Case Doors
Commercial | Com ¦ LED street light fixture | 2033 | Technical | GWh | Before Competition Groups | 393.8527 | 0 | 0 | 21027.5281 | 0.01873 | 19 | Commercial_2033_Technical_GWh_Before Competition Groups_19 | LED street light fixture | 1.873% | 0 | 393.8527 | Commercial_2033_Technical_GWh_Before Competition Groups_LED street light fixture
Commercial | Com ¦ Advanced BAS/Controllers | 2033 | Technical | GWh | Before Competition Groups | 331.9449 | 0 | 0 | 21027.5281 | 0.015786 | 20 | Commercial_2033_Technical_GWh_Before Competition Groups_20 | Advanced BAS/Controllers | 1.579% | 0 | 331.9449 | Commercial_2033_Technical_GWh_Before Competition Groups_Advanced BAS/Controllers
Commercial | Com ¦ Reach-in Shaded Pole to ECM/PSC Evaporator Fan Motor | 2033 | Technical | GWh | Before Competition Groups | 320.7387 | 0 | 0 | 21027.5281 | 0.015253 | 21 | Commercial_2033_Technical_GWh_Before Competition Groups_21 | Reach-in Shaded Pole to ECM/PSC Evaporator Fan Motor | 1.525% | 0 | 320.7387 | Commercial_2033_Technical_GWh_Before Competition Groups_Reach-in Shaded Pole to ECM/PSC Evaporator Fan Motor
Commercial | Com ¦ Demand Control Ventilation | 2033 | Technical | GWh | Before Competition Groups | 320.1394 | 0 | 0 | 21027.5281 | 0.015225 | 22 | Commercial_2033_Technical_GWh_Before Competition Groups_22 | Demand Control Ventilation | 1.522% | 0 | 320.1394 | Commercial_2033_Technical_GWh_Before Competition Groups_Demand Control Ventilation
Commercial | Com ¦ Data Center Storage/Server Virtualization | 2033 | Technical | GWh | Before Competition Groups | 307.8867 | 0 | 0 | 21027.5281 | 0.014642 | 23 | Commercial_2033_Technical_GWh_Before Competition Groups_23 | Data Center Storage/Server Virtualization | 1.464% | 0 | 307.8867 | Commercial_2033_Technical_GWh_Before Competition Groups_Data Center Storage/Server Virtualization
Commercial | Com ¦ Strip Curtains | 2033 | Technical | GWh | Before Competition Groups | 248.303 | 0 | 0 | 21027.5281 | 0.011808 | 24 | Commercial_2033_Technical_GWh_Before Competition Groups_24 | Strip Curtains | 1.181% | 0 | 248.303 | Commercial_2033_Technical_GWh_Before Competition Groups_Strip Curtains
Commercial | Com ¦ Centrally controlled desktop PC/NETWORK PC POWER MANAGEMENT SOFTWARE | 2033 | Technical | GWh | Before Competition Groups | 205.8535 | 0 | 0 | 21027.5281 | 0.0097897 | 25 | Commercial_2033_Technical_GWh_Before Competition Groups_25 | Centrally controlled desktop PC/NETWORK PC POWER MANAGEMENT SOFTWARE | 0.979% | 0 | 205.8535 | Commercial_2033_Technical_GWh_Before Competition Groups_Centrally controlled desktop PC/NETWORK PC POWER MANAGEMENT SOFTWARE
Commercial | Com ¦ Door Gasket Freezer/Refrigerator | 2033 | Technical | GWh | Before Competition Groups | 203.1862 | 0 | 0 | 21027.5281 | 0.0096629 | 26 | Commercial_2033_Technical_GWh_Before Competition Groups_26 | Door Gasket Freezer/Refrigerator | 0.9663% | 0 | 203.1862 | Commercial_2033_Technical_GWh_Before Competition Groups_Door Gasket Freezer/Refrigerator
Commercial | Com ¦ Unitary Air-Conditioning Unit | 2033 | Technical | GWh | Before Competition Groups | 190.8958 | 0 | 0 | 21027.5281 | 0.0090784 | 27 | Commercial_2033_Technical_GWh_Before Competition Groups_27 | Unitary Air-Conditioning Unit | 0.9078% | 0 | 190.8958 | Commercial_2033_Technical_GWh_Before Competition Groups_Unitary Air-Conditioning Unit
Commercial | Com ¦ LED or Equivalent Sign Lighting | 2033 | Technical | GWh | Before Competition Groups | 175.9824 | 0 | 0 | 21027.5281 | 0.0083691 | 28 | Commercial_2033_Technical_GWh_Before Competition Groups_28 | LED or Equivalent Sign Lighting | 0.8369% | 0 | 175.9824 | Commercial_2033_Technical_GWh_Before Competition Groups_LED or Equivalent Sign Lighting
Commercial | Com ¦ Variable Frequency Drive (VFD) | 2033 | Technical | GWh | Before Competition Groups | 174.5057 | 0 | 0 | 21027.5281 | 0.0082989 | 29 | Commercial_2033_Technical_GWh_Before Competition Groups_29 | Variable Frequency Drive (VFD) | 0.8299% | 0 | 174.5057 | Commercial_2033_Technical_GWh_Before Competition Groups_Variable Frequency Drive (VFD)
Commercial | Com ¦ Refrigeration Optimization | 2033 | Technical | GWh | Before Competition Groups | 172.4914 | 0 | 0 | 21027.5281 | 0.0082031 | 30 | Commercial_2033_Technical_GWh_Before Competition Groups_30 | Refrigeration Optimization | 0.8203% | 0 | 172.4914 | Commercial_2033_Technical_GWh_Before Competition Groups_Refrigeration Optimization
Commercial | Com ¦ VFD on Pumps | 2033 | Technical | GWh | Before Competition Groups | 163.3166 | 0 | 0 | 21027.5281 | 0.0077668 | 31 | Commercial_2033_Technical_GWh_Before Competition Groups_31 | VFD on Pumps | 0.7767% | 0 | 163.3166 | Commercial_2033_Technical_GWh_Before Competition Groups_VFD on Pumps
Commercial | Com ¦ Adaptive Thermostats | 2033 | Technical | GWh | Before Competition Groups | 147.7582 | 0 | 0 | 21027.5281 | 0.0070269 | 32 | Commercial_2033_Technical_GWh_Before Competition Groups_32 | Adaptive Thermostats | 0.7027% | 0 | 147.7582 | Commercial_2033_Technical_GWh_Before Competition Groups_Adaptive Thermostats
Commercial | Com ¦ Air Handler with Dedicated Outdoor Air Systems | 2033 | Technical | GWh | Before Competition Groups | 133.1893 | 0 | 0 | 21027.5281 | 0.006334 | 33 | Commercial_2033_Technical_GWh_Before Competition Groups_33 | Air Handler with Dedicated Outdoor Air Systems | 0.6334% | 0 | 133.1893 | Commercial_2033_Technical_GWh_Before Competition Groups_Air Handler with Dedicated Outdoor Air Systems
Commercial | Com ¦ ENERGY STAR FREEZER | 2033 | Technical | GWh | Before Competition Groups | 128.5502 | 0 | 0 | 21027.5281 | 0.0061134 | 34 | Commercial_2033_Technical_GWh_Before Competition Groups_34 | ENERGY STAR FREEZER | 0.6113% | 0 | 128.5502 | Commercial_2033_Technical_GWh_Before Competition Groups_ENERGY STAR FREEZER
Commercial | Com ¦ Condensing Make Up Air Unit | 2033 | Technical | GWh | Before Competition Groups | 125.0838 | 0 | 0 | 21027.5281 | 0.0059486 | 35 | Commercial_2033_Technical_GWh_Before Competition Groups_35 | Condensing Make Up Air Unit | 0.5949% | 0 | 125.0838 | Commercial_2033_Technical_GWh_Before Competition Groups_Condensing Make Up Air Unit
Commercial | Com ¦ ENERGY STAR LED LAMPS (General Service Lamps) | 2033 | Technical | GWh | Before Competition Groups | 123.0265 | 0 | 0 | 21027.5281 | 0.0058507 | 36 | Commercial_2033_Technical_GWh_Before Competition Groups_36 | ENERGY STAR LED LAMPS (General Service Lamps) | 0.5851% | 0 | 123.0265 | Commercial_2033_Technical_GWh_Before Competition Groups_ENERGY STAR LED LAMPS (General Service Lamps)
Commercial | Com ¦ ENERGY STAR ICE MACHINES - Ice Making Head | 2033 | Technical | GWh | Before Competition Groups | 114.0203 | 0 | 0 | 21027.5281 | 0.0054224 | 37 | Commercial_2033_Technical_GWh_Before Competition Groups_37 | ENERGY STAR ICE MACHINES - Ice Making Head | 0.5422% | 0 | 114.0203 | Commercial_2033_Technical_GWh_Before Competition Groups_ENERGY STAR ICE MACHINES - Ice Making Head
Commercial | Com ¦ Demand Control Kitchen Ventilation | 2033 | Technical | GWh | Before Competition Groups | 111.1808 | 0 | 0 | 21027.5281 | 0.0052874 | 38 | Commercial_2033_Technical_GWh_Before Competition Groups_38 | Demand Control Kitchen Ventilation | 0.5287% | 0 | 111.1808 | Commercial_2033_Technical_GWh_Before Competition Groups_Demand Control Kitchen Ventilation
Commercial | Com ¦ Super-High Efficiency Furnaces (Emerging Tech) | 2033 | Technical | GWh | Before Competition Groups | 111.0753 | 0 | 0 | 21027.5281 | 0.0052824 | 39 | Commercial_2033_Technical_GWh_Before Competition Groups_39 | Super-High Efficiency Furnaces (Emerging Tech) | 0.5282% | 0 | 111.0753 | Commercial_2033_Technical_GWh_Before Competition Groups_Super-High Efficiency Furnaces (Emerging Tech)
Commercial | Com ¦ Refrigerated Display Case LED | 2033 | Technical | GWh | Before Competition Groups | 104.4547 | 0 | 0 | 21027.5281 | 0.0049675 | 40 | Commercial_2033_Technical_GWh_Before Competition Groups_40 | Refrigerated Display Case LED | 0.4968% | 0 | 104.4547 | Commercial_2033_Technical_GWh_Before Competition Groups_Refrigerated Display Case LED
Commercial | Com ¦ Indoor Daylight Sensors/Photocell Dimming Control | 2033 | Technical | GWh | Before Competition Groups | 100.9325 | 0 | 0 | 21027.5281 | 0.0048 | 41 | Commercial_2033_Technical_GWh_Before Competition Groups_41 | Indoor Daylight Sensors/Photocell Dimming Control | 0.48% | 0 | 100.9325 | Commercial_2033_Technical_GWh_Before Competition Groups_Indoor Daylight Sensors/Photocell Dimming Control
Commercial | Com ¦ Adding reflective (White) roof treatment or a green roof | 2033 | Technical | GWh | Before Competition Groups | 88.0489 | 0 | 0 | 21027.5281 | 0.0041873 | 42 | Commercial_2033_Technical_GWh_Before Competition Groups_42 | Adding reflective (White) roof treatment or a green roof | 0.4187% | 0 | 88.0489 | Commercial_2033_Technical_GWh_Before Competition Groups_Adding reflective (White) roof treatment or a green roof
Commercial | Com ¦ ECM MOTORS FOR EVAPORATOR FANS for refrigeration (WALK-IN) | 2033 | Technical | GWh | Before Competition Groups | 82.6669 | 0 | 0 | 21027.5281 | 0.0039314 | 43 | Commercial_2033_Technical_GWh_Before Competition Groups_43 | ECM MOTORS FOR EVAPORATOR FANS for refrigeration (WALK-IN) | 0.3931% | 0 | 82.6669 | Commercial_2033_Technical_GWh_Before Competition Groups_ECM MOTORS FOR EVAPORATOR FANS for refrigeration (WALK-IN)
Commercial | Com ¦ Condensing Unit Heaters or other Efficient Unit Heating System | 2033 | Technical | GWh | Before Competition Groups | 79.226 | 0 | 0 | 21027.5281 | 0.0037677 | 44 | Commercial_2033_Technical_GWh_Before Competition Groups_44 | Condensing Unit Heaters or other Efficient Unit Heating System | 0.3768% | 0 | 79.226 | Commercial_2033_Technical_GWh_Before Competition Groups_Condensing Unit Heaters or other Efficient Unit Heating System
Commercial | Com ¦ Occupancy Sensors | 2033 | Technical | GWh | Before Competition Groups | 76.676 | 0 | 0 | 21027.5281 | 0.0036465 | 45 | Commercial_2033_Technical_GWh_Before Competition Groups_45 | Occupancy Sensors | 0.3646% | 0 | 76.676 | Commercial_2033_Technical_GWh_Before Competition Groups_Occupancy Sensors
Commercial | Com ¦ High R-Value Glass Doors/no-heat glass door | 2033 | Technical | GWh | Before Competition Groups | 73.1661 | 0 | 0 | 21027.5281 | 0.0034795 | 46 | Commercial_2033_Technical_GWh_Before Competition Groups_46 | High R-Value Glass Doors/no-heat glass door | 0.348% | 0 | 73.1661 | Commercial_2033_Technical_GWh_Before Competition Groups_High R-Value Glass Doors/no-heat glass door
Commercial | Com ¦ Freezer Case Light Sensor | 2033 | Technical | GWh | Before Competition Groups | 68.086 | 0 | 0 | 21027.5281 | 0.0032379 | 47 | Commercial_2033_Technical_GWh_Before Competition Groups_47 | Freezer Case Light Sensor | 0.3238% | 0 | 68.086 | Commercial_2033_Technical_GWh_Before Competition Groups_Freezer Case Light Sensor
Commercial | Com ¦ HOTEL OCCUPANCY CONTROLS (HVAC + LIGHTING) | 2033 | Technical | GWh | Before Competition Groups | 67.4458 | 0 | 0 | 21027.5281 | 0.0032075 | 48 | Commercial_2033_Technical_GWh_Before Competition Groups_48 | HOTEL OCCUPANCY CONTROLS (HVAC + LIGHTING) | 0.3208% | 0 | 67.4458 | Commercial_2033_Technical_GWh_Before Competition Groups_HOTEL OCCUPANCY CONTROLS (HVAC + LIGHTING)
Commercial | Com ¦ Evaporator Fan Controls | 2033 | Technical | GWh | Before Competition Groups | 66.4149 | 0 | 0 | 21027.5281 | 0.0031585 | 49 | Commercial_2033_Technical_GWh_Before Competition Groups_49 | Evaporator Fan Controls | 0.3158% | 0 | 66.4149 | Commercial_2033_Technical_GWh_Before Competition Groups_Evaporator Fan Controls
Commercial | Com ¦ Ground Source Heat Pump | 2033 | Technical | GWh | Before Competition Groups | 64.8142 | 0 | 0 | 21027.5281 | 0.0030823 | 50 | Commercial_2033_Technical_GWh_Before Competition Groups_50 | Ground Source Heat Pump | 0.3082% | 0 | 64.8142 | Commercial_2033_Technical_GWh_Before Competition Groups_Ground Source Heat Pump
Commercial | Com ¦ ENERGY STAR Refrigerator | 2033 | Technical | GWh | Before Competition Groups | 63.675 | 0 | 0 | 21027.5281 | 0.0030282 | 51 | Commercial_2033_Technical_GWh_Before Competition Groups_51 | ENERGY STAR Refrigerator | 0.3028% | 0 | 63.675 | Commercial_2033_Technical_GWh_Before Competition Groups_ENERGY STAR Refrigerator
Commercial | Com ¦ Elec Storage WH 2.30 Et | 2033 | Technical | GWh | Before Competition Groups | 47.6471 | 0 | 0 | 21027.5281 | 0.0022659 | 52 | Commercial_2033_Technical_GWh_Before Competition Groups_52 | Elec Storage WH 2.30 Et | 0.2266% | 0 | 47.6471 | Commercial_2033_Technical_GWh_Before Competition Groups_Elec Storage WH 2.30 Et
Commercial | Com ¦ Chilled Water Optimization | 2033 | Technical | GWh | Before Competition Groups | 46.9996 | 0 | 0 | 21027.5281 | 0.0022351 | 53 | Commercial_2033_Technical_GWh_Before Competition Groups_53 | Chilled Water Optimization | 0.2235% | 0 | 46.9996 | Commercial_2033_Technical_GWh_Before Competition Groups_Chilled Water Optimization
Commercial | Com ¦ Refrigeration Commissioning | 2033 | Technical | GWh | Before Competition Groups | 45.5512 | 0 | 0 | 21027.5281 | 0.0021663 | 54 | Commercial_2033_Technical_GWh_Before Competition Groups_54 | Refrigeration Commissioning | 0.2166% | 0 | 45.5512 | Commercial_2033_Technical_GWh_Before Competition Groups_Refrigeration Commissioning
Commercial | Com ¦ ENERGY STAR Griddle (74% eff) | 2033 | Technical | GWh | Before Competition Groups | 43.0942 | 0 | 0 | 21027.5281 | 0.0020494 | 55 | Commercial_2033_Technical_GWh_Before Competition Groups_55 | ENERGY STAR Griddle (74% eff) | 0.2049% | 0 | 43.0942 | Commercial_2033_Technical_GWh_Before Competition Groups_ENERGY STAR Griddle (74% eff)
Commercial | Com ¦ BEVERAGE VENDING MACHINE CONTROLS | 2033 | Technical | GWh | Before Competition Groups | 41.9381 | 0 | 0 | 21027.5281 | 0.0019944 | 56 | Commercial_2033_Technical_GWh_Before Competition Groups_56 | BEVERAGE VENDING MACHINE CONTROLS | 0.1994% | 0 | 41.9381 | Commercial_2033_Technical_GWh_Before Competition Groups_BEVERAGE VENDING MACHINE CONTROLS
Commercial | Com ¦ Water Source Heat Pump (4 ton) | 2033 | Technical | GWh | Before Competition Groups | 34.6334 | 0 | 0 | 21027.5281 | 0.0016471 | 57 | Commercial_2033_Technical_GWh_Before Competition Groups_57 | Water Source Heat Pump (4 ton) | 0.1647% | 0 | 34.6334 | Commercial_2033_Technical_GWh_Before Competition Groups_Water Source Heat Pump (4 ton)
Commercial | Com ¦ CO Sensors for parking garage exhaust fans | 2033 | Technical | GWh | Before Competition Groups | 30.018 | 0 | 0 | 21027.5281 | 0.0014276 | 58 | Commercial_2033_Technical_GWh_Before Competition Groups_58 | CO Sensors for parking garage exhaust fans | 0.1428% | 0 | 30.018 | Commercial_2033_Technical_GWh_Before Competition Groups_CO Sensors for parking garage exhaust fans
Commercial | Com ¦ Anti-sweat heat (ASH) controls - Cooler/Freezer | 2033 | Technical | GWh | Before Competition Groups | 25.5578 | 0 | 0 | 21027.5281 | 0.0012154 | 59 | Commercial_2033_Technical_GWh_Before Competition Groups_59 | Anti-sweat heat (ASH) controls - Cooler/Freezer | 0.1215% | 0 | 25.5578 | Commercial_2033_Technical_GWh_Before Competition Groups_Anti-sweat heat (ASH) controls - Cooler/Freezer
Commercial | Com ¦ Temperature Adjustment in Commercial Freezers | 2033 | Technical | GWh | Before Competition Groups | 25.3963 | 0 | 0 | 21027.5281 | 0.0012078 | 60 | Commercial_2033_Technical_GWh_Before Competition Groups_60 | Temperature Adjustment in Commercial Freezers | 0.1208% | 0 | 25.3963 | Commercial_2033_Technical_GWh_Before Competition Groups_Temperature Adjustment in Commercial Freezers
Commercial | Com ¦ Energy Efficient Laboratory Fume Hood | 2033 | Technical | GWh | Before Competition Groups | 22.6192 | 0 | 0 | 21027.5281 | 0.0010757 | 61 | Commercial_2033_Technical_GWh_Before Competition Groups_61 | Energy Efficient Laboratory Fume Hood | 0.1076% | 0 | 22.6192 | Commercial_2033_Technical_GWh_Before Competition Groups_Energy Efficient Laboratory Fume Hood
Commercial | Com ¦ Vertical Night Covers | 2033 | Technical | GWh | Before Competition Groups | 19.7007 | 0 | 0 | 21027.5281 | 0.0009369 | 62 | Commercial_2033_Technical_GWh_Before Competition Groups_62 | Vertical Night Covers | 0.09369% | 0 | 19.7007 | Commercial_2033_Technical_GWh_Before Competition Groups_Vertical Night Covers
Commercial | Com ¦ Duct Insulation, R8 | 2033 | Technical | GWh | Before Competition Groups | 17.5389 | 0 | 0 | 21027.5281 | 0.00083409 | 63 | Commercial_2033_Technical_GWh_Before Competition Groups_63 | Duct Insulation, R8 | 0.08341% | 0 | 17.5389 | Commercial_2033_Technical_GWh_Before Competition Groups_Duct Insulation, R8
Commercial | Com ¦ Outside Air Economizer | 2033 | Technical | GWh | Before Competition Groups | 17.5168 | 0 | 0 | 21027.5281 | 0.00083304 | 64 | Commercial_2033_Technical_GWh_Before Competition Groups_64 | Outside Air Economizer | 0.0833% | 0 | 17.5168 | Commercial_2033_Technical_GWh_Before Competition Groups_Outside Air Economizer
Commercial | Com ¦ Water Heating (DHW) Pipe Insulation (Add 3/4\ Foam)" | 2033 | Technical | GWh | Before Competition Groups | 16.9566 | 0 | 0 | 21027.5281 | 0.0008064 | 65 | Commercial_2033_Technical_GWh_Before Competition Groups_65 | Water Heating (DHW) Pipe Insulation (Add 3/4\ Foam)" | 0.08064% | 0 | 16.9566 | Commercial_2033_Technical_GWh_Before Competition Groups_Water Heating (DHW) Pipe Insulation (Add 3/4\ Foam)"
Commercial | Com ¦ ENERGY STAR Fryer (84% eff) | 2033 | Technical | GWh | Before Competition Groups | 15.4174 | 0 | 0 | 21027.5281 | 0.0007332 | 66 | Commercial_2033_Technical_GWh_Before Competition Groups_66 | ENERGY STAR Fryer (84% eff) | 0.07332% | 0 | 15.4174 | Commercial_2033_Technical_GWh_Before Competition Groups_ENERGY STAR Fryer (84% eff)
Commercial | Com ¦ Roof Insulation/Ceiling Insulation (R25 Code to R35) | 2033 | Technical | GWh | Before Competition Groups | 14.0635 | 0 | 0 | 21027.5281 | 0.00066881 | 67 | Commercial_2033_Technical_GWh_Before Competition Groups_67 | Roof Insulation/Ceiling Insulation (R25 Code to R35) | 0.06688% | 0 | 14.0635 | Commercial_2033_Technical_GWh_Before Competition Groups_Roof Insulation/Ceiling Insulation (R25 Code to R35)
Commercial | Com ¦ High Efficiency Small Instantaneous Water Heater | 2033 | Technical | GWh | Before Competition Groups | 13.0876 | 0 | 0 | 21027.5281 | 0.0006224 | 68 | Commercial_2033_Technical_GWh_Before Competition Groups_68 | High Efficiency Small Instantaneous Water Heater | 0.06224% | 0 | 13.0876 | Commercial_2033_Technical_GWh_Before Competition Groups_High Efficiency Small Instantaneous Water Heater
Commercial | Com ¦ ENERGY STAR Dishwasher | 2033 | Technical | GWh | Before Competition Groups | 12.2915 | 0 | 0 | 21027.5281 | 0.00058454 | 69 | Commercial_2033_Technical_GWh_Before Competition Groups_69 | ENERGY STAR Dishwasher | 0.05845% | 0 | 12.2915 | Commercial_2033_Technical_GWh_Before Competition Groups_ENERGY STAR Dishwasher
Commercial | Com ¦ LED RECESSED DOWNLIGHTS | 2033 | Technical | GWh | Before Competition Groups | 10.7777 | 0 | 0 | 21027.5281 | 0.00051255 | 70 | Commercial_2033_Technical_GWh_Before Competition Groups_70 | LED RECESSED DOWNLIGHTS | 0.05126% | 0 | 10.7777 | Commercial_2033_Technical_GWh_Before Competition Groups_LED RECESSED DOWNLIGHTS
Commercial | Com ¦ Suction Pipe Insulation Freezer/Refrigerator | 2033 | Technical | GWh | Before Competition Groups | 10.7672 | 0 | 0 | 21027.5281 | 0.00051205 | 71 | Commercial_2033_Technical_GWh_Before Competition Groups_71 | Suction Pipe Insulation Freezer/Refrigerator | 0.05121% | 0 | 10.7672 | Commercial_2033_Technical_GWh_Before Competition Groups_Suction Pipe Insulation Freezer/Refrigerator
Commercial | Com ¦ Evaporator Coil Defrost (Cooler) | 2033 | Technical | GWh | Before Competition Groups | 8.8732 | 0 | 0 | 21027.5281 | 0.00042198 | 72 | Commercial_2033_Technical_GWh_Before Competition Groups_72 | Evaporator Coil Defrost (Cooler) | 0.0422% | 0 | 8.8732 | Commercial_2033_Technical_GWh_Before Competition Groups_Evaporator Coil Defrost (Cooler)
Commercial | Com ¦ ENERGY STAR Steam Cookers | 2033 | Technical | GWh | Before Competition Groups | 7.5467 | 0 | 0 | 21027.5281 | 0.0003589 | 73 | Commercial_2033_Technical_GWh_Before Competition Groups_73 | ENERGY STAR Steam Cookers | 0.03589% | 0 | 7.5467 | Commercial_2033_Technical_GWh_Before Competition Groups_ENERGY STAR Steam Cookers
Commercial | Com ¦ SYNCHRONOUS BELT | 2033 | Technical | GWh | Before Competition Groups | 6.5462 | 0 | 0 | 21027.5281 | 0.00031131 | 74 | Commercial_2033_Technical_GWh_Before Competition Groups_74 | SYNCHRONOUS BELT | 0.03113% | 0 | 6.5462 | Commercial_2033_Technical_GWh_Before Competition Groups_SYNCHRONOUS BELT
Commercial | Com ¦ Ozone Laundry Treatment | 2033 | Technical | GWh | Before Competition Groups | 6.5002 | 0 | 0 | 21027.5281 | 0.00030913 | 75 | Commercial_2033_Technical_GWh_Before Competition Groups_75 | Ozone Laundry Treatment | 0.03091% | 0 | 6.5002 | Commercial_2033_Technical_GWh_Before Competition Groups_Ozone Laundry Treatment
Commercial | Com ¦ Efficient compressor motor | 2033 | Technical | GWh | Before Competition Groups | 4.1626 | 0 | 0 | 21027.5281 | 0.00019796 | 76 | Commercial_2033_Technical_GWh_Before Competition Groups_76 | Efficient compressor motor | 0.0198% | 0 | 4.1626 | Commercial_2033_Technical_GWh_Before Competition Groups_Efficient compressor motor
Commercial | Com ¦ Solar Water Preheat (Pools/DHW) | 2033 | Technical | GWh | Before Competition Groups | 3.7112 | 0 | 0 | 21027.5281 | 0.00017649 | 77 | Commercial_2033_Technical_GWh_Before Competition Groups_77 | Solar Water Preheat (Pools/DHW) | 0.01765% | 0 | 3.7112 | Commercial_2033_Technical_GWh_Before Competition Groups_Solar Water Preheat (Pools/DHW)
Commercial | Com ¦ Demand controlled Circulating Systems | 2033 | Technical | GWh | Before Competition Groups | 3.6336 | 0 | 0 | 21027.5281 | 0.0001728 | 78 | Commercial_2033_Technical_GWh_Before Competition Groups_78 | Demand controlled Circulating Systems | 0.01728% | 0 | 3.6336 | Commercial_2033_Technical_GWh_Before Competition Groups_Demand controlled Circulating Systems
Commercial | Com ¦ Notched V belts for HVAC Systems | 2033 | Technical | GWh | Before Competition Groups | 3.2731 | 0 | 0 | 21027.5281 | 0.00015566 | 79 | Commercial_2033_Technical_GWh_Before Competition Groups_79 | Notched V belts for HVAC Systems | 0.01557% | 0 | 3.2731 | Commercial_2033_Technical_GWh_Before Competition Groups_Notched V belts for HVAC Systems
Commercial | Com ¦ Heat Pump Water Heater (50 Gallons) | 2033 | Technical | GWh | Before Competition Groups | 3.0939 | 0 | 0 | 21027.5281 | 0.00014714 | 80 | Commercial_2033_Technical_GWh_Before Competition Groups_80 | Heat Pump Water Heater (50 Gallons) | 0.01471% | 0 | 3.0939 | Commercial_2033_Technical_GWh_Before Competition Groups_Heat Pump Water Heater (50 Gallons)
Commercial | Com ¦ ECM MOTORS FOR HVAC APPLICATION (FAN-POWERED VAV BOX) | 2033 | Technical | GWh | Before Competition Groups | 2.7902 | 0 | 0 | 21027.5281 | 0.00013269 | 81 | Commercial_2033_Technical_GWh_Before Competition Groups_81 | ECM MOTORS FOR HVAC APPLICATION (FAN-POWERED VAV BOX) | 0.01327% | 0 | 2.7902 | Commercial_2033_Technical_GWh_Before Competition Groups_ECM MOTORS FOR HVAC APPLICATION (FAN-POWERED VAV BOX)
Commercial | Com ¦ Thermostat Setback | 2033 | Technical | GWh | Before Competition Groups | 2.6686 | 0 | 0 | 21027.5281 | 0.00012691 | 82 | Commercial_2033_Technical_GWh_Before Competition Groups_82 | Thermostat Setback | 0.01269% | 0 | 2.6686 | Commercial_2033_Technical_GWh_Before Competition Groups_Thermostat Setback
Commercial | Com ¦ Room AC (w/ louvered sides) 14 SEER from 12 SEER code | 2033 | Technical | GWh | Before Competition Groups | 2.6585 | 0 | 0 | 21027.5281 | 0.00012643 | 83 | Commercial_2033_Technical_GWh_Before Competition Groups_83 | Room AC (w/ louvered sides) 14 SEER from 12 SEER code | 0.01264% | 0 | 2.6585 | Commercial_2033_Technical_GWh_Before Competition Groups_Room AC (w/ louvered sides) 14 SEER from 12 SEER code
Commercial | Com ¦ PTAC (12 EER/10,000 BTU) | 2033 | Technical | GWh | Before Competition Groups | 2.2188 | 0 | 0 | 21027.5281 | 0.00010552 | 84 | Commercial_2033_Technical_GWh_Before Competition Groups_84 | PTAC (12 EER/10,000 BTU) | 0.01055% | 0 | 2.2188 | Commercial_2033_Technical_GWh_Before Competition Groups_PTAC (12 EER/10,000 BTU)
Commercial | Com ¦ Commercial Hot Food Holding Cabinets | 2033 | Technical | GWh | Before Competition Groups | 2.1736 | 0 | 0 | 21027.5281 | 0.00010337 | 85 | Commercial_2033_Technical_GWh_Before Competition Groups_85 | Commercial Hot Food Holding Cabinets | 0.01034% | 0 | 2.1736 | Commercial_2033_Technical_GWh_Before Competition Groups_Commercial Hot Food Holding Cabinets
Commercial | Com ¦ Wall Insulation | 2033 | Technical | GWh | Before Competition Groups | 2.1104 | 0 | 0 | 21027.5281 | 0.00010036 | 86 | Commercial_2033_Technical_GWh_Before Competition Groups_86 | Wall Insulation | 0.01004% | 0 | 2.1104 | Commercial_2033_Technical_GWh_Before Competition Groups_Wall Insulation
Commercial | Com ¦ Solar Preheat Make up Air | 2033 | Technical | GWh | Before Competition Groups | 2.084 | 0 | 0 | 21027.5281 | 9.911e-05 | 87 | Commercial_2033_Technical_GWh_Before Competition Groups_87 | Solar Preheat Make up Air | 0.009911% | 0 | 2.084 | Commercial_2033_Technical_GWh_Before Competition Groups_Solar Preheat Make up Air
Commercial | Com ¦ CEE Tier 2/Energy Star Clothes Washers | 2033 | Technical | GWh | Before Competition Groups | 1.5407 | 0 | 0 | 21027.5281 | 7.327e-05 | 88 | Commercial_2033_Technical_GWh_Before Competition Groups_88 | CEE Tier 2/Energy Star Clothes Washers | 0.007327% | 0 | 1.5407 | Commercial_2033_Technical_GWh_Before Competition Groups_CEE Tier 2/Energy Star Clothes Washers
Commercial | COM ¦ Ductless Mini-Split Heat Pumps | 2033 | Technical | GWh | Before Competition Groups | 1.4164 | 0 | 0 | 21027.5281 | 6.7359e-05 | 89 | Commercial_2033_Technical_GWh_Before Competition Groups_89 | Ductless Mini-Split Heat Pumps | 0.006736% | 0 | 1.4164 | Commercial_2033_Technical_GWh_Before Competition Groups_Ductless Mini-Split Heat Pumps
Commercial | Com ¦ Auto Off Time Switch or Time Clock control | 2033 | Technical | GWh | Before Competition Groups | 1.3728 | 0 | 0 | 21027.5281 | 6.5287e-05 | 90 | Commercial_2033_Technical_GWh_Before Competition Groups_90 | Auto Off Time Switch or Time Clock control | 0.006529% | 0 | 1.3728 | Commercial_2033_Technical_GWh_Before Competition Groups_Auto Off Time Switch or Time Clock control
Commercial | Com ¦ Solar Electric Water Heater (50 Gallon) | 2033 | Technical | GWh | Before Competition Groups | 1.3168 | 0 | 0 | 21027.5281 | 6.2624e-05 | 91 | Commercial_2033_Technical_GWh_Before Competition Groups_91 | Solar Electric Water Heater (50 Gallon) | 0.006262% | 0 | 1.3168 | Commercial_2033_Technical_GWh_Before Competition Groups_Solar Electric Water Heater (50 Gallon)
Commercial | Com ¦ Low Flow Pre-Rinse Spray Nozzle | 2033 | Technical | GWh | Before Competition Groups | 0.86126 | 0 | 0 | 21027.5281 | 4.0959e-05 | 92 | Commercial_2033_Technical_GWh_Before Competition Groups_92 | Low Flow Pre-Rinse Spray Nozzle | 0.004096% | 0 | 0.86126 | Commercial_2033_Technical_GWh_Before Competition Groups_Low Flow Pre-Rinse Spray Nozzle
Commercial | Com ¦ HVAC Optimization | 2033 | Technical | GWh | Before Competition Groups | 0.84174 | 0 | 0 | 21027.5281 | 4.003e-05 | 93 | Commercial_2033_Technical_GWh_Before Competition Groups_93 | HVAC Optimization | 0.004003% | 0 | 0.84174 | Commercial_2033_Technical_GWh_Before Competition Groups_HVAC Optimization
Commercial | Com ¦ High Efficiency Chiller (avg of water and air cooled) | 2033 | Technical | GWh | Before Competition Groups | 0.65254 | 0 | 0 | 21027.5281 | 3.1033e-05 | 94 | Commercial_2033_Technical_GWh_Before Competition Groups_94 | High Efficiency Chiller (avg of water and air cooled) | 0.003103% | 0 | 0.65254 | Commercial_2033_Technical_GWh_Before Competition Groups_High Efficiency Chiller (avg of water and air cooled)
Commercial | Com ¦ eCube | 2033 | Technical | GWh | Before Competition Groups | 0.25232 | 0 | 0 | 21027.5281 | 1.1999e-05 | 95 | Commercial_2033_Technical_GWh_Before Competition Groups_95 | eCube | 0.0012% | 0 | 0.25232 | Commercial_2033_Technical_GWh_Before Competition Groups_eCube
Commercial | Com ¦ EC Plug Fan for Data Center (under cabinet) | 2033 | Technical | GWh | Before Competition Groups | 0.20425 | 0 | 0 | 21027.5281 | 9.7136e-06 | 96 | Commercial_2033_Technical_GWh_Before Competition Groups_96 | EC Plug Fan for Data Center (under cabinet) | 0.0009714% | 0 | 0.20425 | Commercial_2033_Technical_GWh_Before Competition Groups_EC Plug Fan for Data Center (under cabinet)
Commercial | Com ¦ Exterior Photocell | 2033 | Technical | GWh | Before Competition Groups | 0.060277 | 0 | 0 | 21027.5281 | 2.8666e-06 | 97 | Commercial_2033_Technical_GWh_Before Competition Groups_97 | Exterior Photocell | 0.0002867% | 0 | 0.060277 | Commercial_2033_Technical_GWh_Before Competition Groups_Exterior Photocell
Commercial | Com ¦ Air Curtains | 2033 | Technical | GWh | Before Competition Groups | 0.058594 | 0 | 0 | 21027.5281 | 2.7865e-06 | 98 | Commercial_2033_Technical_GWh_Before Competition Groups_98 | Air Curtains | 0.0002787% | 0 | 0.058594 | Commercial_2033_Technical_GWh_Before Competition Groups_Air Curtains
Commercial | Com ¦ VSD Air Compressor | 2033 | Technical | GWh | Before Competition Groups | 0.052447 | 0 | 0 | 21027.5281 | 2.4942e-06 | 99 | Commercial_2033_Technical_GWh_Before Competition Groups_99 | VSD Air Compressor | 0.0002494% | 0 | 0.052447 | Commercial_2033_Technical_GWh_Before Competition Groups_VSD Air Compressor
Commercial | Com ¦ High Efficiency Induction Cooking | 2033 | Technical | GWh | Before Competition Groups | 0.0086295 | 0 | 0 | 21027.5281 | 4.1039e-07 | 100 | Commercial_2033_Technical_GWh_Before Competition Groups_100 | High Efficiency Induction Cooking | 4.104e-05% | 0 | 0.0086295 | Commercial_2033_Technical_GWh_Before Competition Groups_High Efficiency Induction Cooking
Commercial | Com ¦ Electric Convection Combination Ovens | 2033 | Technical | GWh | Before Competition Groups | 0.0040928 | 0 | 0 | 21027.5281 | 1.9464e-07 | 101 | Commercial_2033_Technical_GWh_Before Competition Groups_101 | Electric Convection Combination Ovens | 1.946e-05% | 0 | 0.0040928 | Commercial_2033_Technical_GWh_Before Competition Groups_Electric Convection Combination Ovens
Commercial | Com ¦ Building Recommissioning, Operations and Maintenance (O&M) Improvements | 2034 | Economic | GWh | Before Competition Groups | 1878.7291 | 0 | 0 | 14191.4282 | 0.13238 | 1 | Commercial_2034_Economic_GWh_Before Competition Groups_1 | Building Recommissioning, Operations and Maintenance (O&M) Improvements | 13.24% | 0 | 1878.7291 | Commercial_2034_Economic_GWh_Before Competition Groups_Building Recommissioning, Operations and Maintenance (O&M) Improvements
Commercial | Com ¦ LED Low/High Bay | 2034 | Economic | GWh | Before Competition Groups | 1151.8133 | 0 | 0 | 14191.4282 | 0.081163 | 2 | Commercial_2034_Economic_GWh_Before Competition Groups_2 | LED Low/High Bay | 8.116% | 0 | 1151.8133 | Commercial_2034_Economic_GWh_Before Competition Groups_LED Low/High Bay
Commercial | Com ¦ ENERGY STAR LED LAMPS (REFLECTOR LAMPs/MR16/PAR 16) | 2034 | Economic | GWh | Before Competition Groups | 941.9342 | 0 | 0 | 14191.4282 | 0.066373 | 3 | Commercial_2034_Economic_GWh_Before Competition Groups_3 | ENERGY STAR LED LAMPS (REFLECTOR LAMPs/MR16/PAR 16) | 6.637% | 0 | 941.9342 | Commercial_2034_Economic_GWh_Before Competition Groups_ENERGY STAR LED LAMPS (REFLECTOR LAMPs/MR16/PAR 16)
Commercial | Com ¦ LED Troffer/Surface/Suspended | 2034 | Economic | GWh | Before Competition Groups | 938.2885 | 0 | 0 | 14191.4282 | 0.066117 | 4 | Commercial_2034_Economic_GWh_Before Competition Groups_4 | LED Troffer/Surface/Suspended | 6.612% | 0 | 938.2885 | Commercial_2034_Economic_GWh_Before Competition Groups_LED Troffer/Surface/Suspended
Commercial | Com ¦ LED Replacement Lamp (Tube) | 2034 | Economic | GWh | Before Competition Groups | 716.3568 | 0 | 0 | 14191.4282 | 0.050478 | 5 | Commercial_2034_Economic_GWh_Before Competition Groups_5 | LED Replacement Lamp (Tube) | 5.048% | 0 | 716.3568 | Commercial_2034_Economic_GWh_Before Competition Groups_LED Replacement Lamp (Tube)
Commercial | Com ¦ Education and Capacity Building/Energy Behavior | 2034 | Economic | GWh | Before Competition Groups | 705.6658 | 0 | 0 | 14191.4282 | 0.049725 | 6 | Commercial_2034_Economic_GWh_Before Competition Groups_6 | Education and Capacity Building/Energy Behavior | 4.972% | 0 | 705.6658 | Commercial_2034_Economic_GWh_Before Competition Groups_Education and Capacity Building/Energy Behavior
Commercial | Com ¦ High Efficiency Air Source Heat Pump | 2034 | Economic | GWh | Before Competition Groups | 670.4782 | 0 | 0 | 14191.4282 | 0.047245 | 7 | Commercial_2034_Economic_GWh_Before Competition Groups_7 | High Efficiency Air Source Heat Pump | 4.725% | 0 | 670.4782 | Commercial_2034_Economic_GWh_Before Competition Groups_High Efficiency Air Source Heat Pump
Commercial | Com ¦ LED EXTERIOR AREA LIGHTS - LED fixture (200W) | 2034 | Economic | GWh | Before Competition Groups | 652.7831 | 0 | 0 | 14191.4282 | 0.045998 | 8 | Commercial_2034_Economic_GWh_Before Competition Groups_8 | LED EXTERIOR AREA LIGHTS - LED fixture (200W) | 4.6% | 0 | 652.7831 | Commercial_2034_Economic_GWh_Before Competition Groups_LED EXTERIOR AREA LIGHTS - LED fixture (200W)
Commercial | Com ¦ LED parking lot fixture | 2034 | Economic | GWh | Before Competition Groups | 620.6494 | 0 | 0 | 14191.4282 | 0.043734 | 9 | Commercial_2034_Economic_GWh_Before Competition Groups_9 | LED parking lot fixture | 4.373% | 0 | 620.6494 | Commercial_2034_Economic_GWh_Before Competition Groups_LED parking lot fixture
Commercial | Com ¦ Furnace Tune-Up | 2034 | Economic | GWh | Before Competition Groups | 515.8871 | 0 | 0 | 14191.4282 | 0.036352 | 10 | Commercial_2034_Economic_GWh_Before Competition Groups_10 | Furnace Tune-Up | 3.635% | 0 | 515.8871 | Commercial_2034_Economic_GWh_Before Competition Groups_Furnace Tune-Up
Commercial | Com ¦ LED street light fixture | 2034 | Economic | GWh | Before Competition Groups | 397.4954 | 0 | 0 | 14191.4282 | 0.02801 | 11 | Commercial_2034_Economic_GWh_Before Competition Groups_11 | LED street light fixture | 2.801% | 0 | 397.4954 | Commercial_2034_Economic_GWh_Before Competition Groups_LED street light fixture
Commercial | Com ¦ LLLC - High Impact Application | 2034 | Economic | GWh | Before Competition Groups | 396.583 | 0 | 0 | 14191.4282 | 0.027945 | 12 | Commercial_2034_Economic_GWh_Before Competition Groups_12 | LLLC - High Impact Application | 2.795% | 0 | 396.583 | Commercial_2034_Economic_GWh_Before Competition Groups_LLLC - High Impact Application
Commercial | Com ¦ Refrigerated Display Case Doors | 2034 | Economic | GWh | Before Competition Groups | 345.8675 | 0 | 0 | 14191.4282 | 0.024372 | 13 | Commercial_2034_Economic_GWh_Before Competition Groups_13 | Refrigerated Display Case Doors | 2.437% | 0 | 345.8675 | Commercial_2034_Economic_GWh_Before Competition Groups_Refrigerated Display Case Doors
Commercial | Com ¦ Reach-in Shaded Pole to ECM/PSC Evaporator Fan Motor | 2034 | Economic | GWh | Before Competition Groups | 335.2046 | 0 | 0 | 14191.4282 | 0.02362 | 14 | Commercial_2034_Economic_GWh_Before Competition Groups_14 | Reach-in Shaded Pole to ECM/PSC Evaporator Fan Motor | 2.362% | 0 | 335.2046 | Commercial_2034_Economic_GWh_Before Competition Groups_Reach-in Shaded Pole to ECM/PSC Evaporator Fan Motor
Commercial | Com ¦ Advanced BAS/Controllers | 2034 | Economic | GWh | Before Competition Groups | 333.5144 | 0 | 0 | 14191.4282 | 0.023501 | 15 | Commercial_2034_Economic_GWh_Before Competition Groups_15 | Advanced BAS/Controllers | 2.35% | 0 | 333.5144 | Commercial_2034_Economic_GWh_Before Competition Groups_Advanced BAS/Controllers
Commercial | Com ¦ Demand Control Ventilation | 2034 | Economic | GWh | Before Competition Groups | 320.1254 | 0 | 0 | 14191.4282 | 0.022558 | 16 | Commercial_2034_Economic_GWh_Before Competition Groups_16 | Demand Control Ventilation | 2.256% | 0 | 320.1254 | Commercial_2034_Economic_GWh_Before Competition Groups_Demand Control Ventilation
Commercial | Com ¦ Data Center Storage/Server Virtualization | 2034 | Economic | GWh | Before Competition Groups | 308.9292 | 0 | 0 | 14191.4282 | 0.021769 | 17 | Commercial_2034_Economic_GWh_Before Competition Groups_17 | Data Center Storage/Server Virtualization | 2.177% | 0 | 308.9292 | Commercial_2034_Economic_GWh_Before Competition Groups_Data Center Storage/Server Virtualization
Commercial | Com ¦ LLLC - Low Impact Application | 2034 | Economic | GWh | Before Competition Groups | 265.0568 | 0 | 0 | 14191.4282 | 0.018677 | 18 | Commercial_2034_Economic_GWh_Before Competition Groups_18 | LLLC - Low Impact Application | 1.868% | 0 | 265.0568 | Commercial_2034_Economic_GWh_Before Competition Groups_LLLC - Low Impact Application
Commercial | Com ¦ Strip Curtains | 2034 | Economic | GWh | Before Competition Groups | 250.0487 | 0 | 0 | 14191.4282 | 0.01762 | 19 | Commercial_2034_Economic_GWh_Before Competition Groups_19 | Strip Curtains | 1.762% | 0 | 250.0487 | Commercial_2034_Economic_GWh_Before Competition Groups_Strip Curtains
Commercial | Com ¦ Centrally controlled desktop PC/NETWORK PC POWER MANAGEMENT SOFTWARE | 2034 | Economic | GWh | Before Competition Groups | 207.5187 | 0 | 0 | 14191.4282 | 0.014623 | 20 | Commercial_2034_Economic_GWh_Before Competition Groups_20 | Centrally controlled desktop PC/NETWORK PC POWER MANAGEMENT SOFTWARE | 1.462% | 0 | 207.5187 | Commercial_2034_Economic_GWh_Before Competition Groups_Centrally controlled desktop PC/NETWORK PC POWER MANAGEMENT SOFTWARE
Commercial | Com ¦ Unitary Air-Conditioning Unit | 2034 | Economic | GWh | Before Competition Groups | 198.7783 | 0 | 0 | 14191.4282 | 0.014007 | 21 | Commercial_2034_Economic_GWh_Before Competition Groups_21 | Unitary Air-Conditioning Unit | 1.401% | 0 | 198.7783 | Commercial_2034_Economic_GWh_Before Competition Groups_Unitary Air-Conditioning Unit
Commercial | Com ¦ LED or Equivalent Sign Lighting | 2034 | Economic | GWh | Before Competition Groups | 177.565 | 0 | 0 | 14191.4282 | 0.012512 | 22 | Commercial_2034_Economic_GWh_Before Competition Groups_22 | LED or Equivalent Sign Lighting | 1.251% | 0 | 177.565 | Commercial_2034_Economic_GWh_Before Competition Groups_LED or Equivalent Sign Lighting
Commercial | Com ¦ Variable Frequency Drive (VFD) | 2034 | Economic | GWh | Before Competition Groups | 170.9982 | 0 | 0 | 14191.4282 | 0.012049 | 23 | Commercial_2034_Economic_GWh_Before Competition Groups_23 | Variable Frequency Drive (VFD) | 1.205% | 0 | 170.9982 | Commercial_2034_Economic_GWh_Before Competition Groups_Variable Frequency Drive (VFD)
Commercial | Com ¦ VFD on Pumps | 2034 | Economic | GWh | Before Competition Groups | 160.034 | 0 | 0 | 14191.4282 | 0.011277 | 24 | Commercial_2034_Economic_GWh_Before Competition Groups_24 | VFD on Pumps | 1.128% | 0 | 160.034 | Commercial_2034_Economic_GWh_Before Competition Groups_VFD on Pumps
Commercial | Com ¦ Adaptive Thermostats | 2034 | Economic | GWh | Before Competition Groups | 148.9624 | 0 | 0 | 14191.4282 | 0.010497 | 25 | Commercial_2034_Economic_GWh_Before Competition Groups_25 | Adaptive Thermostats | 1.05% | 0 | 148.9624 | Commercial_2034_Economic_GWh_Before Competition Groups_Adaptive Thermostats
Commercial | Com ¦ Air Handler with Dedicated Outdoor Air Systems | 2034 | Economic | GWh | Before Competition Groups | 130.5122 | 0 | 0 | 14191.4282 | 0.0091966 | 26 | Commercial_2034_Economic_GWh_Before Competition Groups_26 | Air Handler with Dedicated Outdoor Air Systems | 0.9197% | 0 | 130.5122 | Commercial_2034_Economic_GWh_Before Competition Groups_Air Handler with Dedicated Outdoor Air Systems
Commercial | Com ¦ ENERGY STAR LED LAMPS (General Service Lamps) | 2034 | Economic | GWh | Before Competition Groups | 122.8721 | 0 | 0 | 14191.4282 | 0.0086582 | 27 | Commercial_2034_Economic_GWh_Before Competition Groups_27 | ENERGY STAR LED LAMPS (General Service Lamps) | 0.8658% | 0 | 122.8721 | Commercial_2034_Economic_GWh_Before Competition Groups_ENERGY STAR LED LAMPS (General Service Lamps)
Commercial | Com ¦ Demand Control Kitchen Ventilation | 2034 | Economic | GWh | Before Competition Groups | 105.5877 | 0 | 0 | 14191.4282 | 0.0074402 | 28 | Commercial_2034_Economic_GWh_Before Competition Groups_28 | Demand Control Kitchen Ventilation | 0.744% | 0 | 105.5877 | Commercial_2034_Economic_GWh_Before Competition Groups_Demand Control Kitchen Ventilation
Commercial | Com ¦ Refrigerated Display Case LED | 2034 | Economic | GWh | Before Competition Groups | 81.0499 | 0 | 0 | 14191.4282 | 0.0057112 | 29 | Commercial_2034_Economic_GWh_Before Competition Groups_29 | Refrigerated Display Case LED | 0.5711% | 0 | 81.0499 | Commercial_2034_Economic_GWh_Before Competition Groups_Refrigerated Display Case LED
Commercial | Com ¦ ECM MOTORS FOR EVAPORATOR FANS for refrigeration (WALK-IN) | 2034 | Economic | GWh | Before Competition Groups | 81.0053 | 0 | 0 | 14191.4282 | 0.005708 | 30 | Commercial_2034_Economic_GWh_Before Competition Groups_30 | ECM MOTORS FOR EVAPORATOR FANS for refrigeration (WALK-IN) | 0.5708% | 0 | 81.0053 | Commercial_2034_Economic_GWh_Before Competition Groups_ECM MOTORS FOR EVAPORATOR FANS for refrigeration (WALK-IN)
Commercial | Com ¦ Condensing Unit Heaters or other Efficient Unit Heating System | 2034 | Economic | GWh | Before Competition Groups | 77.6336 | 0 | 0 | 14191.4282 | 0.0054705 | 31 | Commercial_2034_Economic_GWh_Before Competition Groups_31 | Condensing Unit Heaters or other Efficient Unit Heating System | 0.547% | 0 | 77.6336 | Commercial_2034_Economic_GWh_Before Competition Groups_Condensing Unit Heaters or other Efficient Unit Heating System
Commercial | Com ¦ Occupancy Sensors | 2034 | Economic | GWh | Before Competition Groups | 77.2985 | 0 | 0 | 14191.4282 | 0.0054468 | 32 | Commercial_2034_Economic_GWh_Before Competition Groups_32 | Occupancy Sensors | 0.5447% | 0 | 77.2985 | Commercial_2034_Economic_GWh_Before Competition Groups_Occupancy Sensors
Commercial | Com ¦ Freezer Case Light Sensor | 2034 | Economic | GWh | Before Competition Groups | 66.7174 | 0 | 0 | 14191.4282 | 0.0047012 | 33 | Commercial_2034_Economic_GWh_Before Competition Groups_33 | Freezer Case Light Sensor | 0.4701% | 0 | 66.7174 | Commercial_2034_Economic_GWh_Before Competition Groups_Freezer Case Light Sensor
Commercial | Com ¦ Evaporator Fan Controls | 2034 | Economic | GWh | Before Competition Groups | 65.0799 | 0 | 0 | 14191.4282 | 0.0045859 | 34 | Commercial_2034_Economic_GWh_Before Competition Groups_34 | Evaporator Fan Controls | 0.4586% | 0 | 65.0799 | Commercial_2034_Economic_GWh_Before Competition Groups_Evaporator Fan Controls
Commercial | Com ¦ Door Gasket Freezer/Refrigerator | 2034 | Economic | GWh | Before Competition Groups | 51.6867 | 0 | 0 | 14191.4282 | 0.0036421 | 35 | Commercial_2034_Economic_GWh_Before Competition Groups_35 | Door Gasket Freezer/Refrigerator | 0.3642% | 0 | 51.6867 | Commercial_2034_Economic_GWh_Before Competition Groups_Door Gasket Freezer/Refrigerator
Commercial | Com ¦ Chilled Water Optimization | 2034 | Economic | GWh | Before Competition Groups | 49.2705 | 0 | 0 | 14191.4282 | 0.0034718 | 36 | Commercial_2034_Economic_GWh_Before Competition Groups_36 | Chilled Water Optimization | 0.3472% | 0 | 49.2705 | Commercial_2034_Economic_GWh_Before Competition Groups_Chilled Water Optimization
Commercial | Com ¦ Elec Storage WH 2.30 Et | 2034 | Economic | GWh | Before Competition Groups | 48.4701 | 0 | 0 | 14191.4282 | 0.0034155 | 37 | Commercial_2034_Economic_GWh_Before Competition Groups_37 | Elec Storage WH 2.30 Et | 0.3415% | 0 | 48.4701 | Commercial_2034_Economic_GWh_Before Competition Groups_Elec Storage WH 2.30 Et
Commercial | Com ¦ ENERGY STAR Griddle (74% eff) | 2034 | Economic | GWh | Before Competition Groups | 44.8446 | 0 | 0 | 14191.4282 | 0.00316 | 38 | Commercial_2034_Economic_GWh_Before Competition Groups_38 | ENERGY STAR Griddle (74% eff) | 0.316% | 0 | 44.8446 | Commercial_2034_Economic_GWh_Before Competition Groups_ENERGY STAR Griddle (74% eff)
Commercial | Com ¦ BEVERAGE VENDING MACHINE CONTROLS | 2034 | Economic | GWh | Before Competition Groups | 42.2598 | 0 | 0 | 14191.4282 | 0.0029778 | 39 | Commercial_2034_Economic_GWh_Before Competition Groups_39 | BEVERAGE VENDING MACHINE CONTROLS | 0.2978% | 0 | 42.2598 | Commercial_2034_Economic_GWh_Before Competition Groups_BEVERAGE VENDING MACHINE CONTROLS
Commercial | Com ¦ Water Source Heat Pump (4 ton) | 2034 | Economic | GWh | Before Competition Groups | 36.1981 | 0 | 0 | 14191.4282 | 0.0025507 | 40 | Commercial_2034_Economic_GWh_Before Competition Groups_40 | Water Source Heat Pump (4 ton) | 0.2551% | 0 | 36.1981 | Commercial_2034_Economic_GWh_Before Competition Groups_Water Source Heat Pump (4 ton)
Commercial | Com ¦ CO Sensors for parking garage exhaust fans | 2034 | Economic | GWh | Before Competition Groups | 30.2815 | 0 | 0 | 14191.4282 | 0.0021338 | 41 | Commercial_2034_Economic_GWh_Before Competition Groups_41 | CO Sensors for parking garage exhaust fans | 0.2134% | 0 | 30.2815 | Commercial_2034_Economic_GWh_Before Competition Groups_CO Sensors for parking garage exhaust fans
Commercial | Com ¦ Networked/Connected - Low Impact Application | 2034 | Economic | GWh | Before Competition Groups | 29.3683 | 0 | 0 | 14191.4282 | 0.0020694 | 42 | Commercial_2034_Economic_GWh_Before Competition Groups_42 | Networked/Connected - Low Impact Application | 0.2069% | 0 | 29.3683 | Commercial_2034_Economic_GWh_Before Competition Groups_Networked/Connected - Low Impact Application
Commercial | Com ¦ Temperature Adjustment in Commercial Freezers | 2034 | Economic | GWh | Before Competition Groups | 24.8858 | 0 | 0 | 14191.4282 | 0.0017536 | 43 | Commercial_2034_Economic_GWh_Before Competition Groups_43 | Temperature Adjustment in Commercial Freezers | 0.1754% | 0 | 24.8858 | Commercial_2034_Economic_GWh_Before Competition Groups_Temperature Adjustment in Commercial Freezers
Commercial | Com ¦ Networked/Connected - High Impact Application | 2034 | Economic | GWh | Before Competition Groups | 24.5997 | 0 | 0 | 14191.4282 | 0.0017334 | 44 | Commercial_2034_Economic_GWh_Before Competition Groups_44 | Networked/Connected - High Impact Application | 0.1733% | 0 | 24.5997 | Commercial_2034_Economic_GWh_Before Competition Groups_Networked/Connected - High Impact Application
Commercial | Com ¦ Energy Efficient Laboratory Fume Hood | 2034 | Economic | GWh | Before Competition Groups | 22.1646 | 0 | 0 | 14191.4282 | 0.0015618 | 45 | Commercial_2034_Economic_GWh_Before Competition Groups_45 | Energy Efficient Laboratory Fume Hood | 0.1562% | 0 | 22.1646 | Commercial_2034_Economic_GWh_Before Competition Groups_Energy Efficient Laboratory Fume Hood
Commercial | Com ¦ Vertical Night Covers | 2034 | Economic | GWh | Before Competition Groups | 19.3047 | 0 | 0 | 14191.4282 | 0.0013603 | 46 | Commercial_2034_Economic_GWh_Before Competition Groups_46 | Vertical Night Covers | 0.136% | 0 | 19.3047 | Commercial_2034_Economic_GWh_Before Competition Groups_Vertical Night Covers
Commercial | Com ¦ Outside Air Economizer | 2034 | Economic | GWh | Before Competition Groups | 17.6606 | 0 | 0 | 14191.4282 | 0.0012445 | 47 | Commercial_2034_Economic_GWh_Before Competition Groups_47 | Outside Air Economizer | 0.1244% | 0 | 17.6606 | Commercial_2034_Economic_GWh_Before Competition Groups_Outside Air Economizer
Commercial | Com ¦ Duct Insulation, R8 | 2034 | Economic | GWh | Before Competition Groups | 17.1863 | 0 | 0 | 14191.4282 | 0.001211 | 48 | Commercial_2034_Economic_GWh_Before Competition Groups_48 | Duct Insulation, R8 | 0.1211% | 0 | 17.1863 | Commercial_2034_Economic_GWh_Before Competition Groups_Duct Insulation, R8
Commercial | Com ¦ Water Heating (DHW) Pipe Insulation (Add 3/4\ Foam)" | 2034 | Economic | GWh | Before Competition Groups | 16.6158 | 0 | 0 | 14191.4282 | 0.0011708 | 49 | Commercial_2034_Economic_GWh_Before Competition Groups_49 | Water Heating (DHW) Pipe Insulation (Add 3/4\ Foam)" | 0.1171% | 0 | 16.6158 | Commercial_2034_Economic_GWh_Before Competition Groups_Water Heating (DHW) Pipe Insulation (Add 3/4\ Foam)"
Commercial | Com ¦ ENERGY STAR Fryer (84% eff) | 2034 | Economic | GWh | Before Competition Groups | 16.0614 | 0 | 0 | 14191.4282 | 0.0011318 | 50 | Commercial_2034_Economic_GWh_Before Competition Groups_50 | ENERGY STAR Fryer (84% eff) | 0.1132% | 0 | 16.0614 | Commercial_2034_Economic_GWh_Before Competition Groups_ENERGY STAR Fryer (84% eff)
Commercial | Com ¦ ENERGY STAR Dishwasher | 2034 | Economic | GWh | Before Competition Groups | 12.5194 | 0 | 0 | 14191.4282 | 0.00088218 | 51 | Commercial_2034_Economic_GWh_Before Competition Groups_51 | ENERGY STAR Dishwasher | 0.08822% | 0 | 12.5194 | Commercial_2034_Economic_GWh_Before Competition Groups_ENERGY STAR Dishwasher
Commercial | Com ¦ Suction Pipe Insulation Freezer/Refrigerator | 2034 | Economic | GWh | Before Competition Groups | 10.5508 | 0 | 0 | 14191.4282 | 0.00074346 | 52 | Commercial_2034_Economic_GWh_Before Competition Groups_52 | Suction Pipe Insulation Freezer/Refrigerator | 0.07435% | 0 | 10.5508 | Commercial_2034_Economic_GWh_Before Competition Groups_Suction Pipe Insulation Freezer/Refrigerator
Commercial | Com ¦ Condensing Make Up Air Unit | 2034 | Economic | GWh | Before Competition Groups | 9.7007 | 0 | 0 | 14191.4282 | 0.00068356 | 53 | Commercial_2034_Economic_GWh_Before Competition Groups_53 | Condensing Make Up Air Unit | 0.06836% | 0 | 9.7007 | Commercial_2034_Economic_GWh_Before Competition Groups_Condensing Make Up Air Unit
Commercial | Com ¦ High Efficiency Small Instantaneous Water Heater | 2034 | Economic | GWh | Before Competition Groups | 8.2967 | 0 | 0 | 14191.4282 | 0.00058463 | 54 | Commercial_2034_Economic_GWh_Before Competition Groups_54 | High Efficiency Small Instantaneous Water Heater | 0.05846% | 0 | 8.2967 | Commercial_2034_Economic_GWh_Before Competition Groups_High Efficiency Small Instantaneous Water Heater
Commercial | Com ¦ ENERGY STAR Steam Cookers | 2034 | Economic | GWh | Before Competition Groups | 7.858 | 0 | 0 | 14191.4282 | 0.00055372 | 55 | Commercial_2034_Economic_GWh_Before Competition Groups_55 | ENERGY STAR Steam Cookers | 0.05537% | 0 | 7.858 | Commercial_2034_Economic_GWh_Before Competition Groups_ENERGY STAR Steam Cookers
Commercial | Com ¦ Ozone Laundry Treatment | 2034 | Economic | GWh | Before Competition Groups | 6.5408 | 0 | 0 | 14191.4282 | 0.0004609 | 56 | Commercial_2034_Economic_GWh_Before Competition Groups_56 | Ozone Laundry Treatment | 0.04609% | 0 | 6.5408 | Commercial_2034_Economic_GWh_Before Competition Groups_Ozone Laundry Treatment
Commercial | Com ¦ Solar Water Preheat (Pools/DHW) | 2034 | Economic | GWh | Before Competition Groups | 3.8812 | 0 | 0 | 14191.4282 | 0.00027349 | 57 | Commercial_2034_Economic_GWh_Before Competition Groups_57 | Solar Water Preheat (Pools/DHW) | 0.02735% | 0 | 3.8812 | Commercial_2034_Economic_GWh_Before Competition Groups_Solar Water Preheat (Pools/DHW)
Commercial | Com ¦ Demand controlled Circulating Systems | 2034 | Economic | GWh | Before Competition Groups | 3.5606 | 0 | 0 | 14191.4282 | 0.0002509 | 58 | Commercial_2034_Economic_GWh_Before Competition Groups_58 | Demand controlled Circulating Systems | 0.02509% | 0 | 3.5606 | Commercial_2034_Economic_GWh_Before Competition Groups_Demand controlled Circulating Systems
Commercial | Com ¦ ECM MOTORS FOR HVAC APPLICATION (FAN-POWERED VAV BOX) | 2034 | Economic | GWh | Before Competition Groups | 2.7949 | 0 | 0 | 14191.4282 | 0.00019695 | 59 | Commercial_2034_Economic_GWh_Before Competition Groups_59 | ECM MOTORS FOR HVAC APPLICATION (FAN-POWERED VAV BOX) | 0.01969% | 0 | 2.7949 | Commercial_2034_Economic_GWh_Before Competition Groups_ECM MOTORS FOR HVAC APPLICATION (FAN-POWERED VAV BOX)
Commercial | Com ¦ Thermostat Setback | 2034 | Economic | GWh | Before Competition Groups | 2.723 | 0 | 0 | 14191.4282 | 0.00019188 | 60 | Commercial_2034_Economic_GWh_Before Competition Groups_60 | Thermostat Setback | 0.01919% | 0 | 2.723 | Commercial_2034_Economic_GWh_Before Competition Groups_Thermostat Setback
Commercial | Com ¦ Notched V belts for HVAC Systems | 2034 | Economic | GWh | Before Competition Groups | 2.4841 | 0 | 0 | 14191.4282 | 0.00017505 | 61 | Commercial_2034_Economic_GWh_Before Competition Groups_61 | Notched V belts for HVAC Systems | 0.0175% | 0 | 2.4841 | Commercial_2034_Economic_GWh_Before Competition Groups_Notched V belts for HVAC Systems
Commercial | Com ¦ Efficient compressor motor | 2034 | Economic | GWh | Before Competition Groups | 2.3138 | 0 | 0 | 14191.4282 | 0.00016304 | 62 | Commercial_2034_Economic_GWh_Before Competition Groups_62 | Efficient compressor motor | 0.0163% | 0 | 2.3138 | Commercial_2034_Economic_GWh_Before Competition Groups_Efficient compressor motor
Commercial | Com ¦ PTAC (12 EER/10,000 BTU) | 2034 | Economic | GWh | Before Competition Groups | 2.2184 | 0 | 0 | 14191.4282 | 0.00015632 | 63 | Commercial_2034_Economic_GWh_Before Competition Groups_63 | PTAC (12 EER/10,000 BTU) | 0.01563% | 0 | 2.2184 | Commercial_2034_Economic_GWh_Before Competition Groups_PTAC (12 EER/10,000 BTU)
Commercial | Com ¦ CEE Tier 2/Energy Star Clothes Washers | 2034 | Economic | GWh | Before Competition Groups | 1.5861 | 0 | 0 | 14191.4282 | 0.00011177 | 64 | Commercial_2034_Economic_GWh_Before Competition Groups_64 | CEE Tier 2/Energy Star Clothes Washers | 0.01118% | 0 | 1.5861 | Commercial_2034_Economic_GWh_Before Competition Groups_CEE Tier 2/Energy Star Clothes Washers
Commercial | COM ¦ Ductless Mini-Split Heat Pumps | 2034 | Economic | GWh | Before Competition Groups | 1.4809 | 0 | 0 | 14191.4282 | 0.00010435 | 65 | Commercial_2034_Economic_GWh_Before Competition Groups_65 | Ductless Mini-Split Heat Pumps | 0.01043% | 0 | 1.4809 | Commercial_2034_Economic_GWh_Before Competition Groups_Ductless Mini-Split Heat Pumps
Commercial | Com ¦ Auto Off Time Switch or Time Clock control | 2034 | Economic | GWh | Before Competition Groups | 1.3836 | 0 | 0 | 14191.4282 | 9.7493e-05 | 66 | Commercial_2034_Economic_GWh_Before Competition Groups_66 | Auto Off Time Switch or Time Clock control | 0.009749% | 0 | 1.3836 | Commercial_2034_Economic_GWh_Before Competition Groups_Auto Off Time Switch or Time Clock control
Commercial | Com ¦ Low Flow Pre-Rinse Spray Nozzle | 2034 | Economic | GWh | Before Competition Groups | 0.86754 | 0 | 0 | 14191.4282 | 6.1131e-05 | 67 | Commercial_2034_Economic_GWh_Before Competition Groups_67 | Low Flow Pre-Rinse Spray Nozzle | 0.006113% | 0 | 0.86754 | Commercial_2034_Economic_GWh_Before Competition Groups_Low Flow Pre-Rinse Spray Nozzle
Commercial | Com ¦ Commercial Hot Food Holding Cabinets | 2034 | Economic | GWh | Before Competition Groups | 0.67736 | 0 | 0 | 14191.4282 | 4.7731e-05 | 68 | Commercial_2034_Economic_GWh_Before Competition Groups_68 | Commercial Hot Food Holding Cabinets | 0.004773% | 0 | 0.67736 | Commercial_2034_Economic_GWh_Before Competition Groups_Commercial Hot Food Holding Cabinets
Commercial | Com ¦ Energy Recovery Ventilation and Ventilation (Enhanced) | 2034 | Economic | GWh | Before Competition Groups | 0.5113 | 0 | 0 | 14191.4282 | 3.6029e-05 | 69 | Commercial_2034_Economic_GWh_Before Competition Groups_69 | Energy Recovery Ventilation and Ventilation (Enhanced) | 0.003603% | 0 | 0.5113 | Commercial_2034_Economic_GWh_Before Competition Groups_Energy Recovery Ventilation and Ventilation (Enhanced)
Commercial | Com ¦ HVAC Optimization | 2034 | Economic | GWh | Before Competition Groups | 0.48418 | 0 | 0 | 14191.4282 | 3.4118e-05 | 70 | Commercial_2034_Economic_GWh_Before Competition Groups_70 | HVAC Optimization | 0.003412% | 0 | 0.48418 | Commercial_2034_Economic_GWh_Before Competition Groups_HVAC Optimization
Commercial | Com ¦ LED RECESSED DOWNLIGHTS | 2034 | Economic | GWh | Before Competition Groups | 0.45392 | 0 | 0 | 14191.4282 | 3.1985e-05 | 71 | Commercial_2034_Economic_GWh_Before Competition Groups_71 | LED RECESSED DOWNLIGHTS | 0.003199% | 0 | 0.45392 | Commercial_2034_Economic_GWh_Before Competition Groups_LED RECESSED DOWNLIGHTS
Commercial | Com ¦ Wall Insulation | 2034 | Economic | GWh | Before Competition Groups | 0.2242 | 0 | 0 | 14191.4282 | 1.5799e-05 | 72 | Commercial_2034_Economic_GWh_Before Competition Groups_72 | Wall Insulation | 0.00158% | 0 | 0.2242 | Commercial_2034_Economic_GWh_Before Competition Groups_Wall Insulation
Commercial | Com ¦ Room AC (w/ louvered sides) 14 SEER from 12 SEER code | 2034 | Economic | GWh | Before Competition Groups | 0.15401 | 0 | 0 | 14191.4282 | 1.0852e-05 | 73 | Commercial_2034_Economic_GWh_Before Competition Groups_73 | Room AC (w/ louvered sides) 14 SEER from 12 SEER code | 0.001085% | 0 | 0.15401 | Commercial_2034_Economic_GWh_Before Competition Groups_Room AC (w/ louvered sides) 14 SEER from 12 SEER code
Commercial | Com ¦ EC Plug Fan for Data Center (under cabinet) | 2034 | Economic | GWh | Before Competition Groups | 0.087209 | 0 | 0 | 14191.4282 | 6.1452e-06 | 74 | Commercial_2034_Economic_GWh_Before Competition Groups_74 | EC Plug Fan for Data Center (under cabinet) | 0.0006145% | 0 | 0.087209 | Commercial_2034_Economic_GWh_Before Competition Groups_EC Plug Fan for Data Center (under cabinet)
Commercial | Com ¦ High Efficiency Chiller (avg of water and air cooled) | 2034 | Economic | GWh | Before Competition Groups | 0.074945 | 0 | 0 | 14191.4282 | 5.281e-06 | 75 | Commercial_2034_Economic_GWh_Before Competition Groups_75 | High Efficiency Chiller (avg of water and air cooled) | 0.0005281% | 0 | 0.074945 | Commercial_2034_Economic_GWh_Before Competition Groups_High Efficiency Chiller (avg of water and air cooled)
Commercial | Com ¦ Air Curtains | 2034 | Economic | GWh | Before Competition Groups | 0.059519 | 0 | 0 | 14191.4282 | 4.194e-06 | 76 | Commercial_2034_Economic_GWh_Before Competition Groups_76 | Air Curtains | 0.0004194% | 0 | 0.059519 | Commercial_2034_Economic_GWh_Before Competition Groups_Air Curtains
Commercial | Com ¦ VSD Air Compressor | 2034 | Economic | GWh | Before Competition Groups | 0.054666 | 0 | 0 | 14191.4282 | 3.852e-06 | 77 | Commercial_2034_Economic_GWh_Before Competition Groups_77 | VSD Air Compressor | 0.0003852% | 0 | 0.054666 | Commercial_2034_Economic_GWh_Before Competition Groups_VSD Air Compressor
Commercial | Com ¦ Electric Convection Combination Ovens | 2034 | Economic | GWh | Before Competition Groups | 0.0042646 | 0 | 0 | 14191.4282 | 3.0051e-07 | 78 | Commercial_2034_Economic_GWh_Before Competition Groups_78 | Electric Convection Combination Ovens | 3.005e-05% | 0 | 0.0042646 | Commercial_2034_Economic_GWh_Before Competition Groups_Electric Convection Combination Ovens
Commercial | Com ¦ Indoor Daylight Sensors/Photocell Dimming Control | 2034 | Economic | GWh | Before Competition Groups | 0 | 0 | 0 | 14191.4282 | 0 | 79 | Commercial_2034_Economic_GWh_Before Competition Groups_79 | Indoor Daylight Sensors/Photocell Dimming Control | 0% | 0 | 0 | Commercial_2034_Economic_GWh_Before Competition Groups_Indoor Daylight Sensors/Photocell Dimming Control
Commercial | Com ¦ Variable Refrigerant Flow Heat Pump | 2034 | Economic | GWh | Before Competition Groups | 0 | 0 | 0 | 14191.4282 | 0 | 80 | Commercial_2034_Economic_GWh_Before Competition Groups_80 | Variable Refrigerant Flow Heat Pump | 0% | 0 | 0 | Commercial_2034_Economic_GWh_Before Competition Groups_Variable Refrigerant Flow Heat Pump
Commercial | Com ¦ LED Low/High Bay | 2034 | SC A | GWh | Before Competition Groups | 1042.9061 | 0 | 0 | 9069.0317 | 0.115 | 1 | Commercial_2034_SC A_GWh_Before Competition Groups_1 | LED Low/High Bay | 11.5% | 0 | 1042.9061 | Commercial_2034_SC A_GWh_Before Competition Groups_LED Low/High Bay
Commercial | Com ¦ LED Troffer/Surface/Suspended | 2034 | SC A | GWh | Before Competition Groups | 969.0897 | 0 | 0 | 9069.0317 | 0.10686 | 2 | Commercial_2034_SC A_GWh_Before Competition Groups_2 | LED Troffer/Surface/Suspended | 10.69% | 0 | 969.0897 | Commercial_2034_SC A_GWh_Before Competition Groups_LED Troffer/Surface/Suspended
Commercial | Com ¦ ENERGY STAR LED LAMPS (REFLECTOR LAMPs/MR16/PAR 16) | 2034 | SC A | GWh | Before Competition Groups | 949.0115 | 0 | 0 | 9069.0317 | 0.10464 | 3 | Commercial_2034_SC A_GWh_Before Competition Groups_3 | ENERGY STAR LED LAMPS (REFLECTOR LAMPs/MR16/PAR 16) | 10.46% | 0 | 949.0115 | Commercial_2034_SC A_GWh_Before Competition Groups_ENERGY STAR LED LAMPS (REFLECTOR LAMPs/MR16/PAR 16)
Commercial | Com ¦ LED EXTERIOR AREA LIGHTS - LED fixture (200W) | 2034 | SC A | GWh | Before Competition Groups | 623.8343 | 0 | 0 | 9069.0317 | 0.068787 | 4 | Commercial_2034_SC A_GWh_Before Competition Groups_4 | LED EXTERIOR AREA LIGHTS - LED fixture (200W) | 6.879% | 0 | 623.8343 | Commercial_2034_SC A_GWh_Before Competition Groups_LED EXTERIOR AREA LIGHTS - LED fixture (200W)
Commercial | Com ¦ Building Recommissioning, Operations and Maintenance (O&M) Improvements | 2034 | SC A | GWh | Before Competition Groups | 600.528 | 0 | 0 | 9069.0317 | 0.066217 | 5 | Commercial_2034_SC A_GWh_Before Competition Groups_5 | Building Recommissioning, Operations and Maintenance (O&M) Improvements | 6.622% | 0 | 600.528 | Commercial_2034_SC A_GWh_Before Competition Groups_Building Recommissioning, Operations and Maintenance (O&M) Improvements
Commercial | Com ¦ LED Replacement Lamp (Tube) | 2034 | SC A | GWh | Before Competition Groups | 599.0575 | 0 | 0 | 9069.0317 | 0.066055 | 6 | Commercial_2034_SC A_GWh_Before Competition Groups_6 | LED Replacement Lamp (Tube) | 6.606% | 0 | 599.0575 | Commercial_2034_SC A_GWh_Before Competition Groups_LED Replacement Lamp (Tube)
Commercial | Com ¦ LED parking lot fixture | 2034 | SC A | GWh | Before Competition Groups | 596.4468 | 0 | 0 | 9069.0317 | 0.065767 | 7 | Commercial_2034_SC A_GWh_Before Competition Groups_7 | LED parking lot fixture | 6.577% | 0 | 596.4468 | Commercial_2034_SC A_GWh_Before Competition Groups_LED parking lot fixture
Commercial | Com ¦ LED street light fixture | 2034 | SC A | GWh | Before Competition Groups | 374.9868 | 0 | 0 | 9069.0317 | 0.041348 | 8 | Commercial_2034_SC A_GWh_Before Competition Groups_8 | LED street light fixture | 4.135% | 0 | 374.9868 | Commercial_2034_SC A_GWh_Before Competition Groups_LED street light fixture
Commercial | Com ¦ Furnace Tune-Up | 2034 | SC A | GWh | Before Competition Groups | 374.3373 | 0 | 0 | 9069.0317 | 0.041276 | 9 | Commercial_2034_SC A_GWh_Before Competition Groups_9 | Furnace Tune-Up | 4.128% | 0 | 374.3373 | Commercial_2034_SC A_GWh_Before Competition Groups_Furnace Tune-Up
Commercial | Com ¦ High Efficiency Air Source Heat Pump | 2034 | SC A | GWh | Before Competition Groups | 265.2901 | 0 | 0 | 9069.0317 | 0.029252 | 10 | Commercial_2034_SC A_GWh_Before Competition Groups_10 | High Efficiency Air Source Heat Pump | 2.925% | 0 | 265.2901 | Commercial_2034_SC A_GWh_Before Competition Groups_High Efficiency Air Source Heat Pump
Commercial | Com ¦ Reach-in Shaded Pole to ECM/PSC Evaporator Fan Motor | 2034 | SC A | GWh | Before Competition Groups | 245.5127 | 0 | 0 | 9069.0317 | 0.027072 | 11 | Commercial_2034_SC A_GWh_Before Competition Groups_11 | Reach-in Shaded Pole to ECM/PSC Evaporator Fan Motor | 2.707% | 0 | 245.5127 | Commercial_2034_SC A_GWh_Before Competition Groups_Reach-in Shaded Pole to ECM/PSC Evaporator Fan Motor
Commercial | Com ¦ Data Center Storage/Server Virtualization | 2034 | SC A | GWh | Before Competition Groups | 223.2348 | 0 | 0 | 9069.0317 | 0.024615 | 12 | Commercial_2034_SC A_GWh_Before Competition Groups_12 | Data Center Storage/Server Virtualization | 2.462% | 0 | 223.2348 | Commercial_2034_SC A_GWh_Before Competition Groups_Data Center Storage/Server Virtualization
Commercial | Com ¦ Refrigerated Display Case Doors | 2034 | SC A | GWh | Before Competition Groups | 189.044 | 0 | 0 | 9069.0317 | 0.020845 | 13 | Commercial_2034_SC A_GWh_Before Competition Groups_13 | Refrigerated Display Case Doors | 2.085% | 0 | 189.044 | Commercial_2034_SC A_GWh_Before Competition Groups_Refrigerated Display Case Doors
Commercial | Com ¦ Strip Curtains | 2034 | SC A | GWh | Before Competition Groups | 177.6644 | 0 | 0 | 9069.0317 | 0.01959 | 14 | Commercial_2034_SC A_GWh_Before Competition Groups_14 | Strip Curtains | 1.959% | 0 | 177.6644 | Commercial_2034_SC A_GWh_Before Competition Groups_Strip Curtains
Commercial | Com ¦ Centrally controlled desktop PC/NETWORK PC POWER MANAGEMENT SOFTWARE | 2034 | SC A | GWh | Before Competition Groups | 135.153 | 0 | 0 | 9069.0317 | 0.014903 | 15 | Commercial_2034_SC A_GWh_Before Competition Groups_15 | Centrally controlled desktop PC/NETWORK PC POWER MANAGEMENT SOFTWARE | 1.49% | 0 | 135.153 | Commercial_2034_SC A_GWh_Before Competition Groups_Centrally controlled desktop PC/NETWORK PC POWER MANAGEMENT SOFTWARE
Commercial | Com ¦ Demand Control Ventilation | 2034 | SC A | GWh | Before Competition Groups | 132.4885 | 0 | 0 | 9069.0317 | 0.014609 | 16 | Commercial_2034_SC A_GWh_Before Competition Groups_16 | Demand Control Ventilation | 1.461% | 0 | 132.4885 | Commercial_2034_SC A_GWh_Before Competition Groups_Demand Control Ventilation
Commercial | Com ¦ Advanced BAS/Controllers | 2034 | SC A | GWh | Before Competition Groups | 131.4521 | 0 | 0 | 9069.0317 | 0.014495 | 17 | Commercial_2034_SC A_GWh_Before Competition Groups_17 | Advanced BAS/Controllers | 1.449% | 0 | 131.4521 | Commercial_2034_SC A_GWh_Before Competition Groups_Advanced BAS/Controllers
Commercial | Com ¦ LED or Equivalent Sign Lighting | 2034 | SC A | GWh | Before Competition Groups | 125.7068 | 0 | 0 | 9069.0317 | 0.013861 | 18 | Commercial_2034_SC A_GWh_Before Competition Groups_18 | LED or Equivalent Sign Lighting | 1.386% | 0 | 125.7068 | Commercial_2034_SC A_GWh_Before Competition Groups_LED or Equivalent Sign Lighting
Commercial | Com ¦ Variable Frequency Drive (VFD) | 2034 | SC A | GWh | Before Competition Groups | 124.6277 | 0 | 0 | 9069.0317 | 0.013742 | 19 | Commercial_2034_SC A_GWh_Before Competition Groups_19 | Variable Frequency Drive (VFD) | 1.374% | 0 | 124.6277 | Commercial_2034_SC A_GWh_Before Competition Groups_Variable Frequency Drive (VFD)
Commercial | Com ¦ Education and Capacity Building/Energy Behavior | 2034 | SC A | GWh | Before Competition Groups | 124.2999 | 0 | 0 | 9069.0317 | 0.013706 | 20 | Commercial_2034_SC A_GWh_Before Competition Groups_20 | Education and Capacity Building/Energy Behavior | 1.371% | 0 | 124.2999 | Commercial_2034_SC A_GWh_Before Competition Groups_Education and Capacity Building/Energy Behavior
Commercial | Com ¦ VFD on Pumps | 2034 | SC A | GWh | Before Competition Groups | 115.8299 | 0 | 0 | 9069.0317 | 0.012772 | 21 | Commercial_2034_SC A_GWh_Before Competition Groups_21 | VFD on Pumps | 1.277% | 0 | 115.8299 | Commercial_2034_SC A_GWh_Before Competition Groups_VFD on Pumps
Commercial | Com ¦ ENERGY STAR LED LAMPS (General Service Lamps) | 2034 | SC A | GWh | Before Competition Groups | 113.8464 | 0 | 0 | 9069.0317 | 0.012553 | 22 | Commercial_2034_SC A_GWh_Before Competition Groups_22 | ENERGY STAR LED LAMPS (General Service Lamps) | 1.255% | 0 | 113.8464 | Commercial_2034_SC A_GWh_Before Competition Groups_ENERGY STAR LED LAMPS (General Service Lamps)
Commercial | Com ¦ Adaptive Thermostats | 2034 | SC A | GWh | Before Competition Groups | 88.9653 | 0 | 0 | 9069.0317 | 0.0098098 | 23 | Commercial_2034_SC A_GWh_Before Competition Groups_23 | Adaptive Thermostats | 0.981% | 0 | 88.9653 | Commercial_2034_SC A_GWh_Before Competition Groups_Adaptive Thermostats
Commercial | Com ¦ ECM MOTORS FOR EVAPORATOR FANS for refrigeration (WALK-IN) | 2034 | SC A | GWh | Before Competition Groups | 58.2486 | 0 | 0 | 9069.0317 | 0.0064228 | 24 | Commercial_2034_SC A_GWh_Before Competition Groups_24 | ECM MOTORS FOR EVAPORATOR FANS for refrigeration (WALK-IN) | 0.6423% | 0 | 58.2486 | Commercial_2034_SC A_GWh_Before Competition Groups_ECM MOTORS FOR EVAPORATOR FANS for refrigeration (WALK-IN)
Commercial | Com ¦ Door Gasket Freezer/Refrigerator | 2034 | SC A | GWh | Before Competition Groups | 58.1634 | 0 | 0 | 9069.0317 | 0.0064134 | 25 | Commercial_2034_SC A_GWh_Before Competition Groups_25 | Door Gasket Freezer/Refrigerator | 0.6413% | 0 | 58.1634 | Commercial_2034_SC A_GWh_Before Competition Groups_Door Gasket Freezer/Refrigerator
Commercial | Com ¦ Condensing Unit Heaters or other Efficient Unit Heating System | 2034 | SC A | GWh | Before Competition Groups | 56.2961 | 0 | 0 | 9069.0317 | 0.0062075 | 26 | Commercial_2034_SC A_GWh_Before Competition Groups_26 | Condensing Unit Heaters or other Efficient Unit Heating System | 0.6208% | 0 | 56.2961 | Commercial_2034_SC A_GWh_Before Competition Groups_Condensing Unit Heaters or other Efficient Unit Heating System
Commercial | Com ¦ Demand Control Kitchen Ventilation | 2034 | SC A | GWh | Before Competition Groups | 56.1303 | 0 | 0 | 9069.0317 | 0.0061892 | 27 | Commercial_2034_SC A_GWh_Before Competition Groups_27 | Demand Control Kitchen Ventilation | 0.6189% | 0 | 56.1303 | Commercial_2034_SC A_GWh_Before Competition Groups_Demand Control Kitchen Ventilation
Commercial | Com ¦ Air Handler with Dedicated Outdoor Air Systems | 2034 | SC A | GWh | Before Competition Groups | 55.615 | 0 | 0 | 9069.0317 | 0.0061324 | 28 | Commercial_2034_SC A_GWh_Before Competition Groups_28 | Air Handler with Dedicated Outdoor Air Systems | 0.6132% | 0 | 55.615 | Commercial_2034_SC A_GWh_Before Competition Groups_Air Handler with Dedicated Outdoor Air Systems
Commercial | Com ¦ Evaporator Fan Controls | 2034 | SC A | GWh | Before Competition Groups | 46.6617 | 0 | 0 | 9069.0317 | 0.0051452 | 29 | Commercial_2034_SC A_GWh_Before Competition Groups_29 | Evaporator Fan Controls | 0.5145% | 0 | 46.6617 | Commercial_2034_SC A_GWh_Before Competition Groups_Evaporator Fan Controls
Commercial | Com ¦ Refrigerated Display Case LED | 2034 | SC A | GWh | Before Competition Groups | 42.5437 | 0 | 0 | 9069.0317 | 0.0046911 | 30 | Commercial_2034_SC A_GWh_Before Competition Groups_30 | Refrigerated Display Case LED | 0.4691% | 0 | 42.5437 | Commercial_2034_SC A_GWh_Before Competition Groups_Refrigerated Display Case LED
Commercial | Com ¦ Unitary Air-Conditioning Unit | 2034 | SC A | GWh | Before Competition Groups | 40.0547 | 0 | 0 | 9069.0317 | 0.0044166 | 31 | Commercial_2034_SC A_GWh_Before Competition Groups_31 | Unitary Air-Conditioning Unit | 0.4417% | 0 | 40.0547 | Commercial_2034_SC A_GWh_Before Competition Groups_Unitary Air-Conditioning Unit
Commercial | Com ¦ Freezer Case Light Sensor | 2034 | SC A | GWh | Before Competition Groups | 39.3314 | 0 | 0 | 9069.0317 | 0.0043369 | 32 | Commercial_2034_SC A_GWh_Before Competition Groups_32 | Freezer Case Light Sensor | 0.4337% | 0 | 39.3314 | Commercial_2034_SC A_GWh_Before Competition Groups_Freezer Case Light Sensor
Commercial | Com ¦ Occupancy Sensors | 2034 | SC A | GWh | Before Competition Groups | 32.762 | 0 | 0 | 9069.0317 | 0.0036125 | 33 | Commercial_2034_SC A_GWh_Before Competition Groups_33 | Occupancy Sensors | 0.3613% | 0 | 32.762 | Commercial_2034_SC A_GWh_Before Competition Groups_Occupancy Sensors
Commercial | Com ¦ ENERGY STAR Griddle (74% eff) | 2034 | SC A | GWh | Before Competition Groups | 30.6458 | 0 | 0 | 9069.0317 | 0.0033792 | 34 | Commercial_2034_SC A_GWh_Before Competition Groups_34 | ENERGY STAR Griddle (74% eff) | 0.3379% | 0 | 30.6458 | Commercial_2034_SC A_GWh_Before Competition Groups_ENERGY STAR Griddle (74% eff)
Commercial | Com ¦ Chilled Water Optimization | 2034 | SC A | GWh | Before Competition Groups | 22.7583 | 0 | 0 | 9069.0317 | 0.0025094 | 35 | Commercial_2034_SC A_GWh_Before Competition Groups_35 | Chilled Water Optimization | 0.2509% | 0 | 22.7583 | Commercial_2034_SC A_GWh_Before Competition Groups_Chilled Water Optimization
Commercial | Com ¦ BEVERAGE VENDING MACHINE CONTROLS | 2034 | SC A | GWh | Before Competition Groups | 21.9651 | 0 | 0 | 9069.0317 | 0.002422 | 36 | Commercial_2034_SC A_GWh_Before Competition Groups_36 | BEVERAGE VENDING MACHINE CONTROLS | 0.2422% | 0 | 21.9651 | Commercial_2034_SC A_GWh_Before Competition Groups_BEVERAGE VENDING MACHINE CONTROLS
Commercial | Com ¦ Elec Storage WH 2.30 Et | 2034 | SC A | GWh | Before Competition Groups | 20.9279 | 0 | 0 | 9069.0317 | 0.0023076 | 37 | Commercial_2034_SC A_GWh_Before Competition Groups_37 | Elec Storage WH 2.30 Et | 0.2308% | 0 | 20.9279 | Commercial_2034_SC A_GWh_Before Competition Groups_Elec Storage WH 2.30 Et
Commercial | Com ¦ Temperature Adjustment in Commercial Freezers | 2034 | SC A | GWh | Before Competition Groups | 17.8596 | 0 | 0 | 9069.0317 | 0.0019693 | 38 | Commercial_2034_SC A_GWh_Before Competition Groups_38 | Temperature Adjustment in Commercial Freezers | 0.1969% | 0 | 17.8596 | Commercial_2034_SC A_GWh_Before Competition Groups_Temperature Adjustment in Commercial Freezers
Commercial | Com ¦ CO Sensors for parking garage exhaust fans | 2034 | SC A | GWh | Before Competition Groups | 15.9961 | 0 | 0 | 9069.0317 | 0.0017638 | 39 | Commercial_2034_SC A_GWh_Before Competition Groups_39 | CO Sensors for parking garage exhaust fans | 0.1764% | 0 | 15.9961 | Commercial_2034_SC A_GWh_Before Competition Groups_CO Sensors for parking garage exhaust fans
Commercial | Com ¦ Energy Efficient Laboratory Fume Hood | 2034 | SC A | GWh | Before Competition Groups | 14.6411 | 0 | 0 | 9069.0317 | 0.0016144 | 40 | Commercial_2034_SC A_GWh_Before Competition Groups_40 | Energy Efficient Laboratory Fume Hood | 0.1614% | 0 | 14.6411 | Commercial_2034_SC A_GWh_Before Competition Groups_Energy Efficient Laboratory Fume Hood
Commercial | Com ¦ Vertical Night Covers | 2034 | SC A | GWh | Before Competition Groups | 13.5717 | 0 | 0 | 9069.0317 | 0.0014965 | 41 | Commercial_2034_SC A_GWh_Before Competition Groups_41 | Vertical Night Covers | 0.1496% | 0 | 13.5717 | Commercial_2034_SC A_GWh_Before Competition Groups_Vertical Night Covers
Commercial | Com ¦ Outside Air Economizer | 2034 | SC A | GWh | Before Competition Groups | 12.8433 | 0 | 0 | 9069.0317 | 0.0014162 | 42 | Commercial_2034_SC A_GWh_Before Competition Groups_42 | Outside Air Economizer | 0.1416% | 0 | 12.8433 | Commercial_2034_SC A_GWh_Before Competition Groups_Outside Air Economizer
Commercial | Com ¦ Water Source Heat Pump (4 ton) | 2034 | SC A | GWh | Before Competition Groups | 12.3965 | 0 | 0 | 9069.0317 | 0.0013669 | 43 | Commercial_2034_SC A_GWh_Before Competition Groups_43 | Water Source Heat Pump (4 ton) | 0.1367% | 0 | 12.3965 | Commercial_2034_SC A_GWh_Before Competition Groups_Water Source Heat Pump (4 ton)
Commercial | Com ¦ Duct Insulation, R8 | 2034 | SC A | GWh | Before Competition Groups | 12.2871 | 0 | 0 | 9069.0317 | 0.0013548 | 44 | Commercial_2034_SC A_GWh_Before Competition Groups_44 | Duct Insulation, R8 | 0.1355% | 0 | 12.2871 | Commercial_2034_SC A_GWh_Before Competition Groups_Duct Insulation, R8
Commercial | Com ¦ Water Heating (DHW) Pipe Insulation (Add 3/4\ Foam)" | 2034 | SC A | GWh | Before Competition Groups | 11.9722 | 0 | 0 | 9069.0317 | 0.0013201 | 45 | Commercial_2034_SC A_GWh_Before Competition Groups_45 | Water Heating (DHW) Pipe Insulation (Add 3/4\ Foam)" | 0.132% | 0 | 11.9722 | Commercial_2034_SC A_GWh_Before Competition Groups_Water Heating (DHW) Pipe Insulation (Add 3/4\ Foam)"
Commercial | Com ¦ ENERGY STAR Fryer (84% eff) | 2034 | SC A | GWh | Before Competition Groups | 11.2373 | 0 | 0 | 9069.0317 | 0.0012391 | 46 | Commercial_2034_SC A_GWh_Before Competition Groups_46 | ENERGY STAR Fryer (84% eff) | 0.1239% | 0 | 11.2373 | Commercial_2034_SC A_GWh_Before Competition Groups_ENERGY STAR Fryer (84% eff)
Commercial | Com ¦ Suction Pipe Insulation Freezer/Refrigerator | 2034 | SC A | GWh | Before Competition Groups | 7.3469 | 0 | 0 | 9069.0317 | 0.00081011 | 47 | Commercial_2034_SC A_GWh_Before Competition Groups_47 | Suction Pipe Insulation Freezer/Refrigerator | 0.08101% | 0 | 7.3469 | Commercial_2034_SC A_GWh_Before Competition Groups_Suction Pipe Insulation Freezer/Refrigerator
Commercial | Com ¦ ENERGY STAR Dishwasher | 2034 | SC A | GWh | Before Competition Groups | 5.6963 | 0 | 0 | 9069.0317 | 0.0006281 | 48 | Commercial_2034_SC A_GWh_Before Competition Groups_48 | ENERGY STAR Dishwasher | 0.06281% | 0 | 5.6963 | Commercial_2034_SC A_GWh_Before Competition Groups_ENERGY STAR Dishwasher
Commercial | Com ¦ ENERGY STAR Steam Cookers | 2034 | SC A | GWh | Before Competition Groups | 5.3657 | 0 | 0 | 9069.0317 | 0.00059165 | 49 | Commercial_2034_SC A_GWh_Before Competition Groups_49 | ENERGY STAR Steam Cookers | 0.05917% | 0 | 5.3657 | Commercial_2034_SC A_GWh_Before Competition Groups_ENERGY STAR Steam Cookers
Commercial | Com ¦ Condensing Make Up Air Unit | 2034 | SC A | GWh | Before Competition Groups | 4.3045 | 0 | 0 | 9069.0317 | 0.00047463 | 50 | Commercial_2034_SC A_GWh_Before Competition Groups_50 | Condensing Make Up Air Unit | 0.04746% | 0 | 4.3045 | Commercial_2034_SC A_GWh_Before Competition Groups_Condensing Make Up Air Unit
Commercial | Com ¦ Ozone Laundry Treatment | 2034 | SC A | GWh | Before Competition Groups | 3.1778 | 0 | 0 | 9069.0317 | 0.00035041 | 51 | Commercial_2034_SC A_GWh_Before Competition Groups_51 | Ozone Laundry Treatment | 0.03504% | 0 | 3.1778 | Commercial_2034_SC A_GWh_Before Competition Groups_Ozone Laundry Treatment
Commercial | Com ¦ Demand controlled Circulating Systems | 2034 | SC A | GWh | Before Competition Groups | 2.4379 | 0 | 0 | 9069.0317 | 0.00026881 | 52 | Commercial_2034_SC A_GWh_Before Competition Groups_52 | Demand controlled Circulating Systems | 0.02688% | 0 | 2.4379 | Commercial_2034_SC A_GWh_Before Competition Groups_Demand controlled Circulating Systems
Commercial | Com ¦ Thermostat Setback | 2034 | SC A | GWh | Before Competition Groups | 2.4159 | 0 | 0 | 9069.0317 | 0.00026639 | 53 | Commercial_2034_SC A_GWh_Before Competition Groups_53 | Thermostat Setback | 0.02664% | 0 | 2.4159 | Commercial_2034_SC A_GWh_Before Competition Groups_Thermostat Setback
Commercial | Com ¦ ECM MOTORS FOR HVAC APPLICATION (FAN-POWERED VAV BOX) | 2034 | SC A | GWh | Before Competition Groups | 1.8531 | 0 | 0 | 9069.0317 | 0.00020433 | 54 | Commercial_2034_SC A_GWh_Before Competition Groups_54 | ECM MOTORS FOR HVAC APPLICATION (FAN-POWERED VAV BOX) | 0.02043% | 0 | 1.8531 | Commercial_2034_SC A_GWh_Before Competition Groups_ECM MOTORS FOR HVAC APPLICATION (FAN-POWERED VAV BOX)
Commercial | Com ¦ Solar Water Preheat (Pools/DHW) | 2034 | SC A | GWh | Before Competition Groups | 1.1669 | 0 | 0 | 9069.0317 | 0.00012867 | 55 | Commercial_2034_SC A_GWh_Before Competition Groups_55 | Solar Water Preheat (Pools/DHW) | 0.01287% | 0 | 1.1669 | Commercial_2034_SC A_GWh_Before Competition Groups_Solar Water Preheat (Pools/DHW)
Commercial | Com ¦ CEE Tier 2/Energy Star Clothes Washers | 2034 | SC A | GWh | Before Competition Groups | 1.1086 | 0 | 0 | 9069.0317 | 0.00012224 | 56 | Commercial_2034_SC A_GWh_Before Competition Groups_56 | CEE Tier 2/Energy Star Clothes Washers | 0.01222% | 0 | 1.1086 | Commercial_2034_SC A_GWh_Before Competition Groups_CEE Tier 2/Energy Star Clothes Washers
Commercial | Com ¦ Notched V belts for HVAC Systems | 2034 | SC A | GWh | Before Competition Groups | 1.0447 | 0 | 0 | 9069.0317 | 0.0001152 | 57 | Commercial_2034_SC A_GWh_Before Competition Groups_57 | Notched V belts for HVAC Systems | 0.01152% | 0 | 1.0447 | Commercial_2034_SC A_GWh_Before Competition Groups_Notched V belts for HVAC Systems
Commercial | Com ¦ Auto Off Time Switch or Time Clock control | 2034 | SC A | GWh | Before Competition Groups | 0.78285 | 0 | 0 | 9069.0317 | 8.6321e-05 | 58 | Commercial_2034_SC A_GWh_Before Competition Groups_58 | Auto Off Time Switch or Time Clock control | 0.008632% | 0 | 0.78285 | Commercial_2034_SC A_GWh_Before Competition Groups_Auto Off Time Switch or Time Clock control
Commercial | COM ¦ Ductless Mini-Split Heat Pumps | 2034 | SC A | GWh | Before Competition Groups | 0.76926 | 0 | 0 | 9069.0317 | 8.4823e-05 | 59 | Commercial_2034_SC A_GWh_Before Competition Groups_59 | Ductless Mini-Split Heat Pumps | 0.008482% | 0 | 0.76926 | Commercial_2034_SC A_GWh_Before Competition Groups_Ductless Mini-Split Heat Pumps
Commercial | Com ¦ PTAC (12 EER/10,000 BTU) | 2034 | SC A | GWh | Before Competition Groups | 0.6457 | 0 | 0 | 9069.0317 | 7.1198e-05 | 60 | Commercial_2034_SC A_GWh_Before Competition Groups_60 | PTAC (12 EER/10,000 BTU) | 0.00712% | 0 | 0.6457 | Commercial_2034_SC A_GWh_Before Competition Groups_PTAC (12 EER/10,000 BTU)
Commercial | Com ¦ Low Flow Pre-Rinse Spray Nozzle | 2034 | SC A | GWh | Before Competition Groups | 0.54821 | 0 | 0 | 9069.0317 | 6.0449e-05 | 61 | Commercial_2034_SC A_GWh_Before Competition Groups_61 | Low Flow Pre-Rinse Spray Nozzle | 0.006045% | 0 | 0.54821 | Commercial_2034_SC A_GWh_Before Competition Groups_Low Flow Pre-Rinse Spray Nozzle
Commercial | Com ¦ LED RECESSED DOWNLIGHTS | 2034 | SC A | GWh | Before Competition Groups | 0.44587 | 0 | 0 | 9069.0317 | 4.9164e-05 | 62 | Commercial_2034_SC A_GWh_Before Competition Groups_62 | LED RECESSED DOWNLIGHTS | 0.004916% | 0 | 0.44587 | Commercial_2034_SC A_GWh_Before Competition Groups_LED RECESSED DOWNLIGHTS
Commercial | Com ¦ HVAC Optimization | 2034 | SC A | GWh | Before Competition Groups | 0.35639 | 0 | 0 | 9069.0317 | 3.9298e-05 | 63 | Commercial_2034_SC A_GWh_Before Competition Groups_63 | HVAC Optimization | 0.00393% | 0 | 0.35639 | Commercial_2034_SC A_GWh_Before Competition Groups_HVAC Optimization
Commercial | Com ¦ Commercial Hot Food Holding Cabinets | 2034 | SC A | GWh | Before Competition Groups | 0.34232 | 0 | 0 | 9069.0317 | 3.7747e-05 | 64 | Commercial_2034_SC A_GWh_Before Competition Groups_64 | Commercial Hot Food Holding Cabinets | 0.003775% | 0 | 0.34232 | Commercial_2034_SC A_GWh_Before Competition Groups_Commercial Hot Food Holding Cabinets
Commercial | Com ¦ High Efficiency Small Instantaneous Water Heater | 2034 | SC A | GWh | Before Competition Groups | 0.31712 | 0 | 0 | 9069.0317 | 3.4967e-05 | 65 | Commercial_2034_SC A_GWh_Before Competition Groups_65 | High Efficiency Small Instantaneous Water Heater | 0.003497% | 0 | 0.31712 | Commercial_2034_SC A_GWh_Before Competition Groups_High Efficiency Small Instantaneous Water Heater
Commercial | Com ¦ Air Curtains | 2034 | SC A | GWh | Before Competition Groups | 0.18952 | 0 | 0 | 9069.0317 | 2.0897e-05 | 66 | Commercial_2034_SC A_GWh_Before Competition Groups_66 | Air Curtains | 0.00209% | 0 | 0.18952 | Commercial_2034_SC A_GWh_Before Competition Groups_Air Curtains
Commercial | Com ¦ Efficient compressor motor | 2034 | SC A | GWh | Before Competition Groups | 0.11666 | 0 | 0 | 9069.0317 | 1.2863e-05 | 67 | Commercial_2034_SC A_GWh_Before Competition Groups_67 | Efficient compressor motor | 0.001286% | 0 | 0.11666 | Commercial_2034_SC A_GWh_Before Competition Groups_Efficient compressor motor
Commercial | Com ¦ Wall Insulation | 2034 | SC A | GWh | Before Competition Groups | 0.11076 | 0 | 0 | 9069.0317 | 1.2213e-05 | 68 | Commercial_2034_SC A_GWh_Before Competition Groups_68 | Wall Insulation | 0.001221% | 0 | 0.11076 | Commercial_2034_SC A_GWh_Before Competition Groups_Wall Insulation
Commercial | Com ¦ Energy Recovery Ventilation and Ventilation (Enhanced) | 2034 | SC A | GWh | Before Competition Groups | 0.10274 | 0 | 0 | 9069.0317 | 1.1328e-05 | 69 | Commercial_2034_SC A_GWh_Before Competition Groups_69 | Energy Recovery Ventilation and Ventilation (Enhanced) | 0.001133% | 0 | 0.10274 | Commercial_2034_SC A_GWh_Before Competition Groups_Energy Recovery Ventilation and Ventilation (Enhanced)
Commercial | Com ¦ Room AC (w/ louvered sides) 14 SEER from 12 SEER code | 2034 | SC A | GWh | Before Competition Groups | 0.038158 | 0 | 0 | 9069.0317 | 4.2075e-06 | 70 | Commercial_2034_SC A_GWh_Before Competition Groups_70 | Room AC (w/ louvered sides) 14 SEER from 12 SEER code | 0.0004208% | 0 | 0.038158 | Commercial_2034_SC A_GWh_Before Competition Groups_Room AC (w/ louvered sides) 14 SEER from 12 SEER code
Commercial | Com ¦ VSD Air Compressor | 2034 | SC A | GWh | Before Competition Groups | 0.03526 | 0 | 0 | 9069.0317 | 3.888e-06 | 71 | Commercial_2034_SC A_GWh_Before Competition Groups_71 | VSD Air Compressor | 0.0003888% | 0 | 0.03526 | Commercial_2034_SC A_GWh_Before Competition Groups_VSD Air Compressor
Commercial | Com ¦ EC Plug Fan for Data Center (under cabinet) | 2034 | SC A | GWh | Before Competition Groups | 0.033298 | 0 | 0 | 9069.0317 | 3.6717e-06 | 72 | Commercial_2034_SC A_GWh_Before Competition Groups_72 | EC Plug Fan for Data Center (under cabinet) | 0.0003672% | 0 | 0.033298 | Commercial_2034_SC A_GWh_Before Competition Groups_EC Plug Fan for Data Center (under cabinet)
Commercial | Com ¦ LLLC - Low Impact Application | 2034 | SC A | GWh | Before Competition Groups | 0.024486 | 0 | 0 | 9069.0317 | 2.7e-06 | 73 | Commercial_2034_SC A_GWh_Before Competition Groups_73 | LLLC - Low Impact Application | 0.00027% | 0 | 0.024486 | Commercial_2034_SC A_GWh_Before Competition Groups_LLLC - Low Impact Application
Commercial | Com ¦ LLLC - High Impact Application | 2034 | SC A | GWh | Before Competition Groups | 0.022963 | 0 | 0 | 9069.0317 | 2.5321e-06 | 74 | Commercial_2034_SC A_GWh_Before Competition Groups_74 | LLLC - High Impact Application | 0.0002532% | 0 | 0.022963 | Commercial_2034_SC A_GWh_Before Competition Groups_LLLC - High Impact Application
Commercial | Com ¦ High Efficiency Chiller (avg of water and air cooled) | 2034 | SC A | GWh | Before Competition Groups | 0.0057444 | 0 | 0 | 9069.0317 | 6.334e-07 | 75 | Commercial_2034_SC A_GWh_Before Competition Groups_75 | High Efficiency Chiller (avg of water and air cooled) | 6.334e-05% | 0 | 0.0057444 | Commercial_2034_SC A_GWh_Before Competition Groups_High Efficiency Chiller (avg of water and air cooled)
Commercial | Com ¦ Electric Convection Combination Ovens | 2034 | SC A | GWh | Before Competition Groups | 0.0033013 | 0 | 0 | 9069.0317 | 3.6402e-07 | 76 | Commercial_2034_SC A_GWh_Before Competition Groups_76 | Electric Convection Combination Ovens | 3.64e-05% | 0 | 0.0033013 | Commercial_2034_SC A_GWh_Before Competition Groups_Electric Convection Combination Ovens
Commercial | Com ¦ Networked/Connected - High Impact Application | 2034 | SC A | GWh | Before Competition Groups | 0.00054829 | 0 | 0 | 9069.0317 | 6.0458e-08 | 77 | Commercial_2034_SC A_GWh_Before Competition Groups_77 | Networked/Connected - High Impact Application | 6.046e-06% | 0 | 0.00054829 | Commercial_2034_SC A_GWh_Before Competition Groups_Networked/Connected - High Impact Application
Commercial | Com ¦ Networked/Connected - Low Impact Application | 2034 | SC A | GWh | Before Competition Groups | 2.5192e-05 | 0 | 0 | 9069.0317 | 2.7778e-09 | 78 | Commercial_2034_SC A_GWh_Before Competition Groups_78 | Networked/Connected - Low Impact Application | 2.778e-07% | 0 | 2.5192e-05 | Commercial_2034_SC A_GWh_Before Competition Groups_Networked/Connected - Low Impact Application
Commercial | Com ¦ Indoor Daylight Sensors/Photocell Dimming Control | 2034 | SC A | GWh | Before Competition Groups | 0 | 0 | 0 | 9069.0317 | 0 | 79 | Commercial_2034_SC A_GWh_Before Competition Groups_79 | Indoor Daylight Sensors/Photocell Dimming Control | 0% | 0 | 0 | Commercial_2034_SC A_GWh_Before Competition Groups_Indoor Daylight Sensors/Photocell Dimming Control
Commercial | Com ¦ Variable Refrigerant Flow Heat Pump | 2034 | SC A | GWh | Before Competition Groups | 0 | 0 | 0 | 9069.0317 | 0 | 80 | Commercial_2034_SC A_GWh_Before Competition Groups_80 | Variable Refrigerant Flow Heat Pump | 0% | 0 | 0 | Commercial_2034_SC A_GWh_Before Competition Groups_Variable Refrigerant Flow Heat Pump
Commercial | Com ¦ Building Recommissioning, Operations and Maintenance (O&M) Improvements | 2034 | SC B | GWh | Before Competition Groups | 1263.2741 | 0 | 0 | 11781.1647 | 0.10723 | 1 | Commercial_2034_SC B_GWh_Before Competition Groups_1 | Building Recommissioning, Operations and Maintenance (O&M) Improvements | 10.72% | 0 | 1263.2741 | Commercial_2034_SC B_GWh_Before Competition Groups_Building Recommissioning, Operations and Maintenance (O&M) Improvements
Commercial | Com ¦ LED Low/High Bay | 2034 | SC B | GWh | Before Competition Groups | 1130.2164 | 0 | 0 | 11781.1647 | 0.095934 | 2 | Commercial_2034_SC B_GWh_Before Competition Groups_2 | LED Low/High Bay | 9.593% | 0 | 1130.2164 | Commercial_2034_SC B_GWh_Before Competition Groups_LED Low/High Bay
Commercial | Com ¦ LED Troffer/Surface/Suspended | 2034 | SC B | GWh | Before Competition Groups | 989.2375 | 0 | 0 | 11781.1647 | 0.083968 | 3 | Commercial_2034_SC B_GWh_Before Competition Groups_3 | LED Troffer/Surface/Suspended | 8.397% | 0 | 989.2375 | Commercial_2034_SC B_GWh_Before Competition Groups_LED Troffer/Surface/Suspended
Commercial | Com ¦ ENERGY STAR LED LAMPS (REFLECTOR LAMPs/MR16/PAR 16) | 2034 | SC B | GWh | Before Competition Groups | 949.0115 | 0 | 0 | 11781.1647 | 0.080553 | 4 | Commercial_2034_SC B_GWh_Before Competition Groups_4 | ENERGY STAR LED LAMPS (REFLECTOR LAMPs/MR16/PAR 16) | 8.055% | 0 | 949.0115 | Commercial_2034_SC B_GWh_Before Competition Groups_ENERGY STAR LED LAMPS (REFLECTOR LAMPs/MR16/PAR 16)
Commercial | Com ¦ LED EXTERIOR AREA LIGHTS - LED fixture (200W) | 2034 | SC B | GWh | Before Competition Groups | 624.3098 | 0 | 0 | 11781.1647 | 0.052992 | 5 | Commercial_2034_SC B_GWh_Before Competition Groups_5 | LED EXTERIOR AREA LIGHTS - LED fixture (200W) | 5.299% | 0 | 624.3098 | Commercial_2034_SC B_GWh_Before Competition Groups_LED EXTERIOR AREA LIGHTS - LED fixture (200W)
Commercial | Com ¦ Education and Capacity Building/Energy Behavior | 2034 | SC B | GWh | Before Competition Groups | 621.4997 | 0 | 0 | 11781.1647 | 0.052754 | 6 | Commercial_2034_SC B_GWh_Before Competition Groups_6 | Education and Capacity Building/Energy Behavior | 5.275% | 0 | 621.4997 | Commercial_2034_SC B_GWh_Before Competition Groups_Education and Capacity Building/Energy Behavior
Commercial | Com ¦ LED Replacement Lamp (Tube) | 2034 | SC B | GWh | Before Competition Groups | 599.0575 | 0 | 0 | 11781.1647 | 0.050849 | 7 | Commercial_2034_SC B_GWh_Before Competition Groups_7 | LED Replacement Lamp (Tube) | 5.085% | 0 | 599.0575 | Commercial_2034_SC B_GWh_Before Competition Groups_LED Replacement Lamp (Tube)
Commercial | Com ¦ LED parking lot fixture | 2034 | SC B | GWh | Before Competition Groups | 596.4468 | 0 | 0 | 11781.1647 | 0.050627 | 8 | Commercial_2034_SC B_GWh_Before Competition Groups_8 | LED parking lot fixture | 5.063% | 0 | 596.4468 | Commercial_2034_SC B_GWh_Before Competition Groups_LED parking lot fixture
Commercial | Com ¦ Furnace Tune-Up | 2034 | SC B | GWh | Before Competition Groups | 579.7816 | 0 | 0 | 11781.1647 | 0.049213 | 9 | Commercial_2034_SC B_GWh_Before Competition Groups_9 | Furnace Tune-Up | 4.921% | 0 | 579.7816 | Commercial_2034_SC B_GWh_Before Competition Groups_Furnace Tune-Up
Commercial | Com ¦ LED street light fixture | 2034 | SC B | GWh | Before Competition Groups | 377.5134 | 0 | 0 | 11781.1647 | 0.032044 | 10 | Commercial_2034_SC B_GWh_Before Competition Groups_10 | LED street light fixture | 3.204% | 0 | 377.5134 | Commercial_2034_SC B_GWh_Before Competition Groups_LED street light fixture
Commercial | Com ¦ Refrigerated Display Case Doors | 2034 | SC B | GWh | Before Competition Groups | 290.8696 | 0 | 0 | 11781.1647 | 0.024689 | 11 | Commercial_2034_SC B_GWh_Before Competition Groups_11 | Refrigerated Display Case Doors | 2.469% | 0 | 290.8696 | Commercial_2034_SC B_GWh_Before Competition Groups_Refrigerated Display Case Doors
Commercial | Com ¦ Demand Control Ventilation | 2034 | SC B | GWh | Before Competition Groups | 265.8906 | 0 | 0 | 11781.1647 | 0.022569 | 12 | Commercial_2034_SC B_GWh_Before Competition Groups_12 | Demand Control Ventilation | 2.257% | 0 | 265.8906 | Commercial_2034_SC B_GWh_Before Competition Groups_Demand Control Ventilation
Commercial | Com ¦ High Efficiency Air Source Heat Pump | 2034 | SC B | GWh | Before Competition Groups | 265.2895 | 0 | 0 | 11781.1647 | 0.022518 | 13 | Commercial_2034_SC B_GWh_Before Competition Groups_13 | High Efficiency Air Source Heat Pump | 2.252% | 0 | 265.2895 | Commercial_2034_SC B_GWh_Before Competition Groups_High Efficiency Air Source Heat Pump
Commercial | Com ¦ Reach-in Shaded Pole to ECM/PSC Evaporator Fan Motor | 2034 | SC B | GWh | Before Competition Groups | 261.5614 | 0 | 0 | 11781.1647 | 0.022202 | 14 | Commercial_2034_SC B_GWh_Before Competition Groups_14 | Reach-in Shaded Pole to ECM/PSC Evaporator Fan Motor | 2.22% | 0 | 261.5614 | Commercial_2034_SC B_GWh_Before Competition Groups_Reach-in Shaded Pole to ECM/PSC Evaporator Fan Motor
Commercial | Com ¦ Strip Curtains | 2034 | SC B | GWh | Before Competition Groups | 245.9022 | 0 | 0 | 11781.1647 | 0.020872 | 15 | Commercial_2034_SC B_GWh_Before Competition Groups_15 | Strip Curtains | 2.087% | 0 | 245.9022 | Commercial_2034_SC B_GWh_Before Competition Groups_Strip Curtains
Commercial | Com ¦ Data Center Storage/Server Virtualization | 2034 | SC B | GWh | Before Competition Groups | 244.626 | 0 | 0 | 11781.1647 | 0.020764 | 16 | Commercial_2034_SC B_GWh_Before Competition Groups_16 | Data Center Storage/Server Virtualization | 2.076% | 0 | 244.626 | Commercial_2034_SC B_GWh_Before Competition Groups_Data Center Storage/Server Virtualization
Commercial | Com ¦ Advanced BAS/Controllers | 2034 | SC B | GWh | Before Competition Groups | 233.0202 | 0 | 0 | 11781.1647 | 0.019779 | 17 | Commercial_2034_SC B_GWh_Before Competition Groups_17 | Advanced BAS/Controllers | 1.978% | 0 | 233.0202 | Commercial_2034_SC B_GWh_Before Competition Groups_Advanced BAS/Controllers
Commercial | Com ¦ Variable Frequency Drive (VFD) | 2034 | SC B | GWh | Before Competition Groups | 192.4108 | 0 | 0 | 11781.1647 | 0.016332 | 18 | Commercial_2034_SC B_GWh_Before Competition Groups_18 | Variable Frequency Drive (VFD) | 1.633% | 0 | 192.4108 | Commercial_2034_SC B_GWh_Before Competition Groups_Variable Frequency Drive (VFD)
Commercial | Com ¦ Centrally controlled desktop PC/NETWORK PC POWER MANAGEMENT SOFTWARE | 2034 | SC B | GWh | Before Competition Groups | 183.717 | 0 | 0 | 11781.1647 | 0.015594 | 19 | Commercial_2034_SC B_GWh_Before Competition Groups_19 | Centrally controlled desktop PC/NETWORK PC POWER MANAGEMENT SOFTWARE | 1.559% | 0 | 183.717 | Commercial_2034_SC B_GWh_Before Competition Groups_Centrally controlled desktop PC/NETWORK PC POWER MANAGEMENT SOFTWARE
Commercial | Com ¦ VFD on Pumps | 2034 | SC B | GWh | Before Competition Groups | 179.98 | 0 | 0 | 11781.1647 | 0.015277 | 20 | Commercial_2034_SC B_GWh_Before Competition Groups_20 | VFD on Pumps | 1.528% | 0 | 179.98 | Commercial_2034_SC B_GWh_Before Competition Groups_VFD on Pumps
Commercial | Com ¦ LED or Equivalent Sign Lighting | 2034 | SC B | GWh | Before Competition Groups | 168.6482 | 0 | 0 | 11781.1647 | 0.014315 | 21 | Commercial_2034_SC B_GWh_Before Competition Groups_21 | LED or Equivalent Sign Lighting | 1.432% | 0 | 168.6482 | Commercial_2034_SC B_GWh_Before Competition Groups_LED or Equivalent Sign Lighting
Commercial | Com ¦ Air Handler with Dedicated Outdoor Air Systems | 2034 | SC B | GWh | Before Competition Groups | 146.3581 | 0 | 0 | 11781.1647 | 0.012423 | 22 | Commercial_2034_SC B_GWh_Before Competition Groups_22 | Air Handler with Dedicated Outdoor Air Systems | 1.242% | 0 | 146.3581 | Commercial_2034_SC B_GWh_Before Competition Groups_Air Handler with Dedicated Outdoor Air Systems
Commercial | Com ¦ Adaptive Thermostats | 2034 | SC B | GWh | Before Competition Groups | 142.0953 | 0 | 0 | 11781.1647 | 0.012061 | 23 | Commercial_2034_SC B_GWh_Before Competition Groups_23 | Adaptive Thermostats | 1.206% | 0 | 142.0953 | Commercial_2034_SC B_GWh_Before Competition Groups_Adaptive Thermostats
Commercial | Com ¦ Unitary Air-Conditioning Unit | 2034 | SC B | GWh | Before Competition Groups | 124.6831 | 0 | 0 | 11781.1647 | 0.010583 | 24 | Commercial_2034_SC B_GWh_Before Competition Groups_24 | Unitary Air-Conditioning Unit | 1.058% | 0 | 124.6831 | Commercial_2034_SC B_GWh_Before Competition Groups_Unitary Air-Conditioning Unit
Commercial | Com ¦ ENERGY STAR LED LAMPS (General Service Lamps) | 2034 | SC B | GWh | Before Competition Groups | 113.8464 | 0 | 0 | 11781.1647 | 0.0096634 | 25 | Commercial_2034_SC B_GWh_Before Competition Groups_25 | ENERGY STAR LED LAMPS (General Service Lamps) | 0.9663% | 0 | 113.8464 | Commercial_2034_SC B_GWh_Before Competition Groups_ENERGY STAR LED LAMPS (General Service Lamps)
Commercial | Com ¦ Door Gasket Freezer/Refrigerator | 2034 | SC B | GWh | Before Competition Groups | 97.3534 | 0 | 0 | 11781.1647 | 0.0082635 | 26 | Commercial_2034_SC B_GWh_Before Competition Groups_26 | Door Gasket Freezer/Refrigerator | 0.8263% | 0 | 97.3534 | Commercial_2034_SC B_GWh_Before Competition Groups_Door Gasket Freezer/Refrigerator
Commercial | Com ¦ ECM MOTORS FOR EVAPORATOR FANS for refrigeration (WALK-IN) | 2034 | SC B | GWh | Before Competition Groups | 90.8127 | 0 | 0 | 11781.1647 | 0.0077083 | 27 | Commercial_2034_SC B_GWh_Before Competition Groups_27 | ECM MOTORS FOR EVAPORATOR FANS for refrigeration (WALK-IN) | 0.7708% | 0 | 90.8127 | Commercial_2034_SC B_GWh_Before Competition Groups_ECM MOTORS FOR EVAPORATOR FANS for refrigeration (WALK-IN)
Commercial | Com ¦ Condensing Unit Heaters or other Efficient Unit Heating System | 2034 | SC B | GWh | Before Competition Groups | 87.2343 | 0 | 0 | 11781.1647 | 0.0074046 | 28 | Commercial_2034_SC B_GWh_Before Competition Groups_28 | Condensing Unit Heaters or other Efficient Unit Heating System | 0.7405% | 0 | 87.2343 | Commercial_2034_SC B_GWh_Before Competition Groups_Condensing Unit Heaters or other Efficient Unit Heating System
Commercial | Com ¦ Demand Control Kitchen Ventilation | 2034 | SC B | GWh | Before Competition Groups | 85.1617 | 0 | 0 | 11781.1647 | 0.0072286 | 29 | Commercial_2034_SC B_GWh_Before Competition Groups_29 | Demand Control Kitchen Ventilation | 0.7229% | 0 | 85.1617 | Commercial_2034_SC B_GWh_Before Competition Groups_Demand Control Kitchen Ventilation
Commercial | Com ¦ Freezer Case Light Sensor | 2034 | SC B | GWh | Before Competition Groups | 74.7354 | 0 | 0 | 11781.1647 | 0.0063436 | 30 | Commercial_2034_SC B_GWh_Before Competition Groups_30 | Freezer Case Light Sensor | 0.6344% | 0 | 74.7354 | Commercial_2034_SC B_GWh_Before Competition Groups_Freezer Case Light Sensor
Commercial | Com ¦ Evaporator Fan Controls | 2034 | SC B | GWh | Before Competition Groups | 72.902 | 0 | 0 | 11781.1647 | 0.006188 | 31 | Commercial_2034_SC B_GWh_Before Competition Groups_31 | Evaporator Fan Controls | 0.6188% | 0 | 72.902 | Commercial_2034_SC B_GWh_Before Competition Groups_Evaporator Fan Controls
Commercial | Com ¦ Refrigerated Display Case LED | 2034 | SC B | GWh | Before Competition Groups | 72.1177 | 0 | 0 | 11781.1647 | 0.0061214 | 32 | Commercial_2034_SC B_GWh_Before Competition Groups_32 | Refrigerated Display Case LED | 0.6121% | 0 | 72.1177 | Commercial_2034_SC B_GWh_Before Competition Groups_Refrigerated Display Case LED
Commercial | Com ¦ BEVERAGE VENDING MACHINE CONTROLS | 2034 | SC B | GWh | Before Competition Groups | 35.4932 | 0 | 0 | 11781.1647 | 0.0030127 | 33 | Commercial_2034_SC B_GWh_Before Competition Groups_33 | BEVERAGE VENDING MACHINE CONTROLS | 0.3013% | 0 | 35.4932 | Commercial_2034_SC B_GWh_Before Competition Groups_BEVERAGE VENDING MACHINE CONTROLS
Commercial | Com ¦ Occupancy Sensors | 2034 | SC B | GWh | Before Competition Groups | 32.762 | 0 | 0 | 11781.1647 | 0.0027809 | 34 | Commercial_2034_SC B_GWh_Before Competition Groups_34 | Occupancy Sensors | 0.2781% | 0 | 32.762 | Commercial_2034_SC B_GWh_Before Competition Groups_Occupancy Sensors
Commercial | Com ¦ Elec Storage WH 2.30 Et | 2034 | SC B | GWh | Before Competition Groups | 32.3091 | 0 | 0 | 11781.1647 | 0.0027424 | 35 | Commercial_2034_SC B_GWh_Before Competition Groups_35 | Elec Storage WH 2.30 Et | 0.2742% | 0 | 32.3091 | Commercial_2034_SC B_GWh_Before Competition Groups_Elec Storage WH 2.30 Et
Commercial | Com ¦ ENERGY STAR Griddle (74% eff) | 2034 | SC B | GWh | Before Competition Groups | 30.6457 | 0 | 0 | 11781.1647 | 0.0026012 | 36 | Commercial_2034_SC B_GWh_Before Competition Groups_36 | ENERGY STAR Griddle (74% eff) | 0.2601% | 0 | 30.6457 | Commercial_2034_SC B_GWh_Before Competition Groups_ENERGY STAR Griddle (74% eff)
Commercial | Com ¦ Chilled Water Optimization | 2034 | SC B | GWh | Before Competition Groups | 29.9413 | 0 | 0 | 11781.1647 | 0.0025415 | 37 | Commercial_2034_SC B_GWh_Before Competition Groups_37 | Chilled Water Optimization | 0.2541% | 0 | 29.9413 | Commercial_2034_SC B_GWh_Before Competition Groups_Chilled Water Optimization
Commercial | Com ¦ Temperature Adjustment in Commercial Freezers | 2034 | SC B | GWh | Before Competition Groups | 27.884 | 0 | 0 | 11781.1647 | 0.0023668 | 38 | Commercial_2034_SC B_GWh_Before Competition Groups_38 | Temperature Adjustment in Commercial Freezers | 0.2367% | 0 | 27.884 | Commercial_2034_SC B_GWh_Before Competition Groups_Temperature Adjustment in Commercial Freezers
Commercial | Com ¦ CO Sensors for parking garage exhaust fans | 2034 | SC B | GWh | Before Competition Groups | 26.9947 | 0 | 0 | 11781.1647 | 0.0022913 | 39 | Commercial_2034_SC B_GWh_Before Competition Groups_39 | CO Sensors for parking garage exhaust fans | 0.2291% | 0 | 26.9947 | Commercial_2034_SC B_GWh_Before Competition Groups_CO Sensors for parking garage exhaust fans
Commercial | Com ¦ Energy Efficient Laboratory Fume Hood | 2034 | SC B | GWh | Before Competition Groups | 24.3155 | 0 | 0 | 11781.1647 | 0.0020639 | 40 | Commercial_2034_SC B_GWh_Before Competition Groups_40 | Energy Efficient Laboratory Fume Hood | 0.2064% | 0 | 24.3155 | Commercial_2034_SC B_GWh_Before Competition Groups_Energy Efficient Laboratory Fume Hood
Commercial | Com ¦ Water Source Heat Pump (4 ton) | 2034 | SC B | GWh | Before Competition Groups | 22.7203 | 0 | 0 | 11781.1647 | 0.0019285 | 41 | Commercial_2034_SC B_GWh_Before Competition Groups_41 | Water Source Heat Pump (4 ton) | 0.1929% | 0 | 22.7203 | Commercial_2034_SC B_GWh_Before Competition Groups_Water Source Heat Pump (4 ton)
Commercial | Com ¦ Vertical Night Covers | 2034 | SC B | GWh | Before Competition Groups | 21.6249 | 0 | 0 | 11781.1647 | 0.0018355 | 42 | Commercial_2034_SC B_GWh_Before Competition Groups_42 | Vertical Night Covers | 0.1836% | 0 | 21.6249 | Commercial_2034_SC B_GWh_Before Competition Groups_Vertical Night Covers
Commercial | Com ¦ Duct Insulation, R8 | 2034 | SC B | GWh | Before Competition Groups | 19.3364 | 0 | 0 | 11781.1647 | 0.0016413 | 43 | Commercial_2034_SC B_GWh_Before Competition Groups_43 | Duct Insulation, R8 | 0.1641% | 0 | 19.3364 | Commercial_2034_SC B_GWh_Before Competition Groups_Duct Insulation, R8
Commercial | Com ¦ Water Heating (DHW) Pipe Insulation (Add 3/4\ Foam)" | 2034 | SC B | GWh | Before Competition Groups | 18.6378 | 0 | 0 | 11781.1647 | 0.001582 | 44 | Commercial_2034_SC B_GWh_Before Competition Groups_44 | Water Heating (DHW) Pipe Insulation (Add 3/4\ Foam)" | 0.1582% | 0 | 18.6378 | Commercial_2034_SC B_GWh_Before Competition Groups_Water Heating (DHW) Pipe Insulation (Add 3/4\ Foam)"
Commercial | Com ¦ Outside Air Economizer | 2034 | SC B | GWh | Before Competition Groups | 17.5504 | 0 | 0 | 11781.1647 | 0.0014897 | 45 | Commercial_2034_SC B_GWh_Before Competition Groups_45 | Outside Air Economizer | 0.149% | 0 | 17.5504 | Commercial_2034_SC B_GWh_Before Competition Groups_Outside Air Economizer
Commercial | Com ¦ Suction Pipe Insulation Freezer/Refrigerator | 2034 | SC B | GWh | Before Competition Groups | 11.8238 | 0 | 0 | 11781.1647 | 0.0010036 | 46 | Commercial_2034_SC B_GWh_Before Competition Groups_46 | Suction Pipe Insulation Freezer/Refrigerator | 0.1004% | 0 | 11.8238 | Commercial_2034_SC B_GWh_Before Competition Groups_Suction Pipe Insulation Freezer/Refrigerator
Commercial | Com ¦ ENERGY STAR Fryer (84% eff) | 2034 | SC B | GWh | Before Competition Groups | 11.2372 | 0 | 0 | 11781.1647 | 0.00095383 | 47 | Commercial_2034_SC B_GWh_Before Competition Groups_47 | ENERGY STAR Fryer (84% eff) | 0.09538% | 0 | 11.2372 | Commercial_2034_SC B_GWh_Before Competition Groups_ENERGY STAR Fryer (84% eff)
Commercial | Com ¦ Condensing Make Up Air Unit | 2034 | SC B | GWh | Before Competition Groups | 8.2135 | 0 | 0 | 11781.1647 | 0.00069718 | 48 | Commercial_2034_SC B_GWh_Before Competition Groups_48 | Condensing Make Up Air Unit | 0.06972% | 0 | 8.2135 | Commercial_2034_SC B_GWh_Before Competition Groups_Condensing Make Up Air Unit
Commercial | Com ¦ ENERGY STAR Dishwasher | 2034 | SC B | GWh | Before Competition Groups | 6.7331 | 0 | 0 | 11781.1647 | 0.00057152 | 49 | Commercial_2034_SC B_GWh_Before Competition Groups_49 | ENERGY STAR Dishwasher | 0.05715% | 0 | 6.7331 | Commercial_2034_SC B_GWh_Before Competition Groups_ENERGY STAR Dishwasher
Commercial | Com ¦ Ozone Laundry Treatment | 2034 | SC B | GWh | Before Competition Groups | 6.056 | 0 | 0 | 11781.1647 | 0.00051404 | 50 | Commercial_2034_SC B_GWh_Before Competition Groups_50 | Ozone Laundry Treatment | 0.0514% | 0 | 6.056 | Commercial_2034_SC B_GWh_Before Competition Groups_Ozone Laundry Treatment
Commercial | Com ¦ ENERGY STAR Steam Cookers | 2034 | SC B | GWh | Before Competition Groups | 5.3656 | 0 | 0 | 11781.1647 | 0.00045544 | 51 | Commercial_2034_SC B_GWh_Before Competition Groups_51 | ENERGY STAR Steam Cookers | 0.04554% | 0 | 5.3656 | Commercial_2034_SC B_GWh_Before Competition Groups_ENERGY STAR Steam Cookers
Commercial | Com ¦ Demand controlled Circulating Systems | 2034 | SC B | GWh | Before Competition Groups | 4.0115 | 0 | 0 | 11781.1647 | 0.0003405 | 52 | Commercial_2034_SC B_GWh_Before Competition Groups_52 | Demand controlled Circulating Systems | 0.03405% | 0 | 4.0115 | Commercial_2034_SC B_GWh_Before Competition Groups_Demand controlled Circulating Systems
Commercial | Com ¦ ECM MOTORS FOR HVAC APPLICATION (FAN-POWERED VAV BOX) | 2034 | SC B | GWh | Before Competition Groups | 2.6529 | 0 | 0 | 11781.1647 | 0.00022518 | 53 | Commercial_2034_SC B_GWh_Before Competition Groups_53 | ECM MOTORS FOR HVAC APPLICATION (FAN-POWERED VAV BOX) | 0.02252% | 0 | 2.6529 | Commercial_2034_SC B_GWh_Before Competition Groups_ECM MOTORS FOR HVAC APPLICATION (FAN-POWERED VAV BOX)
Commercial | Com ¦ Thermostat Setback | 2034 | SC B | GWh | Before Competition Groups | 2.4306 | 0 | 0 | 11781.1647 | 0.00020631 | 54 | Commercial_2034_SC B_GWh_Before Competition Groups_54 | Thermostat Setback | 0.02063% | 0 | 2.4306 | Commercial_2034_SC B_GWh_Before Competition Groups_Thermostat Setback
Commercial | Com ¦ Solar Water Preheat (Pools/DHW) | 2034 | SC B | GWh | Before Competition Groups | 2.1578 | 0 | 0 | 11781.1647 | 0.00018315 | 55 | Commercial_2034_SC B_GWh_Before Competition Groups_55 | Solar Water Preheat (Pools/DHW) | 0.01832% | 0 | 2.1578 | Commercial_2034_SC B_GWh_Before Competition Groups_Solar Water Preheat (Pools/DHW)
Commercial | Com ¦ Notched V belts for HVAC Systems | 2034 | SC B | GWh | Before Competition Groups | 1.5664 | 0 | 0 | 11781.1647 | 0.00013296 | 56 | Commercial_2034_SC B_GWh_Before Competition Groups_56 | Notched V belts for HVAC Systems | 0.0133% | 0 | 1.5664 | Commercial_2034_SC B_GWh_Before Competition Groups_Notched V belts for HVAC Systems
Commercial | Com ¦ PTAC (12 EER/10,000 BTU) | 2034 | SC B | GWh | Before Competition Groups | 1.2757 | 0 | 0 | 11781.1647 | 0.00010828 | 57 | Commercial_2034_SC B_GWh_Before Competition Groups_57 | PTAC (12 EER/10,000 BTU) | 0.01083% | 0 | 1.2757 | Commercial_2034_SC B_GWh_Before Competition Groups_PTAC (12 EER/10,000 BTU)
Commercial | Com ¦ CEE Tier 2/Energy Star Clothes Washers | 2034 | SC B | GWh | Before Competition Groups | 1.2623 | 0 | 0 | 11781.1647 | 0.00010715 | 58 | Commercial_2034_SC B_GWh_Before Competition Groups_58 | CEE Tier 2/Energy Star Clothes Washers | 0.01071% | 0 | 1.2623 | Commercial_2034_SC B_GWh_Before Competition Groups_CEE Tier 2/Energy Star Clothes Washers
Commercial | Com ¦ Auto Off Time Switch or Time Clock control | 2034 | SC B | GWh | Before Competition Groups | 1.2237 | 0 | 0 | 11781.1647 | 0.00010387 | 59 | Commercial_2034_SC B_GWh_Before Competition Groups_59 | Auto Off Time Switch or Time Clock control | 0.01039% | 0 | 1.2237 | Commercial_2034_SC B_GWh_Before Competition Groups_Auto Off Time Switch or Time Clock control
Commercial | COM ¦ Ductless Mini-Split Heat Pumps | 2034 | SC B | GWh | Before Competition Groups | 0.97944 | 0 | 0 | 11781.1647 | 8.3136e-05 | 60 | Commercial_2034_SC B_GWh_Before Competition Groups_60 | Ductless Mini-Split Heat Pumps | 0.008314% | 0 | 0.97944 | Commercial_2034_SC B_GWh_Before Competition Groups_Ductless Mini-Split Heat Pumps
Commercial | Com ¦ Efficient compressor motor | 2034 | SC B | GWh | Before Competition Groups | 0.89233 | 0 | 0 | 11781.1647 | 7.5742e-05 | 61 | Commercial_2034_SC B_GWh_Before Competition Groups_61 | Efficient compressor motor | 0.007574% | 0 | 0.89233 | Commercial_2034_SC B_GWh_Before Competition Groups_Efficient compressor motor
Commercial | Com ¦ High Efficiency Small Instantaneous Water Heater | 2034 | SC B | GWh | Before Competition Groups | 0.72603 | 0 | 0 | 11781.1647 | 6.1627e-05 | 62 | Commercial_2034_SC B_GWh_Before Competition Groups_62 | High Efficiency Small Instantaneous Water Heater | 0.006163% | 0 | 0.72603 | Commercial_2034_SC B_GWh_Before Competition Groups_High Efficiency Small Instantaneous Water Heater
Commercial | Com ¦ Low Flow Pre-Rinse Spray Nozzle | 2034 | SC B | GWh | Before Competition Groups | 0.64456 | 0 | 0 | 11781.1647 | 5.4711e-05 | 63 | Commercial_2034_SC B_GWh_Before Competition Groups_63 | Low Flow Pre-Rinse Spray Nozzle | 0.005471% | 0 | 0.64456 | Commercial_2034_SC B_GWh_Before Competition Groups_Low Flow Pre-Rinse Spray Nozzle
Commercial | Com ¦ LED RECESSED DOWNLIGHTS | 2034 | SC B | GWh | Before Competition Groups | 0.48967 | 0 | 0 | 11781.1647 | 4.1564e-05 | 64 | Commercial_2034_SC B_GWh_Before Competition Groups_64 | LED RECESSED DOWNLIGHTS | 0.004156% | 0 | 0.48967 | Commercial_2034_SC B_GWh_Before Competition Groups_LED RECESSED DOWNLIGHTS
Commercial | Com ¦ Commercial Hot Food Holding Cabinets | 2034 | SC B | GWh | Before Competition Groups | 0.44412 | 0 | 0 | 11781.1647 | 3.7698e-05 | 65 | Commercial_2034_SC B_GWh_Before Competition Groups_65 | Commercial Hot Food Holding Cabinets | 0.00377% | 0 | 0.44412 | Commercial_2034_SC B_GWh_Before Competition Groups_Commercial Hot Food Holding Cabinets
Commercial | Com ¦ Energy Recovery Ventilation and Ventilation (Enhanced) | 2034 | SC B | GWh | Before Competition Groups | 0.36707 | 0 | 0 | 11781.1647 | 3.1157e-05 | 66 | Commercial_2034_SC B_GWh_Before Competition Groups_66 | Energy Recovery Ventilation and Ventilation (Enhanced) | 0.003116% | 0 | 0.36707 | Commercial_2034_SC B_GWh_Before Competition Groups_Energy Recovery Ventilation and Ventilation (Enhanced)
Commercial | Com ¦ HVAC Optimization | 2034 | SC B | GWh | Before Competition Groups | 0.35639 | 0 | 0 | 11781.1647 | 3.0251e-05 | 67 | Commercial_2034_SC B_GWh_Before Competition Groups_67 | HVAC Optimization | 0.003025% | 0 | 0.35639 | Commercial_2034_SC B_GWh_Before Competition Groups_HVAC Optimization
Commercial | Com ¦ Wall Insulation | 2034 | SC B | GWh | Before Competition Groups | 0.18206 | 0 | 0 | 11781.1647 | 1.5454e-05 | 68 | Commercial_2034_SC B_GWh_Before Competition Groups_68 | Wall Insulation | 0.001545% | 0 | 0.18206 | Commercial_2034_SC B_GWh_Before Competition Groups_Wall Insulation
Commercial | Com ¦ Room AC (w/ louvered sides) 14 SEER from 12 SEER code | 2034 | SC B | GWh | Before Competition Groups | 0.0933 | 0 | 0 | 11781.1647 | 7.9194e-06 | 69 | Commercial_2034_SC B_GWh_Before Competition Groups_69 | Room AC (w/ louvered sides) 14 SEER from 12 SEER code | 0.0007919% | 0 | 0.0933 | Commercial_2034_SC B_GWh_Before Competition Groups_Room AC (w/ louvered sides) 14 SEER from 12 SEER code
Commercial | Com ¦ Air Curtains | 2034 | SC B | GWh | Before Competition Groups | 0.054191 | 0 | 0 | 11781.1647 | 4.5998e-06 | 70 | Commercial_2034_SC B_GWh_Before Competition Groups_70 | Air Curtains | 0.00046% | 0 | 0.054191 | Commercial_2034_SC B_GWh_Before Competition Groups_Air Curtains
Commercial | Com ¦ High Efficiency Chiller (avg of water and air cooled) | 2034 | SC B | GWh | Before Competition Groups | 0.053536 | 0 | 0 | 11781.1647 | 4.5442e-06 | 71 | Commercial_2034_SC B_GWh_Before Competition Groups_71 | High Efficiency Chiller (avg of water and air cooled) | 0.0004544% | 0 | 0.053536 | Commercial_2034_SC B_GWh_Before Competition Groups_High Efficiency Chiller (avg of water and air cooled)
Commercial | Com ¦ EC Plug Fan for Data Center (under cabinet) | 2034 | SC B | GWh | Before Competition Groups | 0.048685 | 0 | 0 | 11781.1647 | 4.1324e-06 | 72 | Commercial_2034_SC B_GWh_Before Competition Groups_72 | EC Plug Fan for Data Center (under cabinet) | 0.0004132% | 0 | 0.048685 | Commercial_2034_SC B_GWh_Before Competition Groups_EC Plug Fan for Data Center (under cabinet)
Commercial | Com ¦ VSD Air Compressor | 2034 | SC B | GWh | Before Competition Groups | 0.04006 | 0 | 0 | 11781.1647 | 3.4003e-06 | 73 | Commercial_2034_SC B_GWh_Before Competition Groups_73 | VSD Air Compressor | 0.00034% | 0 | 0.04006 | Commercial_2034_SC B_GWh_Before Competition Groups_VSD Air Compressor
Commercial | Com ¦ Electric Convection Combination Ovens | 2034 | SC B | GWh | Before Competition Groups | 0.0035071 | 0 | 0 | 11781.1647 | 2.9769e-07 | 74 | Commercial_2034_SC B_GWh_Before Competition Groups_74 | Electric Convection Combination Ovens | 2.977e-05% | 0 | 0.0035071 | Commercial_2034_SC B_GWh_Before Competition Groups_Electric Convection Combination Ovens
Commercial | Com ¦ LLLC - Low Impact Application | 2034 | SC B | GWh | Before Competition Groups | 2.9677e-18 | 0 | 0 | 11781.1647 | 2.5191e-22 | 75 | Commercial_2034_SC B_GWh_Before Competition Groups_75 | LLLC - Low Impact Application | 2.519e-20% | 0 | 2.9677e-18 | Commercial_2034_SC B_GWh_Before Competition Groups_LLLC - Low Impact Application
Commercial | Com ¦ LLLC - High Impact Application | 2034 | SC B | GWh | Before Competition Groups | 1.0846e-18 | 0 | 0 | 11781.1647 | 9.2063e-23 | 76 | Commercial_2034_SC B_GWh_Before Competition Groups_76 | LLLC - High Impact Application | 9.206e-21% | 0 | 1.0846e-18 | Commercial_2034_SC B_GWh_Before Competition Groups_LLLC - High Impact Application
Commercial | Com ¦ Networked/Connected - High Impact Application | 2034 | SC B | GWh | Before Competition Groups | 1.4085e-20 | 0 | 0 | 11781.1647 | 1.1956e-24 | 77 | Commercial_2034_SC B_GWh_Before Competition Groups_77 | Networked/Connected - High Impact Application | 1.196e-22% | 0 | 1.4085e-20 | Commercial_2034_SC B_GWh_Before Competition Groups_Networked/Connected - High Impact Application
Commercial | Com ¦ Networked/Connected - Low Impact Application | 2034 | SC B | GWh | Before Competition Groups | 8.1e-21 | 0 | 0 | 11781.1647 | 6.8754e-25 | 78 | Commercial_2034_SC B_GWh_Before Competition Groups_78 | Networked/Connected - Low Impact Application | 6.875e-23% | 0 | 8.1e-21 | Commercial_2034_SC B_GWh_Before Competition Groups_Networked/Connected - Low Impact Application
Commercial | Com ¦ Indoor Daylight Sensors/Photocell Dimming Control | 2034 | SC B | GWh | Before Competition Groups | 0 | 0 | 0 | 11781.1647 | 0 | 79 | Commercial_2034_SC B_GWh_Before Competition Groups_79 | Indoor Daylight Sensors/Photocell Dimming Control | 0% | 0 | 0 | Commercial_2034_SC B_GWh_Before Competition Groups_Indoor Daylight Sensors/Photocell Dimming Control
Commercial | Com ¦ Variable Refrigerant Flow Heat Pump | 2034 | SC B | GWh | Before Competition Groups | 0 | 0 | 0 | 11781.1647 | 0 | 80 | Commercial_2034_SC B_GWh_Before Competition Groups_80 | Variable Refrigerant Flow Heat Pump | 0% | 0 | 0 | Commercial_2034_SC B_GWh_Before Competition Groups_Variable Refrigerant Flow Heat Pump
Commercial | Com ¦ LED Low/High Bay | 2034 | SC C | GWh | Before Competition Groups | 1129.1829 | 0 | 0 | 9453.4436 | 0.11945 | 1 | Commercial_2034_SC C_GWh_Before Competition Groups_1 | LED Low/High Bay | 11.94% | 0 | 1129.1829 | Commercial_2034_SC C_GWh_Before Competition Groups_LED Low/High Bay
Commercial | Com ¦ LED Troffer/Surface/Suspended | 2034 | SC C | GWh | Before Competition Groups | 988.2953 | 0 | 0 | 9453.4436 | 0.10454 | 2 | Commercial_2034_SC C_GWh_Before Competition Groups_2 | LED Troffer/Surface/Suspended | 10.45% | 0 | 988.2953 | Commercial_2034_SC C_GWh_Before Competition Groups_LED Troffer/Surface/Suspended
Commercial | Com ¦ ENERGY STAR LED LAMPS (REFLECTOR LAMPs/MR16/PAR 16) | 2034 | SC C | GWh | Before Competition Groups | 949.0115 | 0 | 0 | 9453.4436 | 0.10039 | 3 | Commercial_2034_SC C_GWh_Before Competition Groups_3 | ENERGY STAR LED LAMPS (REFLECTOR LAMPs/MR16/PAR 16) | 10.04% | 0 | 949.0115 | Commercial_2034_SC C_GWh_Before Competition Groups_ENERGY STAR LED LAMPS (REFLECTOR LAMPs/MR16/PAR 16)
Commercial | Com ¦ LED EXTERIOR AREA LIGHTS - LED fixture (200W) | 2034 | SC C | GWh | Before Competition Groups | 623.8428 | 0 | 0 | 9453.4436 | 0.065991 | 4 | Commercial_2034_SC C_GWh_Before Competition Groups_4 | LED EXTERIOR AREA LIGHTS - LED fixture (200W) | 6.599% | 0 | 623.8428 | Commercial_2034_SC C_GWh_Before Competition Groups_LED EXTERIOR AREA LIGHTS - LED fixture (200W)
Commercial | Com ¦ Building Recommissioning, Operations and Maintenance (O&M) Improvements | 2034 | SC C | GWh | Before Competition Groups | 618.967 | 0 | 0 | 9453.4436 | 0.065475 | 5 | Commercial_2034_SC C_GWh_Before Competition Groups_5 | Building Recommissioning, Operations and Maintenance (O&M) Improvements | 6.548% | 0 | 618.967 | Commercial_2034_SC C_GWh_Before Competition Groups_Building Recommissioning, Operations and Maintenance (O&M) Improvements
Commercial | Com ¦ LED Replacement Lamp (Tube) | 2034 | SC C | GWh | Before Competition Groups | 599.0575 | 0 | 0 | 9453.4436 | 0.063369 | 6 | Commercial_2034_SC C_GWh_Before Competition Groups_6 | LED Replacement Lamp (Tube) | 6.337% | 0 | 599.0575 | Commercial_2034_SC C_GWh_Before Competition Groups_LED Replacement Lamp (Tube)
Commercial | Com ¦ LED parking lot fixture | 2034 | SC C | GWh | Before Competition Groups | 596.4468 | 0 | 0 | 9453.4436 | 0.063093 | 7 | Commercial_2034_SC C_GWh_Before Competition Groups_7 | LED parking lot fixture | 6.309% | 0 | 596.4468 | Commercial_2034_SC C_GWh_Before Competition Groups_LED parking lot fixture
Commercial | Com ¦ LED street light fixture | 2034 | SC C | GWh | Before Competition Groups | 377.5134 | 0 | 0 | 9453.4436 | 0.039934 | 8 | Commercial_2034_SC C_GWh_Before Competition Groups_8 | LED street light fixture | 3.993% | 0 | 377.5134 | Commercial_2034_SC C_GWh_Before Competition Groups_LED street light fixture
Commercial | Com ¦ Furnace Tune-Up | 2034 | SC C | GWh | Before Competition Groups | 374.3373 | 0 | 0 | 9453.4436 | 0.039598 | 9 | Commercial_2034_SC C_GWh_Before Competition Groups_9 | Furnace Tune-Up | 3.96% | 0 | 374.3373 | Commercial_2034_SC C_GWh_Before Competition Groups_Furnace Tune-Up
Commercial | Com ¦ High Efficiency Air Source Heat Pump | 2034 | SC C | GWh | Before Competition Groups | 265.2901 | 0 | 0 | 9453.4436 | 0.028063 | 10 | Commercial_2034_SC C_GWh_Before Competition Groups_10 | High Efficiency Air Source Heat Pump | 2.806% | 0 | 265.2901 | Commercial_2034_SC C_GWh_Before Competition Groups_High Efficiency Air Source Heat Pump
Commercial | Com ¦ Reach-in Shaded Pole to ECM/PSC Evaporator Fan Motor | 2034 | SC C | GWh | Before Competition Groups | 245.5127 | 0 | 0 | 9453.4436 | 0.025971 | 11 | Commercial_2034_SC C_GWh_Before Competition Groups_11 | Reach-in Shaded Pole to ECM/PSC Evaporator Fan Motor | 2.597% | 0 | 245.5127 | Commercial_2034_SC C_GWh_Before Competition Groups_Reach-in Shaded Pole to ECM/PSC Evaporator Fan Motor
Commercial | Com ¦ Refrigerated Display Case Doors | 2034 | SC C | GWh | Before Competition Groups | 240.355 | 0 | 0 | 9453.4436 | 0.025425 | 12 | Commercial_2034_SC C_GWh_Before Competition Groups_12 | Refrigerated Display Case Doors | 2.543% | 0 | 240.355 | Commercial_2034_SC C_GWh_Before Competition Groups_Refrigerated Display Case Doors
Commercial | Com ¦ Data Center Storage/Server Virtualization | 2034 | SC C | GWh | Before Competition Groups | 223.2348 | 0 | 0 | 9453.4436 | 0.023614 | 13 | Commercial_2034_SC C_GWh_Before Competition Groups_13 | Data Center Storage/Server Virtualization | 2.361% | 0 | 223.2348 | Commercial_2034_SC C_GWh_Before Competition Groups_Data Center Storage/Server Virtualization
Commercial | Com ¦ Strip Curtains | 2034 | SC C | GWh | Before Competition Groups | 177.6703 | 0 | 0 | 9453.4436 | 0.018794 | 14 | Commercial_2034_SC C_GWh_Before Competition Groups_14 | Strip Curtains | 1.879% | 0 | 177.6703 | Commercial_2034_SC C_GWh_Before Competition Groups_Strip Curtains
Commercial | Com ¦ LED or Equivalent Sign Lighting | 2034 | SC C | GWh | Before Competition Groups | 168.6482 | 0 | 0 | 9453.4436 | 0.01784 | 15 | Commercial_2034_SC C_GWh_Before Competition Groups_15 | LED or Equivalent Sign Lighting | 1.784% | 0 | 168.6482 | Commercial_2034_SC C_GWh_Before Competition Groups_LED or Equivalent Sign Lighting
Commercial | Com ¦ Demand Control Ventilation | 2034 | SC C | GWh | Before Competition Groups | 165.0976 | 0 | 0 | 9453.4436 | 0.017464 | 16 | Commercial_2034_SC C_GWh_Before Competition Groups_16 | Demand Control Ventilation | 1.746% | 0 | 165.0976 | Commercial_2034_SC C_GWh_Before Competition Groups_Demand Control Ventilation
Commercial | Com ¦ Advanced BAS/Controllers | 2034 | SC C | GWh | Before Competition Groups | 139.2821 | 0 | 0 | 9453.4436 | 0.014733 | 17 | Commercial_2034_SC C_GWh_Before Competition Groups_17 | Advanced BAS/Controllers | 1.473% | 0 | 139.2821 | Commercial_2034_SC C_GWh_Before Competition Groups_Advanced BAS/Controllers
Commercial | Com ¦ Centrally controlled desktop PC/NETWORK PC POWER MANAGEMENT SOFTWARE | 2034 | SC C | GWh | Before Competition Groups | 135.153 | 0 | 0 | 9453.4436 | 0.014297 | 18 | Commercial_2034_SC C_GWh_Before Competition Groups_18 | Centrally controlled desktop PC/NETWORK PC POWER MANAGEMENT SOFTWARE | 1.43% | 0 | 135.153 | Commercial_2034_SC C_GWh_Before Competition Groups_Centrally controlled desktop PC/NETWORK PC POWER MANAGEMENT SOFTWARE
Commercial | Com ¦ Variable Frequency Drive (VFD) | 2034 | SC C | GWh | Before Competition Groups | 124.6277 | 0 | 0 | 9453.4436 | 0.013183 | 19 | Commercial_2034_SC C_GWh_Before Competition Groups_19 | Variable Frequency Drive (VFD) | 1.318% | 0 | 124.6277 | Commercial_2034_SC C_GWh_Before Competition Groups_Variable Frequency Drive (VFD)
Commercial | Com ¦ Education and Capacity Building/Energy Behavior | 2034 | SC C | GWh | Before Competition Groups | 124.2999 | 0 | 0 | 9453.4436 | 0.013149 | 20 | Commercial_2034_SC C_GWh_Before Competition Groups_20 | Education and Capacity Building/Energy Behavior | 1.315% | 0 | 124.2999 | Commercial_2034_SC C_GWh_Before Competition Groups_Education and Capacity Building/Energy Behavior
Commercial | Com ¦ VFD on Pumps | 2034 | SC C | GWh | Before Competition Groups | 116.4186 | 0 | 0 | 9453.4436 | 0.012315 | 21 | Commercial_2034_SC C_GWh_Before Competition Groups_21 | VFD on Pumps | 1.231% | 0 | 116.4186 | Commercial_2034_SC C_GWh_Before Competition Groups_VFD on Pumps
Commercial | Com ¦ ENERGY STAR LED LAMPS (General Service Lamps) | 2034 | SC C | GWh | Before Competition Groups | 113.8464 | 0 | 0 | 9453.4436 | 0.012043 | 22 | Commercial_2034_SC C_GWh_Before Competition Groups_22 | ENERGY STAR LED LAMPS (General Service Lamps) | 1.204% | 0 | 113.8464 | Commercial_2034_SC C_GWh_Before Competition Groups_ENERGY STAR LED LAMPS (General Service Lamps)
Commercial | Com ¦ Adaptive Thermostats | 2034 | SC C | GWh | Before Competition Groups | 98.5494 | 0 | 0 | 9453.4436 | 0.010425 | 23 | Commercial_2034_SC C_GWh_Before Competition Groups_23 | Adaptive Thermostats | 1.042% | 0 | 98.5494 | Commercial_2034_SC C_GWh_Before Competition Groups_Adaptive Thermostats
Commercial | Com ¦ Unitary Air-Conditioning Unit | 2034 | SC C | GWh | Before Competition Groups | 91.4101 | 0 | 0 | 9453.4436 | 0.0096695 | 24 | Commercial_2034_SC C_GWh_Before Competition Groups_24 | Unitary Air-Conditioning Unit | 0.967% | 0 | 91.4101 | Commercial_2034_SC C_GWh_Before Competition Groups_Unitary Air-Conditioning Unit
Commercial | Com ¦ Air Handler with Dedicated Outdoor Air Systems | 2034 | SC C | GWh | Before Competition Groups | 70.0524 | 0 | 0 | 9453.4436 | 0.0074102 | 25 | Commercial_2034_SC C_GWh_Before Competition Groups_25 | Air Handler with Dedicated Outdoor Air Systems | 0.741% | 0 | 70.0524 | Commercial_2034_SC C_GWh_Before Competition Groups_Air Handler with Dedicated Outdoor Air Systems
Commercial | Com ¦ Door Gasket Freezer/Refrigerator | 2034 | SC C | GWh | Before Competition Groups | 62.1947 | 0 | 0 | 9453.4436 | 0.006579 | 26 | Commercial_2034_SC C_GWh_Before Competition Groups_26 | Door Gasket Freezer/Refrigerator | 0.6579% | 0 | 62.1947 | Commercial_2034_SC C_GWh_Before Competition Groups_Door Gasket Freezer/Refrigerator
Commercial | Com ¦ Demand Control Kitchen Ventilation | 2034 | SC C | GWh | Before Competition Groups | 58.7092 | 0 | 0 | 9453.4436 | 0.0062104 | 27 | Commercial_2034_SC C_GWh_Before Competition Groups_27 | Demand Control Kitchen Ventilation | 0.621% | 0 | 58.7092 | Commercial_2034_SC C_GWh_Before Competition Groups_Demand Control Kitchen Ventilation
Commercial | Com ¦ ECM MOTORS FOR EVAPORATOR FANS for refrigeration (WALK-IN) | 2034 | SC C | GWh | Before Competition Groups | 58.2486 | 0 | 0 | 9453.4436 | 0.0061616 | 28 | Commercial_2034_SC C_GWh_Before Competition Groups_28 | ECM MOTORS FOR EVAPORATOR FANS for refrigeration (WALK-IN) | 0.6162% | 0 | 58.2486 | Commercial_2034_SC C_GWh_Before Competition Groups_ECM MOTORS FOR EVAPORATOR FANS for refrigeration (WALK-IN)
Commercial | Com ¦ Condensing Unit Heaters or other Efficient Unit Heating System | 2034 | SC C | GWh | Before Competition Groups | 56.2961 | 0 | 0 | 9453.4436 | 0.0059551 | 29 | Commercial_2034_SC C_GWh_Before Competition Groups_29 | Condensing Unit Heaters or other Efficient Unit Heating System | 0.5955% | 0 | 56.2961 | Commercial_2034_SC C_GWh_Before Competition Groups_Condensing Unit Heaters or other Efficient Unit Heating System
Commercial | Com ¦ Refrigerated Display Case LED | 2034 | SC C | GWh | Before Competition Groups | 53.7271 | 0 | 0 | 9453.4436 | 0.0056833 | 30 | Commercial_2034_SC C_GWh_Before Competition Groups_30 | Refrigerated Display Case LED | 0.5683% | 0 | 53.7271 | Commercial_2034_SC C_GWh_Before Competition Groups_Refrigerated Display Case LED
Commercial | Com ¦ Freezer Case Light Sensor | 2034 | SC C | GWh | Before Competition Groups | 47.8358 | 0 | 0 | 9453.4436 | 0.0050601 | 31 | Commercial_2034_SC C_GWh_Before Competition Groups_31 | Freezer Case Light Sensor | 0.506% | 0 | 47.8358 | Commercial_2034_SC C_GWh_Before Competition Groups_Freezer Case Light Sensor
Commercial | Com ¦ Evaporator Fan Controls | 2034 | SC C | GWh | Before Competition Groups | 46.6617 | 0 | 0 | 9453.4436 | 0.0049359 | 32 | Commercial_2034_SC C_GWh_Before Competition Groups_32 | Evaporator Fan Controls | 0.4936% | 0 | 46.6617 | Commercial_2034_SC C_GWh_Before Competition Groups_Evaporator Fan Controls
Commercial | Com ¦ Occupancy Sensors | 2034 | SC C | GWh | Before Competition Groups | 32.762 | 0 | 0 | 9453.4436 | 0.0034656 | 33 | Commercial_2034_SC C_GWh_Before Competition Groups_33 | Occupancy Sensors | 0.3466% | 0 | 32.762 | Commercial_2034_SC C_GWh_Before Competition Groups_Occupancy Sensors
Commercial | Com ¦ ENERGY STAR Griddle (74% eff) | 2034 | SC C | GWh | Before Competition Groups | 30.6458 | 0 | 0 | 9453.4436 | 0.0032418 | 34 | Commercial_2034_SC C_GWh_Before Competition Groups_34 | ENERGY STAR Griddle (74% eff) | 0.3242% | 0 | 30.6458 | Commercial_2034_SC C_GWh_Before Competition Groups_ENERGY STAR Griddle (74% eff)
Commercial | Com ¦ Chilled Water Optimization | 2034 | SC C | GWh | Before Competition Groups | 29.9422 | 0 | 0 | 9453.4436 | 0.0031673 | 35 | Commercial_2034_SC C_GWh_Before Competition Groups_35 | Chilled Water Optimization | 0.3167% | 0 | 29.9422 | Commercial_2034_SC C_GWh_Before Competition Groups_Chilled Water Optimization
Commercial | Com ¦ BEVERAGE VENDING MACHINE CONTROLS | 2034 | SC C | GWh | Before Competition Groups | 22.3043 | 0 | 0 | 9453.4436 | 0.0023594 | 36 | Commercial_2034_SC C_GWh_Before Competition Groups_36 | BEVERAGE VENDING MACHINE CONTROLS | 0.2359% | 0 | 22.3043 | Commercial_2034_SC C_GWh_Before Competition Groups_BEVERAGE VENDING MACHINE CONTROLS
Commercial | Com ¦ Elec Storage WH 2.30 Et | 2034 | SC C | GWh | Before Competition Groups | 20.9696 | 0 | 0 | 9453.4436 | 0.0022182 | 37 | Commercial_2034_SC C_GWh_Before Competition Groups_37 | Elec Storage WH 2.30 Et | 0.2218% | 0 | 20.9696 | Commercial_2034_SC C_GWh_Before Competition Groups_Elec Storage WH 2.30 Et
Commercial | Com ¦ CO Sensors for parking garage exhaust fans | 2034 | SC C | GWh | Before Competition Groups | 17.9235 | 0 | 0 | 9453.4436 | 0.001896 | 38 | Commercial_2034_SC C_GWh_Before Competition Groups_38 | CO Sensors for parking garage exhaust fans | 0.1896% | 0 | 17.9235 | Commercial_2034_SC C_GWh_Before Competition Groups_CO Sensors for parking garage exhaust fans
Commercial | Com ¦ Temperature Adjustment in Commercial Freezers | 2034 | SC C | GWh | Before Competition Groups | 17.8596 | 0 | 0 | 9453.4436 | 0.0018892 | 39 | Commercial_2034_SC C_GWh_Before Competition Groups_39 | Temperature Adjustment in Commercial Freezers | 0.1889% | 0 | 17.8596 | Commercial_2034_SC C_GWh_Before Competition Groups_Temperature Adjustment in Commercial Freezers
Commercial | Com ¦ Water Source Heat Pump (4 ton) | 2034 | SC C | GWh | Before Competition Groups | 16.6591 | 0 | 0 | 9453.4436 | 0.0017622 | 40 | Commercial_2034_SC C_GWh_Before Competition Groups_40 | Water Source Heat Pump (4 ton) | 0.1762% | 0 | 16.6591 | Commercial_2034_SC C_GWh_Before Competition Groups_Water Source Heat Pump (4 ton)
Commercial | Com ¦ Energy Efficient Laboratory Fume Hood | 2034 | SC C | GWh | Before Competition Groups | 15.8206 | 0 | 0 | 9453.4436 | 0.0016735 | 41 | Commercial_2034_SC C_GWh_Before Competition Groups_41 | Energy Efficient Laboratory Fume Hood | 0.1674% | 0 | 15.8206 | Commercial_2034_SC C_GWh_Before Competition Groups_Energy Efficient Laboratory Fume Hood
Commercial | Com ¦ Vertical Night Covers | 2034 | SC C | GWh | Before Competition Groups | 13.8413 | 0 | 0 | 9453.4436 | 0.0014642 | 42 | Commercial_2034_SC C_GWh_Before Competition Groups_42 | Vertical Night Covers | 0.1464% | 0 | 13.8413 | Commercial_2034_SC C_GWh_Before Competition Groups_Vertical Night Covers
Commercial | Com ¦ Outside Air Economizer | 2034 | SC C | GWh | Before Competition Groups | 12.8433 | 0 | 0 | 9453.4436 | 0.0013586 | 43 | Commercial_2034_SC C_GWh_Before Competition Groups_43 | Outside Air Economizer | 0.1359% | 0 | 12.8433 | Commercial_2034_SC C_GWh_Before Competition Groups_Outside Air Economizer
Commercial | Com ¦ Duct Insulation, R8 | 2034 | SC C | GWh | Before Competition Groups | 12.515 | 0 | 0 | 9453.4436 | 0.0013239 | 44 | Commercial_2034_SC C_GWh_Before Competition Groups_44 | Duct Insulation, R8 | 0.1324% | 0 | 12.515 | Commercial_2034_SC C_GWh_Before Competition Groups_Duct Insulation, R8
Commercial | Com ¦ Water Heating (DHW) Pipe Insulation (Add 3/4\ Foam)" | 2034 | SC C | GWh | Before Competition Groups | 11.9722 | 0 | 0 | 9453.4436 | 0.0012664 | 45 | Commercial_2034_SC C_GWh_Before Competition Groups_45 | Water Heating (DHW) Pipe Insulation (Add 3/4\ Foam)" | 0.1266% | 0 | 11.9722 | Commercial_2034_SC C_GWh_Before Competition Groups_Water Heating (DHW) Pipe Insulation (Add 3/4\ Foam)"
Commercial | Com ¦ ENERGY STAR Fryer (84% eff) | 2034 | SC C | GWh | Before Competition Groups | 11.2373 | 0 | 0 | 9453.4436 | 0.0011887 | 46 | Commercial_2034_SC C_GWh_Before Competition Groups_46 | ENERGY STAR Fryer (84% eff) | 0.1189% | 0 | 11.2373 | Commercial_2034_SC C_GWh_Before Competition Groups_ENERGY STAR Fryer (84% eff)
Commercial | Com ¦ Suction Pipe Insulation Freezer/Refrigerator | 2034 | SC C | GWh | Before Competition Groups | 7.5765 | 0 | 0 | 9453.4436 | 0.00080146 | 47 | Commercial_2034_SC C_GWh_Before Competition Groups_47 | Suction Pipe Insulation Freezer/Refrigerator | 0.08015% | 0 | 7.5765 | Commercial_2034_SC C_GWh_Before Competition Groups_Suction Pipe Insulation Freezer/Refrigerator
Commercial | Com ¦ Condensing Make Up Air Unit | 2034 | SC C | GWh | Before Competition Groups | 6.6353 | 0 | 0 | 9453.4436 | 0.00070189 | 48 | Commercial_2034_SC C_GWh_Before Competition Groups_48 | Condensing Make Up Air Unit | 0.07019% | 0 | 6.6353 | Commercial_2034_SC C_GWh_Before Competition Groups_Condensing Make Up Air Unit
Commercial | Com ¦ ENERGY STAR Dishwasher | 2034 | SC C | GWh | Before Competition Groups | 6.2218 | 0 | 0 | 9453.4436 | 0.00065815 | 49 | Commercial_2034_SC C_GWh_Before Competition Groups_49 | ENERGY STAR Dishwasher | 0.06582% | 0 | 6.2218 | Commercial_2034_SC C_GWh_Before Competition Groups_ENERGY STAR Dishwasher
Commercial | Com ¦ ENERGY STAR Steam Cookers | 2034 | SC C | GWh | Before Competition Groups | 5.3657 | 0 | 0 | 9453.4436 | 0.00056759 | 50 | Commercial_2034_SC C_GWh_Before Competition Groups_50 | ENERGY STAR Steam Cookers | 0.05676% | 0 | 5.3657 | Commercial_2034_SC C_GWh_Before Competition Groups_ENERGY STAR Steam Cookers
Commercial | Com ¦ Ozone Laundry Treatment | 2034 | SC C | GWh | Before Competition Groups | 3.9848 | 0 | 0 | 9453.4436 | 0.00042151 | 51 | Commercial_2034_SC C_GWh_Before Competition Groups_51 | Ozone Laundry Treatment | 0.04215% | 0 | 3.9848 | Commercial_2034_SC C_GWh_Before Competition Groups_Ozone Laundry Treatment
Commercial | Com ¦ Demand controlled Circulating Systems | 2034 | SC C | GWh | Before Competition Groups | 2.5459 | 0 | 0 | 9453.4436 | 0.00026931 | 52 | Commercial_2034_SC C_GWh_Before Competition Groups_52 | Demand controlled Circulating Systems | 0.02693% | 0 | 2.5459 | Commercial_2034_SC C_GWh_Before Competition Groups_Demand controlled Circulating Systems
Commercial | Com ¦ Thermostat Setback | 2034 | SC C | GWh | Before Competition Groups | 2.4159 | 0 | 0 | 9453.4436 | 0.00025556 | 53 | Commercial_2034_SC C_GWh_Before Competition Groups_53 | Thermostat Setback | 0.02556% | 0 | 2.4159 | Commercial_2034_SC C_GWh_Before Competition Groups_Thermostat Setback
Commercial | Com ¦ ECM MOTORS FOR HVAC APPLICATION (FAN-POWERED VAV BOX) | 2034 | SC C | GWh | Before Competition Groups | 1.8708 | 0 | 0 | 9453.4436 | 0.00019789 | 54 | Commercial_2034_SC C_GWh_Before Competition Groups_54 | ECM MOTORS FOR HVAC APPLICATION (FAN-POWERED VAV BOX) | 0.01979% | 0 | 1.8708 | Commercial_2034_SC C_GWh_Before Competition Groups_ECM MOTORS FOR HVAC APPLICATION (FAN-POWERED VAV BOX)
Commercial | Com ¦ Solar Water Preheat (Pools/DHW) | 2034 | SC C | GWh | Before Competition Groups | 1.1669 | 0 | 0 | 9453.4436 | 0.00012344 | 55 | Commercial_2034_SC C_GWh_Before Competition Groups_55 | Solar Water Preheat (Pools/DHW) | 0.01234% | 0 | 1.1669 | Commercial_2034_SC C_GWh_Before Competition Groups_Solar Water Preheat (Pools/DHW)
Commercial | Com ¦ CEE Tier 2/Energy Star Clothes Washers | 2034 | SC C | GWh | Before Competition Groups | 1.1402 | 0 | 0 | 9453.4436 | 0.00012061 | 56 | Commercial_2034_SC C_GWh_Before Competition Groups_56 | CEE Tier 2/Energy Star Clothes Washers | 0.01206% | 0 | 1.1402 | Commercial_2034_SC C_GWh_Before Competition Groups_CEE Tier 2/Energy Star Clothes Washers
Commercial | Com ¦ Notched V belts for HVAC Systems | 2034 | SC C | GWh | Before Competition Groups | 1.0794 | 0 | 0 | 9453.4436 | 0.00011418 | 57 | Commercial_2034_SC C_GWh_Before Competition Groups_57 | Notched V belts for HVAC Systems | 0.01142% | 0 | 1.0794 | Commercial_2034_SC C_GWh_Before Competition Groups_Notched V belts for HVAC Systems
Commercial | Com ¦ Auto Off Time Switch or Time Clock control | 2034 | SC C | GWh | Before Competition Groups | 0.78285 | 0 | 0 | 9453.4436 | 8.2811e-05 | 58 | Commercial_2034_SC C_GWh_Before Competition Groups_58 | Auto Off Time Switch or Time Clock control | 0.008281% | 0 | 0.78285 | Commercial_2034_SC C_GWh_Before Competition Groups_Auto Off Time Switch or Time Clock control
Commercial | COM ¦ Ductless Mini-Split Heat Pumps | 2034 | SC C | GWh | Before Competition Groups | 0.76926 | 0 | 0 | 9453.4436 | 8.1373e-05 | 59 | Commercial_2034_SC C_GWh_Before Competition Groups_59 | Ductless Mini-Split Heat Pumps | 0.008137% | 0 | 0.76926 | Commercial_2034_SC C_GWh_Before Competition Groups_Ductless Mini-Split Heat Pumps
Commercial | Com ¦ PTAC (12 EER/10,000 BTU) | 2034 | SC C | GWh | Before Competition Groups | 0.6922 | 0 | 0 | 9453.4436 | 7.3222e-05 | 60 | Commercial_2034_SC C_GWh_Before Competition Groups_60 | PTAC (12 EER/10,000 BTU) | 0.007322% | 0 | 0.6922 | Commercial_2034_SC C_GWh_Before Competition Groups_PTAC (12 EER/10,000 BTU)
Commercial | Com ¦ LLLC - High Impact Application | 2034 | SC C | GWh | Before Competition Groups | 0.65423 | 0 | 0 | 9453.4436 | 6.9205e-05 | 61 | Commercial_2034_SC C_GWh_Before Competition Groups_61 | LLLC - High Impact Application | 0.006921% | 0 | 0.65423 | Commercial_2034_SC C_GWh_Before Competition Groups_LLLC - High Impact Application
Commercial | Com ¦ Low Flow Pre-Rinse Spray Nozzle | 2034 | SC C | GWh | Before Competition Groups | 0.54821 | 0 | 0 | 9453.4436 | 5.7991e-05 | 62 | Commercial_2034_SC C_GWh_Before Competition Groups_62 | Low Flow Pre-Rinse Spray Nozzle | 0.005799% | 0 | 0.54821 | Commercial_2034_SC C_GWh_Before Competition Groups_Low Flow Pre-Rinse Spray Nozzle
Commercial | Com ¦ LED RECESSED DOWNLIGHTS | 2034 | SC C | GWh | Before Competition Groups | 0.48967 | 0 | 0 | 9453.4436 | 5.1798e-05 | 63 | Commercial_2034_SC C_GWh_Before Competition Groups_63 | LED RECESSED DOWNLIGHTS | 0.00518% | 0 | 0.48967 | Commercial_2034_SC C_GWh_Before Competition Groups_LED RECESSED DOWNLIGHTS
Commercial | Com ¦ LLLC - Low Impact Application | 2034 | SC C | GWh | Before Competition Groups | 0.39841 | 0 | 0 | 9453.4436 | 4.2144e-05 | 64 | Commercial_2034_SC C_GWh_Before Competition Groups_64 | LLLC - Low Impact Application | 0.004214% | 0 | 0.39841 | Commercial_2034_SC C_GWh_Before Competition Groups_LLLC - Low Impact Application
Commercial | Com ¦ HVAC Optimization | 2034 | SC C | GWh | Before Competition Groups | 0.35639 | 0 | 0 | 9453.4436 | 3.77e-05 | 65 | Commercial_2034_SC C_GWh_Before Competition Groups_65 | HVAC Optimization | 0.00377% | 0 | 0.35639 | Commercial_2034_SC C_GWh_Before Competition Groups_HVAC Optimization
Commercial | Com ¦ High Efficiency Small Instantaneous Water Heater | 2034 | SC C | GWh | Before Competition Groups | 0.34816 | 0 | 0 | 9453.4436 | 3.6829e-05 | 66 | Commercial_2034_SC C_GWh_Before Competition Groups_66 | High Efficiency Small Instantaneous Water Heater | 0.003683% | 0 | 0.34816 | Commercial_2034_SC C_GWh_Before Competition Groups_High Efficiency Small Instantaneous Water Heater
Commercial | Com ¦ Commercial Hot Food Holding Cabinets | 2034 | SC C | GWh | Before Competition Groups | 0.34232 | 0 | 0 | 9453.4436 | 3.6212e-05 | 67 | Commercial_2034_SC C_GWh_Before Competition Groups_67 | Commercial Hot Food Holding Cabinets | 0.003621% | 0 | 0.34232 | Commercial_2034_SC C_GWh_Before Competition Groups_Commercial Hot Food Holding Cabinets
Commercial | Com ¦ Efficient compressor motor | 2034 | SC C | GWh | Before Competition Groups | 0.34182 | 0 | 0 | 9453.4436 | 3.6159e-05 | 68 | Commercial_2034_SC C_GWh_Before Competition Groups_68 | Efficient compressor motor | 0.003616% | 0 | 0.34182 | Commercial_2034_SC C_GWh_Before Competition Groups_Efficient compressor motor
Commercial | Com ¦ Air Curtains | 2034 | SC C | GWh | Before Competition Groups | 0.20136 | 0 | 0 | 9453.4436 | 2.13e-05 | 69 | Commercial_2034_SC C_GWh_Before Competition Groups_69 | Air Curtains | 0.00213% | 0 | 0.20136 | Commercial_2034_SC C_GWh_Before Competition Groups_Air Curtains
Commercial | Com ¦ Energy Recovery Ventilation and Ventilation (Enhanced) | 2034 | SC C | GWh | Before Competition Groups | 0.14581 | 0 | 0 | 9453.4436 | 1.5424e-05 | 70 | Commercial_2034_SC C_GWh_Before Competition Groups_70 | Energy Recovery Ventilation and Ventilation (Enhanced) | 0.001542% | 0 | 0.14581 | Commercial_2034_SC C_GWh_Before Competition Groups_Energy Recovery Ventilation and Ventilation (Enhanced)
Commercial | Com ¦ Wall Insulation | 2034 | SC C | GWh | Before Competition Groups | 0.11647 | 0 | 0 | 9453.4436 | 1.2321e-05 | 71 | Commercial_2034_SC C_GWh_Before Competition Groups_71 | Wall Insulation | 0.001232% | 0 | 0.11647 | Commercial_2034_SC C_GWh_Before Competition Groups_Wall Insulation
Commercial | Com ¦ High Efficiency Chiller (avg of water and air cooled) | 2034 | SC C | GWh | Before Competition Groups | 0.053541 | 0 | 0 | 9453.4436 | 5.6636e-06 | 72 | Commercial_2034_SC C_GWh_Before Competition Groups_72 | High Efficiency Chiller (avg of water and air cooled) | 0.0005664% | 0 | 0.053541 | Commercial_2034_SC C_GWh_Before Competition Groups_High Efficiency Chiller (avg of water and air cooled)
Commercial | Com ¦ Room AC (w/ louvered sides) 14 SEER from 12 SEER code | 2034 | SC C | GWh | Before Competition Groups | 0.052301 | 0 | 0 | 9453.4436 | 5.5325e-06 | 73 | Commercial_2034_SC C_GWh_Before Competition Groups_73 | Room AC (w/ louvered sides) 14 SEER from 12 SEER code | 0.0005533% | 0 | 0.052301 | Commercial_2034_SC C_GWh_Before Competition Groups_Room AC (w/ louvered sides) 14 SEER from 12 SEER code
Commercial | Com ¦ VSD Air Compressor | 2034 | SC C | GWh | Before Competition Groups | 0.03526 | 0 | 0 | 9453.4436 | 3.7299e-06 | 74 | Commercial_2034_SC C_GWh_Before Competition Groups_74 | VSD Air Compressor | 0.000373% | 0 | 0.03526 | Commercial_2034_SC C_GWh_Before Competition Groups_VSD Air Compressor
Commercial | Com ¦ EC Plug Fan for Data Center (under cabinet) | 2034 | SC C | GWh | Before Competition Groups | 0.034693 | 0 | 0 | 9453.4436 | 3.6699e-06 | 75 | Commercial_2034_SC C_GWh_Before Competition Groups_75 | EC Plug Fan for Data Center (under cabinet) | 0.000367% | 0 | 0.034693 | Commercial_2034_SC C_GWh_Before Competition Groups_EC Plug Fan for Data Center (under cabinet)
Commercial | Com ¦ Electric Convection Combination Ovens | 2034 | SC C | GWh | Before Competition Groups | 0.0033013 | 0 | 0 | 9453.4436 | 3.4922e-07 | 76 | Commercial_2034_SC C_GWh_Before Competition Groups_76 | Electric Convection Combination Ovens | 3.492e-05% | 0 | 0.0033013 | Commercial_2034_SC C_GWh_Before Competition Groups_Electric Convection Combination Ovens
Commercial | Com ¦ Networked/Connected - High Impact Application | 2034 | SC C | GWh | Before Competition Groups | 0.0021945 | 0 | 0 | 9453.4436 | 2.3213e-07 | 77 | Commercial_2034_SC C_GWh_Before Competition Groups_77 | Networked/Connected - High Impact Application | 2.321e-05% | 0 | 0.0021945 | Commercial_2034_SC C_GWh_Before Competition Groups_Networked/Connected - High Impact Application
Commercial | Com ¦ Networked/Connected - Low Impact Application | 2034 | SC C | GWh | Before Competition Groups | 0.00010724 | 0 | 0 | 9453.4436 | 1.1344e-08 | 78 | Commercial_2034_SC C_GWh_Before Competition Groups_78 | Networked/Connected - Low Impact Application | 1.134e-06% | 0 | 0.00010724 | Commercial_2034_SC C_GWh_Before Competition Groups_Networked/Connected - Low Impact Application
Commercial | Com ¦ Indoor Daylight Sensors/Photocell Dimming Control | 2034 | SC C | GWh | Before Competition Groups | 0 | 0 | 0 | 9453.4436 | 0 | 79 | Commercial_2034_SC C_GWh_Before Competition Groups_79 | Indoor Daylight Sensors/Photocell Dimming Control | 0% | 0 | 0 | Commercial_2034_SC C_GWh_Before Competition Groups_Indoor Daylight Sensors/Photocell Dimming Control
Commercial | Com ¦ Variable Refrigerant Flow Heat Pump | 2034 | SC C | GWh | Before Competition Groups | 0 | 0 | 0 | 9453.4436 | 0 | 80 | Commercial_2034_SC C_GWh_Before Competition Groups_80 | Variable Refrigerant Flow Heat Pump | 0% | 0 | 0 | Commercial_2034_SC C_GWh_Before Competition Groups_Variable Refrigerant Flow Heat Pump
Commercial | Com ¦ LED Low/High Bay | 2034 | SC D | GWh | Before Competition Groups | 956.2834 | 0 | 0 | 8843.9392 | 0.10813 | 1 | Commercial_2034_SC D_GWh_Before Competition Groups_1 | LED Low/High Bay | 10.81% | 0 | 956.2834 | Commercial_2034_SC D_GWh_Before Competition Groups_LED Low/High Bay
Commercial | Com ¦ ENERGY STAR LED LAMPS (REFLECTOR LAMPs/MR16/PAR 16) | 2034 | SC D | GWh | Before Competition Groups | 949.0026 | 0 | 0 | 8843.9392 | 0.10731 | 2 | Commercial_2034_SC D_GWh_Before Competition Groups_2 | ENERGY STAR LED LAMPS (REFLECTOR LAMPs/MR16/PAR 16) | 10.73% | 0 | 949.0026 | Commercial_2034_SC D_GWh_Before Competition Groups_ENERGY STAR LED LAMPS (REFLECTOR LAMPs/MR16/PAR 16)
Commercial | Com ¦ LED Troffer/Surface/Suspended | 2034 | SC D | GWh | Before Competition Groups | 891.3583 | 0 | 0 | 8843.9392 | 0.10079 | 3 | Commercial_2034_SC D_GWh_Before Competition Groups_3 | LED Troffer/Surface/Suspended | 10.08% | 0 | 891.3583 | Commercial_2034_SC D_GWh_Before Competition Groups_LED Troffer/Surface/Suspended
Commercial | Com ¦ LED EXTERIOR AREA LIGHTS - LED fixture (200W) | 2034 | SC D | GWh | Before Competition Groups | 619.3425 | 0 | 0 | 8843.9392 | 0.07003 | 4 | Commercial_2034_SC D_GWh_Before Competition Groups_4 | LED EXTERIOR AREA LIGHTS - LED fixture (200W) | 7.003% | 0 | 619.3425 | Commercial_2034_SC D_GWh_Before Competition Groups_LED EXTERIOR AREA LIGHTS - LED fixture (200W)
Commercial | Com ¦ Building Recommissioning, Operations and Maintenance (O&M) Improvements | 2034 | SC D | GWh | Before Competition Groups | 615.4599 | 0 | 0 | 8843.9392 | 0.069591 | 5 | Commercial_2034_SC D_GWh_Before Competition Groups_5 | Building Recommissioning, Operations and Maintenance (O&M) Improvements | 6.959% | 0 | 615.4599 | Commercial_2034_SC D_GWh_Before Competition Groups_Building Recommissioning, Operations and Maintenance (O&M) Improvements
Commercial | Com ¦ LED Replacement Lamp (Tube) | 2034 | SC D | GWh | Before Competition Groups | 599.0575 | 0 | 0 | 8843.9392 | 0.067736 | 6 | Commercial_2034_SC D_GWh_Before Competition Groups_6 | LED Replacement Lamp (Tube) | 6.774% | 0 | 599.0575 | Commercial_2034_SC D_GWh_Before Competition Groups_LED Replacement Lamp (Tube)
Commercial | Com ¦ LED parking lot fixture | 2034 | SC D | GWh | Before Competition Groups | 596.4468 | 0 | 0 | 8843.9392 | 0.067441 | 7 | Commercial_2034_SC D_GWh_Before Competition Groups_7 | LED parking lot fixture | 6.744% | 0 | 596.4468 | Commercial_2034_SC D_GWh_Before Competition Groups_LED parking lot fixture
Commercial | Com ¦ Furnace Tune-Up | 2034 | SC D | GWh | Before Competition Groups | 374.282 | 0 | 0 | 8843.9392 | 0.042321 | 8 | Commercial_2034_SC D_GWh_Before Competition Groups_8 | Furnace Tune-Up | 4.232% | 0 | 374.282 | Commercial_2034_SC D_GWh_Before Competition Groups_Furnace Tune-Up
Commercial | Com ¦ LED street light fixture | 2034 | SC D | GWh | Before Competition Groups | 299.983 | 0 | 0 | 8843.9392 | 0.03392 | 9 | Commercial_2034_SC D_GWh_Before Competition Groups_9 | LED street light fixture | 3.392% | 0 | 299.983 | Commercial_2034_SC D_GWh_Before Competition Groups_LED street light fixture
Commercial | Com ¦ High Efficiency Air Source Heat Pump | 2034 | SC D | GWh | Before Competition Groups | 265.2901 | 0 | 0 | 8843.9392 | 0.029997 | 10 | Commercial_2034_SC D_GWh_Before Competition Groups_10 | High Efficiency Air Source Heat Pump | 3% | 0 | 265.2901 | Commercial_2034_SC D_GWh_Before Competition Groups_High Efficiency Air Source Heat Pump
Commercial | Com ¦ Reach-in Shaded Pole to ECM/PSC Evaporator Fan Motor | 2034 | SC D | GWh | Before Competition Groups | 245.5127 | 0 | 0 | 8843.9392 | 0.027761 | 11 | Commercial_2034_SC D_GWh_Before Competition Groups_11 | Reach-in Shaded Pole to ECM/PSC Evaporator Fan Motor | 2.776% | 0 | 245.5127 | Commercial_2034_SC D_GWh_Before Competition Groups_Reach-in Shaded Pole to ECM/PSC Evaporator Fan Motor
Commercial | Com ¦ Data Center Storage/Server Virtualization | 2034 | SC D | GWh | Before Competition Groups | 223.2348 | 0 | 0 | 8843.9392 | 0.025242 | 12 | Commercial_2034_SC D_GWh_Before Competition Groups_12 | Data Center Storage/Server Virtualization | 2.524% | 0 | 223.2348 | Commercial_2034_SC D_GWh_Before Competition Groups_Data Center Storage/Server Virtualization
Commercial | Com ¦ Strip Curtains | 2034 | SC D | GWh | Before Competition Groups | 177.5912 | 0 | 0 | 8843.9392 | 0.020081 | 13 | Commercial_2034_SC D_GWh_Before Competition Groups_13 | Strip Curtains | 2.008% | 0 | 177.5912 | Commercial_2034_SC D_GWh_Before Competition Groups_Strip Curtains
Commercial | Com ¦ Refrigerated Display Case Doors | 2034 | SC D | GWh | Before Competition Groups | 174.7715 | 0 | 0 | 8843.9392 | 0.019762 | 14 | Commercial_2034_SC D_GWh_Before Competition Groups_14 | Refrigerated Display Case Doors | 1.976% | 0 | 174.7715 | Commercial_2034_SC D_GWh_Before Competition Groups_Refrigerated Display Case Doors
Commercial | Com ¦ Advanced BAS/Controllers | 2034 | SC D | GWh | Before Competition Groups | 147.8571 | 0 | 0 | 8843.9392 | 0.016718 | 15 | Commercial_2034_SC D_GWh_Before Competition Groups_15 | Advanced BAS/Controllers | 1.672% | 0 | 147.8571 | Commercial_2034_SC D_GWh_Before Competition Groups_Advanced BAS/Controllers
Commercial | Com ¦ Centrally controlled desktop PC/NETWORK PC POWER MANAGEMENT SOFTWARE | 2034 | SC D | GWh | Before Competition Groups | 135.011 | 0 | 0 | 8843.9392 | 0.015266 | 16 | Commercial_2034_SC D_GWh_Before Competition Groups_16 | Centrally controlled desktop PC/NETWORK PC POWER MANAGEMENT SOFTWARE | 1.527% | 0 | 135.011 | Commercial_2034_SC D_GWh_Before Competition Groups_Centrally controlled desktop PC/NETWORK PC POWER MANAGEMENT SOFTWARE
Commercial | Com ¦ Demand Control Ventilation | 2034 | SC D | GWh | Before Competition Groups | 127.9807 | 0 | 0 | 8843.9392 | 0.014471 | 17 | Commercial_2034_SC D_GWh_Before Competition Groups_17 | Demand Control Ventilation | 1.447% | 0 | 127.9807 | Commercial_2034_SC D_GWh_Before Competition Groups_Demand Control Ventilation
Commercial | Com ¦ Education and Capacity Building/Energy Behavior | 2034 | SC D | GWh | Before Competition Groups | 124.2999 | 0 | 0 | 8843.9392 | 0.014055 | 18 | Commercial_2034_SC D_GWh_Before Competition Groups_18 | Education and Capacity Building/Energy Behavior | 1.405% | 0 | 124.2999 | Commercial_2034_SC D_GWh_Before Competition Groups_Education and Capacity Building/Energy Behavior
Commercial | Com ¦ Variable Frequency Drive (VFD) | 2034 | SC D | GWh | Before Competition Groups | 121.2425 | 0 | 0 | 8843.9392 | 0.013709 | 19 | Commercial_2034_SC D_GWh_Before Competition Groups_19 | Variable Frequency Drive (VFD) | 1.371% | 0 | 121.2425 | Commercial_2034_SC D_GWh_Before Competition Groups_Variable Frequency Drive (VFD)
Commercial | Com ¦ ENERGY STAR LED LAMPS (General Service Lamps) | 2034 | SC D | GWh | Before Competition Groups | 113.8409 | 0 | 0 | 8843.9392 | 0.012872 | 20 | Commercial_2034_SC D_GWh_Before Competition Groups_20 | ENERGY STAR LED LAMPS (General Service Lamps) | 1.287% | 0 | 113.8409 | Commercial_2034_SC D_GWh_Before Competition Groups_ENERGY STAR LED LAMPS (General Service Lamps)
Commercial | Com ¦ VFD on Pumps | 2034 | SC D | GWh | Before Competition Groups | 112.5558 | 0 | 0 | 8843.9392 | 0.012727 | 21 | Commercial_2034_SC D_GWh_Before Competition Groups_21 | VFD on Pumps | 1.273% | 0 | 112.5558 | Commercial_2034_SC D_GWh_Before Competition Groups_VFD on Pumps
Commercial | Com ¦ LED or Equivalent Sign Lighting | 2034 | SC D | GWh | Before Competition Groups | 109.9879 | 0 | 0 | 8843.9392 | 0.012437 | 22 | Commercial_2034_SC D_GWh_Before Competition Groups_22 | LED or Equivalent Sign Lighting | 1.244% | 0 | 109.9879 | Commercial_2034_SC D_GWh_Before Competition Groups_LED or Equivalent Sign Lighting
Commercial | Com ¦ Adaptive Thermostats | 2034 | SC D | GWh | Before Competition Groups | 94.4402 | 0 | 0 | 8843.9392 | 0.010679 | 23 | Commercial_2034_SC D_GWh_Before Competition Groups_23 | Adaptive Thermostats | 1.068% | 0 | 94.4402 | Commercial_2034_SC D_GWh_Before Competition Groups_Adaptive Thermostats
Commercial | Com ¦ Unitary Air-Conditioning Unit | 2034 | SC D | GWh | Before Competition Groups | 78.6222 | 0 | 0 | 8843.9392 | 0.0088899 | 24 | Commercial_2034_SC D_GWh_Before Competition Groups_24 | Unitary Air-Conditioning Unit | 0.889% | 0 | 78.6222 | Commercial_2034_SC D_GWh_Before Competition Groups_Unitary Air-Conditioning Unit
Commercial | Com ¦ ECM MOTORS FOR EVAPORATOR FANS for refrigeration (WALK-IN) | 2034 | SC D | GWh | Before Competition Groups | 57.6295 | 0 | 0 | 8843.9392 | 0.0065163 | 25 | Commercial_2034_SC D_GWh_Before Competition Groups_25 | ECM MOTORS FOR EVAPORATOR FANS for refrigeration (WALK-IN) | 0.6516% | 0 | 57.6295 | Commercial_2034_SC D_GWh_Before Competition Groups_ECM MOTORS FOR EVAPORATOR FANS for refrigeration (WALK-IN)
Commercial | Com ¦ Door Gasket Freezer/Refrigerator | 2034 | SC D | GWh | Before Competition Groups | 56.8193 | 0 | 0 | 8843.9392 | 0.0064247 | 26 | Commercial_2034_SC D_GWh_Before Competition Groups_26 | Door Gasket Freezer/Refrigerator | 0.6425% | 0 | 56.8193 | Commercial_2034_SC D_GWh_Before Competition Groups_Door Gasket Freezer/Refrigerator
Commercial | Com ¦ Condensing Unit Heaters or other Efficient Unit Heating System | 2034 | SC D | GWh | Before Competition Groups | 56.08 | 0 | 0 | 8843.9392 | 0.0063411 | 27 | Commercial_2034_SC D_GWh_Before Competition Groups_27 | Condensing Unit Heaters or other Efficient Unit Heating System | 0.6341% | 0 | 56.08 | Commercial_2034_SC D_GWh_Before Competition Groups_Condensing Unit Heaters or other Efficient Unit Heating System
Commercial | Com ¦ Demand Control Kitchen Ventilation | 2034 | SC D | GWh | Before Competition Groups | 54.9998 | 0 | 0 | 8843.9392 | 0.0062189 | 28 | Commercial_2034_SC D_GWh_Before Competition Groups_28 | Demand Control Kitchen Ventilation | 0.6219% | 0 | 54.9998 | Commercial_2034_SC D_GWh_Before Competition Groups_Demand Control Kitchen Ventilation
Commercial | Com ¦ Air Handler with Dedicated Outdoor Air Systems | 2034 | SC D | GWh | Before Competition Groups | 51.8911 | 0 | 0 | 8843.9392 | 0.0058674 | 29 | Commercial_2034_SC D_GWh_Before Competition Groups_29 | Air Handler with Dedicated Outdoor Air Systems | 0.5867% | 0 | 51.8911 | Commercial_2034_SC D_GWh_Before Competition Groups_Air Handler with Dedicated Outdoor Air Systems
Commercial | Com ¦ Evaporator Fan Controls | 2034 | SC D | GWh | Before Competition Groups | 46.6617 | 0 | 0 | 8843.9392 | 0.0052761 | 30 | Commercial_2034_SC D_GWh_Before Competition Groups_30 | Evaporator Fan Controls | 0.5276% | 0 | 46.6617 | Commercial_2034_SC D_GWh_Before Competition Groups_Evaporator Fan Controls
Commercial | Com ¦ Refrigerated Display Case LED | 2034 | SC D | GWh | Before Competition Groups | 43.3003 | 0 | 0 | 8843.9392 | 0.004896 | 31 | Commercial_2034_SC D_GWh_Before Competition Groups_31 | Refrigerated Display Case LED | 0.4896% | 0 | 43.3003 | Commercial_2034_SC D_GWh_Before Competition Groups_Refrigerated Display Case LED
Commercial | Com ¦ Occupancy Sensors | 2034 | SC D | GWh | Before Competition Groups | 32.762 | 0 | 0 | 8843.9392 | 0.0037045 | 32 | Commercial_2034_SC D_GWh_Before Competition Groups_32 | Occupancy Sensors | 0.3704% | 0 | 32.762 | Commercial_2034_SC D_GWh_Before Competition Groups_Occupancy Sensors
Commercial | Com ¦ Freezer Case Light Sensor | 2034 | SC D | GWh | Before Competition Groups | 32.6163 | 0 | 0 | 8843.9392 | 0.003688 | 33 | Commercial_2034_SC D_GWh_Before Competition Groups_33 | Freezer Case Light Sensor | 0.3688% | 0 | 32.6163 | Commercial_2034_SC D_GWh_Before Competition Groups_Freezer Case Light Sensor
Commercial | Com ¦ ENERGY STAR Griddle (74% eff) | 2034 | SC D | GWh | Before Competition Groups | 30.6458 | 0 | 0 | 8843.9392 | 0.0034652 | 34 | Commercial_2034_SC D_GWh_Before Competition Groups_34 | ENERGY STAR Griddle (74% eff) | 0.3465% | 0 | 30.6458 | Commercial_2034_SC D_GWh_Before Competition Groups_ENERGY STAR Griddle (74% eff)
Commercial | Com ¦ Chilled Water Optimization | 2034 | SC D | GWh | Before Competition Groups | 29.9422 | 0 | 0 | 8843.9392 | 0.0033856 | 35 | Commercial_2034_SC D_GWh_Before Competition Groups_35 | Chilled Water Optimization | 0.3386% | 0 | 29.9422 | Commercial_2034_SC D_GWh_Before Competition Groups_Chilled Water Optimization
Commercial | Com ¦ BEVERAGE VENDING MACHINE CONTROLS | 2034 | SC D | GWh | Before Competition Groups | 21.4573 | 0 | 0 | 8843.9392 | 0.0024262 | 36 | Commercial_2034_SC D_GWh_Before Competition Groups_36 | BEVERAGE VENDING MACHINE CONTROLS | 0.2426% | 0 | 21.4573 | Commercial_2034_SC D_GWh_Before Competition Groups_BEVERAGE VENDING MACHINE CONTROLS
Commercial | Com ¦ Elec Storage WH 2.30 Et | 2034 | SC D | GWh | Before Competition Groups | 18.9166 | 0 | 0 | 8843.9392 | 0.0021389 | 37 | Commercial_2034_SC D_GWh_Before Competition Groups_37 | Elec Storage WH 2.30 Et | 0.2139% | 0 | 18.9166 | Commercial_2034_SC D_GWh_Before Competition Groups_Elec Storage WH 2.30 Et
Commercial | Com ¦ Temperature Adjustment in Commercial Freezers | 2034 | SC D | GWh | Before Competition Groups | 17.8596 | 0 | 0 | 8843.9392 | 0.0020194 | 38 | Commercial_2034_SC D_GWh_Before Competition Groups_38 | Temperature Adjustment in Commercial Freezers | 0.2019% | 0 | 17.8596 | Commercial_2034_SC D_GWh_Before Competition Groups_Temperature Adjustment in Commercial Freezers
Commercial | Com ¦ CO Sensors for parking garage exhaust fans | 2034 | SC D | GWh | Before Competition Groups | 14.137 | 0 | 0 | 8843.9392 | 0.0015985 | 39 | Commercial_2034_SC D_GWh_Before Competition Groups_39 | CO Sensors for parking garage exhaust fans | 0.1598% | 0 | 14.137 | Commercial_2034_SC D_GWh_Before Competition Groups_CO Sensors for parking garage exhaust fans
Commercial | Com ¦ Water Source Heat Pump (4 ton) | 2034 | SC D | GWh | Before Competition Groups | 13.7782 | 0 | 0 | 8843.9392 | 0.0015579 | 40 | Commercial_2034_SC D_GWh_Before Competition Groups_40 | Water Source Heat Pump (4 ton) | 0.1558% | 0 | 13.7782 | Commercial_2034_SC D_GWh_Before Competition Groups_Water Source Heat Pump (4 ton)
Commercial | Com ¦ Vertical Night Covers | 2034 | SC D | GWh | Before Competition Groups | 13.2211 | 0 | 0 | 8843.9392 | 0.0014949 | 41 | Commercial_2034_SC D_GWh_Before Competition Groups_41 | Vertical Night Covers | 0.1495% | 0 | 13.2211 | Commercial_2034_SC D_GWh_Before Competition Groups_Vertical Night Covers
Commercial | Com ¦ Energy Efficient Laboratory Fume Hood | 2034 | SC D | GWh | Before Competition Groups | 13.0011 | 0 | 0 | 8843.9392 | 0.0014701 | 42 | Commercial_2034_SC D_GWh_Before Competition Groups_42 | Energy Efficient Laboratory Fume Hood | 0.147% | 0 | 13.0011 | Commercial_2034_SC D_GWh_Before Competition Groups_Energy Efficient Laboratory Fume Hood
Commercial | Com ¦ Outside Air Economizer | 2034 | SC D | GWh | Before Competition Groups | 12.8433 | 0 | 0 | 8843.9392 | 0.0014522 | 43 | Commercial_2034_SC D_GWh_Before Competition Groups_43 | Outside Air Economizer | 0.1452% | 0 | 12.8433 | Commercial_2034_SC D_GWh_Before Competition Groups_Outside Air Economizer
Commercial | Com ¦ Duct Insulation, R8 | 2034 | SC D | GWh | Before Competition Groups | 12.4483 | 0 | 0 | 8843.9392 | 0.0014076 | 44 | Commercial_2034_SC D_GWh_Before Competition Groups_44 | Duct Insulation, R8 | 0.1408% | 0 | 12.4483 | Commercial_2034_SC D_GWh_Before Competition Groups_Duct Insulation, R8
Commercial | Com ¦ Water Heating (DHW) Pipe Insulation (Add 3/4\ Foam)" | 2034 | SC D | GWh | Before Competition Groups | 11.3746 | 0 | 0 | 8843.9392 | 0.0012861 | 45 | Commercial_2034_SC D_GWh_Before Competition Groups_45 | Water Heating (DHW) Pipe Insulation (Add 3/4\ Foam)" | 0.1286% | 0 | 11.3746 | Commercial_2034_SC D_GWh_Before Competition Groups_Water Heating (DHW) Pipe Insulation (Add 3/4\ Foam)"
Commercial | Com ¦ ENERGY STAR Fryer (84% eff) | 2034 | SC D | GWh | Before Competition Groups | 11.1436 | 0 | 0 | 8843.9392 | 0.00126 | 46 | Commercial_2034_SC D_GWh_Before Competition Groups_46 | ENERGY STAR Fryer (84% eff) | 0.126% | 0 | 11.1436 | Commercial_2034_SC D_GWh_Before Competition Groups_ENERGY STAR Fryer (84% eff)
Commercial | Com ¦ Suction Pipe Insulation Freezer/Refrigerator | 2034 | SC D | GWh | Before Competition Groups | 6.998 | 0 | 0 | 8843.9392 | 0.00079128 | 47 | Commercial_2034_SC D_GWh_Before Competition Groups_47 | Suction Pipe Insulation Freezer/Refrigerator | 0.07913% | 0 | 6.998 | Commercial_2034_SC D_GWh_Before Competition Groups_Suction Pipe Insulation Freezer/Refrigerator
Commercial | Com ¦ ENERGY STAR Dishwasher | 2034 | SC D | GWh | Before Competition Groups | 5.5097 | 0 | 0 | 8843.9392 | 0.00062299 | 48 | Commercial_2034_SC D_GWh_Before Competition Groups_48 | ENERGY STAR Dishwasher | 0.0623% | 0 | 5.5097 | Commercial_2034_SC D_GWh_Before Competition Groups_ENERGY STAR Dishwasher
Commercial | Com ¦ ENERGY STAR Steam Cookers | 2034 | SC D | GWh | Before Competition Groups | 5.3316 | 0 | 0 | 8843.9392 | 0.00060286 | 49 | Commercial_2034_SC D_GWh_Before Competition Groups_49 | ENERGY STAR Steam Cookers | 0.06029% | 0 | 5.3316 | Commercial_2034_SC D_GWh_Before Competition Groups_ENERGY STAR Steam Cookers
Commercial | Com ¦ Condensing Make Up Air Unit | 2034 | SC D | GWh | Before Competition Groups | 3.4228 | 0 | 0 | 8843.9392 | 0.00038702 | 50 | Commercial_2034_SC D_GWh_Before Competition Groups_50 | Condensing Make Up Air Unit | 0.0387% | 0 | 3.4228 | Commercial_2034_SC D_GWh_Before Competition Groups_Condensing Make Up Air Unit
Commercial | Com ¦ Ozone Laundry Treatment | 2034 | SC D | GWh | Before Competition Groups | 2.7827 | 0 | 0 | 8843.9392 | 0.00031464 | 51 | Commercial_2034_SC D_GWh_Before Competition Groups_51 | Ozone Laundry Treatment | 0.03146% | 0 | 2.7827 | Commercial_2034_SC D_GWh_Before Competition Groups_Ozone Laundry Treatment
Commercial | Com ¦ Thermostat Setback | 2034 | SC D | GWh | Before Competition Groups | 2.4159 | 0 | 0 | 8843.9392 | 0.00027317 | 52 | Commercial_2034_SC D_GWh_Before Competition Groups_52 | Thermostat Setback | 0.02732% | 0 | 2.4159 | Commercial_2034_SC D_GWh_Before Competition Groups_Thermostat Setback
Commercial | Com ¦ ECM MOTORS FOR HVAC APPLICATION (FAN-POWERED VAV BOX) | 2034 | SC D | GWh | Before Competition Groups | 1.7647 | 0 | 0 | 8843.9392 | 0.00019954 | 53 | Commercial_2034_SC D_GWh_Before Competition Groups_53 | ECM MOTORS FOR HVAC APPLICATION (FAN-POWERED VAV BOX) | 0.01995% | 0 | 1.7647 | Commercial_2034_SC D_GWh_Before Competition Groups_ECM MOTORS FOR HVAC APPLICATION (FAN-POWERED VAV BOX)
Commercial | Com ¦ Solar Water Preheat (Pools/DHW) | 2034 | SC D | GWh | Before Competition Groups | 1.1669 | 0 | 0 | 8843.9392 | 0.00013195 | 54 | Commercial_2034_SC D_GWh_Before Competition Groups_54 | Solar Water Preheat (Pools/DHW) | 0.01319% | 0 | 1.1669 | Commercial_2034_SC D_GWh_Before Competition Groups_Solar Water Preheat (Pools/DHW)
Commercial | Com ¦ CEE Tier 2/Energy Star Clothes Washers | 2034 | SC D | GWh | Before Competition Groups | 1.0853 | 0 | 0 | 8843.9392 | 0.00012272 | 55 | Commercial_2034_SC D_GWh_Before Competition Groups_55 | CEE Tier 2/Energy Star Clothes Washers | 0.01227% | 0 | 1.0853 | Commercial_2034_SC D_GWh_Before Competition Groups_CEE Tier 2/Energy Star Clothes Washers
Commercial | Com ¦ Notched V belts for HVAC Systems | 2034 | SC D | GWh | Before Competition Groups | 0.95781 | 0 | 0 | 8843.9392 | 0.0001083 | 56 | Commercial_2034_SC D_GWh_Before Competition Groups_56 | Notched V belts for HVAC Systems | 0.01083% | 0 | 0.95781 | Commercial_2034_SC D_GWh_Before Competition Groups_Notched V belts for HVAC Systems
Commercial | Com ¦ Auto Off Time Switch or Time Clock control | 2034 | SC D | GWh | Before Competition Groups | 0.78285 | 0 | 0 | 8843.9392 | 8.8518e-05 | 57 | Commercial_2034_SC D_GWh_Before Competition Groups_57 | Auto Off Time Switch or Time Clock control | 0.008852% | 0 | 0.78285 | Commercial_2034_SC D_GWh_Before Competition Groups_Auto Off Time Switch or Time Clock control
Commercial | COM ¦ Ductless Mini-Split Heat Pumps | 2034 | SC D | GWh | Before Competition Groups | 0.76926 | 0 | 0 | 8843.9392 | 8.6981e-05 | 58 | Commercial_2034_SC D_GWh_Before Competition Groups_58 | Ductless Mini-Split Heat Pumps | 0.008698% | 0 | 0.76926 | Commercial_2034_SC D_GWh_Before Competition Groups_Ductless Mini-Split Heat Pumps
Commercial | Com ¦ Demand controlled Circulating Systems | 2034 | SC D | GWh | Before Competition Groups | 0.76824 | 0 | 0 | 8843.9392 | 8.6867e-05 | 59 | Commercial_2034_SC D_GWh_Before Competition Groups_59 | Demand controlled Circulating Systems | 0.008687% | 0 | 0.76824 | Commercial_2034_SC D_GWh_Before Competition Groups_Demand controlled Circulating Systems
Commercial | Com ¦ PTAC (12 EER/10,000 BTU) | 2034 | SC D | GWh | Before Competition Groups | 0.66703 | 0 | 0 | 8843.9392 | 7.5422e-05 | 60 | Commercial_2034_SC D_GWh_Before Competition Groups_60 | PTAC (12 EER/10,000 BTU) | 0.007542% | 0 | 0.66703 | Commercial_2034_SC D_GWh_Before Competition Groups_PTAC (12 EER/10,000 BTU)
Commercial | Com ¦ Low Flow Pre-Rinse Spray Nozzle | 2034 | SC D | GWh | Before Competition Groups | 0.54639 | 0 | 0 | 8843.9392 | 6.1782e-05 | 61 | Commercial_2034_SC D_GWh_Before Competition Groups_61 | Low Flow Pre-Rinse Spray Nozzle | 0.006178% | 0 | 0.54639 | Commercial_2034_SC D_GWh_Before Competition Groups_Low Flow Pre-Rinse Spray Nozzle
Commercial | Com ¦ LED RECESSED DOWNLIGHTS | 2034 | SC D | GWh | Before Competition Groups | 0.40777 | 0 | 0 | 8843.9392 | 4.6107e-05 | 62 | Commercial_2034_SC D_GWh_Before Competition Groups_62 | LED RECESSED DOWNLIGHTS | 0.004611% | 0 | 0.40777 | Commercial_2034_SC D_GWh_Before Competition Groups_LED RECESSED DOWNLIGHTS
Commercial | Com ¦ HVAC Optimization | 2034 | SC D | GWh | Before Competition Groups | 0.35639 | 0 | 0 | 8843.9392 | 4.0298e-05 | 63 | Commercial_2034_SC D_GWh_Before Competition Groups_63 | HVAC Optimization | 0.00403% | 0 | 0.35639 | Commercial_2034_SC D_GWh_Before Competition Groups_HVAC Optimization
Commercial | Com ¦ Commercial Hot Food Holding Cabinets | 2034 | SC D | GWh | Before Competition Groups | 0.34232 | 0 | 0 | 8843.9392 | 3.8707e-05 | 64 | Commercial_2034_SC D_GWh_Before Competition Groups_64 | Commercial Hot Food Holding Cabinets | 0.003871% | 0 | 0.34232 | Commercial_2034_SC D_GWh_Before Competition Groups_Commercial Hot Food Holding Cabinets
Commercial | Com ¦ High Efficiency Small Instantaneous Water Heater | 2034 | SC D | GWh | Before Competition Groups | 0.29237 | 0 | 0 | 8843.9392 | 3.3059e-05 | 65 | Commercial_2034_SC D_GWh_Before Competition Groups_65 | High Efficiency Small Instantaneous Water Heater | 0.003306% | 0 | 0.29237 | Commercial_2034_SC D_GWh_Before Competition Groups_High Efficiency Small Instantaneous Water Heater
Commercial | Com ¦ Air Curtains | 2034 | SC D | GWh | Before Competition Groups | 0.17644 | 0 | 0 | 8843.9392 | 1.9951e-05 | 66 | Commercial_2034_SC D_GWh_Before Competition Groups_66 | Air Curtains | 0.001995% | 0 | 0.17644 | Commercial_2034_SC D_GWh_Before Competition Groups_Air Curtains
Commercial | Com ¦ Wall Insulation | 2034 | SC D | GWh | Before Competition Groups | 0.10458 | 0 | 0 | 8843.9392 | 1.1825e-05 | 67 | Commercial_2034_SC D_GWh_Before Competition Groups_67 | Wall Insulation | 0.001183% | 0 | 0.10458 | Commercial_2034_SC D_GWh_Before Competition Groups_Wall Insulation
Commercial | Com ¦ Energy Recovery Ventilation and Ventilation (Enhanced) | 2034 | SC D | GWh | Before Competition Groups | 0.094809 | 0 | 0 | 8843.9392 | 1.072e-05 | 68 | Commercial_2034_SC D_GWh_Before Competition Groups_68 | Energy Recovery Ventilation and Ventilation (Enhanced) | 0.001072% | 0 | 0.094809 | Commercial_2034_SC D_GWh_Before Competition Groups_Energy Recovery Ventilation and Ventilation (Enhanced)
Commercial | Com ¦ Efficient compressor motor | 2034 | SC D | GWh | Before Competition Groups | 0.058842 | 0 | 0 | 8843.9392 | 6.6534e-06 | 69 | Commercial_2034_SC D_GWh_Before Competition Groups_69 | Efficient compressor motor | 0.0006653% | 0 | 0.058842 | Commercial_2034_SC D_GWh_Before Competition Groups_Efficient compressor motor
Commercial | Com ¦ Room AC (w/ louvered sides) 14 SEER from 12 SEER code | 2034 | SC D | GWh | Before Competition Groups | 0.052252 | 0 | 0 | 8843.9392 | 5.9082e-06 | 70 | Commercial_2034_SC D_GWh_Before Competition Groups_70 | Room AC (w/ louvered sides) 14 SEER from 12 SEER code | 0.0005908% | 0 | 0.052252 | Commercial_2034_SC D_GWh_Before Competition Groups_Room AC (w/ louvered sides) 14 SEER from 12 SEER code
Commercial | Com ¦ VSD Air Compressor | 2034 | SC D | GWh | Before Competition Groups | 0.03526 | 0 | 0 | 8843.9392 | 3.9869e-06 | 71 | Commercial_2034_SC D_GWh_Before Competition Groups_71 | VSD Air Compressor | 0.0003987% | 0 | 0.03526 | Commercial_2034_SC D_GWh_Before Competition Groups_VSD Air Compressor
Commercial | Com ¦ EC Plug Fan for Data Center (under cabinet) | 2034 | SC D | GWh | Before Competition Groups | 0.030942 | 0 | 0 | 8843.9392 | 3.4987e-06 | 72 | Commercial_2034_SC D_GWh_Before Competition Groups_72 | EC Plug Fan for Data Center (under cabinet) | 0.0003499% | 0 | 0.030942 | Commercial_2034_SC D_GWh_Before Competition Groups_EC Plug Fan for Data Center (under cabinet)
Commercial | Com ¦ High Efficiency Chiller (avg of water and air cooled) | 2034 | SC D | GWh | Before Competition Groups | 0.024818 | 0 | 0 | 8843.9392 | 2.8062e-06 | 73 | Commercial_2034_SC D_GWh_Before Competition Groups_73 | High Efficiency Chiller (avg of water and air cooled) | 0.0002806% | 0 | 0.024818 | Commercial_2034_SC D_GWh_Before Competition Groups_High Efficiency Chiller (avg of water and air cooled)
Commercial | Com ¦ LLLC - High Impact Application | 2034 | SC D | GWh | Before Competition Groups | 0.0059799 | 0 | 0 | 8843.9392 | 6.7616e-07 | 74 | Commercial_2034_SC D_GWh_Before Competition Groups_74 | LLLC - High Impact Application | 6.762e-05% | 0 | 0.0059799 | Commercial_2034_SC D_GWh_Before Competition Groups_LLLC - High Impact Application
Commercial | Com ¦ Electric Convection Combination Ovens | 2034 | SC D | GWh | Before Competition Groups | 0.0033013 | 0 | 0 | 8843.9392 | 3.7328e-07 | 75 | Commercial_2034_SC D_GWh_Before Competition Groups_75 | Electric Convection Combination Ovens | 3.733e-05% | 0 | 0.0033013 | Commercial_2034_SC D_GWh_Before Competition Groups_Electric Convection Combination Ovens
Commercial | Com ¦ LLLC - Low Impact Application | 2034 | SC D | GWh | Before Competition Groups | 0.00055964 | 0 | 0 | 8843.9392 | 6.3279e-08 | 76 | Commercial_2034_SC D_GWh_Before Competition Groups_76 | LLLC - Low Impact Application | 6.328e-06% | 0 | 0.00055964 | Commercial_2034_SC D_GWh_Before Competition Groups_LLLC - Low Impact Application
Commercial | Com ¦ Networked/Connected - Low Impact Application | 2034 | SC D | GWh | Before Competition Groups | 1.7138e-07 | 0 | 0 | 8843.9392 | 1.9378e-11 | 77 | Commercial_2034_SC D_GWh_Before Competition Groups_77 | Networked/Connected - Low Impact Application | 1.938e-09% | 0 | 1.7138e-07 | Commercial_2034_SC D_GWh_Before Competition Groups_Networked/Connected - Low Impact Application
Commercial | Com ¦ Networked/Connected - High Impact Application | 2034 | SC D | GWh | Before Competition Groups | 2.5609e-08 | 0 | 0 | 8843.9392 | 2.8956e-12 | 78 | Commercial_2034_SC D_GWh_Before Competition Groups_78 | Networked/Connected - High Impact Application | 2.896e-10% | 0 | 2.5609e-08 | Commercial_2034_SC D_GWh_Before Competition Groups_Networked/Connected - High Impact Application
Commercial | Com ¦ Indoor Daylight Sensors/Photocell Dimming Control | 2034 | SC D | GWh | Before Competition Groups | 0 | 0 | 0 | 8843.9392 | 0 | 79 | Commercial_2034_SC D_GWh_Before Competition Groups_79 | Indoor Daylight Sensors/Photocell Dimming Control | 0% | 0 | 0 | Commercial_2034_SC D_GWh_Before Competition Groups_Indoor Daylight Sensors/Photocell Dimming Control
Commercial | Com ¦ Variable Refrigerant Flow Heat Pump | 2034 | SC D | GWh | Before Competition Groups | 0 | 0 | 0 | 8843.9392 | 0 | 80 | Commercial_2034_SC D_GWh_Before Competition Groups_80 | Variable Refrigerant Flow Heat Pump | 0% | 0 | 0 | Commercial_2034_SC D_GWh_Before Competition Groups_Variable Refrigerant Flow Heat Pump
Commercial | Com ¦ Building Recommissioning, Operations and Maintenance (O&M) Improvements | 2034 | Technical | GWh | Before Competition Groups | 1878.7291 | 0 | 0 | 21115.9374 | 0.088972 | 1 | Commercial_2034_Technical_GWh_Before Competition Groups_1 | Building Recommissioning, Operations and Maintenance (O&M) Improvements | 8.897% | 0 | 1878.7291 | Commercial_2034_Technical_GWh_Before Competition Groups_Building Recommissioning, Operations and Maintenance (O&M) Improvements
Commercial | Com ¦ Central Lighting Control System | 2034 | Technical | GWh | Before Competition Groups | 1859.1284 | 0 | 0 | 21115.9374 | 0.088044 | 2 | Commercial_2034_Technical_GWh_Before Competition Groups_2 | Central Lighting Control System | 8.804% | 0 | 1859.1284 | Commercial_2034_Technical_GWh_Before Competition Groups_Central Lighting Control System
Commercial | Com ¦ LED Low/High Bay | 2034 | Technical | GWh | Before Competition Groups | 1151.8133 | 0 | 0 | 21115.9374 | 0.054547 | 3 | Commercial_2034_Technical_GWh_Before Competition Groups_3 | LED Low/High Bay | 5.455% | 0 | 1151.8133 | Commercial_2034_Technical_GWh_Before Competition Groups_LED Low/High Bay
Commercial | Com ¦ ENERGY STAR LED LAMPS (REFLECTOR LAMPs/MR16/PAR 16) | 2034 | Technical | GWh | Before Competition Groups | 1049.2436 | 0 | 0 | 21115.9374 | 0.04969 | 4 | Commercial_2034_Technical_GWh_Before Competition Groups_4 | ENERGY STAR LED LAMPS (REFLECTOR LAMPs/MR16/PAR 16) | 4.969% | 0 | 1049.2436 | Commercial_2034_Technical_GWh_Before Competition Groups_ENERGY STAR LED LAMPS (REFLECTOR LAMPs/MR16/PAR 16)
Commercial | Com ¦ LED Troffer/Surface/Suspended | 2034 | Technical | GWh | Before Competition Groups | 938.2885 | 0 | 0 | 21115.9374 | 0.044435 | 5 | Commercial_2034_Technical_GWh_Before Competition Groups_5 | LED Troffer/Surface/Suspended | 4.444% | 0 | 938.2885 | Commercial_2034_Technical_GWh_Before Competition Groups_LED Troffer/Surface/Suspended
Commercial | Com ¦ LLLC - High Impact Application | 2034 | Technical | GWh | Before Competition Groups | 803.3174 | 0 | 0 | 21115.9374 | 0.038043 | 6 | Commercial_2034_Technical_GWh_Before Competition Groups_6 | LLLC - High Impact Application | 3.804% | 0 | 803.3174 | Commercial_2034_Technical_GWh_Before Competition Groups_LLLC - High Impact Application
Commercial | Com ¦ LLLC - Low Impact Application | 2034 | Technical | GWh | Before Competition Groups | 795.8878 | 0 | 0 | 21115.9374 | 0.037691 | 7 | Commercial_2034_Technical_GWh_Before Competition Groups_7 | LLLC - Low Impact Application | 3.769% | 0 | 795.8878 | Commercial_2034_Technical_GWh_Before Competition Groups_LLLC - Low Impact Application
Commercial | Com ¦ Networked/Connected - High Impact Application | 2034 | Technical | GWh | Before Competition Groups | 726.3737 | 0 | 0 | 21115.9374 | 0.034399 | 8 | Commercial_2034_Technical_GWh_Before Competition Groups_8 | Networked/Connected - High Impact Application | 3.44% | 0 | 726.3737 | Commercial_2034_Technical_GWh_Before Competition Groups_Networked/Connected - High Impact Application
Commercial | Com ¦ LED Replacement Lamp (Tube) | 2034 | Technical | GWh | Before Competition Groups | 716.3568 | 0 | 0 | 21115.9374 | 0.033925 | 9 | Commercial_2034_Technical_GWh_Before Competition Groups_9 | LED Replacement Lamp (Tube) | 3.392% | 0 | 716.3568 | Commercial_2034_Technical_GWh_Before Competition Groups_LED Replacement Lamp (Tube)
Commercial | Com ¦ Education and Capacity Building/Energy Behavior | 2034 | Technical | GWh | Before Competition Groups | 706.63 | 0 | 0 | 21115.9374 | 0.033464 | 10 | Commercial_2034_Technical_GWh_Before Competition Groups_10 | Education and Capacity Building/Energy Behavior | 3.346% | 0 | 706.63 | Commercial_2034_Technical_GWh_Before Competition Groups_Education and Capacity Building/Energy Behavior
Commercial | Com ¦ Networked/Connected - Low Impact Application | 2034 | Technical | GWh | Before Competition Groups | 683.1275 | 0 | 0 | 21115.9374 | 0.032351 | 11 | Commercial_2034_Technical_GWh_Before Competition Groups_11 | Networked/Connected - Low Impact Application | 3.235% | 0 | 683.1275 | Commercial_2034_Technical_GWh_Before Competition Groups_Networked/Connected - Low Impact Application
Commercial | Com ¦ High Efficiency Air Source Heat Pump | 2034 | Technical | GWh | Before Competition Groups | 670.4782 | 0 | 0 | 21115.9374 | 0.031752 | 12 | Commercial_2034_Technical_GWh_Before Competition Groups_12 | High Efficiency Air Source Heat Pump | 3.175% | 0 | 670.4782 | Commercial_2034_Technical_GWh_Before Competition Groups_High Efficiency Air Source Heat Pump
Commercial | Com ¦ LED EXTERIOR AREA LIGHTS - LED fixture (200W) | 2034 | Technical | GWh | Before Competition Groups | 652.7831 | 0 | 0 | 21115.9374 | 0.030914 | 13 | Commercial_2034_Technical_GWh_Before Competition Groups_13 | LED EXTERIOR AREA LIGHTS - LED fixture (200W) | 3.091% | 0 | 652.7831 | Commercial_2034_Technical_GWh_Before Competition Groups_LED EXTERIOR AREA LIGHTS - LED fixture (200W)
Commercial | Com ¦ LED parking lot fixture | 2034 | Technical | GWh | Before Competition Groups | 620.6494 | 0 | 0 | 21115.9374 | 0.029392 | 14 | Commercial_2034_Technical_GWh_Before Competition Groups_14 | LED parking lot fixture | 2.939% | 0 | 620.6494 | Commercial_2034_Technical_GWh_Before Competition Groups_LED parking lot fixture
Commercial | Com ¦ Smart Strip Plug Outlets | 2034 | Technical | GWh | Before Competition Groups | 610.4869 | 0 | 0 | 21115.9374 | 0.028911 | 15 | Commercial_2034_Technical_GWh_Before Competition Groups_15 | Smart Strip Plug Outlets | 2.891% | 0 | 610.4869 | Commercial_2034_Technical_GWh_Before Competition Groups_Smart Strip Plug Outlets
Commercial | Com ¦ Furnace Tune-Up | 2034 | Technical | GWh | Before Competition Groups | 515.8871 | 0 | 0 | 21115.9374 | 0.024431 | 16 | Commercial_2034_Technical_GWh_Before Competition Groups_16 | Furnace Tune-Up | 2.443% | 0 | 515.8871 | Commercial_2034_Technical_GWh_Before Competition Groups_Furnace Tune-Up
Commercial | Com ¦ Variable Refrigerant Flow Heat Pump | 2034 | Technical | GWh | Before Competition Groups | 504.2106 | 0 | 0 | 21115.9374 | 0.023878 | 17 | Commercial_2034_Technical_GWh_Before Competition Groups_17 | Variable Refrigerant Flow Heat Pump | 2.388% | 0 | 504.2106 | Commercial_2034_Technical_GWh_Before Competition Groups_Variable Refrigerant Flow Heat Pump
Commercial | Com ¦ Refrigerated Display Case Doors | 2034 | Technical | GWh | Before Competition Groups | 450.3804 | 0 | 0 | 21115.9374 | 0.021329 | 18 | Commercial_2034_Technical_GWh_Before Competition Groups_18 | Refrigerated Display Case Doors | 2.133% | 0 | 450.3804 | Commercial_2034_Technical_GWh_Before Competition Groups_Refrigerated Display Case Doors
Commercial | Com ¦ LED street light fixture | 2034 | Technical | GWh | Before Competition Groups | 397.4954 | 0 | 0 | 21115.9374 | 0.018824 | 19 | Commercial_2034_Technical_GWh_Before Competition Groups_19 | LED street light fixture | 1.882% | 0 | 397.4954 | Commercial_2034_Technical_GWh_Before Competition Groups_LED street light fixture
Commercial | Com ¦ Reach-in Shaded Pole to ECM/PSC Evaporator Fan Motor | 2034 | Technical | GWh | Before Competition Groups | 335.2046 | 0 | 0 | 21115.9374 | 0.015874 | 20 | Commercial_2034_Technical_GWh_Before Competition Groups_20 | Reach-in Shaded Pole to ECM/PSC Evaporator Fan Motor | 1.587% | 0 | 335.2046 | Commercial_2034_Technical_GWh_Before Competition Groups_Reach-in Shaded Pole to ECM/PSC Evaporator Fan Motor
Commercial | Com ¦ Advanced BAS/Controllers | 2034 | Technical | GWh | Before Competition Groups | 333.5144 | 0 | 0 | 21115.9374 | 0.015794 | 21 | Commercial_2034_Technical_GWh_Before Competition Groups_21 | Advanced BAS/Controllers | 1.579% | 0 | 333.5144 | Commercial_2034_Technical_GWh_Before Competition Groups_Advanced BAS/Controllers
Commercial | Com ¦ Demand Control Ventilation | 2034 | Technical | GWh | Before Competition Groups | 325.8869 | 0 | 0 | 21115.9374 | 0.015433 | 22 | Commercial_2034_Technical_GWh_Before Competition Groups_22 | Demand Control Ventilation | 1.543% | 0 | 325.8869 | Commercial_2034_Technical_GWh_Before Competition Groups_Demand Control Ventilation
Commercial | Com ¦ Data Center Storage/Server Virtualization | 2034 | Technical | GWh | Before Competition Groups | 308.9292 | 0 | 0 | 21115.9374 | 0.01463 | 23 | Commercial_2034_Technical_GWh_Before Competition Groups_23 | Data Center Storage/Server Virtualization | 1.463% | 0 | 308.9292 | Commercial_2034_Technical_GWh_Before Competition Groups_Data Center Storage/Server Virtualization
Commercial | Com ¦ Strip Curtains | 2034 | Technical | GWh | Before Competition Groups | 250.0487 | 0 | 0 | 21115.9374 | 0.011842 | 24 | Commercial_2034_Technical_GWh_Before Competition Groups_24 | Strip Curtains | 1.184% | 0 | 250.0487 | Commercial_2034_Technical_GWh_Before Competition Groups_Strip Curtains
Commercial | Com ¦ Centrally controlled desktop PC/NETWORK PC POWER MANAGEMENT SOFTWARE | 2034 | Technical | GWh | Before Competition Groups | 207.5187 | 0 | 0 | 21115.9374 | 0.0098276 | 25 | Commercial_2034_Technical_GWh_Before Competition Groups_25 | Centrally controlled desktop PC/NETWORK PC POWER MANAGEMENT SOFTWARE | 0.9828% | 0 | 207.5187 | Commercial_2034_Technical_GWh_Before Competition Groups_Centrally controlled desktop PC/NETWORK PC POWER MANAGEMENT SOFTWARE
Commercial | Com ¦ Door Gasket Freezer/Refrigerator | 2034 | Technical | GWh | Before Competition Groups | 203.8742 | 0 | 0 | 21115.9374 | 0.009655 | 26 | Commercial_2034_Technical_GWh_Before Competition Groups_26 | Door Gasket Freezer/Refrigerator | 0.9655% | 0 | 203.8742 | Commercial_2034_Technical_GWh_Before Competition Groups_Door Gasket Freezer/Refrigerator
Commercial | Com ¦ Unitary Air-Conditioning Unit | 2034 | Technical | GWh | Before Competition Groups | 199.5662 | 0 | 0 | 21115.9374 | 0.009451 | 27 | Commercial_2034_Technical_GWh_Before Competition Groups_27 | Unitary Air-Conditioning Unit | 0.9451% | 0 | 199.5662 | Commercial_2034_Technical_GWh_Before Competition Groups_Unitary Air-Conditioning Unit
Commercial | Com ¦ LED or Equivalent Sign Lighting | 2034 | Technical | GWh | Before Competition Groups | 177.565 | 0 | 0 | 21115.9374 | 0.0084091 | 28 | Commercial_2034_Technical_GWh_Before Competition Groups_28 | LED or Equivalent Sign Lighting | 0.8409% | 0 | 177.565 | Commercial_2034_Technical_GWh_Before Competition Groups_LED or Equivalent Sign Lighting
Commercial | Com ¦ Refrigeration Optimization | 2034 | Technical | GWh | Before Competition Groups | 175.0431 | 0 | 0 | 21115.9374 | 0.0082896 | 29 | Commercial_2034_Technical_GWh_Before Competition Groups_29 | Refrigeration Optimization | 0.829% | 0 | 175.0431 | Commercial_2034_Technical_GWh_Before Competition Groups_Refrigeration Optimization
Commercial | Com ¦ Variable Frequency Drive (VFD) | 2034 | Technical | GWh | Before Competition Groups | 170.9982 | 0 | 0 | 21115.9374 | 0.0080981 | 30 | Commercial_2034_Technical_GWh_Before Competition Groups_30 | Variable Frequency Drive (VFD) | 0.8098% | 0 | 170.9982 | Commercial_2034_Technical_GWh_Before Competition Groups_Variable Frequency Drive (VFD)
Commercial | Com ¦ VFD on Pumps | 2034 | Technical | GWh | Before Competition Groups | 160.034 | 0 | 0 | 21115.9374 | 0.0075788 | 31 | Commercial_2034_Technical_GWh_Before Competition Groups_31 | VFD on Pumps | 0.7579% | 0 | 160.034 | Commercial_2034_Technical_GWh_Before Competition Groups_VFD on Pumps
Commercial | Com ¦ Adaptive Thermostats | 2034 | Technical | GWh | Before Competition Groups | 148.9624 | 0 | 0 | 21115.9374 | 0.0070545 | 32 | Commercial_2034_Technical_GWh_Before Competition Groups_32 | Adaptive Thermostats | 0.7054% | 0 | 148.9624 | Commercial_2034_Technical_GWh_Before Competition Groups_Adaptive Thermostats
Commercial | Com ¦ Condensing Make Up Air Unit | 2034 | Technical | GWh | Before Competition Groups | 131.3411 | 0 | 0 | 21115.9374 | 0.00622 | 33 | Commercial_2034_Technical_GWh_Before Competition Groups_33 | Condensing Make Up Air Unit | 0.622% | 0 | 131.3411 | Commercial_2034_Technical_GWh_Before Competition Groups_Condensing Make Up Air Unit
Commercial | Com ¦ ENERGY STAR FREEZER | 2034 | Technical | GWh | Before Competition Groups | 130.719 | 0 | 0 | 21115.9374 | 0.0061905 | 34 | Commercial_2034_Technical_GWh_Before Competition Groups_34 | ENERGY STAR FREEZER | 0.6191% | 0 | 130.719 | Commercial_2034_Technical_GWh_Before Competition Groups_ENERGY STAR FREEZER
Commercial | Com ¦ Air Handler with Dedicated Outdoor Air Systems | 2034 | Technical | GWh | Before Competition Groups | 130.5122 | 0 | 0 | 21115.9374 | 0.0061807 | 35 | Commercial_2034_Technical_GWh_Before Competition Groups_35 | Air Handler with Dedicated Outdoor Air Systems | 0.6181% | 0 | 130.5122 | Commercial_2034_Technical_GWh_Before Competition Groups_Air Handler with Dedicated Outdoor Air Systems
Commercial | Com ¦ ENERGY STAR LED LAMPS (General Service Lamps) | 2034 | Technical | GWh | Before Competition Groups | 123.7564 | 0 | 0 | 21115.9374 | 0.0058608 | 36 | Commercial_2034_Technical_GWh_Before Competition Groups_36 | ENERGY STAR LED LAMPS (General Service Lamps) | 0.5861% | 0 | 123.7564 | Commercial_2034_Technical_GWh_Before Competition Groups_ENERGY STAR LED LAMPS (General Service Lamps)
Commercial | Com ¦ ENERGY STAR ICE MACHINES - Ice Making Head | 2034 | Technical | GWh | Before Competition Groups | 116.9765 | 0 | 0 | 21115.9374 | 0.0055397 | 37 | Commercial_2034_Technical_GWh_Before Competition Groups_37 | ENERGY STAR ICE MACHINES - Ice Making Head | 0.554% | 0 | 116.9765 | Commercial_2034_Technical_GWh_Before Competition Groups_ENERGY STAR ICE MACHINES - Ice Making Head
Commercial | Com ¦ Super-High Efficiency Furnaces (Emerging Tech) | 2034 | Technical | GWh | Before Competition Groups | 116.4825 | 0 | 0 | 21115.9374 | 0.0055163 | 38 | Commercial_2034_Technical_GWh_Before Competition Groups_38 | Super-High Efficiency Furnaces (Emerging Tech) | 0.5516% | 0 | 116.4825 | Commercial_2034_Technical_GWh_Before Competition Groups_Super-High Efficiency Furnaces (Emerging Tech)
Commercial | Com ¦ Demand Control Kitchen Ventilation | 2034 | Technical | GWh | Before Competition Groups | 113.2692 | 0 | 0 | 21115.9374 | 0.0053642 | 39 | Commercial_2034_Technical_GWh_Before Competition Groups_39 | Demand Control Kitchen Ventilation | 0.5364% | 0 | 113.2692 | Commercial_2034_Technical_GWh_Before Competition Groups_Demand Control Kitchen Ventilation
Commercial | Com ¦ Refrigerated Display Case LED | 2034 | Technical | GWh | Before Competition Groups | 103.671 | 0 | 0 | 21115.9374 | 0.0049096 | 40 | Commercial_2034_Technical_GWh_Before Competition Groups_40 | Refrigerated Display Case LED | 0.491% | 0 | 103.671 | Commercial_2034_Technical_GWh_Before Competition Groups_Refrigerated Display Case LED
Commercial | Com ¦ Indoor Daylight Sensors/Photocell Dimming Control | 2034 | Technical | GWh | Before Competition Groups | 101.764 | 0 | 0 | 21115.9374 | 0.0048193 | 41 | Commercial_2034_Technical_GWh_Before Competition Groups_41 | Indoor Daylight Sensors/Photocell Dimming Control | 0.4819% | 0 | 101.764 | Commercial_2034_Technical_GWh_Before Competition Groups_Indoor Daylight Sensors/Photocell Dimming Control
Commercial | Com ¦ Adding reflective (White) roof treatment or a green roof | 2034 | Technical | GWh | Before Competition Groups | 88.7549 | 0 | 0 | 21115.9374 | 0.0042032 | 42 | Commercial_2034_Technical_GWh_Before Competition Groups_42 | Adding reflective (White) roof treatment or a green roof | 0.4203% | 0 | 88.7549 | Commercial_2034_Technical_GWh_Before Competition Groups_Adding reflective (White) roof treatment or a green roof
Commercial | Com ¦ ECM MOTORS FOR EVAPORATOR FANS for refrigeration (WALK-IN) | 2034 | Technical | GWh | Before Competition Groups | 81.0053 | 0 | 0 | 21115.9374 | 0.0038362 | 43 | Commercial_2034_Technical_GWh_Before Competition Groups_43 | ECM MOTORS FOR EVAPORATOR FANS for refrigeration (WALK-IN) | 0.3836% | 0 | 81.0053 | Commercial_2034_Technical_GWh_Before Competition Groups_ECM MOTORS FOR EVAPORATOR FANS for refrigeration (WALK-IN)
Commercial | Com ¦ Condensing Unit Heaters or other Efficient Unit Heating System | 2034 | Technical | GWh | Before Competition Groups | 77.6336 | 0 | 0 | 21115.9374 | 0.0036765 | 44 | Commercial_2034_Technical_GWh_Before Competition Groups_44 | Condensing Unit Heaters or other Efficient Unit Heating System | 0.3677% | 0 | 77.6336 | Commercial_2034_Technical_GWh_Before Competition Groups_Condensing Unit Heaters or other Efficient Unit Heating System
Commercial | Com ¦ Occupancy Sensors | 2034 | Technical | GWh | Before Competition Groups | 77.2985 | 0 | 0 | 21115.9374 | 0.0036607 | 45 | Commercial_2034_Technical_GWh_Before Competition Groups_45 | Occupancy Sensors | 0.3661% | 0 | 77.2985 | Commercial_2034_Technical_GWh_Before Competition Groups_Occupancy Sensors
Commercial | Com ¦ High R-Value Glass Doors/no-heat glass door | 2034 | Technical | GWh | Before Competition Groups | 71.6954 | 0 | 0 | 21115.9374 | 0.0033953 | 46 | Commercial_2034_Technical_GWh_Before Competition Groups_46 | High R-Value Glass Doors/no-heat glass door | 0.3395% | 0 | 71.6954 | Commercial_2034_Technical_GWh_Before Competition Groups_High R-Value Glass Doors/no-heat glass door
Commercial | Com ¦ Ground Source Heat Pump | 2034 | Technical | GWh | Before Competition Groups | 67.8007 | 0 | 0 | 21115.9374 | 0.0032109 | 47 | Commercial_2034_Technical_GWh_Before Competition Groups_47 | Ground Source Heat Pump | 0.3211% | 0 | 67.8007 | Commercial_2034_Technical_GWh_Before Competition Groups_Ground Source Heat Pump
Commercial | Com ¦ HOTEL OCCUPANCY CONTROLS (HVAC + LIGHTING) | 2034 | Technical | GWh | Before Competition Groups | 67.72 | 0 | 0 | 21115.9374 | 0.0032071 | 48 | Commercial_2034_Technical_GWh_Before Competition Groups_48 | HOTEL OCCUPANCY CONTROLS (HVAC + LIGHTING) | 0.3207% | 0 | 67.72 | Commercial_2034_Technical_GWh_Before Competition Groups_HOTEL OCCUPANCY CONTROLS (HVAC + LIGHTING)
Commercial | Com ¦ Freezer Case Light Sensor | 2034 | Technical | GWh | Before Competition Groups | 66.7174 | 0 | 0 | 21115.9374 | 0.0031596 | 49 | Commercial_2034_Technical_GWh_Before Competition Groups_49 | Freezer Case Light Sensor | 0.316% | 0 | 66.7174 | Commercial_2034_Technical_GWh_Before Competition Groups_Freezer Case Light Sensor
Commercial | Com ¦ Evaporator Fan Controls | 2034 | Technical | GWh | Before Competition Groups | 65.0799 | 0 | 0 | 21115.9374 | 0.003082 | 50 | Commercial_2034_Technical_GWh_Before Competition Groups_50 | Evaporator Fan Controls | 0.3082% | 0 | 65.0799 | Commercial_2034_Technical_GWh_Before Competition Groups_Evaporator Fan Controls
Commercial | Com ¦ ENERGY STAR Refrigerator | 2034 | Technical | GWh | Before Competition Groups | 64.7589 | 0 | 0 | 21115.9374 | 0.0030668 | 51 | Commercial_2034_Technical_GWh_Before Competition Groups_51 | ENERGY STAR Refrigerator | 0.3067% | 0 | 64.7589 | Commercial_2034_Technical_GWh_Before Competition Groups_ENERGY STAR Refrigerator
Commercial | Com ¦ Chilled Water Optimization | 2034 | Technical | GWh | Before Competition Groups | 49.2705 | 0 | 0 | 21115.9374 | 0.0023333 | 52 | Commercial_2034_Technical_GWh_Before Competition Groups_52 | Chilled Water Optimization | 0.2333% | 0 | 49.2705 | Commercial_2034_Technical_GWh_Before Competition Groups_Chilled Water Optimization
Commercial | Com ¦ Elec Storage WH 2.30 Et | 2034 | Technical | GWh | Before Competition Groups | 48.4701 | 0 | 0 | 21115.9374 | 0.0022954 | 53 | Commercial_2034_Technical_GWh_Before Competition Groups_53 | Elec Storage WH 2.30 Et | 0.2295% | 0 | 48.4701 | Commercial_2034_Technical_GWh_Before Competition Groups_Elec Storage WH 2.30 Et
Commercial | Com ¦ ENERGY STAR Griddle (74% eff) | 2034 | Technical | GWh | Before Competition Groups | 44.8446 | 0 | 0 | 21115.9374 | 0.0021237 | 54 | Commercial_2034_Technical_GWh_Before Competition Groups_54 | ENERGY STAR Griddle (74% eff) | 0.2124% | 0 | 44.8446 | Commercial_2034_Technical_GWh_Before Competition Groups_ENERGY STAR Griddle (74% eff)
Commercial | Com ¦ Refrigeration Commissioning | 2034 | Technical | GWh | Before Competition Groups | 44.6356 | 0 | 0 | 21115.9374 | 0.0021138 | 55 | Commercial_2034_Technical_GWh_Before Competition Groups_55 | Refrigeration Commissioning | 0.2114% | 0 | 44.6356 | Commercial_2034_Technical_GWh_Before Competition Groups_Refrigeration Commissioning
Commercial | Com ¦ BEVERAGE VENDING MACHINE CONTROLS | 2034 | Technical | GWh | Before Competition Groups | 42.2598 | 0 | 0 | 21115.9374 | 0.0020013 | 56 | Commercial_2034_Technical_GWh_Before Competition Groups_56 | BEVERAGE VENDING MACHINE CONTROLS | 0.2001% | 0 | 42.2598 | Commercial_2034_Technical_GWh_Before Competition Groups_BEVERAGE VENDING MACHINE CONTROLS
Commercial | Com ¦ Water Source Heat Pump (4 ton) | 2034 | Technical | GWh | Before Competition Groups | 36.1981 | 0 | 0 | 21115.9374 | 0.0017143 | 57 | Commercial_2034_Technical_GWh_Before Competition Groups_57 | Water Source Heat Pump (4 ton) | 0.1714% | 0 | 36.1981 | Commercial_2034_Technical_GWh_Before Competition Groups_Water Source Heat Pump (4 ton)
Commercial | Com ¦ CO Sensors for parking garage exhaust fans | 2034 | Technical | GWh | Before Competition Groups | 30.2815 | 0 | 0 | 21115.9374 | 0.0014341 | 58 | Commercial_2034_Technical_GWh_Before Competition Groups_58 | CO Sensors for parking garage exhaust fans | 0.1434% | 0 | 30.2815 | Commercial_2034_Technical_GWh_Before Competition Groups_CO Sensors for parking garage exhaust fans
Commercial | Com ¦ Anti-sweat heat (ASH) controls - Cooler/Freezer | 2034 | Technical | GWh | Before Competition Groups | 25.7266 | 0 | 0 | 21115.9374 | 0.0012183 | 59 | Commercial_2034_Technical_GWh_Before Competition Groups_59 | Anti-sweat heat (ASH) controls - Cooler/Freezer | 0.1218% | 0 | 25.7266 | Commercial_2034_Technical_GWh_Before Competition Groups_Anti-sweat heat (ASH) controls - Cooler/Freezer
Commercial | Com ¦ Temperature Adjustment in Commercial Freezers | 2034 | Technical | GWh | Before Competition Groups | 24.8858 | 0 | 0 | 21115.9374 | 0.0011785 | 60 | Commercial_2034_Technical_GWh_Before Competition Groups_60 | Temperature Adjustment in Commercial Freezers | 0.1179% | 0 | 24.8858 | Commercial_2034_Technical_GWh_Before Competition Groups_Temperature Adjustment in Commercial Freezers
Commercial | Com ¦ Energy Efficient Laboratory Fume Hood | 2034 | Technical | GWh | Before Competition Groups | 22.1646 | 0 | 0 | 21115.9374 | 0.0010497 | 61 | Commercial_2034_Technical_GWh_Before Competition Groups_61 | Energy Efficient Laboratory Fume Hood | 0.105% | 0 | 22.1646 | Commercial_2034_Technical_GWh_Before Competition Groups_Energy Efficient Laboratory Fume Hood
Commercial | Com ¦ Vertical Night Covers | 2034 | Technical | GWh | Before Competition Groups | 19.3047 | 0 | 0 | 21115.9374 | 0.00091422 | 62 | Commercial_2034_Technical_GWh_Before Competition Groups_62 | Vertical Night Covers | 0.09142% | 0 | 19.3047 | Commercial_2034_Technical_GWh_Before Competition Groups_Vertical Night Covers
Commercial | Com ¦ Outside Air Economizer | 2034 | Technical | GWh | Before Competition Groups | 17.6606 | 0 | 0 | 21115.9374 | 0.00083637 | 63 | Commercial_2034_Technical_GWh_Before Competition Groups_63 | Outside Air Economizer | 0.08364% | 0 | 17.6606 | Commercial_2034_Technical_GWh_Before Competition Groups_Outside Air Economizer
Commercial | Com ¦ Duct Insulation, R8 | 2034 | Technical | GWh | Before Competition Groups | 17.1863 | 0 | 0 | 21115.9374 | 0.0008139 | 64 | Commercial_2034_Technical_GWh_Before Competition Groups_64 | Duct Insulation, R8 | 0.08139% | 0 | 17.1863 | Commercial_2034_Technical_GWh_Before Competition Groups_Duct Insulation, R8
Commercial | Com ¦ Water Heating (DHW) Pipe Insulation (Add 3/4\ Foam)" | 2034 | Technical | GWh | Before Competition Groups | 16.6158 | 0 | 0 | 21115.9374 | 0.00078688 | 65 | Commercial_2034_Technical_GWh_Before Competition Groups_65 | Water Heating (DHW) Pipe Insulation (Add 3/4\ Foam)" | 0.07869% | 0 | 16.6158 | Commercial_2034_Technical_GWh_Before Competition Groups_Water Heating (DHW) Pipe Insulation (Add 3/4\ Foam)"
Commercial | Com ¦ ENERGY STAR Fryer (84% eff) | 2034 | Technical | GWh | Before Competition Groups | 16.0614 | 0 | 0 | 21115.9374 | 0.00076063 | 66 | Commercial_2034_Technical_GWh_Before Competition Groups_66 | ENERGY STAR Fryer (84% eff) | 0.07606% | 0 | 16.0614 | Commercial_2034_Technical_GWh_Before Competition Groups_ENERGY STAR Fryer (84% eff)
Commercial | Com ¦ Roof Insulation/Ceiling Insulation (R25 Code to R35) | 2034 | Technical | GWh | Before Competition Groups | 14.191 | 0 | 0 | 21115.9374 | 0.00067205 | 67 | Commercial_2034_Technical_GWh_Before Competition Groups_67 | Roof Insulation/Ceiling Insulation (R25 Code to R35) | 0.06721% | 0 | 14.191 | Commercial_2034_Technical_GWh_Before Competition Groups_Roof Insulation/Ceiling Insulation (R25 Code to R35)
Commercial | Com ¦ High Efficiency Small Instantaneous Water Heater | 2034 | Technical | GWh | Before Competition Groups | 13.3137 | 0 | 0 | 21115.9374 | 0.0006305 | 68 | Commercial_2034_Technical_GWh_Before Competition Groups_68 | High Efficiency Small Instantaneous Water Heater | 0.06305% | 0 | 13.3137 | Commercial_2034_Technical_GWh_Before Competition Groups_High Efficiency Small Instantaneous Water Heater
Commercial | Com ¦ ENERGY STAR Dishwasher | 2034 | Technical | GWh | Before Competition Groups | 12.5194 | 0 | 0 | 21115.9374 | 0.00059289 | 69 | Commercial_2034_Technical_GWh_Before Competition Groups_69 | ENERGY STAR Dishwasher | 0.05929% | 0 | 12.5194 | Commercial_2034_Technical_GWh_Before Competition Groups_ENERGY STAR Dishwasher
Commercial | Com ¦ LED RECESSED DOWNLIGHTS | 2034 | Technical | GWh | Before Competition Groups | 10.8553 | 0 | 0 | 21115.9374 | 0.00051408 | 70 | Commercial_2034_Technical_GWh_Before Competition Groups_70 | LED RECESSED DOWNLIGHTS | 0.05141% | 0 | 10.8553 | Commercial_2034_Technical_GWh_Before Competition Groups_LED RECESSED DOWNLIGHTS
Commercial | Com ¦ Suction Pipe Insulation Freezer/Refrigerator | 2034 | Technical | GWh | Before Competition Groups | 10.5508 | 0 | 0 | 21115.9374 | 0.00049966 | 71 | Commercial_2034_Technical_GWh_Before Competition Groups_71 | Suction Pipe Insulation Freezer/Refrigerator | 0.04997% | 0 | 10.5508 | Commercial_2034_Technical_GWh_Before Competition Groups_Suction Pipe Insulation Freezer/Refrigerator
Commercial | Com ¦ Evaporator Coil Defrost (Cooler) | 2034 | Technical | GWh | Before Competition Groups | 8.6949 | 0 | 0 | 21115.9374 | 0.00041177 | 72 | Commercial_2034_Technical_GWh_Before Competition Groups_72 | Evaporator Coil Defrost (Cooler) | 0.04118% | 0 | 8.6949 | Commercial_2034_Technical_GWh_Before Competition Groups_Evaporator Coil Defrost (Cooler)
Commercial | Com ¦ ENERGY STAR Steam Cookers | 2034 | Technical | GWh | Before Competition Groups | 7.858 | 0 | 0 | 21115.9374 | 0.00037214 | 73 | Commercial_2034_Technical_GWh_Before Competition Groups_73 | ENERGY STAR Steam Cookers | 0.03721% | 0 | 7.858 | Commercial_2034_Technical_GWh_Before Competition Groups_ENERGY STAR Steam Cookers
Commercial | Com ¦ SYNCHRONOUS BELT | 2034 | Technical | GWh | Before Competition Groups | 6.6117 | 0 | 0 | 21115.9374 | 0.00031311 | 74 | Commercial_2034_Technical_GWh_Before Competition Groups_74 | SYNCHRONOUS BELT | 0.03131% | 0 | 6.6117 | Commercial_2034_Technical_GWh_Before Competition Groups_SYNCHRONOUS BELT
Commercial | Com ¦ Ozone Laundry Treatment | 2034 | Technical | GWh | Before Competition Groups | 6.5408 | 0 | 0 | 21115.9374 | 0.00030976 | 75 | Commercial_2034_Technical_GWh_Before Competition Groups_75 | Ozone Laundry Treatment | 0.03098% | 0 | 6.5408 | Commercial_2034_Technical_GWh_Before Competition Groups_Ozone Laundry Treatment
Commercial | Com ¦ Efficient compressor motor | 2034 | Technical | GWh | Before Competition Groups | 4.0789 | 0 | 0 | 21115.9374 | 0.00019317 | 76 | Commercial_2034_Technical_GWh_Before Competition Groups_76 | Efficient compressor motor | 0.01932% | 0 | 4.0789 | Commercial_2034_Technical_GWh_Before Competition Groups_Efficient compressor motor
Commercial | Com ¦ Solar Water Preheat (Pools/DHW) | 2034 | Technical | GWh | Before Competition Groups | 3.8812 | 0 | 0 | 21115.9374 | 0.00018381 | 77 | Commercial_2034_Technical_GWh_Before Competition Groups_77 | Solar Water Preheat (Pools/DHW) | 0.01838% | 0 | 3.8812 | Commercial_2034_Technical_GWh_Before Competition Groups_Solar Water Preheat (Pools/DHW)
Commercial | Com ¦ Demand controlled Circulating Systems | 2034 | Technical | GWh | Before Competition Groups | 3.5606 | 0 | 0 | 21115.9374 | 0.00016862 | 78 | Commercial_2034_Technical_GWh_Before Competition Groups_78 | Demand controlled Circulating Systems | 0.01686% | 0 | 3.5606 | Commercial_2034_Technical_GWh_Before Competition Groups_Demand controlled Circulating Systems
Commercial | Com ¦ Notched V belts for HVAC Systems | 2034 | Technical | GWh | Before Competition Groups | 3.3058 | 0 | 0 | 21115.9374 | 0.00015656 | 79 | Commercial_2034_Technical_GWh_Before Competition Groups_79 | Notched V belts for HVAC Systems | 0.01566% | 0 | 3.3058 | Commercial_2034_Technical_GWh_Before Competition Groups_Notched V belts for HVAC Systems
Commercial | Com ¦ Heat Pump Water Heater (50 Gallons) | 2034 | Technical | GWh | Before Competition Groups | 3.2229 | 0 | 0 | 21115.9374 | 0.00015263 | 80 | Commercial_2034_Technical_GWh_Before Competition Groups_80 | Heat Pump Water Heater (50 Gallons) | 0.01526% | 0 | 3.2229 | Commercial_2034_Technical_GWh_Before Competition Groups_Heat Pump Water Heater (50 Gallons)
Commercial | Com ¦ ECM MOTORS FOR HVAC APPLICATION (FAN-POWERED VAV BOX) | 2034 | Technical | GWh | Before Competition Groups | 2.8128 | 0 | 0 | 21115.9374 | 0.00013321 | 81 | Commercial_2034_Technical_GWh_Before Competition Groups_81 | ECM MOTORS FOR HVAC APPLICATION (FAN-POWERED VAV BOX) | 0.01332% | 0 | 2.8128 | Commercial_2034_Technical_GWh_Before Competition Groups_ECM MOTORS FOR HVAC APPLICATION (FAN-POWERED VAV BOX)
Commercial | Com ¦ Room AC (w/ louvered sides) 14 SEER from 12 SEER code | 2034 | Technical | GWh | Before Competition Groups | 2.752 | 0 | 0 | 21115.9374 | 0.00013033 | 82 | Commercial_2034_Technical_GWh_Before Competition Groups_82 | Room AC (w/ louvered sides) 14 SEER from 12 SEER code | 0.01303% | 0 | 2.752 | Commercial_2034_Technical_GWh_Before Competition Groups_Room AC (w/ louvered sides) 14 SEER from 12 SEER code
Commercial | Com ¦ Thermostat Setback | 2034 | Technical | GWh | Before Competition Groups | 2.723 | 0 | 0 | 21115.9374 | 0.00012896 | 83 | Commercial_2034_Technical_GWh_Before Competition Groups_83 | Thermostat Setback | 0.0129% | 0 | 2.723 | Commercial_2034_Technical_GWh_Before Competition Groups_Thermostat Setback
Commercial | Com ¦ Commercial Hot Food Holding Cabinets | 2034 | Technical | GWh | Before Competition Groups | 2.2622 | 0 | 0 | 21115.9374 | 0.00010713 | 84 | Commercial_2034_Technical_GWh_Before Competition Groups_84 | Commercial Hot Food Holding Cabinets | 0.01071% | 0 | 2.2622 | Commercial_2034_Technical_GWh_Before Competition Groups_Commercial Hot Food Holding Cabinets
Commercial | Com ¦ PTAC (12 EER/10,000 BTU) | 2034 | Technical | GWh | Before Competition Groups | 2.262 | 0 | 0 | 21115.9374 | 0.00010712 | 85 | Commercial_2034_Technical_GWh_Before Competition Groups_85 | PTAC (12 EER/10,000 BTU) | 0.01071% | 0 | 2.262 | Commercial_2034_Technical_GWh_Before Competition Groups_PTAC (12 EER/10,000 BTU)
Commercial | Com ¦ Wall Insulation | 2034 | Technical | GWh | Before Competition Groups | 2.068 | 0 | 0 | 21115.9374 | 9.7934e-05 | 86 | Commercial_2034_Technical_GWh_Before Competition Groups_86 | Wall Insulation | 0.009793% | 0 | 2.068 | Commercial_2034_Technical_GWh_Before Competition Groups_Wall Insulation
Commercial | Com ¦ Solar Preheat Make up Air | 2034 | Technical | GWh | Before Competition Groups | 2.0422 | 0 | 0 | 21115.9374 | 9.6712e-05 | 87 | Commercial_2034_Technical_GWh_Before Competition Groups_87 | Solar Preheat Make up Air | 0.009671% | 0 | 2.0422 | Commercial_2034_Technical_GWh_Before Competition Groups_Solar Preheat Make up Air
Commercial | Com ¦ CEE Tier 2/Energy Star Clothes Washers | 2034 | Technical | GWh | Before Competition Groups | 1.5861 | 0 | 0 | 21115.9374 | 7.5114e-05 | 88 | Commercial_2034_Technical_GWh_Before Competition Groups_88 | CEE Tier 2/Energy Star Clothes Washers | 0.007511% | 0 | 1.5861 | Commercial_2034_Technical_GWh_Before Competition Groups_CEE Tier 2/Energy Star Clothes Washers
Commercial | COM ¦ Ductless Mini-Split Heat Pumps | 2034 | Technical | GWh | Before Competition Groups | 1.4809 | 0 | 0 | 21115.9374 | 7.013e-05 | 89 | Commercial_2034_Technical_GWh_Before Competition Groups_89 | Ductless Mini-Split Heat Pumps | 0.007013% | 0 | 1.4809 | Commercial_2034_Technical_GWh_Before Competition Groups_Ductless Mini-Split Heat Pumps
Commercial | Com ¦ Auto Off Time Switch or Time Clock control | 2034 | Technical | GWh | Before Competition Groups | 1.3836 | 0 | 0 | 21115.9374 | 6.5522e-05 | 90 | Commercial_2034_Technical_GWh_Before Competition Groups_90 | Auto Off Time Switch or Time Clock control | 0.006552% | 0 | 1.3836 | Commercial_2034_Technical_GWh_Before Competition Groups_Auto Off Time Switch or Time Clock control
Commercial | Com ¦ Solar Electric Water Heater (50 Gallon) | 2034 | Technical | GWh | Before Competition Groups | 1.3713 | 0 | 0 | 21115.9374 | 6.4943e-05 | 91 | Commercial_2034_Technical_GWh_Before Competition Groups_91 | Solar Electric Water Heater (50 Gallon) | 0.006494% | 0 | 1.3713 | Commercial_2034_Technical_GWh_Before Competition Groups_Solar Electric Water Heater (50 Gallon)
Commercial | Com ¦ Low Flow Pre-Rinse Spray Nozzle | 2034 | Technical | GWh | Before Competition Groups | 0.86754 | 0 | 0 | 21115.9374 | 4.1085e-05 | 92 | Commercial_2034_Technical_GWh_Before Competition Groups_92 | Low Flow Pre-Rinse Spray Nozzle | 0.004108% | 0 | 0.86754 | Commercial_2034_Technical_GWh_Before Competition Groups_Low Flow Pre-Rinse Spray Nozzle
Commercial | Com ¦ HVAC Optimization | 2034 | Technical | GWh | Before Competition Groups | 0.85878 | 0 | 0 | 21115.9374 | 4.067e-05 | 93 | Commercial_2034_Technical_GWh_Before Competition Groups_93 | HVAC Optimization | 0.004067% | 0 | 0.85878 | Commercial_2034_Technical_GWh_Before Competition Groups_HVAC Optimization
Commercial | Com ¦ High Efficiency Chiller (avg of water and air cooled) | 2034 | Technical | GWh | Before Competition Groups | 0.68597 | 0 | 0 | 21115.9374 | 3.2486e-05 | 94 | Commercial_2034_Technical_GWh_Before Competition Groups_94 | High Efficiency Chiller (avg of water and air cooled) | 0.003249% | 0 | 0.68597 | Commercial_2034_Technical_GWh_Before Competition Groups_High Efficiency Chiller (avg of water and air cooled)
Commercial | Com ¦ eCube | 2034 | Technical | GWh | Before Competition Groups | 0.26727 | 0 | 0 | 21115.9374 | 1.2657e-05 | 95 | Commercial_2034_Technical_GWh_Before Competition Groups_95 | eCube | 0.001266% | 0 | 0.26727 | Commercial_2034_Technical_GWh_Before Competition Groups_eCube
Commercial | Com ¦ EC Plug Fan for Data Center (under cabinet) | 2034 | Technical | GWh | Before Competition Groups | 0.20711 | 0 | 0 | 21115.9374 | 9.8083e-06 | 96 | Commercial_2034_Technical_GWh_Before Competition Groups_96 | EC Plug Fan for Data Center (under cabinet) | 0.0009808% | 0 | 0.20711 | Commercial_2034_Technical_GWh_Before Competition Groups_EC Plug Fan for Data Center (under cabinet)
Commercial | Com ¦ Air Curtains | 2034 | Technical | GWh | Before Competition Groups | 0.059519 | 0 | 0 | 21115.9374 | 2.8187e-06 | 97 | Commercial_2034_Technical_GWh_Before Competition Groups_97 | Air Curtains | 0.0002819% | 0 | 0.059519 | Commercial_2034_Technical_GWh_Before Competition Groups_Air Curtains
Commercial | Com ¦ Exterior Photocell | 2034 | Technical | GWh | Before Competition Groups | 0.059066 | 0 | 0 | 21115.9374 | 2.7972e-06 | 98 | Commercial_2034_Technical_GWh_Before Competition Groups_98 | Exterior Photocell | 0.0002797% | 0 | 0.059066 | Commercial_2034_Technical_GWh_Before Competition Groups_Exterior Photocell
Commercial | Com ¦ VSD Air Compressor | 2034 | Technical | GWh | Before Competition Groups | 0.054666 | 0 | 0 | 21115.9374 | 2.5888e-06 | 99 | Commercial_2034_Technical_GWh_Before Competition Groups_99 | VSD Air Compressor | 0.0002589% | 0 | 0.054666 | Commercial_2034_Technical_GWh_Before Competition Groups_VSD Air Compressor
Commercial | Com ¦ High Efficiency Induction Cooking | 2034 | Technical | GWh | Before Competition Groups | 0.0087764 | 0 | 0 | 21115.9374 | 4.1563e-07 | 100 | Commercial_2034_Technical_GWh_Before Competition Groups_100 | High Efficiency Induction Cooking | 4.156e-05% | 0 | 0.0087764 | Commercial_2034_Technical_GWh_Before Competition Groups_High Efficiency Induction Cooking
Commercial | Com ¦ Electric Convection Combination Ovens | 2034 | Technical | GWh | Before Competition Groups | 0.0042646 | 0 | 0 | 21115.9374 | 2.0196e-07 | 101 | Commercial_2034_Technical_GWh_Before Competition Groups_101 | Electric Convection Combination Ovens | 2.02e-05% | 0 | 0.0042646 | Commercial_2034_Technical_GWh_Before Competition Groups_Electric Convection Combination Ovens
Commercial | Com ¦ Building Recommissioning, Operations and Maintenance (O&M) Improvements | 2035 | Economic | GWh | Before Competition Groups | 1840.9666 | 0 | 0 | 14234.4122 | 0.12933 | 1 | Commercial_2035_Economic_GWh_Before Competition Groups_1 | Building Recommissioning, Operations and Maintenance (O&M) Improvements | 12.93% | 0 | 1840.9666 | Commercial_2035_Economic_GWh_Before Competition Groups_Building Recommissioning, Operations and Maintenance (O&M) Improvements
Commercial | Com ¦ LED Low/High Bay | 2035 | Economic | GWh | Before Competition Groups | 1128.6619 | 0 | 0 | 14234.4122 | 0.079291 | 2 | Commercial_2035_Economic_GWh_Before Competition Groups_2 | LED Low/High Bay | 7.929% | 0 | 1128.6619 | Commercial_2035_Economic_GWh_Before Competition Groups_LED Low/High Bay
Commercial | Com ¦ ENERGY STAR LED LAMPS (REFLECTOR LAMPs/MR16/PAR 16) | 2035 | Economic | GWh | Before Competition Groups | 945.9095 | 0 | 0 | 14234.4122 | 0.066452 | 3 | Commercial_2035_Economic_GWh_Before Competition Groups_3 | ENERGY STAR LED LAMPS (REFLECTOR LAMPs/MR16/PAR 16) | 6.645% | 0 | 945.9095 | Commercial_2035_Economic_GWh_Before Competition Groups_ENERGY STAR LED LAMPS (REFLECTOR LAMPs/MR16/PAR 16)
Commercial | Com ¦ LED Troffer/Surface/Suspended | 2035 | Economic | GWh | Before Competition Groups | 919.4289 | 0 | 0 | 14234.4122 | 0.064592 | 4 | Commercial_2035_Economic_GWh_Before Competition Groups_4 | LED Troffer/Surface/Suspended | 6.459% | 0 | 919.4289 | Commercial_2035_Economic_GWh_Before Competition Groups_LED Troffer/Surface/Suspended
Commercial | Com ¦ LED Replacement Lamp (Tube) | 2035 | Economic | GWh | Before Competition Groups | 746.1575 | 0 | 0 | 14234.4122 | 0.052419 | 5 | Commercial_2035_Economic_GWh_Before Competition Groups_5 | LED Replacement Lamp (Tube) | 5.242% | 0 | 746.1575 | Commercial_2035_Economic_GWh_Before Competition Groups_LED Replacement Lamp (Tube)
Commercial | Com ¦ High Efficiency Air Source Heat Pump | 2035 | Economic | GWh | Before Competition Groups | 699.0083 | 0 | 0 | 14234.4122 | 0.049107 | 6 | Commercial_2035_Economic_GWh_Before Competition Groups_6 | High Efficiency Air Source Heat Pump | 4.911% | 0 | 699.0083 | Commercial_2035_Economic_GWh_Before Competition Groups_High Efficiency Air Source Heat Pump
Commercial | Com ¦ Education and Capacity Building/Energy Behavior | 2035 | Economic | GWh | Before Competition Groups | 691.4819 | 0 | 0 | 14234.4122 | 0.048578 | 7 | Commercial_2035_Economic_GWh_Before Competition Groups_7 | Education and Capacity Building/Energy Behavior | 4.858% | 0 | 691.4819 | Commercial_2035_Economic_GWh_Before Competition Groups_Education and Capacity Building/Energy Behavior
Commercial | Com ¦ LED EXTERIOR AREA LIGHTS - LED fixture (200W) | 2035 | Economic | GWh | Before Competition Groups | 656.9312 | 0 | 0 | 14234.4122 | 0.046151 | 8 | Commercial_2035_Economic_GWh_Before Competition Groups_8 | LED EXTERIOR AREA LIGHTS - LED fixture (200W) | 4.615% | 0 | 656.9312 | Commercial_2035_Economic_GWh_Before Competition Groups_LED EXTERIOR AREA LIGHTS - LED fixture (200W)
Commercial | Com ¦ LED parking lot fixture | 2035 | Economic | GWh | Before Competition Groups | 624.0964 | 0 | 0 | 14234.4122 | 0.043844 | 9 | Commercial_2035_Economic_GWh_Before Competition Groups_9 | LED parking lot fixture | 4.384% | 0 | 624.0964 | Commercial_2035_Economic_GWh_Before Competition Groups_LED parking lot fixture
Commercial | Com ¦ Furnace Tune-Up | 2035 | Economic | GWh | Before Competition Groups | 505.5177 | 0 | 0 | 14234.4122 | 0.035514 | 10 | Commercial_2035_Economic_GWh_Before Competition Groups_10 | Furnace Tune-Up | 3.551% | 0 | 505.5177 | Commercial_2035_Economic_GWh_Before Competition Groups_Furnace Tune-Up
Commercial | Com ¦ LLLC - High Impact Application | 2035 | Economic | GWh | Before Competition Groups | 421.9922 | 0 | 0 | 14234.4122 | 0.029646 | 11 | Commercial_2035_Economic_GWh_Before Competition Groups_11 | LLLC - High Impact Application | 2.965% | 0 | 421.9922 | Commercial_2035_Economic_GWh_Before Competition Groups_LLLC - High Impact Application
Commercial | Com ¦ LED street light fixture | 2035 | Economic | GWh | Before Competition Groups | 400.7534 | 0 | 0 | 14234.4122 | 0.028154 | 12 | Commercial_2035_Economic_GWh_Before Competition Groups_12 | LED street light fixture | 2.815% | 0 | 400.7534 | Commercial_2035_Economic_GWh_Before Competition Groups_LED street light fixture
Commercial | Com ¦ Refrigerated Display Case Doors | 2035 | Economic | GWh | Before Competition Groups | 362.7274 | 0 | 0 | 14234.4122 | 0.025482 | 13 | Commercial_2035_Economic_GWh_Before Competition Groups_13 | Refrigerated Display Case Doors | 2.548% | 0 | 362.7274 | Commercial_2035_Economic_GWh_Before Competition Groups_Refrigerated Display Case Doors
Commercial | Com ¦ Reach-in Shaded Pole to ECM/PSC Evaporator Fan Motor | 2035 | Economic | GWh | Before Competition Groups | 349.1298 | 0 | 0 | 14234.4122 | 0.024527 | 14 | Commercial_2035_Economic_GWh_Before Competition Groups_14 | Reach-in Shaded Pole to ECM/PSC Evaporator Fan Motor | 2.453% | 0 | 349.1298 | Commercial_2035_Economic_GWh_Before Competition Groups_Reach-in Shaded Pole to ECM/PSC Evaporator Fan Motor
Commercial | Com ¦ Advanced BAS/Controllers | 2035 | Economic | GWh | Before Competition Groups | 335.1269 | 0 | 0 | 14234.4122 | 0.023543 | 15 | Commercial_2035_Economic_GWh_Before Competition Groups_15 | Advanced BAS/Controllers | 2.354% | 0 | 335.1269 | Commercial_2035_Economic_GWh_Before Competition Groups_Advanced BAS/Controllers
Commercial | Com ¦ Demand Control Ventilation | 2035 | Economic | GWh | Before Competition Groups | 325.5277 | 0 | 0 | 14234.4122 | 0.022869 | 16 | Commercial_2035_Economic_GWh_Before Competition Groups_16 | Demand Control Ventilation | 2.287% | 0 | 325.5277 | Commercial_2035_Economic_GWh_Before Competition Groups_Demand Control Ventilation
Commercial | Com ¦ Data Center Storage/Server Virtualization | 2035 | Economic | GWh | Before Competition Groups | 309.7111 | 0 | 0 | 14234.4122 | 0.021758 | 17 | Commercial_2035_Economic_GWh_Before Competition Groups_17 | Data Center Storage/Server Virtualization | 2.176% | 0 | 309.7111 | Commercial_2035_Economic_GWh_Before Competition Groups_Data Center Storage/Server Virtualization
Commercial | Com ¦ LLLC - Low Impact Application | 2035 | Economic | GWh | Before Competition Groups | 264.8477 | 0 | 0 | 14234.4122 | 0.018606 | 18 | Commercial_2035_Economic_GWh_Before Competition Groups_18 | LLLC - Low Impact Application | 1.861% | 0 | 264.8477 | Commercial_2035_Economic_GWh_Before Competition Groups_LLLC - Low Impact Application
Commercial | Com ¦ Strip Curtains | 2035 | Economic | GWh | Before Competition Groups | 251.8161 | 0 | 0 | 14234.4122 | 0.017691 | 19 | Commercial_2035_Economic_GWh_Before Competition Groups_19 | Strip Curtains | 1.769% | 0 | 251.8161 | Commercial_2035_Economic_GWh_Before Competition Groups_Strip Curtains
Commercial | Com ¦ Centrally controlled desktop PC/NETWORK PC POWER MANAGEMENT SOFTWARE | 2035 | Economic | GWh | Before Competition Groups | 209.0602 | 0 | 0 | 14234.4122 | 0.014687 | 20 | Commercial_2035_Economic_GWh_Before Competition Groups_20 | Centrally controlled desktop PC/NETWORK PC POWER MANAGEMENT SOFTWARE | 1.469% | 0 | 209.0602 | Commercial_2035_Economic_GWh_Before Competition Groups_Centrally controlled desktop PC/NETWORK PC POWER MANAGEMENT SOFTWARE
Commercial | Com ¦ Unitary Air-Conditioning Unit | 2035 | Economic | GWh | Before Competition Groups | 207.134 | 0 | 0 | 14234.4122 | 0.014552 | 21 | Commercial_2035_Economic_GWh_Before Competition Groups_21 | Unitary Air-Conditioning Unit | 1.455% | 0 | 207.134 | Commercial_2035_Economic_GWh_Before Competition Groups_Unitary Air-Conditioning Unit
Commercial | Com ¦ LED or Equivalent Sign Lighting | 2035 | Economic | GWh | Before Competition Groups | 179.0252 | 0 | 0 | 14234.4122 | 0.012577 | 22 | Commercial_2035_Economic_GWh_Before Competition Groups_22 | LED or Equivalent Sign Lighting | 1.258% | 0 | 179.0252 | Commercial_2035_Economic_GWh_Before Competition Groups_LED or Equivalent Sign Lighting
Commercial | Com ¦ Variable Frequency Drive (VFD) | 2035 | Economic | GWh | Before Competition Groups | 167.5611 | 0 | 0 | 14234.4122 | 0.011772 | 23 | Commercial_2035_Economic_GWh_Before Competition Groups_23 | Variable Frequency Drive (VFD) | 1.177% | 0 | 167.5611 | Commercial_2035_Economic_GWh_Before Competition Groups_Variable Frequency Drive (VFD)
Commercial | Com ¦ VFD on Pumps | 2035 | Economic | GWh | Before Competition Groups | 156.8173 | 0 | 0 | 14234.4122 | 0.011017 | 24 | Commercial_2035_Economic_GWh_Before Competition Groups_24 | VFD on Pumps | 1.102% | 0 | 156.8173 | Commercial_2035_Economic_GWh_Before Competition Groups_VFD on Pumps
Commercial | Com ¦ Adaptive Thermostats | 2035 | Economic | GWh | Before Competition Groups | 150.1799 | 0 | 0 | 14234.4122 | 0.01055 | 25 | Commercial_2035_Economic_GWh_Before Competition Groups_25 | Adaptive Thermostats | 1.055% | 0 | 150.1799 | Commercial_2035_Economic_GWh_Before Competition Groups_Adaptive Thermostats
Commercial | Com ¦ Air Handler with Dedicated Outdoor Air Systems | 2035 | Economic | GWh | Before Competition Groups | 127.8889 | 0 | 0 | 14234.4122 | 0.0089845 | 26 | Commercial_2035_Economic_GWh_Before Competition Groups_26 | Air Handler with Dedicated Outdoor Air Systems | 0.8984% | 0 | 127.8889 | Commercial_2035_Economic_GWh_Before Competition Groups_Air Handler with Dedicated Outdoor Air Systems
Commercial | Com ¦ ENERGY STAR LED LAMPS (General Service Lamps) | 2035 | Economic | GWh | Before Competition Groups | 123.593 | 0 | 0 | 14234.4122 | 0.0086827 | 27 | Commercial_2035_Economic_GWh_Before Competition Groups_27 | ENERGY STAR LED LAMPS (General Service Lamps) | 0.8683% | 0 | 123.593 | Commercial_2035_Economic_GWh_Before Competition Groups_ENERGY STAR LED LAMPS (General Service Lamps)
Commercial | Com ¦ Demand Control Kitchen Ventilation | 2035 | Economic | GWh | Before Competition Groups | 107.743 | 0 | 0 | 14234.4122 | 0.0075692 | 28 | Commercial_2035_Economic_GWh_Before Competition Groups_28 | Demand Control Kitchen Ventilation | 0.7569% | 0 | 107.743 | Commercial_2035_Economic_GWh_Before Competition Groups_Demand Control Kitchen Ventilation
Commercial | Com ¦ Refrigerated Display Case LED | 2035 | Economic | GWh | Before Competition Groups | 80.6856 | 0 | 0 | 14234.4122 | 0.0056683 | 29 | Commercial_2035_Economic_GWh_Before Competition Groups_29 | Refrigerated Display Case LED | 0.5668% | 0 | 80.6856 | Commercial_2035_Economic_GWh_Before Competition Groups_Refrigerated Display Case LED
Commercial | Com ¦ ECM MOTORS FOR EVAPORATOR FANS for refrigeration (WALK-IN) | 2035 | Economic | GWh | Before Competition Groups | 79.3771 | 0 | 0 | 14234.4122 | 0.0055764 | 30 | Commercial_2035_Economic_GWh_Before Competition Groups_30 | ECM MOTORS FOR EVAPORATOR FANS for refrigeration (WALK-IN) | 0.5576% | 0 | 79.3771 | Commercial_2035_Economic_GWh_Before Competition Groups_ECM MOTORS FOR EVAPORATOR FANS for refrigeration (WALK-IN)
Commercial | Com ¦ Occupancy Sensors | 2035 | Economic | GWh | Before Competition Groups | 77.9277 | 0 | 0 | 14234.4122 | 0.0054746 | 31 | Commercial_2035_Economic_GWh_Before Competition Groups_31 | Occupancy Sensors | 0.5475% | 0 | 77.9277 | Commercial_2035_Economic_GWh_Before Competition Groups_Occupancy Sensors
Commercial | Com ¦ Condensing Unit Heaters or other Efficient Unit Heating System | 2035 | Economic | GWh | Before Competition Groups | 76.0731 | 0 | 0 | 14234.4122 | 0.0053443 | 32 | Commercial_2035_Economic_GWh_Before Competition Groups_32 | Condensing Unit Heaters or other Efficient Unit Heating System | 0.5344% | 0 | 76.0731 | Commercial_2035_Economic_GWh_Before Competition Groups_Condensing Unit Heaters or other Efficient Unit Heating System
Commercial | Com ¦ Freezer Case Light Sensor | 2035 | Economic | GWh | Before Competition Groups | 65.3764 | 0 | 0 | 14234.4122 | 0.0045928 | 33 | Commercial_2035_Economic_GWh_Before Competition Groups_33 | Freezer Case Light Sensor | 0.4593% | 0 | 65.3764 | Commercial_2035_Economic_GWh_Before Competition Groups_Freezer Case Light Sensor
Commercial | Com ¦ Evaporator Fan Controls | 2035 | Economic | GWh | Before Competition Groups | 63.7718 | 0 | 0 | 14234.4122 | 0.0044801 | 34 | Commercial_2035_Economic_GWh_Before Competition Groups_34 | Evaporator Fan Controls | 0.448% | 0 | 63.7718 | Commercial_2035_Economic_GWh_Before Competition Groups_Evaporator Fan Controls
Commercial | Com ¦ Door Gasket Freezer/Refrigerator | 2035 | Economic | GWh | Before Competition Groups | 52.1094 | 0 | 0 | 14234.4122 | 0.0036608 | 35 | Commercial_2035_Economic_GWh_Before Competition Groups_35 | Door Gasket Freezer/Refrigerator | 0.3661% | 0 | 52.1094 | Commercial_2035_Economic_GWh_Before Competition Groups_Door Gasket Freezer/Refrigerator
Commercial | Com ¦ Chilled Water Optimization | 2035 | Economic | GWh | Before Competition Groups | 51.4717 | 0 | 0 | 14234.4122 | 0.003616 | 36 | Commercial_2035_Economic_GWh_Before Competition Groups_36 | Chilled Water Optimization | 0.3616% | 0 | 51.4717 | Commercial_2035_Economic_GWh_Before Competition Groups_Chilled Water Optimization
Commercial | Com ¦ Elec Storage WH 2.30 Et | 2035 | Economic | GWh | Before Competition Groups | 49.2495 | 0 | 0 | 14234.4122 | 0.0034599 | 37 | Commercial_2035_Economic_GWh_Before Competition Groups_37 | Elec Storage WH 2.30 Et | 0.346% | 0 | 49.2495 | Commercial_2035_Economic_GWh_Before Competition Groups_Elec Storage WH 2.30 Et
Commercial | Com ¦ ENERGY STAR Griddle (74% eff) | 2035 | Economic | GWh | Before Competition Groups | 46.5155 | 0 | 0 | 14234.4122 | 0.0032678 | 38 | Commercial_2035_Economic_GWh_Before Competition Groups_38 | ENERGY STAR Griddle (74% eff) | 0.3268% | 0 | 46.5155 | Commercial_2035_Economic_GWh_Before Competition Groups_ENERGY STAR Griddle (74% eff)
Commercial | Com ¦ BEVERAGE VENDING MACHINE CONTROLS | 2035 | Economic | GWh | Before Competition Groups | 42.5559 | 0 | 0 | 14234.4122 | 0.0029896 | 39 | Commercial_2035_Economic_GWh_Before Competition Groups_39 | BEVERAGE VENDING MACHINE CONTROLS | 0.299% | 0 | 42.5559 | Commercial_2035_Economic_GWh_Before Competition Groups_BEVERAGE VENDING MACHINE CONTROLS
Commercial | Com ¦ Water Source Heat Pump (4 ton) | 2035 | Economic | GWh | Before Competition Groups | 37.7057 | 0 | 0 | 14234.4122 | 0.0026489 | 40 | Commercial_2035_Economic_GWh_Before Competition Groups_40 | Water Source Heat Pump (4 ton) | 0.2649% | 0 | 37.7057 | Commercial_2035_Economic_GWh_Before Competition Groups_Water Source Heat Pump (4 ton)
Commercial | Com ¦ CO Sensors for parking garage exhaust fans | 2035 | Economic | GWh | Before Competition Groups | 30.5478 | 0 | 0 | 14234.4122 | 0.0021461 | 41 | Commercial_2035_Economic_GWh_Before Competition Groups_41 | CO Sensors for parking garage exhaust fans | 0.2146% | 0 | 30.5478 | Commercial_2035_Economic_GWh_Before Competition Groups_CO Sensors for parking garage exhaust fans
Commercial | Com ¦ Networked/Connected - Low Impact Application | 2035 | Economic | GWh | Before Competition Groups | 28.778 | 0 | 0 | 14234.4122 | 0.0020217 | 42 | Commercial_2035_Economic_GWh_Before Competition Groups_42 | Networked/Connected - Low Impact Application | 0.2022% | 0 | 28.778 | Commercial_2035_Economic_GWh_Before Competition Groups_Networked/Connected - Low Impact Application
Commercial | Com ¦ Temperature Adjustment in Commercial Freezers | 2035 | Economic | GWh | Before Competition Groups | 24.3856 | 0 | 0 | 14234.4122 | 0.0017131 | 43 | Commercial_2035_Economic_GWh_Before Competition Groups_43 | Temperature Adjustment in Commercial Freezers | 0.1713% | 0 | 24.3856 | Commercial_2035_Economic_GWh_Before Competition Groups_Temperature Adjustment in Commercial Freezers
Commercial | Com ¦ Networked/Connected - High Impact Application | 2035 | Economic | GWh | Before Competition Groups | 24.1052 | 0 | 0 | 14234.4122 | 0.0016934 | 44 | Commercial_2035_Economic_GWh_Before Competition Groups_44 | Networked/Connected - High Impact Application | 0.1693% | 0 | 24.1052 | Commercial_2035_Economic_GWh_Before Competition Groups_Networked/Connected - High Impact Application
Commercial | Com ¦ Energy Efficient Laboratory Fume Hood | 2035 | Economic | GWh | Before Competition Groups | 21.7191 | 0 | 0 | 14234.4122 | 0.0015258 | 45 | Commercial_2035_Economic_GWh_Before Competition Groups_45 | Energy Efficient Laboratory Fume Hood | 0.1526% | 0 | 21.7191 | Commercial_2035_Economic_GWh_Before Competition Groups_Energy Efficient Laboratory Fume Hood
Commercial | Com ¦ Vertical Night Covers | 2035 | Economic | GWh | Before Competition Groups | 18.9166 | 0 | 0 | 14234.4122 | 0.0013289 | 46 | Commercial_2035_Economic_GWh_Before Competition Groups_46 | Vertical Night Covers | 0.1329% | 0 | 18.9166 | Commercial_2035_Economic_GWh_Before Competition Groups_Vertical Night Covers
Commercial | Com ¦ Outside Air Economizer | 2035 | Economic | GWh | Before Competition Groups | 17.8059 | 0 | 0 | 14234.4122 | 0.0012509 | 47 | Commercial_2035_Economic_GWh_Before Competition Groups_47 | Outside Air Economizer | 0.1251% | 0 | 17.8059 | Commercial_2035_Economic_GWh_Before Competition Groups_Outside Air Economizer
Commercial | Com ¦ Duct Insulation, R8 | 2035 | Economic | GWh | Before Competition Groups | 16.8409 | 0 | 0 | 14234.4122 | 0.0011831 | 48 | Commercial_2035_Economic_GWh_Before Competition Groups_48 | Duct Insulation, R8 | 0.1183% | 0 | 16.8409 | Commercial_2035_Economic_GWh_Before Competition Groups_Duct Insulation, R8
Commercial | Com ¦ ENERGY STAR Fryer (84% eff) | 2035 | Economic | GWh | Before Competition Groups | 16.678 | 0 | 0 | 14234.4122 | 0.0011717 | 49 | Commercial_2035_Economic_GWh_Before Competition Groups_49 | ENERGY STAR Fryer (84% eff) | 0.1172% | 0 | 16.678 | Commercial_2035_Economic_GWh_Before Competition Groups_ENERGY STAR Fryer (84% eff)
Commercial | Com ¦ Water Heating (DHW) Pipe Insulation (Add 3/4\ Foam)" | 2035 | Economic | GWh | Before Competition Groups | 16.2818 | 0 | 0 | 14234.4122 | 0.0011438 | 50 | Commercial_2035_Economic_GWh_Before Competition Groups_50 | Water Heating (DHW) Pipe Insulation (Add 3/4\ Foam)" | 0.1144% | 0 | 16.2818 | Commercial_2035_Economic_GWh_Before Competition Groups_Water Heating (DHW) Pipe Insulation (Add 3/4\ Foam)"
Commercial | Com ¦ ENERGY STAR Dishwasher | 2035 | Economic | GWh | Before Competition Groups | 12.738 | 0 | 0 | 14234.4122 | 0.00089487 | 51 | Commercial_2035_Economic_GWh_Before Competition Groups_51 | ENERGY STAR Dishwasher | 0.08949% | 0 | 12.738 | Commercial_2035_Economic_GWh_Before Competition Groups_ENERGY STAR Dishwasher
Commercial | Com ¦ Condensing Make Up Air Unit | 2035 | Economic | GWh | Before Competition Groups | 11.4099 | 0 | 0 | 14234.4122 | 0.00080157 | 52 | Commercial_2035_Economic_GWh_Before Competition Groups_52 | Condensing Make Up Air Unit | 0.08016% | 0 | 11.4099 | Commercial_2035_Economic_GWh_Before Competition Groups_Condensing Make Up Air Unit
Commercial | Com ¦ Suction Pipe Insulation Freezer/Refrigerator | 2035 | Economic | GWh | Before Competition Groups | 10.3387 | 0 | 0 | 14234.4122 | 0.00072632 | 53 | Commercial_2035_Economic_GWh_Before Competition Groups_53 | Suction Pipe Insulation Freezer/Refrigerator | 0.07263% | 0 | 10.3387 | Commercial_2035_Economic_GWh_Before Competition Groups_Suction Pipe Insulation Freezer/Refrigerator
Commercial | Com ¦ High Efficiency Small Instantaneous Water Heater | 2035 | Economic | GWh | Before Competition Groups | 8.6118 | 0 | 0 | 14234.4122 | 0.000605 | 54 | Commercial_2035_Economic_GWh_Before Competition Groups_54 | High Efficiency Small Instantaneous Water Heater | 0.0605% | 0 | 8.6118 | Commercial_2035_Economic_GWh_Before Competition Groups_High Efficiency Small Instantaneous Water Heater
Commercial | Com ¦ ENERGY STAR Steam Cookers | 2035 | Economic | GWh | Before Competition Groups | 8.1559 | 0 | 0 | 14234.4122 | 0.00057297 | 55 | Commercial_2035_Economic_GWh_Before Competition Groups_55 | ENERGY STAR Steam Cookers | 0.0573% | 0 | 8.1559 | Commercial_2035_Economic_GWh_Before Competition Groups_ENERGY STAR Steam Cookers
Commercial | Com ¦ Ozone Laundry Treatment | 2035 | Economic | GWh | Before Competition Groups | 6.5817 | 0 | 0 | 14234.4122 | 0.00046238 | 56 | Commercial_2035_Economic_GWh_Before Competition Groups_56 | Ozone Laundry Treatment | 0.04624% | 0 | 6.5817 | Commercial_2035_Economic_GWh_Before Competition Groups_Ozone Laundry Treatment
Commercial | Com ¦ Solar Water Preheat (Pools/DHW) | 2035 | Economic | GWh | Before Competition Groups | 4.0449 | 0 | 0 | 14234.4122 | 0.00028416 | 57 | Commercial_2035_Economic_GWh_Before Competition Groups_57 | Solar Water Preheat (Pools/DHW) | 0.02842% | 0 | 4.0449 | Commercial_2035_Economic_GWh_Before Competition Groups_Solar Water Preheat (Pools/DHW)
Commercial | Com ¦ Demand controlled Circulating Systems | 2035 | Economic | GWh | Before Competition Groups | 3.489 | 0 | 0 | 14234.4122 | 0.00024511 | 58 | Commercial_2035_Economic_GWh_Before Competition Groups_58 | Demand controlled Circulating Systems | 0.02451% | 0 | 3.489 | Commercial_2035_Economic_GWh_Before Competition Groups_Demand controlled Circulating Systems
Commercial | Com ¦ ECM MOTORS FOR HVAC APPLICATION (FAN-POWERED VAV BOX) | 2035 | Economic | GWh | Before Competition Groups | 2.8177 | 0 | 0 | 14234.4122 | 0.00019795 | 59 | Commercial_2035_Economic_GWh_Before Competition Groups_59 | ECM MOTORS FOR HVAC APPLICATION (FAN-POWERED VAV BOX) | 0.0198% | 0 | 2.8177 | Commercial_2035_Economic_GWh_Before Competition Groups_ECM MOTORS FOR HVAC APPLICATION (FAN-POWERED VAV BOX)
Commercial | Com ¦ Thermostat Setback | 2035 | Economic | GWh | Before Competition Groups | 2.7756 | 0 | 0 | 14234.4122 | 0.00019499 | 60 | Commercial_2035_Economic_GWh_Before Competition Groups_60 | Thermostat Setback | 0.0195% | 0 | 2.7756 | Commercial_2035_Economic_GWh_Before Competition Groups_Thermostat Setback
Commercial | Com ¦ Notched V belts for HVAC Systems | 2035 | Economic | GWh | Before Competition Groups | 2.5143 | 0 | 0 | 14234.4122 | 0.00017664 | 61 | Commercial_2035_Economic_GWh_Before Competition Groups_61 | Notched V belts for HVAC Systems | 0.01766% | 0 | 2.5143 | Commercial_2035_Economic_GWh_Before Competition Groups_Notched V belts for HVAC Systems
Commercial | Com ¦ Efficient compressor motor | 2035 | Economic | GWh | Before Competition Groups | 2.2673 | 0 | 0 | 14234.4122 | 0.00015928 | 62 | Commercial_2035_Economic_GWh_Before Competition Groups_62 | Efficient compressor motor | 0.01593% | 0 | 2.2673 | Commercial_2035_Economic_GWh_Before Competition Groups_Efficient compressor motor
Commercial | Com ¦ PTAC (12 EER/10,000 BTU) | 2035 | Economic | GWh | Before Competition Groups | 2.2562 | 0 | 0 | 14234.4122 | 0.00015851 | 63 | Commercial_2035_Economic_GWh_Before Competition Groups_63 | PTAC (12 EER/10,000 BTU) | 0.01585% | 0 | 2.2562 | Commercial_2035_Economic_GWh_Before Competition Groups_PTAC (12 EER/10,000 BTU)
Commercial | Com ¦ CEE Tier 2/Energy Star Clothes Washers | 2035 | Economic | GWh | Before Competition Groups | 1.6289 | 0 | 0 | 14234.4122 | 0.00011443 | 64 | Commercial_2035_Economic_GWh_Before Competition Groups_64 | CEE Tier 2/Energy Star Clothes Washers | 0.01144% | 0 | 1.6289 | Commercial_2035_Economic_GWh_Before Competition Groups_CEE Tier 2/Energy Star Clothes Washers
Commercial | COM ¦ Ductless Mini-Split Heat Pumps | 2035 | Economic | GWh | Before Competition Groups | 1.5429 | 0 | 0 | 14234.4122 | 0.00010839 | 65 | Commercial_2035_Economic_GWh_Before Competition Groups_65 | Ductless Mini-Split Heat Pumps | 0.01084% | 0 | 1.5429 | Commercial_2035_Economic_GWh_Before Competition Groups_Ductless Mini-Split Heat Pumps
Commercial | Com ¦ Auto Off Time Switch or Time Clock control | 2035 | Economic | GWh | Before Competition Groups | 1.3944 | 0 | 0 | 14234.4122 | 9.7961e-05 | 66 | Commercial_2035_Economic_GWh_Before Competition Groups_66 | Auto Off Time Switch or Time Clock control | 0.009796% | 0 | 1.3944 | Commercial_2035_Economic_GWh_Before Competition Groups_Auto Off Time Switch or Time Clock control
Commercial | Com ¦ LED RECESSED DOWNLIGHTS | 2035 | Economic | GWh | Before Competition Groups | 0.88415 | 0 | 0 | 14234.4122 | 6.2113e-05 | 67 | Commercial_2035_Economic_GWh_Before Competition Groups_67 | LED RECESSED DOWNLIGHTS | 0.006211% | 0 | 0.88415 | Commercial_2035_Economic_GWh_Before Competition Groups_LED RECESSED DOWNLIGHTS
Commercial | Com ¦ Low Flow Pre-Rinse Spray Nozzle | 2035 | Economic | GWh | Before Competition Groups | 0.87257 | 0 | 0 | 14234.4122 | 6.13e-05 | 68 | Commercial_2035_Economic_GWh_Before Competition Groups_68 | Low Flow Pre-Rinse Spray Nozzle | 0.00613% | 0 | 0.87257 | Commercial_2035_Economic_GWh_Before Competition Groups_Low Flow Pre-Rinse Spray Nozzle
Commercial | Com ¦ Commercial Hot Food Holding Cabinets | 2035 | Economic | GWh | Before Competition Groups | 0.70245 | 0 | 0 | 14234.4122 | 4.9348e-05 | 69 | Commercial_2035_Economic_GWh_Before Competition Groups_69 | Commercial Hot Food Holding Cabinets | 0.004935% | 0 | 0.70245 | Commercial_2035_Economic_GWh_Before Competition Groups_Commercial Hot Food Holding Cabinets
Commercial | Com ¦ Energy Recovery Ventilation and Ventilation (Enhanced) | 2035 | Economic | GWh | Before Competition Groups | 0.54563 | 0 | 0 | 14234.4122 | 3.8332e-05 | 70 | Commercial_2035_Economic_GWh_Before Competition Groups_70 | Energy Recovery Ventilation and Ventilation (Enhanced) | 0.003833% | 0 | 0.54563 | Commercial_2035_Economic_GWh_Before Competition Groups_Energy Recovery Ventilation and Ventilation (Enhanced)
Commercial | Com ¦ HVAC Optimization | 2035 | Economic | GWh | Before Competition Groups | 0.49454 | 0 | 0 | 14234.4122 | 3.4742e-05 | 71 | Commercial_2035_Economic_GWh_Before Competition Groups_71 | HVAC Optimization | 0.003474% | 0 | 0.49454 | Commercial_2035_Economic_GWh_Before Competition Groups_HVAC Optimization
Commercial | Com ¦ Wall Insulation | 2035 | Economic | GWh | Before Competition Groups | 0.2197 | 0 | 0 | 14234.4122 | 1.5434e-05 | 72 | Commercial_2035_Economic_GWh_Before Competition Groups_72 | Wall Insulation | 0.001543% | 0 | 0.2197 | Commercial_2035_Economic_GWh_Before Competition Groups_Wall Insulation
Commercial | Com ¦ Room AC (w/ louvered sides) 14 SEER from 12 SEER code | 2035 | Economic | GWh | Before Competition Groups | 0.1595 | 0 | 0 | 14234.4122 | 1.1205e-05 | 73 | Commercial_2035_Economic_GWh_Before Competition Groups_73 | Room AC (w/ louvered sides) 14 SEER from 12 SEER code | 0.001121% | 0 | 0.1595 | Commercial_2035_Economic_GWh_Before Competition Groups_Room AC (w/ louvered sides) 14 SEER from 12 SEER code
Commercial | Com ¦ EC Plug Fan for Data Center (under cabinet) | 2035 | Economic | GWh | Before Competition Groups | 0.09252 | 0 | 0 | 14234.4122 | 6.4997e-06 | 74 | Commercial_2035_Economic_GWh_Before Competition Groups_74 | EC Plug Fan for Data Center (under cabinet) | 0.00065% | 0 | 0.09252 | Commercial_2035_Economic_GWh_Before Competition Groups_EC Plug Fan for Data Center (under cabinet)
Commercial | Com ¦ High Efficiency Chiller (avg of water and air cooled) | 2035 | Economic | GWh | Before Competition Groups | 0.078893 | 0 | 0 | 14234.4122 | 5.5424e-06 | 75 | Commercial_2035_Economic_GWh_Before Competition Groups_75 | High Efficiency Chiller (avg of water and air cooled) | 0.0005542% | 0 | 0.078893 | Commercial_2035_Economic_GWh_Before Competition Groups_High Efficiency Chiller (avg of water and air cooled)
Commercial | Com ¦ Air Curtains | 2035 | Economic | GWh | Before Competition Groups | 0.060463 | 0 | 0 | 14234.4122 | 4.2477e-06 | 76 | Commercial_2035_Economic_GWh_Before Competition Groups_76 | Air Curtains | 0.0004248% | 0 | 0.060463 | Commercial_2035_Economic_GWh_Before Competition Groups_Air Curtains
Commercial | Com ¦ VSD Air Compressor | 2035 | Economic | GWh | Before Competition Groups | 0.056792 | 0 | 0 | 14234.4122 | 3.9898e-06 | 77 | Commercial_2035_Economic_GWh_Before Competition Groups_77 | VSD Air Compressor | 0.000399% | 0 | 0.056792 | Commercial_2035_Economic_GWh_Before Competition Groups_VSD Air Compressor
Commercial | Com ¦ Electric Convection Combination Ovens | 2035 | Economic | GWh | Before Competition Groups | 0.0044292 | 0 | 0 | 14234.4122 | 3.1116e-07 | 78 | Commercial_2035_Economic_GWh_Before Competition Groups_78 | Electric Convection Combination Ovens | 3.112e-05% | 0 | 0.0044292 | Commercial_2035_Economic_GWh_Before Competition Groups_Electric Convection Combination Ovens
Commercial | Com ¦ Indoor Daylight Sensors/Photocell Dimming Control | 2035 | Economic | GWh | Before Competition Groups | 0 | 0 | 0 | 14234.4122 | 0 | 79 | Commercial_2035_Economic_GWh_Before Competition Groups_79 | Indoor Daylight Sensors/Photocell Dimming Control | 0% | 0 | 0 | Commercial_2035_Economic_GWh_Before Competition Groups_Indoor Daylight Sensors/Photocell Dimming Control
Commercial | Com ¦ Variable Refrigerant Flow Heat Pump | 2035 | Economic | GWh | Before Competition Groups | 0 | 0 | 0 | 14234.4122 | 0 | 80 | Commercial_2035_Economic_GWh_Before Competition Groups_80 | Variable Refrigerant Flow Heat Pump | 0% | 0 | 0 | Commercial_2035_Economic_GWh_Before Competition Groups_Variable Refrigerant Flow Heat Pump
Commercial | Com ¦ LED Low/High Bay | 2035 | SC A | GWh | Before Competition Groups | 1080.8325 | 0 | 0 | 9439.0209 | 0.11451 | 1 | Commercial_2035_SC A_GWh_Before Competition Groups_1 | LED Low/High Bay | 11.45% | 0 | 1080.8325 | Commercial_2035_SC A_GWh_Before Competition Groups_LED Low/High Bay
Commercial | Com ¦ LED Troffer/Surface/Suspended | 2035 | SC A | GWh | Before Competition Groups | 989.3625 | 0 | 0 | 9439.0209 | 0.10482 | 2 | Commercial_2035_SC A_GWh_Before Competition Groups_2 | LED Troffer/Surface/Suspended | 10.48% | 0 | 989.3625 | Commercial_2035_SC A_GWh_Before Competition Groups_LED Troffer/Surface/Suspended
Commercial | Com ¦ ENERGY STAR LED LAMPS (REFLECTOR LAMPs/MR16/PAR 16) | 2035 | SC A | GWh | Before Competition Groups | 964.41 | 0 | 0 | 9439.0209 | 0.10217 | 3 | Commercial_2035_SC A_GWh_Before Competition Groups_3 | ENERGY STAR LED LAMPS (REFLECTOR LAMPs/MR16/PAR 16) | 10.22% | 0 | 964.41 | Commercial_2035_SC A_GWh_Before Competition Groups_ENERGY STAR LED LAMPS (REFLECTOR LAMPs/MR16/PAR 16)
Commercial | Com ¦ Building Recommissioning, Operations and Maintenance (O&M) Improvements | 2035 | SC A | GWh | Before Competition Groups | 652.9078 | 0 | 0 | 9439.0209 | 0.069171 | 4 | Commercial_2035_SC A_GWh_Before Competition Groups_4 | Building Recommissioning, Operations and Maintenance (O&M) Improvements | 6.917% | 0 | 652.9078 | Commercial_2035_SC A_GWh_Before Competition Groups_Building Recommissioning, Operations and Maintenance (O&M) Improvements
Commercial | Com ¦ LED EXTERIOR AREA LIGHTS - LED fixture (200W) | 2035 | SC A | GWh | Before Competition Groups | 635.2292 | 0 | 0 | 9439.0209 | 0.067298 | 5 | Commercial_2035_SC A_GWh_Before Competition Groups_5 | LED EXTERIOR AREA LIGHTS - LED fixture (200W) | 6.73% | 0 | 635.2292 | Commercial_2035_SC A_GWh_Before Competition Groups_LED EXTERIOR AREA LIGHTS - LED fixture (200W)
Commercial | Com ¦ LED Replacement Lamp (Tube) | 2035 | SC A | GWh | Before Competition Groups | 625.045 | 0 | 0 | 9439.0209 | 0.066219 | 6 | Commercial_2035_SC A_GWh_Before Competition Groups_6 | LED Replacement Lamp (Tube) | 6.622% | 0 | 625.045 | Commercial_2035_SC A_GWh_Before Competition Groups_LED Replacement Lamp (Tube)
Commercial | Com ¦ LED parking lot fixture | 2035 | SC A | GWh | Before Competition Groups | 606.77 | 0 | 0 | 9439.0209 | 0.064283 | 7 | Commercial_2035_SC A_GWh_Before Competition Groups_7 | LED parking lot fixture | 6.428% | 0 | 606.77 | Commercial_2035_SC A_GWh_Before Competition Groups_LED parking lot fixture
Commercial | Com ¦ Furnace Tune-Up | 2035 | SC A | GWh | Before Competition Groups | 396.7959 | 0 | 0 | 9439.0209 | 0.042038 | 8 | Commercial_2035_SC A_GWh_Before Competition Groups_8 | Furnace Tune-Up | 4.204% | 0 | 396.7959 | Commercial_2035_SC A_GWh_Before Competition Groups_Furnace Tune-Up
Commercial | Com ¦ LED street light fixture | 2035 | SC A | GWh | Before Competition Groups | 382.7314 | 0 | 0 | 9439.0209 | 0.040548 | 9 | Commercial_2035_SC A_GWh_Before Competition Groups_9 | LED street light fixture | 4.055% | 0 | 382.7314 | Commercial_2035_SC A_GWh_Before Competition Groups_LED street light fixture
Commercial | Com ¦ High Efficiency Air Source Heat Pump | 2035 | SC A | GWh | Before Competition Groups | 283.5738 | 0 | 0 | 9439.0209 | 0.030043 | 10 | Commercial_2035_SC A_GWh_Before Competition Groups_10 | High Efficiency Air Source Heat Pump | 3.004% | 0 | 283.5738 | Commercial_2035_SC A_GWh_Before Competition Groups_High Efficiency Air Source Heat Pump
Commercial | Com ¦ Reach-in Shaded Pole to ECM/PSC Evaporator Fan Motor | 2035 | SC A | GWh | Before Competition Groups | 258.6332 | 0 | 0 | 9439.0209 | 0.0274 | 11 | Commercial_2035_SC A_GWh_Before Competition Groups_11 | Reach-in Shaded Pole to ECM/PSC Evaporator Fan Motor | 2.74% | 0 | 258.6332 | Commercial_2035_SC A_GWh_Before Competition Groups_Reach-in Shaded Pole to ECM/PSC Evaporator Fan Motor
Commercial | Com ¦ Data Center Storage/Server Virtualization | 2035 | SC A | GWh | Before Competition Groups | 227.2975 | 0 | 0 | 9439.0209 | 0.024081 | 12 | Commercial_2035_SC A_GWh_Before Competition Groups_12 | Data Center Storage/Server Virtualization | 2.408% | 0 | 227.2975 | Commercial_2035_SC A_GWh_Before Competition Groups_Data Center Storage/Server Virtualization
Commercial | Com ¦ Refrigerated Display Case Doors | 2035 | SC A | GWh | Before Competition Groups | 202.8053 | 0 | 0 | 9439.0209 | 0.021486 | 13 | Commercial_2035_SC A_GWh_Before Competition Groups_13 | Refrigerated Display Case Doors | 2.149% | 0 | 202.8053 | Commercial_2035_SC A_GWh_Before Competition Groups_Refrigerated Display Case Doors
Commercial | Com ¦ Strip Curtains | 2035 | SC A | GWh | Before Competition Groups | 188.7978 | 0 | 0 | 9439.0209 | 0.020002 | 14 | Commercial_2035_SC A_GWh_Before Competition Groups_14 | Strip Curtains | 2% | 0 | 188.7978 | Commercial_2035_SC A_GWh_Before Competition Groups_Strip Curtains
Commercial | Com ¦ Centrally controlled desktop PC/NETWORK PC POWER MANAGEMENT SOFTWARE | 2035 | SC A | GWh | Before Competition Groups | 143.9167 | 0 | 0 | 9439.0209 | 0.015247 | 15 | Commercial_2035_SC A_GWh_Before Competition Groups_15 | Centrally controlled desktop PC/NETWORK PC POWER MANAGEMENT SOFTWARE | 1.525% | 0 | 143.9167 | Commercial_2035_SC A_GWh_Before Competition Groups_Centrally controlled desktop PC/NETWORK PC POWER MANAGEMENT SOFTWARE
Commercial | Com ¦ Demand Control Ventilation | 2035 | SC A | GWh | Before Competition Groups | 142.9679 | 0 | 0 | 9439.0209 | 0.015146 | 16 | Commercial_2035_SC A_GWh_Before Competition Groups_16 | Demand Control Ventilation | 1.515% | 0 | 142.9679 | Commercial_2035_SC A_GWh_Before Competition Groups_Demand Control Ventilation
Commercial | Com ¦ Advanced BAS/Controllers | 2035 | SC A | GWh | Before Competition Groups | 141.5059 | 0 | 0 | 9439.0209 | 0.014992 | 17 | Commercial_2035_SC A_GWh_Before Competition Groups_17 | Advanced BAS/Controllers | 1.499% | 0 | 141.5059 | Commercial_2035_SC A_GWh_Before Competition Groups_Advanced BAS/Controllers
Commercial | Com ¦ Variable Frequency Drive (VFD) | 2035 | SC A | GWh | Before Competition Groups | 132.0661 | 0 | 0 | 9439.0209 | 0.013992 | 18 | Commercial_2035_SC A_GWh_Before Competition Groups_18 | Variable Frequency Drive (VFD) | 1.399% | 0 | 132.0661 | Commercial_2035_SC A_GWh_Before Competition Groups_Variable Frequency Drive (VFD)
Commercial | Com ¦ LED or Equivalent Sign Lighting | 2035 | SC A | GWh | Before Competition Groups | 129.0167 | 0 | 0 | 9439.0209 | 0.013668 | 19 | Commercial_2035_SC A_GWh_Before Competition Groups_19 | LED or Equivalent Sign Lighting | 1.367% | 0 | 129.0167 | Commercial_2035_SC A_GWh_Before Competition Groups_LED or Equivalent Sign Lighting
Commercial | Com ¦ Education and Capacity Building/Energy Behavior | 2035 | SC A | GWh | Before Competition Groups | 124.2999 | 0 | 0 | 9439.0209 | 0.013169 | 20 | Commercial_2035_SC A_GWh_Before Competition Groups_20 | Education and Capacity Building/Energy Behavior | 1.317% | 0 | 124.2999 | Commercial_2035_SC A_GWh_Before Competition Groups_Education and Capacity Building/Energy Behavior
Commercial | Com ¦ VFD on Pumps | 2035 | SC A | GWh | Before Competition Groups | 122.7871 | 0 | 0 | 9439.0209 | 0.013008 | 21 | Commercial_2035_SC A_GWh_Before Competition Groups_21 | VFD on Pumps | 1.301% | 0 | 122.7871 | Commercial_2035_SC A_GWh_Before Competition Groups_VFD on Pumps
Commercial | Com ¦ ENERGY STAR LED LAMPS (General Service Lamps) | 2035 | SC A | GWh | Before Competition Groups | 115.3853 | 0 | 0 | 9439.0209 | 0.012224 | 22 | Commercial_2035_SC A_GWh_Before Competition Groups_22 | ENERGY STAR LED LAMPS (General Service Lamps) | 1.222% | 0 | 115.3853 | Commercial_2035_SC A_GWh_Before Competition Groups_ENERGY STAR LED LAMPS (General Service Lamps)
Commercial | Com ¦ Adaptive Thermostats | 2035 | SC A | GWh | Before Competition Groups | 94.9208 | 0 | 0 | 9439.0209 | 0.010056 | 23 | Commercial_2035_SC A_GWh_Before Competition Groups_23 | Adaptive Thermostats | 1.006% | 0 | 94.9208 | Commercial_2035_SC A_GWh_Before Competition Groups_Adaptive Thermostats
Commercial | Com ¦ Door Gasket Freezer/Refrigerator | 2035 | SC A | GWh | Before Competition Groups | 63.1306 | 0 | 0 | 9439.0209 | 0.0066883 | 24 | Commercial_2035_SC A_GWh_Before Competition Groups_24 | Door Gasket Freezer/Refrigerator | 0.6688% | 0 | 63.1306 | Commercial_2035_SC A_GWh_Before Competition Groups_Door Gasket Freezer/Refrigerator
Commercial | Com ¦ ECM MOTORS FOR EVAPORATOR FANS for refrigeration (WALK-IN) | 2035 | SC A | GWh | Before Competition Groups | 61.7807 | 0 | 0 | 9439.0209 | 0.0065452 | 25 | Commercial_2035_SC A_GWh_Before Competition Groups_25 | ECM MOTORS FOR EVAPORATOR FANS for refrigeration (WALK-IN) | 0.6545% | 0 | 61.7807 | Commercial_2035_SC A_GWh_Before Competition Groups_ECM MOTORS FOR EVAPORATOR FANS for refrigeration (WALK-IN)
Commercial | Com ¦ Demand Control Kitchen Ventilation | 2035 | SC A | GWh | Before Competition Groups | 60.7536 | 0 | 0 | 9439.0209 | 0.0064364 | 26 | Commercial_2035_SC A_GWh_Before Competition Groups_26 | Demand Control Kitchen Ventilation | 0.6436% | 0 | 60.7536 | Commercial_2035_SC A_GWh_Before Competition Groups_Demand Control Kitchen Ventilation
Commercial | Com ¦ Condensing Unit Heaters or other Efficient Unit Heating System | 2035 | SC A | GWh | Before Competition Groups | 59.6762 | 0 | 0 | 9439.0209 | 0.0063223 | 27 | Commercial_2035_SC A_GWh_Before Competition Groups_27 | Condensing Unit Heaters or other Efficient Unit Heating System | 0.6322% | 0 | 59.6762 | Commercial_2035_SC A_GWh_Before Competition Groups_Condensing Unit Heaters or other Efficient Unit Heating System
Commercial | Com ¦ Air Handler with Dedicated Outdoor Air Systems | 2035 | SC A | GWh | Before Competition Groups | 59.2627 | 0 | 0 | 9439.0209 | 0.0062785 | 28 | Commercial_2035_SC A_GWh_Before Competition Groups_28 | Air Handler with Dedicated Outdoor Air Systems | 0.6278% | 0 | 59.2627 | Commercial_2035_SC A_GWh_Before Competition Groups_Air Handler with Dedicated Outdoor Air Systems
Commercial | Com ¦ Evaporator Fan Controls | 2035 | SC A | GWh | Before Competition Groups | 49.5009 | 0 | 0 | 9439.0209 | 0.0052443 | 29 | Commercial_2035_SC A_GWh_Before Competition Groups_29 | Evaporator Fan Controls | 0.5244% | 0 | 49.5009 | Commercial_2035_SC A_GWh_Before Competition Groups_Evaporator Fan Controls
Commercial | Com ¦ Refrigerated Display Case LED | 2035 | SC A | GWh | Before Competition Groups | 44.7929 | 0 | 0 | 9439.0209 | 0.0047455 | 30 | Commercial_2035_SC A_GWh_Before Competition Groups_30 | Refrigerated Display Case LED | 0.4746% | 0 | 44.7929 | Commercial_2035_SC A_GWh_Before Competition Groups_Refrigerated Display Case LED
Commercial | Com ¦ Unitary Air-Conditioning Unit | 2035 | SC A | GWh | Before Competition Groups | 42.5238 | 0 | 0 | 9439.0209 | 0.0045051 | 31 | Commercial_2035_SC A_GWh_Before Competition Groups_31 | Unitary Air-Conditioning Unit | 0.4505% | 0 | 42.5238 | Commercial_2035_SC A_GWh_Before Competition Groups_Unitary Air-Conditioning Unit
Commercial | Com ¦ Freezer Case Light Sensor | 2035 | SC A | GWh | Before Competition Groups | 41.9365 | 0 | 0 | 9439.0209 | 0.0044429 | 32 | Commercial_2035_SC A_GWh_Before Competition Groups_32 | Freezer Case Light Sensor | 0.4443% | 0 | 41.9365 | Commercial_2035_SC A_GWh_Before Competition Groups_Freezer Case Light Sensor
Commercial | Com ¦ Occupancy Sensors | 2035 | SC A | GWh | Before Competition Groups | 35.4623 | 0 | 0 | 9439.0209 | 0.003757 | 33 | Commercial_2035_SC A_GWh_Before Competition Groups_33 | Occupancy Sensors | 0.3757% | 0 | 35.4623 | Commercial_2035_SC A_GWh_Before Competition Groups_Occupancy Sensors
Commercial | Com ¦ ENERGY STAR Griddle (74% eff) | 2035 | SC A | GWh | Before Competition Groups | 32.2864 | 0 | 0 | 9439.0209 | 0.0034205 | 34 | Commercial_2035_SC A_GWh_Before Competition Groups_34 | ENERGY STAR Griddle (74% eff) | 0.3421% | 0 | 32.2864 | Commercial_2035_SC A_GWh_Before Competition Groups_ENERGY STAR Griddle (74% eff)
Commercial | Com ¦ Chilled Water Optimization | 2035 | SC A | GWh | Before Competition Groups | 24.1323 | 0 | 0 | 9439.0209 | 0.0025567 | 35 | Commercial_2035_SC A_GWh_Before Competition Groups_35 | Chilled Water Optimization | 0.2557% | 0 | 24.1323 | Commercial_2035_SC A_GWh_Before Competition Groups_Chilled Water Optimization
Commercial | Com ¦ BEVERAGE VENDING MACHINE CONTROLS | 2035 | SC A | GWh | Before Competition Groups | 23.8895 | 0 | 0 | 9439.0209 | 0.0025309 | 36 | Commercial_2035_SC A_GWh_Before Competition Groups_36 | BEVERAGE VENDING MACHINE CONTROLS | 0.2531% | 0 | 23.8895 | Commercial_2035_SC A_GWh_Before Competition Groups_BEVERAGE VENDING MACHINE CONTROLS
Commercial | Com ¦ Elec Storage WH 2.30 Et | 2035 | SC A | GWh | Before Competition Groups | 22.5987 | 0 | 0 | 9439.0209 | 0.0023942 | 37 | Commercial_2035_SC A_GWh_Before Competition Groups_37 | Elec Storage WH 2.30 Et | 0.2394% | 0 | 22.5987 | Commercial_2035_SC A_GWh_Before Competition Groups_Elec Storage WH 2.30 Et
Commercial | Com ¦ Temperature Adjustment in Commercial Freezers | 2035 | SC A | GWh | Before Competition Groups | 18.9451 | 0 | 0 | 9439.0209 | 0.0020071 | 38 | Commercial_2035_SC A_GWh_Before Competition Groups_38 | Temperature Adjustment in Commercial Freezers | 0.2007% | 0 | 18.9451 | Commercial_2035_SC A_GWh_Before Competition Groups_Temperature Adjustment in Commercial Freezers
Commercial | Com ¦ CO Sensors for parking garage exhaust fans | 2035 | SC A | GWh | Before Competition Groups | 17.1886 | 0 | 0 | 9439.0209 | 0.001821 | 39 | Commercial_2035_SC A_GWh_Before Competition Groups_39 | CO Sensors for parking garage exhaust fans | 0.1821% | 0 | 17.1886 | Commercial_2035_SC A_GWh_Before Competition Groups_CO Sensors for parking garage exhaust fans
Commercial | Com ¦ Energy Efficient Laboratory Fume Hood | 2035 | SC A | GWh | Before Competition Groups | 15.5905 | 0 | 0 | 9439.0209 | 0.0016517 | 40 | Commercial_2035_SC A_GWh_Before Competition Groups_40 | Energy Efficient Laboratory Fume Hood | 0.1652% | 0 | 15.5905 | Commercial_2035_SC A_GWh_Before Competition Groups_Energy Efficient Laboratory Fume Hood
Commercial | Com ¦ Vertical Night Covers | 2035 | SC A | GWh | Before Competition Groups | 14.4109 | 0 | 0 | 9439.0209 | 0.0015267 | 41 | Commercial_2035_SC A_GWh_Before Competition Groups_41 | Vertical Night Covers | 0.1527% | 0 | 14.4109 | Commercial_2035_SC A_GWh_Before Competition Groups_Vertical Night Covers
Commercial | Com ¦ Outside Air Economizer | 2035 | SC A | GWh | Before Competition Groups | 13.6444 | 0 | 0 | 9439.0209 | 0.0014455 | 42 | Commercial_2035_SC A_GWh_Before Competition Groups_42 | Outside Air Economizer | 0.1446% | 0 | 13.6444 | Commercial_2035_SC A_GWh_Before Competition Groups_Outside Air Economizer
Commercial | Com ¦ Water Source Heat Pump (4 ton) | 2035 | SC A | GWh | Before Competition Groups | 13.4942 | 0 | 0 | 9439.0209 | 0.0014296 | 43 | Commercial_2035_SC A_GWh_Before Competition Groups_43 | Water Source Heat Pump (4 ton) | 0.143% | 0 | 13.4942 | Commercial_2035_SC A_GWh_Before Competition Groups_Water Source Heat Pump (4 ton)
Commercial | Com ¦ Duct Insulation, R8 | 2035 | SC A | GWh | Before Competition Groups | 13.03 | 0 | 0 | 9439.0209 | 0.0013804 | 44 | Commercial_2035_SC A_GWh_Before Competition Groups_44 | Duct Insulation, R8 | 0.138% | 0 | 13.03 | Commercial_2035_SC A_GWh_Before Competition Groups_Duct Insulation, R8
Commercial | Com ¦ Water Heating (DHW) Pipe Insulation (Add 3/4\ Foam)" | 2035 | SC A | GWh | Before Competition Groups | 12.6964 | 0 | 0 | 9439.0209 | 0.0013451 | 45 | Commercial_2035_SC A_GWh_Before Competition Groups_45 | Water Heating (DHW) Pipe Insulation (Add 3/4\ Foam)" | 0.1345% | 0 | 12.6964 | Commercial_2035_SC A_GWh_Before Competition Groups_Water Heating (DHW) Pipe Insulation (Add 3/4\ Foam)"
Commercial | Com ¦ ENERGY STAR Fryer (84% eff) | 2035 | SC A | GWh | Before Competition Groups | 11.852 | 0 | 0 | 9439.0209 | 0.0012556 | 46 | Commercial_2035_SC A_GWh_Before Competition Groups_46 | ENERGY STAR Fryer (84% eff) | 0.1256% | 0 | 11.852 | Commercial_2035_SC A_GWh_Before Competition Groups_ENERGY STAR Fryer (84% eff)
Commercial | Com ¦ Suction Pipe Insulation Freezer/Refrigerator | 2035 | SC A | GWh | Before Competition Groups | 7.8043 | 0 | 0 | 9439.0209 | 0.00082682 | 47 | Commercial_2035_SC A_GWh_Before Competition Groups_47 | Suction Pipe Insulation Freezer/Refrigerator | 0.08268% | 0 | 7.8043 | Commercial_2035_SC A_GWh_Before Competition Groups_Suction Pipe Insulation Freezer/Refrigerator
Commercial | Com ¦ ENERGY STAR Dishwasher | 2035 | SC A | GWh | Before Competition Groups | 6.0494 | 0 | 0 | 9439.0209 | 0.00064089 | 48 | Commercial_2035_SC A_GWh_Before Competition Groups_48 | ENERGY STAR Dishwasher | 0.06409% | 0 | 6.0494 | Commercial_2035_SC A_GWh_Before Competition Groups_ENERGY STAR Dishwasher
Commercial | Com ¦ ENERGY STAR Steam Cookers | 2035 | SC A | GWh | Before Competition Groups | 5.6575 | 0 | 0 | 9439.0209 | 0.00059937 | 49 | Commercial_2035_SC A_GWh_Before Competition Groups_49 | ENERGY STAR Steam Cookers | 0.05994% | 0 | 5.6575 | Commercial_2035_SC A_GWh_Before Competition Groups_ENERGY STAR Steam Cookers
Commercial | Com ¦ Condensing Make Up Air Unit | 2035 | SC A | GWh | Before Competition Groups | 5.4275 | 0 | 0 | 9439.0209 | 0.000575 | 50 | Commercial_2035_SC A_GWh_Before Competition Groups_50 | Condensing Make Up Air Unit | 0.0575% | 0 | 5.4275 | Commercial_2035_SC A_GWh_Before Competition Groups_Condensing Make Up Air Unit
Commercial | Com ¦ Ozone Laundry Treatment | 2035 | SC A | GWh | Before Competition Groups | 3.414 | 0 | 0 | 9439.0209 | 0.00036169 | 51 | Commercial_2035_SC A_GWh_Before Competition Groups_51 | Ozone Laundry Treatment | 0.03617% | 0 | 3.414 | Commercial_2035_SC A_GWh_Before Competition Groups_Ozone Laundry Treatment
Commercial | Com ¦ Demand controlled Circulating Systems | 2035 | SC A | GWh | Before Competition Groups | 2.584 | 0 | 0 | 9439.0209 | 0.00027376 | 52 | Commercial_2035_SC A_GWh_Before Competition Groups_52 | Demand controlled Circulating Systems | 0.02738% | 0 | 2.584 | Commercial_2035_SC A_GWh_Before Competition Groups_Demand controlled Circulating Systems
Commercial | Com ¦ Thermostat Setback | 2035 | SC A | GWh | Before Competition Groups | 2.4693 | 0 | 0 | 9439.0209 | 0.0002616 | 53 | Commercial_2035_SC A_GWh_Before Competition Groups_53 | Thermostat Setback | 0.02616% | 0 | 2.4693 | Commercial_2035_SC A_GWh_Before Competition Groups_Thermostat Setback
Commercial | Com ¦ ECM MOTORS FOR HVAC APPLICATION (FAN-POWERED VAV BOX) | 2035 | SC A | GWh | Before Competition Groups | 1.9779 | 0 | 0 | 9439.0209 | 0.00020954 | 54 | Commercial_2035_SC A_GWh_Before Competition Groups_54 | ECM MOTORS FOR HVAC APPLICATION (FAN-POWERED VAV BOX) | 0.02095% | 0 | 1.9779 | Commercial_2035_SC A_GWh_Before Competition Groups_ECM MOTORS FOR HVAC APPLICATION (FAN-POWERED VAV BOX)
Commercial | Com ¦ Solar Water Preheat (Pools/DHW) | 2035 | SC A | GWh | Before Competition Groups | 1.3332 | 0 | 0 | 9439.0209 | 0.00014125 | 55 | Commercial_2035_SC A_GWh_Before Competition Groups_55 | Solar Water Preheat (Pools/DHW) | 0.01412% | 0 | 1.3332 | Commercial_2035_SC A_GWh_Before Competition Groups_Solar Water Preheat (Pools/DHW)
Commercial | Com ¦ CEE Tier 2/Energy Star Clothes Washers | 2035 | SC A | GWh | Before Competition Groups | 1.1629 | 0 | 0 | 9439.0209 | 0.0001232 | 56 | Commercial_2035_SC A_GWh_Before Competition Groups_56 | CEE Tier 2/Energy Star Clothes Washers | 0.01232% | 0 | 1.1629 | Commercial_2035_SC A_GWh_Before Competition Groups_CEE Tier 2/Energy Star Clothes Washers
Commercial | Com ¦ Notched V belts for HVAC Systems | 2035 | SC A | GWh | Before Competition Groups | 1.1405 | 0 | 0 | 9439.0209 | 0.00012083 | 57 | Commercial_2035_SC A_GWh_Before Competition Groups_57 | Notched V belts for HVAC Systems | 0.01208% | 0 | 1.1405 | Commercial_2035_SC A_GWh_Before Competition Groups_Notched V belts for HVAC Systems
Commercial | Com ¦ Auto Off Time Switch or Time Clock control | 2035 | SC A | GWh | Before Competition Groups | 0.84068 | 0 | 0 | 9439.0209 | 8.9065e-05 | 58 | Commercial_2035_SC A_GWh_Before Competition Groups_58 | Auto Off Time Switch or Time Clock control | 0.008906% | 0 | 0.84068 | Commercial_2035_SC A_GWh_Before Competition Groups_Auto Off Time Switch or Time Clock control
Commercial | COM ¦ Ductless Mini-Split Heat Pumps | 2035 | SC A | GWh | Before Competition Groups | 0.83597 | 0 | 0 | 9439.0209 | 8.8565e-05 | 59 | Commercial_2035_SC A_GWh_Before Competition Groups_59 | Ductless Mini-Split Heat Pumps | 0.008857% | 0 | 0.83597 | Commercial_2035_SC A_GWh_Before Competition Groups_Ductless Mini-Split Heat Pumps
Commercial | Com ¦ PTAC (12 EER/10,000 BTU) | 2035 | SC A | GWh | Before Competition Groups | 0.71283 | 0 | 0 | 9439.0209 | 7.5519e-05 | 60 | Commercial_2035_SC A_GWh_Before Competition Groups_60 | PTAC (12 EER/10,000 BTU) | 0.007552% | 0 | 0.71283 | Commercial_2035_SC A_GWh_Before Competition Groups_PTAC (12 EER/10,000 BTU)
Commercial | Com ¦ Low Flow Pre-Rinse Spray Nozzle | 2035 | SC A | GWh | Before Competition Groups | 0.56671 | 0 | 0 | 9439.0209 | 6.0039e-05 | 61 | Commercial_2035_SC A_GWh_Before Competition Groups_61 | Low Flow Pre-Rinse Spray Nozzle | 0.006004% | 0 | 0.56671 | Commercial_2035_SC A_GWh_Before Competition Groups_Low Flow Pre-Rinse Spray Nozzle
Commercial | Com ¦ LED RECESSED DOWNLIGHTS | 2035 | SC A | GWh | Before Competition Groups | 0.5361 | 0 | 0 | 9439.0209 | 5.6797e-05 | 62 | Commercial_2035_SC A_GWh_Before Competition Groups_62 | LED RECESSED DOWNLIGHTS | 0.00568% | 0 | 0.5361 | Commercial_2035_SC A_GWh_Before Competition Groups_LED RECESSED DOWNLIGHTS
Commercial | Com ¦ High Efficiency Small Instantaneous Water Heater | 2035 | SC A | GWh | Before Competition Groups | 0.38014 | 0 | 0 | 9439.0209 | 4.0274e-05 | 63 | Commercial_2035_SC A_GWh_Before Competition Groups_63 | High Efficiency Small Instantaneous Water Heater | 0.004027% | 0 | 0.38014 | Commercial_2035_SC A_GWh_Before Competition Groups_High Efficiency Small Instantaneous Water Heater
Commercial | Com ¦ HVAC Optimization | 2035 | SC A | GWh | Before Competition Groups | 0.37208 | 0 | 0 | 9439.0209 | 3.942e-05 | 64 | Commercial_2035_SC A_GWh_Before Competition Groups_64 | HVAC Optimization | 0.003942% | 0 | 0.37208 | Commercial_2035_SC A_GWh_Before Competition Groups_HVAC Optimization
Commercial | Com ¦ Commercial Hot Food Holding Cabinets | 2035 | SC A | GWh | Before Competition Groups | 0.37188 | 0 | 0 | 9439.0209 | 3.9398e-05 | 65 | Commercial_2035_SC A_GWh_Before Competition Groups_65 | Commercial Hot Food Holding Cabinets | 0.00394% | 0 | 0.37188 | Commercial_2035_SC A_GWh_Before Competition Groups_Commercial Hot Food Holding Cabinets
Commercial | Com ¦ Air Curtains | 2035 | SC A | GWh | Before Competition Groups | 0.20292 | 0 | 0 | 9439.0209 | 2.1498e-05 | 66 | Commercial_2035_SC A_GWh_Before Competition Groups_66 | Air Curtains | 0.00215% | 0 | 0.20292 | Commercial_2035_SC A_GWh_Before Competition Groups_Air Curtains
Commercial | Com ¦ Efficient compressor motor | 2035 | SC A | GWh | Before Competition Groups | 0.13512 | 0 | 0 | 9439.0209 | 1.4315e-05 | 67 | Commercial_2035_SC A_GWh_Before Competition Groups_67 | Efficient compressor motor | 0.001431% | 0 | 0.13512 | Commercial_2035_SC A_GWh_Before Competition Groups_Efficient compressor motor
Commercial | Com ¦ Wall Insulation | 2035 | SC A | GWh | Before Competition Groups | 0.11775 | 0 | 0 | 9439.0209 | 1.2475e-05 | 68 | Commercial_2035_SC A_GWh_Before Competition Groups_68 | Wall Insulation | 0.001247% | 0 | 0.11775 | Commercial_2035_SC A_GWh_Before Competition Groups_Wall Insulation
Commercial | Com ¦ Energy Recovery Ventilation and Ventilation (Enhanced) | 2035 | SC A | GWh | Before Competition Groups | 0.11569 | 0 | 0 | 9439.0209 | 1.2257e-05 | 69 | Commercial_2035_SC A_GWh_Before Competition Groups_69 | Energy Recovery Ventilation and Ventilation (Enhanced) | 0.001226% | 0 | 0.11569 | Commercial_2035_SC A_GWh_Before Competition Groups_Energy Recovery Ventilation and Ventilation (Enhanced)
Commercial | Com ¦ Room AC (w/ louvered sides) 14 SEER from 12 SEER code | 2035 | SC A | GWh | Before Competition Groups | 0.042968 | 0 | 0 | 9439.0209 | 4.5522e-06 | 70 | Commercial_2035_SC A_GWh_Before Competition Groups_70 | Room AC (w/ louvered sides) 14 SEER from 12 SEER code | 0.0004552% | 0 | 0.042968 | Commercial_2035_SC A_GWh_Before Competition Groups_Room AC (w/ louvered sides) 14 SEER from 12 SEER code
Commercial | Com ¦ VSD Air Compressor | 2035 | SC A | GWh | Before Competition Groups | 0.037526 | 0 | 0 | 9439.0209 | 3.9757e-06 | 71 | Commercial_2035_SC A_GWh_Before Competition Groups_71 | VSD Air Compressor | 0.0003976% | 0 | 0.037526 | Commercial_2035_SC A_GWh_Before Competition Groups_VSD Air Compressor
Commercial | Com ¦ EC Plug Fan for Data Center (under cabinet) | 2035 | SC A | GWh | Before Competition Groups | 0.037197 | 0 | 0 | 9439.0209 | 3.9407e-06 | 72 | Commercial_2035_SC A_GWh_Before Competition Groups_72 | EC Plug Fan for Data Center (under cabinet) | 0.0003941% | 0 | 0.037197 | Commercial_2035_SC A_GWh_Before Competition Groups_EC Plug Fan for Data Center (under cabinet)
Commercial | Com ¦ LLLC - Low Impact Application | 2035 | SC A | GWh | Before Competition Groups | 0.024486 | 0 | 0 | 9439.0209 | 2.5942e-06 | 73 | Commercial_2035_SC A_GWh_Before Competition Groups_73 | LLLC - Low Impact Application | 0.0002594% | 0 | 0.024486 | Commercial_2035_SC A_GWh_Before Competition Groups_LLLC - Low Impact Application
Commercial | Com ¦ LLLC - High Impact Application | 2035 | SC A | GWh | Before Competition Groups | 0.022963 | 0 | 0 | 9439.0209 | 2.4328e-06 | 74 | Commercial_2035_SC A_GWh_Before Competition Groups_74 | LLLC - High Impact Application | 0.0002433% | 0 | 0.022963 | Commercial_2035_SC A_GWh_Before Competition Groups_LLLC - High Impact Application
Commercial | Com ¦ High Efficiency Chiller (avg of water and air cooled) | 2035 | SC A | GWh | Before Competition Groups | 0.0058591 | 0 | 0 | 9439.0209 | 6.2073e-07 | 75 | Commercial_2035_SC A_GWh_Before Competition Groups_75 | High Efficiency Chiller (avg of water and air cooled) | 6.207e-05% | 0 | 0.0058591 | Commercial_2035_SC A_GWh_Before Competition Groups_High Efficiency Chiller (avg of water and air cooled)
Commercial | Com ¦ Electric Convection Combination Ovens | 2035 | SC A | GWh | Before Competition Groups | 0.0034682 | 0 | 0 | 9439.0209 | 3.6743e-07 | 76 | Commercial_2035_SC A_GWh_Before Competition Groups_76 | Electric Convection Combination Ovens | 3.674e-05% | 0 | 0.0034682 | Commercial_2035_SC A_GWh_Before Competition Groups_Electric Convection Combination Ovens
Commercial | Com ¦ Networked/Connected - High Impact Application | 2035 | SC A | GWh | Before Competition Groups | 0.00054829 | 0 | 0 | 9439.0209 | 5.8088e-08 | 77 | Commercial_2035_SC A_GWh_Before Competition Groups_77 | Networked/Connected - High Impact Application | 5.809e-06% | 0 | 0.00054829 | Commercial_2035_SC A_GWh_Before Competition Groups_Networked/Connected - High Impact Application
Commercial | Com ¦ Networked/Connected - Low Impact Application | 2035 | SC A | GWh | Before Competition Groups | 2.5192e-05 | 0 | 0 | 9439.0209 | 2.6689e-09 | 78 | Commercial_2035_SC A_GWh_Before Competition Groups_78 | Networked/Connected - Low Impact Application | 2.669e-07% | 0 | 2.5192e-05 | Commercial_2035_SC A_GWh_Before Competition Groups_Networked/Connected - Low Impact Application
Commercial | Com ¦ Indoor Daylight Sensors/Photocell Dimming Control | 2035 | SC A | GWh | Before Competition Groups | 0 | 0 | 0 | 9439.0209 | 0 | 79 | Commercial_2035_SC A_GWh_Before Competition Groups_79 | Indoor Daylight Sensors/Photocell Dimming Control | 0% | 0 | 0 | Commercial_2035_SC A_GWh_Before Competition Groups_Indoor Daylight Sensors/Photocell Dimming Control
Commercial | Com ¦ Variable Refrigerant Flow Heat Pump | 2035 | SC A | GWh | Before Competition Groups | 0 | 0 | 0 | 9439.0209 | 0 | 80 | Commercial_2035_SC A_GWh_Before Competition Groups_80 | Variable Refrigerant Flow Heat Pump | 0% | 0 | 0 | Commercial_2035_SC A_GWh_Before Competition Groups_Variable Refrigerant Flow Heat Pump
Commercial | Com ¦ Building Recommissioning, Operations and Maintenance (O&M) Improvements | 2035 | SC B | GWh | Before Competition Groups | 1372.8202 | 0 | 0 | 12160.7506 | 0.11289 | 1 | Commercial_2035_SC B_GWh_Before Competition Groups_1 | Building Recommissioning, Operations and Maintenance (O&M) Improvements | 11.29% | 0 | 1372.8202 | Commercial_2035_SC B_GWh_Before Competition Groups_Building Recommissioning, Operations and Maintenance (O&M) Improvements
Commercial | Com ¦ LED Low/High Bay | 2035 | SC B | GWh | Before Competition Groups | 1161.6702 | 0 | 0 | 12160.7506 | 0.095526 | 2 | Commercial_2035_SC B_GWh_Before Competition Groups_2 | LED Low/High Bay | 9.553% | 0 | 1161.6702 | Commercial_2035_SC B_GWh_Before Competition Groups_LED Low/High Bay
Commercial | Com ¦ LED Troffer/Surface/Suspended | 2035 | SC B | GWh | Before Competition Groups | 1006.6992 | 0 | 0 | 12160.7506 | 0.082783 | 3 | Commercial_2035_SC B_GWh_Before Competition Groups_3 | LED Troffer/Surface/Suspended | 8.278% | 0 | 1006.6992 | Commercial_2035_SC B_GWh_Before Competition Groups_LED Troffer/Surface/Suspended
Commercial | Com ¦ ENERGY STAR LED LAMPS (REFLECTOR LAMPs/MR16/PAR 16) | 2035 | SC B | GWh | Before Competition Groups | 964.41 | 0 | 0 | 12160.7506 | 0.079305 | 4 | Commercial_2035_SC B_GWh_Before Competition Groups_4 | ENERGY STAR LED LAMPS (REFLECTOR LAMPs/MR16/PAR 16) | 7.931% | 0 | 964.41 | Commercial_2035_SC B_GWh_Before Competition Groups_ENERGY STAR LED LAMPS (REFLECTOR LAMPs/MR16/PAR 16)
Commercial | Com ¦ LED EXTERIOR AREA LIGHTS - LED fixture (200W) | 2035 | SC B | GWh | Before Competition Groups | 635.6212 | 0 | 0 | 12160.7506 | 0.052268 | 5 | Commercial_2035_SC B_GWh_Before Competition Groups_5 | LED EXTERIOR AREA LIGHTS - LED fixture (200W) | 5.227% | 0 | 635.6212 | Commercial_2035_SC B_GWh_Before Competition Groups_LED EXTERIOR AREA LIGHTS - LED fixture (200W)
Commercial | Com ¦ LED Replacement Lamp (Tube) | 2035 | SC B | GWh | Before Competition Groups | 625.045 | 0 | 0 | 12160.7506 | 0.051399 | 6 | Commercial_2035_SC B_GWh_Before Competition Groups_6 | LED Replacement Lamp (Tube) | 5.14% | 0 | 625.045 | Commercial_2035_SC B_GWh_Before Competition Groups_LED Replacement Lamp (Tube)
Commercial | Com ¦ Education and Capacity Building/Energy Behavior | 2035 | SC B | GWh | Before Competition Groups | 621.4997 | 0 | 0 | 12160.7506 | 0.051107 | 7 | Commercial_2035_SC B_GWh_Before Competition Groups_7 | Education and Capacity Building/Energy Behavior | 5.111% | 0 | 621.4997 | Commercial_2035_SC B_GWh_Before Competition Groups_Education and Capacity Building/Energy Behavior
Commercial | Com ¦ LED parking lot fixture | 2035 | SC B | GWh | Before Competition Groups | 606.77 | 0 | 0 | 12160.7506 | 0.049896 | 8 | Commercial_2035_SC B_GWh_Before Competition Groups_8 | LED parking lot fixture | 4.99% | 0 | 606.77 | Commercial_2035_SC B_GWh_Before Competition Groups_LED parking lot fixture
Commercial | Com ¦ Furnace Tune-Up | 2035 | SC B | GWh | Before Competition Groups | 585.6018 | 0 | 0 | 12160.7506 | 0.048155 | 9 | Commercial_2035_SC B_GWh_Before Competition Groups_9 | Furnace Tune-Up | 4.816% | 0 | 585.6018 | Commercial_2035_SC B_GWh_Before Competition Groups_Furnace Tune-Up
Commercial | Com ¦ LED street light fixture | 2035 | SC B | GWh | Before Competition Groups | 384.9658 | 0 | 0 | 12160.7506 | 0.031656 | 10 | Commercial_2035_SC B_GWh_Before Competition Groups_10 | LED street light fixture | 3.166% | 0 | 384.9658 | Commercial_2035_SC B_GWh_Before Competition Groups_LED street light fixture
Commercial | Com ¦ Refrigerated Display Case Doors | 2035 | SC B | GWh | Before Competition Groups | 309.1604 | 0 | 0 | 12160.7506 | 0.025423 | 11 | Commercial_2035_SC B_GWh_Before Competition Groups_11 | Refrigerated Display Case Doors | 2.542% | 0 | 309.1604 | Commercial_2035_SC B_GWh_Before Competition Groups_Refrigerated Display Case Doors
Commercial | Com ¦ High Efficiency Air Source Heat Pump | 2035 | SC B | GWh | Before Competition Groups | 283.5732 | 0 | 0 | 12160.7506 | 0.023319 | 12 | Commercial_2035_SC B_GWh_Before Competition Groups_12 | High Efficiency Air Source Heat Pump | 2.332% | 0 | 283.5732 | Commercial_2035_SC B_GWh_Before Competition Groups_High Efficiency Air Source Heat Pump
Commercial | Com ¦ Demand Control Ventilation | 2035 | SC B | GWh | Before Competition Groups | 276.1898 | 0 | 0 | 12160.7506 | 0.022712 | 13 | Commercial_2035_SC B_GWh_Before Competition Groups_13 | Demand Control Ventilation | 2.271% | 0 | 276.1898 | Commercial_2035_SC B_GWh_Before Competition Groups_Demand Control Ventilation
Commercial | Com ¦ Reach-in Shaded Pole to ECM/PSC Evaporator Fan Motor | 2035 | SC B | GWh | Before Competition Groups | 274.313 | 0 | 0 | 12160.7506 | 0.022557 | 14 | Commercial_2035_SC B_GWh_Before Competition Groups_14 | Reach-in Shaded Pole to ECM/PSC Evaporator Fan Motor | 2.256% | 0 | 274.313 | Commercial_2035_SC B_GWh_Before Competition Groups_Reach-in Shaded Pole to ECM/PSC Evaporator Fan Motor
Commercial | Com ¦ Strip Curtains | 2035 | SC B | GWh | Before Competition Groups | 252.2297 | 0 | 0 | 12160.7506 | 0.020741 | 15 | Commercial_2035_SC B_GWh_Before Competition Groups_15 | Strip Curtains | 2.074% | 0 | 252.2297 | Commercial_2035_SC B_GWh_Before Competition Groups_Strip Curtains
Commercial | Com ¦ Advanced BAS/Controllers | 2035 | SC B | GWh | Before Competition Groups | 251.5326 | 0 | 0 | 12160.7506 | 0.020684 | 16 | Commercial_2035_SC B_GWh_Before Competition Groups_16 | Advanced BAS/Controllers | 2.068% | 0 | 251.5326 | Commercial_2035_SC B_GWh_Before Competition Groups_Advanced BAS/Controllers
Commercial | Com ¦ Data Center Storage/Server Virtualization | 2035 | SC B | GWh | Before Competition Groups | 246.805 | 0 | 0 | 12160.7506 | 0.020295 | 17 | Commercial_2035_SC B_GWh_Before Competition Groups_17 | Data Center Storage/Server Virtualization | 2.03% | 0 | 246.805 | Commercial_2035_SC B_GWh_Before Competition Groups_Data Center Storage/Server Virtualization
Commercial | Com ¦ Variable Frequency Drive (VFD) | 2035 | SC B | GWh | Before Competition Groups | 194.3092 | 0 | 0 | 12160.7506 | 0.015978 | 18 | Commercial_2035_SC B_GWh_Before Competition Groups_18 | Variable Frequency Drive (VFD) | 1.598% | 0 | 194.3092 | Commercial_2035_SC B_GWh_Before Competition Groups_Variable Frequency Drive (VFD)
Commercial | Com ¦ Centrally controlled desktop PC/NETWORK PC POWER MANAGEMENT SOFTWARE | 2035 | SC B | GWh | Before Competition Groups | 188.9828 | 0 | 0 | 12160.7506 | 0.01554 | 19 | Commercial_2035_SC B_GWh_Before Competition Groups_19 | Centrally controlled desktop PC/NETWORK PC POWER MANAGEMENT SOFTWARE | 1.554% | 0 | 188.9828 | Commercial_2035_SC B_GWh_Before Competition Groups_Centrally controlled desktop PC/NETWORK PC POWER MANAGEMENT SOFTWARE
Commercial | Com ¦ VFD on Pumps | 2035 | SC B | GWh | Before Competition Groups | 181.7689 | 0 | 0 | 12160.7506 | 0.014947 | 20 | Commercial_2035_SC B_GWh_Before Competition Groups_20 | VFD on Pumps | 1.495% | 0 | 181.7689 | Commercial_2035_SC B_GWh_Before Competition Groups_VFD on Pumps
Commercial | Com ¦ LED or Equivalent Sign Lighting | 2035 | SC B | GWh | Before Competition Groups | 172.0085 | 0 | 0 | 12160.7506 | 0.014145 | 21 | Commercial_2035_SC B_GWh_Before Competition Groups_21 | LED or Equivalent Sign Lighting | 1.414% | 0 | 172.0085 | Commercial_2035_SC B_GWh_Before Competition Groups_LED or Equivalent Sign Lighting
Commercial | Com ¦ Air Handler with Dedicated Outdoor Air Systems | 2035 | SC B | GWh | Before Competition Groups | 147.8692 | 0 | 0 | 12160.7506 | 0.01216 | 22 | Commercial_2035_SC B_GWh_Before Competition Groups_22 | Air Handler with Dedicated Outdoor Air Systems | 1.216% | 0 | 147.8692 | Commercial_2035_SC B_GWh_Before Competition Groups_Air Handler with Dedicated Outdoor Air Systems
Commercial | Com ¦ Adaptive Thermostats | 2035 | SC B | GWh | Before Competition Groups | 145.9494 | 0 | 0 | 12160.7506 | 0.012002 | 23 | Commercial_2035_SC B_GWh_Before Competition Groups_23 | Adaptive Thermostats | 1.2% | 0 | 145.9494 | Commercial_2035_SC B_GWh_Before Competition Groups_Adaptive Thermostats
Commercial | Com ¦ Unitary Air-Conditioning Unit | 2035 | SC B | GWh | Before Competition Groups | 133.8333 | 0 | 0 | 12160.7506 | 0.011005 | 24 | Commercial_2035_SC B_GWh_Before Competition Groups_24 | Unitary Air-Conditioning Unit | 1.101% | 0 | 133.8333 | Commercial_2035_SC B_GWh_Before Competition Groups_Unitary Air-Conditioning Unit
Commercial | Com ¦ ENERGY STAR LED LAMPS (General Service Lamps) | 2035 | SC B | GWh | Before Competition Groups | 115.3853 | 0 | 0 | 12160.7506 | 0.0094883 | 25 | Commercial_2035_SC B_GWh_Before Competition Groups_25 | ENERGY STAR LED LAMPS (General Service Lamps) | 0.9488% | 0 | 115.3853 | Commercial_2035_SC B_GWh_Before Competition Groups_ENERGY STAR LED LAMPS (General Service Lamps)
Commercial | Com ¦ Door Gasket Freezer/Refrigerator | 2035 | SC B | GWh | Before Competition Groups | 100.6883 | 0 | 0 | 12160.7506 | 0.0082798 | 26 | Commercial_2035_SC B_GWh_Before Competition Groups_26 | Door Gasket Freezer/Refrigerator | 0.828% | 0 | 100.6883 | Commercial_2035_SC B_GWh_Before Competition Groups_Door Gasket Freezer/Refrigerator
Commercial | Com ¦ ECM MOTORS FOR EVAPORATOR FANS for refrigeration (WALK-IN) | 2035 | SC B | GWh | Before Competition Groups | 91.7566 | 0 | 0 | 12160.7506 | 0.0075453 | 27 | Commercial_2035_SC B_GWh_Before Competition Groups_27 | ECM MOTORS FOR EVAPORATOR FANS for refrigeration (WALK-IN) | 0.7545% | 0 | 91.7566 | Commercial_2035_SC B_GWh_Before Competition Groups_ECM MOTORS FOR EVAPORATOR FANS for refrigeration (WALK-IN)
Commercial | Com ¦ Demand Control Kitchen Ventilation | 2035 | SC B | GWh | Before Competition Groups | 88.7733 | 0 | 0 | 12160.7506 | 0.0073 | 28 | Commercial_2035_SC B_GWh_Before Competition Groups_28 | Demand Control Kitchen Ventilation | 0.73% | 0 | 88.7733 | Commercial_2035_SC B_GWh_Before Competition Groups_Demand Control Kitchen Ventilation
Commercial | Com ¦ Condensing Unit Heaters or other Efficient Unit Heating System | 2035 | SC B | GWh | Before Competition Groups | 88.1122 | 0 | 0 | 12160.7506 | 0.0072456 | 29 | Commercial_2035_SC B_GWh_Before Competition Groups_29 | Condensing Unit Heaters or other Efficient Unit Heating System | 0.7246% | 0 | 88.1122 | Commercial_2035_SC B_GWh_Before Competition Groups_Condensing Unit Heaters or other Efficient Unit Heating System
Commercial | Com ¦ Freezer Case Light Sensor | 2035 | SC B | GWh | Before Competition Groups | 75.5207 | 0 | 0 | 12160.7506 | 0.0062102 | 30 | Commercial_2035_SC B_GWh_Before Competition Groups_30 | Freezer Case Light Sensor | 0.621% | 0 | 75.5207 | Commercial_2035_SC B_GWh_Before Competition Groups_Freezer Case Light Sensor
Commercial | Com ¦ Refrigerated Display Case LED | 2035 | SC B | GWh | Before Competition Groups | 73.8395 | 0 | 0 | 12160.7506 | 0.006072 | 31 | Commercial_2035_SC B_GWh_Before Competition Groups_31 | Refrigerated Display Case LED | 0.6072% | 0 | 73.8395 | Commercial_2035_SC B_GWh_Before Competition Groups_Refrigerated Display Case LED
Commercial | Com ¦ Evaporator Fan Controls | 2035 | SC B | GWh | Before Competition Groups | 73.6679 | 0 | 0 | 12160.7506 | 0.0060578 | 32 | Commercial_2035_SC B_GWh_Before Competition Groups_32 | Evaporator Fan Controls | 0.6058% | 0 | 73.6679 | Commercial_2035_SC B_GWh_Before Competition Groups_Evaporator Fan Controls
Commercial | Com ¦ BEVERAGE VENDING MACHINE CONTROLS | 2035 | SC B | GWh | Before Competition Groups | 36.7584 | 0 | 0 | 12160.7506 | 0.0030227 | 33 | Commercial_2035_SC B_GWh_Before Competition Groups_33 | BEVERAGE VENDING MACHINE CONTROLS | 0.3023% | 0 | 36.7584 | Commercial_2035_SC B_GWh_Before Competition Groups_BEVERAGE VENDING MACHINE CONTROLS
Commercial | Com ¦ Occupancy Sensors | 2035 | SC B | GWh | Before Competition Groups | 35.4623 | 0 | 0 | 12160.7506 | 0.0029161 | 34 | Commercial_2035_SC B_GWh_Before Competition Groups_34 | Occupancy Sensors | 0.2916% | 0 | 35.4623 | Commercial_2035_SC B_GWh_Before Competition Groups_Occupancy Sensors
Commercial | Com ¦ Elec Storage WH 2.30 Et | 2035 | SC B | GWh | Before Competition Groups | 33.4906 | 0 | 0 | 12160.7506 | 0.002754 | 35 | Commercial_2035_SC B_GWh_Before Competition Groups_35 | Elec Storage WH 2.30 Et | 0.2754% | 0 | 33.4906 | Commercial_2035_SC B_GWh_Before Competition Groups_Elec Storage WH 2.30 Et
Commercial | Com ¦ ENERGY STAR Griddle (74% eff) | 2035 | SC B | GWh | Before Competition Groups | 32.2863 | 0 | 0 | 12160.7506 | 0.002655 | 36 | Commercial_2035_SC B_GWh_Before Competition Groups_36 | ENERGY STAR Griddle (74% eff) | 0.2655% | 0 | 32.2863 | Commercial_2035_SC B_GWh_Before Competition Groups_ENERGY STAR Griddle (74% eff)
Commercial | Com ¦ Chilled Water Optimization | 2035 | SC B | GWh | Before Competition Groups | 31.9375 | 0 | 0 | 12160.7506 | 0.0026263 | 37 | Commercial_2035_SC B_GWh_Before Competition Groups_37 | Chilled Water Optimization | 0.2626% | 0 | 31.9375 | Commercial_2035_SC B_GWh_Before Competition Groups_Chilled Water Optimization
Commercial | Com ¦ Temperature Adjustment in Commercial Freezers | 2035 | SC B | GWh | Before Competition Groups | 28.1759 | 0 | 0 | 12160.7506 | 0.002317 | 38 | Commercial_2035_SC B_GWh_Before Competition Groups_38 | Temperature Adjustment in Commercial Freezers | 0.2317% | 0 | 28.1759 | Commercial_2035_SC B_GWh_Before Competition Groups_Temperature Adjustment in Commercial Freezers
Commercial | Com ¦ CO Sensors for parking garage exhaust fans | 2035 | SC B | GWh | Before Competition Groups | 27.78 | 0 | 0 | 12160.7506 | 0.0022844 | 39 | Commercial_2035_SC B_GWh_Before Competition Groups_39 | CO Sensors for parking garage exhaust fans | 0.2284% | 0 | 27.78 | Commercial_2035_SC B_GWh_Before Competition Groups_CO Sensors for parking garage exhaust fans
Commercial | Com ¦ Energy Efficient Laboratory Fume Hood | 2035 | SC B | GWh | Before Competition Groups | 24.5684 | 0 | 0 | 12160.7506 | 0.0020203 | 40 | Commercial_2035_SC B_GWh_Before Competition Groups_40 | Energy Efficient Laboratory Fume Hood | 0.202% | 0 | 24.5684 | Commercial_2035_SC B_GWh_Before Competition Groups_Energy Efficient Laboratory Fume Hood
Commercial | Com ¦ Water Source Heat Pump (4 ton) | 2035 | SC B | GWh | Before Competition Groups | 24.3794 | 0 | 0 | 12160.7506 | 0.0020048 | 41 | Commercial_2035_SC B_GWh_Before Competition Groups_41 | Water Source Heat Pump (4 ton) | 0.2005% | 0 | 24.3794 | Commercial_2035_SC B_GWh_Before Competition Groups_Water Source Heat Pump (4 ton)
Commercial | Com ¦ Vertical Night Covers | 2035 | SC B | GWh | Before Competition Groups | 21.8521 | 0 | 0 | 12160.7506 | 0.0017969 | 42 | Commercial_2035_SC B_GWh_Before Competition Groups_42 | Vertical Night Covers | 0.1797% | 0 | 21.8521 | Commercial_2035_SC B_GWh_Before Competition Groups_Vertical Night Covers
Commercial | Com ¦ Duct Insulation, R8 | 2035 | SC B | GWh | Before Competition Groups | 19.5275 | 0 | 0 | 12160.7506 | 0.0016058 | 43 | Commercial_2035_SC B_GWh_Before Competition Groups_43 | Duct Insulation, R8 | 0.1606% | 0 | 19.5275 | Commercial_2035_SC B_GWh_Before Competition Groups_Duct Insulation, R8
Commercial | Com ¦ Water Heating (DHW) Pipe Insulation (Add 3/4\ Foam)" | 2035 | SC B | GWh | Before Competition Groups | 18.8301 | 0 | 0 | 12160.7506 | 0.0015484 | 44 | Commercial_2035_SC B_GWh_Before Competition Groups_44 | Water Heating (DHW) Pipe Insulation (Add 3/4\ Foam)" | 0.1548% | 0 | 18.8301 | Commercial_2035_SC B_GWh_Before Competition Groups_Water Heating (DHW) Pipe Insulation (Add 3/4\ Foam)"
Commercial | Com ¦ Outside Air Economizer | 2035 | SC B | GWh | Before Competition Groups | 18.0128 | 0 | 0 | 12160.7506 | 0.0014812 | 45 | Commercial_2035_SC B_GWh_Before Competition Groups_45 | Outside Air Economizer | 0.1481% | 0 | 18.0128 | Commercial_2035_SC B_GWh_Before Competition Groups_Outside Air Economizer
Commercial | Com ¦ Suction Pipe Insulation Freezer/Refrigerator | 2035 | SC B | GWh | Before Competition Groups | 11.9473 | 0 | 0 | 12160.7506 | 0.00098245 | 46 | Commercial_2035_SC B_GWh_Before Competition Groups_46 | Suction Pipe Insulation Freezer/Refrigerator | 0.09824% | 0 | 11.9473 | Commercial_2035_SC B_GWh_Before Competition Groups_Suction Pipe Insulation Freezer/Refrigerator
Commercial | Com ¦ ENERGY STAR Fryer (84% eff) | 2035 | SC B | GWh | Before Competition Groups | 11.8519 | 0 | 0 | 12160.7506 | 0.0009746 | 47 | Commercial_2035_SC B_GWh_Before Competition Groups_47 | ENERGY STAR Fryer (84% eff) | 0.09746% | 0 | 11.8519 | Commercial_2035_SC B_GWh_Before Competition Groups_ENERGY STAR Fryer (84% eff)
Commercial | Com ¦ Condensing Make Up Air Unit | 2035 | SC B | GWh | Before Competition Groups | 10.3531 | 0 | 0 | 12160.7506 | 0.00085136 | 48 | Commercial_2035_SC B_GWh_Before Competition Groups_48 | Condensing Make Up Air Unit | 0.08514% | 0 | 10.3531 | Commercial_2035_SC B_GWh_Before Competition Groups_Condensing Make Up Air Unit
Commercial | Com ¦ ENERGY STAR Dishwasher | 2035 | SC B | GWh | Before Competition Groups | 7.1782 | 0 | 0 | 12160.7506 | 0.00059028 | 49 | Commercial_2035_SC B_GWh_Before Competition Groups_49 | ENERGY STAR Dishwasher | 0.05903% | 0 | 7.1782 | Commercial_2035_SC B_GWh_Before Competition Groups_ENERGY STAR Dishwasher
Commercial | Com ¦ Ozone Laundry Treatment | 2035 | SC B | GWh | Before Competition Groups | 6.2181 | 0 | 0 | 12160.7506 | 0.00051133 | 50 | Commercial_2035_SC B_GWh_Before Competition Groups_50 | Ozone Laundry Treatment | 0.05113% | 0 | 6.2181 | Commercial_2035_SC B_GWh_Before Competition Groups_Ozone Laundry Treatment
Commercial | Com ¦ ENERGY STAR Steam Cookers | 2035 | SC B | GWh | Before Competition Groups | 5.6574 | 0 | 0 | 12160.7506 | 0.00046522 | 51 | Commercial_2035_SC B_GWh_Before Competition Groups_51 | ENERGY STAR Steam Cookers | 0.04652% | 0 | 5.6574 | Commercial_2035_SC B_GWh_Before Competition Groups_ENERGY STAR Steam Cookers
Commercial | Com ¦ Demand controlled Circulating Systems | 2035 | SC B | GWh | Before Competition Groups | 4.0503 | 0 | 0 | 12160.7506 | 0.00033307 | 52 | Commercial_2035_SC B_GWh_Before Competition Groups_52 | Demand controlled Circulating Systems | 0.03331% | 0 | 4.0503 | Commercial_2035_SC B_GWh_Before Competition Groups_Demand controlled Circulating Systems
Commercial | Com ¦ ECM MOTORS FOR HVAC APPLICATION (FAN-POWERED VAV BOX) | 2035 | SC B | GWh | Before Competition Groups | 2.7266 | 0 | 0 | 12160.7506 | 0.00022421 | 53 | Commercial_2035_SC B_GWh_Before Competition Groups_53 | ECM MOTORS FOR HVAC APPLICATION (FAN-POWERED VAV BOX) | 0.02242% | 0 | 2.7266 | Commercial_2035_SC B_GWh_Before Competition Groups_ECM MOTORS FOR HVAC APPLICATION (FAN-POWERED VAV BOX)
Commercial | Com ¦ Thermostat Setback | 2035 | SC B | GWh | Before Competition Groups | 2.4826 | 0 | 0 | 12160.7506 | 0.00020415 | 54 | Commercial_2035_SC B_GWh_Before Competition Groups_54 | Thermostat Setback | 0.02042% | 0 | 2.4826 | Commercial_2035_SC B_GWh_Before Competition Groups_Thermostat Setback
Commercial | Com ¦ Solar Water Preheat (Pools/DHW) | 2035 | SC B | GWh | Before Competition Groups | 2.3518 | 0 | 0 | 12160.7506 | 0.00019339 | 55 | Commercial_2035_SC B_GWh_Before Competition Groups_55 | Solar Water Preheat (Pools/DHW) | 0.01934% | 0 | 2.3518 | Commercial_2035_SC B_GWh_Before Competition Groups_Solar Water Preheat (Pools/DHW)
Commercial | Com ¦ Notched V belts for HVAC Systems | 2035 | SC B | GWh | Before Competition Groups | 1.6388 | 0 | 0 | 12160.7506 | 0.00013476 | 56 | Commercial_2035_SC B_GWh_Before Competition Groups_56 | Notched V belts for HVAC Systems | 0.01348% | 0 | 1.6388 | Commercial_2035_SC B_GWh_Before Competition Groups_Notched V belts for HVAC Systems
Commercial | Com ¦ PTAC (12 EER/10,000 BTU) | 2035 | SC B | GWh | Before Competition Groups | 1.3471 | 0 | 0 | 12160.7506 | 0.00011077 | 57 | Commercial_2035_SC B_GWh_Before Competition Groups_57 | PTAC (12 EER/10,000 BTU) | 0.01108% | 0 | 1.3471 | Commercial_2035_SC B_GWh_Before Competition Groups_PTAC (12 EER/10,000 BTU)
Commercial | Com ¦ CEE Tier 2/Energy Star Clothes Washers | 2035 | SC B | GWh | Before Competition Groups | 1.3119 | 0 | 0 | 12160.7506 | 0.00010788 | 58 | Commercial_2035_SC B_GWh_Before Competition Groups_58 | CEE Tier 2/Energy Star Clothes Washers | 0.01079% | 0 | 1.3119 | Commercial_2035_SC B_GWh_Before Competition Groups_CEE Tier 2/Energy Star Clothes Washers
Commercial | Com ¦ Auto Off Time Switch or Time Clock control | 2035 | SC B | GWh | Before Competition Groups | 1.2591 | 0 | 0 | 12160.7506 | 0.00010354 | 59 | Commercial_2035_SC B_GWh_Before Competition Groups_59 | Auto Off Time Switch or Time Clock control | 0.01035% | 0 | 1.2591 | Commercial_2035_SC B_GWh_Before Competition Groups_Auto Off Time Switch or Time Clock control
Commercial | Com ¦ Efficient compressor motor | 2035 | SC B | GWh | Before Competition Groups | 1.0858 | 0 | 0 | 12160.7506 | 8.9286e-05 | 60 | Commercial_2035_SC B_GWh_Before Competition Groups_60 | Efficient compressor motor | 0.008929% | 0 | 1.0858 | Commercial_2035_SC B_GWh_Before Competition Groups_Efficient compressor motor
Commercial | COM ¦ Ductless Mini-Split Heat Pumps | 2035 | SC B | GWh | Before Competition Groups | 1.0456 | 0 | 0 | 12160.7506 | 8.5979e-05 | 61 | Commercial_2035_SC B_GWh_Before Competition Groups_61 | Ductless Mini-Split Heat Pumps | 0.008598% | 0 | 1.0456 | Commercial_2035_SC B_GWh_Before Competition Groups_Ductless Mini-Split Heat Pumps
Commercial | Com ¦ High Efficiency Small Instantaneous Water Heater | 2035 | SC B | GWh | Before Competition Groups | 0.80149 | 0 | 0 | 12160.7506 | 6.5908e-05 | 62 | Commercial_2035_SC B_GWh_Before Competition Groups_62 | High Efficiency Small Instantaneous Water Heater | 0.006591% | 0 | 0.80149 | Commercial_2035_SC B_GWh_Before Competition Groups_High Efficiency Small Instantaneous Water Heater
Commercial | Com ¦ Low Flow Pre-Rinse Spray Nozzle | 2035 | SC B | GWh | Before Competition Groups | 0.65633 | 0 | 0 | 12160.7506 | 5.3971e-05 | 63 | Commercial_2035_SC B_GWh_Before Competition Groups_63 | Low Flow Pre-Rinse Spray Nozzle | 0.005397% | 0 | 0.65633 | Commercial_2035_SC B_GWh_Before Competition Groups_Low Flow Pre-Rinse Spray Nozzle
Commercial | Com ¦ LED RECESSED DOWNLIGHTS | 2035 | SC B | GWh | Before Competition Groups | 0.59469 | 0 | 0 | 12160.7506 | 4.8903e-05 | 64 | Commercial_2035_SC B_GWh_Before Competition Groups_64 | LED RECESSED DOWNLIGHTS | 0.00489% | 0 | 0.59469 | Commercial_2035_SC B_GWh_Before Competition Groups_LED RECESSED DOWNLIGHTS
Commercial | Com ¦ Commercial Hot Food Holding Cabinets | 2035 | SC B | GWh | Before Competition Groups | 0.47273 | 0 | 0 | 12160.7506 | 3.8873e-05 | 65 | Commercial_2035_SC B_GWh_Before Competition Groups_65 | Commercial Hot Food Holding Cabinets | 0.003887% | 0 | 0.47273 | Commercial_2035_SC B_GWh_Before Competition Groups_Commercial Hot Food Holding Cabinets
Commercial | Com ¦ Energy Recovery Ventilation and Ventilation (Enhanced) | 2035 | SC B | GWh | Before Competition Groups | 0.41163 | 0 | 0 | 12160.7506 | 3.3849e-05 | 66 | Commercial_2035_SC B_GWh_Before Competition Groups_66 | Energy Recovery Ventilation and Ventilation (Enhanced) | 0.003385% | 0 | 0.41163 | Commercial_2035_SC B_GWh_Before Competition Groups_Energy Recovery Ventilation and Ventilation (Enhanced)
Commercial | Com ¦ HVAC Optimization | 2035 | SC B | GWh | Before Competition Groups | 0.37208 | 0 | 0 | 12160.7506 | 3.0597e-05 | 67 | Commercial_2035_SC B_GWh_Before Competition Groups_67 | HVAC Optimization | 0.00306% | 0 | 0.37208 | Commercial_2035_SC B_GWh_Before Competition Groups_HVAC Optimization
Commercial | Com ¦ Wall Insulation | 2035 | SC B | GWh | Before Competition Groups | 0.18939 | 0 | 0 | 12160.7506 | 1.5573e-05 | 68 | Commercial_2035_SC B_GWh_Before Competition Groups_68 | Wall Insulation | 0.001557% | 0 | 0.18939 | Commercial_2035_SC B_GWh_Before Competition Groups_Wall Insulation
Commercial | Com ¦ Room AC (w/ louvered sides) 14 SEER from 12 SEER code | 2035 | SC B | GWh | Before Competition Groups | 0.10096 | 0 | 0 | 12160.7506 | 8.3017e-06 | 69 | Commercial_2035_SC B_GWh_Before Competition Groups_69 | Room AC (w/ louvered sides) 14 SEER from 12 SEER code | 0.0008302% | 0 | 0.10096 | Commercial_2035_SC B_GWh_Before Competition Groups_Room AC (w/ louvered sides) 14 SEER from 12 SEER code
Commercial | Com ¦ High Efficiency Chiller (avg of water and air cooled) | 2035 | SC B | GWh | Before Competition Groups | 0.056994 | 0 | 0 | 12160.7506 | 4.6867e-06 | 70 | Commercial_2035_SC B_GWh_Before Competition Groups_70 | High Efficiency Chiller (avg of water and air cooled) | 0.0004687% | 0 | 0.056994 | Commercial_2035_SC B_GWh_Before Competition Groups_High Efficiency Chiller (avg of water and air cooled)
Commercial | Com ¦ Air Curtains | 2035 | SC B | GWh | Before Competition Groups | 0.056044 | 0 | 0 | 12160.7506 | 4.6086e-06 | 71 | Commercial_2035_SC B_GWh_Before Competition Groups_71 | Air Curtains | 0.0004609% | 0 | 0.056044 | Commercial_2035_SC B_GWh_Before Competition Groups_Air Curtains
Commercial | Com ¦ EC Plug Fan for Data Center (under cabinet) | 2035 | SC B | GWh | Before Competition Groups | 0.053478 | 0 | 0 | 12160.7506 | 4.3976e-06 | 72 | Commercial_2035_SC B_GWh_Before Competition Groups_72 | EC Plug Fan for Data Center (under cabinet) | 0.0004398% | 0 | 0.053478 | Commercial_2035_SC B_GWh_Before Competition Groups_EC Plug Fan for Data Center (under cabinet)
Commercial | Com ¦ VSD Air Compressor | 2035 | SC B | GWh | Before Competition Groups | 0.042226 | 0 | 0 | 12160.7506 | 3.4723e-06 | 73 | Commercial_2035_SC B_GWh_Before Competition Groups_73 | VSD Air Compressor | 0.0003472% | 0 | 0.042226 | Commercial_2035_SC B_GWh_Before Competition Groups_VSD Air Compressor
Commercial | Com ¦ Electric Convection Combination Ovens | 2035 | SC B | GWh | Before Competition Groups | 0.003667 | 0 | 0 | 12160.7506 | 3.0155e-07 | 74 | Commercial_2035_SC B_GWh_Before Competition Groups_74 | Electric Convection Combination Ovens | 3.015e-05% | 0 | 0.003667 | Commercial_2035_SC B_GWh_Before Competition Groups_Electric Convection Combination Ovens
Commercial | Com ¦ LLLC - Low Impact Application | 2035 | SC B | GWh | Before Competition Groups | 2.977e-18 | 0 | 0 | 12160.7506 | 2.4481e-22 | 75 | Commercial_2035_SC B_GWh_Before Competition Groups_75 | LLLC - Low Impact Application | 2.448e-20% | 0 | 2.977e-18 | Commercial_2035_SC B_GWh_Before Competition Groups_LLLC - Low Impact Application
Commercial | Com ¦ LLLC - High Impact Application | 2035 | SC B | GWh | Before Competition Groups | 1.0897e-18 | 0 | 0 | 12160.7506 | 8.9605e-23 | 76 | Commercial_2035_SC B_GWh_Before Competition Groups_76 | LLLC - High Impact Application | 8.96e-21% | 0 | 1.0897e-18 | Commercial_2035_SC B_GWh_Before Competition Groups_LLLC - High Impact Application
Commercial | Com ¦ Networked/Connected - High Impact Application | 2035 | SC B | GWh | Before Competition Groups | 1.418e-20 | 0 | 0 | 12160.7506 | 1.1661e-24 | 77 | Commercial_2035_SC B_GWh_Before Competition Groups_77 | Networked/Connected - High Impact Application | 1.166e-22% | 0 | 1.418e-20 | Commercial_2035_SC B_GWh_Before Competition Groups_Networked/Connected - High Impact Application
Commercial | Com ¦ Networked/Connected - Low Impact Application | 2035 | SC B | GWh | Before Competition Groups | 8.1688e-21 | 0 | 0 | 12160.7506 | 6.7174e-25 | 78 | Commercial_2035_SC B_GWh_Before Competition Groups_78 | Networked/Connected - Low Impact Application | 6.717e-23% | 0 | 8.1688e-21 | Commercial_2035_SC B_GWh_Before Competition Groups_Networked/Connected - Low Impact Application
Commercial | Com ¦ Indoor Daylight Sensors/Photocell Dimming Control | 2035 | SC B | GWh | Before Competition Groups | 0 | 0 | 0 | 12160.7506 | 0 | 79 | Commercial_2035_SC B_GWh_Before Competition Groups_79 | Indoor Daylight Sensors/Photocell Dimming Control | 0% | 0 | 0 | Commercial_2035_SC B_GWh_Before Competition Groups_Indoor Daylight Sensors/Photocell Dimming Control
Commercial | Com ¦ Variable Refrigerant Flow Heat Pump | 2035 | SC B | GWh | Before Competition Groups | 0 | 0 | 0 | 12160.7506 | 0 | 80 | Commercial_2035_SC B_GWh_Before Competition Groups_80 | Variable Refrigerant Flow Heat Pump | 0% | 0 | 0 | Commercial_2035_SC B_GWh_Before Competition Groups_Variable Refrigerant Flow Heat Pump
Commercial | Com ¦ LED Low/High Bay | 2035 | SC C | GWh | Before Competition Groups | 1160.7039 | 0 | 0 | 9837.6866 | 0.11799 | 1 | Commercial_2035_SC C_GWh_Before Competition Groups_1 | LED Low/High Bay | 11.8% | 0 | 1160.7039 | Commercial_2035_SC C_GWh_Before Competition Groups_LED Low/High Bay
Commercial | Com ¦ LED Troffer/Surface/Suspended | 2035 | SC C | GWh | Before Competition Groups | 1005.822 | 0 | 0 | 9837.6866 | 0.10224 | 2 | Commercial_2035_SC C_GWh_Before Competition Groups_2 | LED Troffer/Surface/Suspended | 10.22% | 0 | 1005.822 | Commercial_2035_SC C_GWh_Before Competition Groups_LED Troffer/Surface/Suspended
Commercial | Com ¦ ENERGY STAR LED LAMPS (REFLECTOR LAMPs/MR16/PAR 16) | 2035 | SC C | GWh | Before Competition Groups | 964.41 | 0 | 0 | 9837.6866 | 0.098032 | 3 | Commercial_2035_SC C_GWh_Before Competition Groups_3 | ENERGY STAR LED LAMPS (REFLECTOR LAMPs/MR16/PAR 16) | 9.803% | 0 | 964.41 | Commercial_2035_SC C_GWh_Before Competition Groups_ENERGY STAR LED LAMPS (REFLECTOR LAMPs/MR16/PAR 16)
Commercial | Com ¦ Building Recommissioning, Operations and Maintenance (O&M) Improvements | 2035 | SC C | GWh | Before Competition Groups | 673.6605 | 0 | 0 | 9837.6866 | 0.068478 | 4 | Commercial_2035_SC C_GWh_Before Competition Groups_4 | Building Recommissioning, Operations and Maintenance (O&M) Improvements | 6.848% | 0 | 673.6605 | Commercial_2035_SC C_GWh_Before Competition Groups_Building Recommissioning, Operations and Maintenance (O&M) Improvements
Commercial | Com ¦ LED EXTERIOR AREA LIGHTS - LED fixture (200W) | 2035 | SC C | GWh | Before Competition Groups | 635.2369 | 0 | 0 | 9837.6866 | 0.064572 | 5 | Commercial_2035_SC C_GWh_Before Competition Groups_5 | LED EXTERIOR AREA LIGHTS - LED fixture (200W) | 6.457% | 0 | 635.2369 | Commercial_2035_SC C_GWh_Before Competition Groups_LED EXTERIOR AREA LIGHTS - LED fixture (200W)
Commercial | Com ¦ LED Replacement Lamp (Tube) | 2035 | SC C | GWh | Before Competition Groups | 625.045 | 0 | 0 | 9837.6866 | 0.063536 | 6 | Commercial_2035_SC C_GWh_Before Competition Groups_6 | LED Replacement Lamp (Tube) | 6.354% | 0 | 625.045 | Commercial_2035_SC C_GWh_Before Competition Groups_LED Replacement Lamp (Tube)
Commercial | Com ¦ LED parking lot fixture | 2035 | SC C | GWh | Before Competition Groups | 606.77 | 0 | 0 | 9837.6866 | 0.061678 | 7 | Commercial_2035_SC C_GWh_Before Competition Groups_7 | LED parking lot fixture | 6.168% | 0 | 606.77 | Commercial_2035_SC C_GWh_Before Competition Groups_LED parking lot fixture
Commercial | Com ¦ Furnace Tune-Up | 2035 | SC C | GWh | Before Competition Groups | 396.7959 | 0 | 0 | 9837.6866 | 0.040334 | 8 | Commercial_2035_SC C_GWh_Before Competition Groups_8 | Furnace Tune-Up | 4.033% | 0 | 396.7959 | Commercial_2035_SC C_GWh_Before Competition Groups_Furnace Tune-Up
Commercial | Com ¦ LED street light fixture | 2035 | SC C | GWh | Before Competition Groups | 384.9658 | 0 | 0 | 9837.6866 | 0.039132 | 9 | Commercial_2035_SC C_GWh_Before Competition Groups_9 | LED street light fixture | 3.913% | 0 | 384.9658 | Commercial_2035_SC C_GWh_Before Competition Groups_LED street light fixture
Commercial | Com ¦ High Efficiency Air Source Heat Pump | 2035 | SC C | GWh | Before Competition Groups | 283.5738 | 0 | 0 | 9837.6866 | 0.028825 | 10 | Commercial_2035_SC C_GWh_Before Competition Groups_10 | High Efficiency Air Source Heat Pump | 2.883% | 0 | 283.5738 | Commercial_2035_SC C_GWh_Before Competition Groups_High Efficiency Air Source Heat Pump
Commercial | Com ¦ Refrigerated Display Case Doors | 2035 | SC C | GWh | Before Competition Groups | 259.1465 | 0 | 0 | 9837.6866 | 0.026342 | 11 | Commercial_2035_SC C_GWh_Before Competition Groups_11 | Refrigerated Display Case Doors | 2.634% | 0 | 259.1465 | Commercial_2035_SC C_GWh_Before Competition Groups_Refrigerated Display Case Doors
Commercial | Com ¦ Reach-in Shaded Pole to ECM/PSC Evaporator Fan Motor | 2035 | SC C | GWh | Before Competition Groups | 258.6332 | 0 | 0 | 9837.6866 | 0.02629 | 12 | Commercial_2035_SC C_GWh_Before Competition Groups_12 | Reach-in Shaded Pole to ECM/PSC Evaporator Fan Motor | 2.629% | 0 | 258.6332 | Commercial_2035_SC C_GWh_Before Competition Groups_Reach-in Shaded Pole to ECM/PSC Evaporator Fan Motor
Commercial | Com ¦ Data Center Storage/Server Virtualization | 2035 | SC C | GWh | Before Competition Groups | 227.2975 | 0 | 0 | 9837.6866 | 0.023105 | 13 | Commercial_2035_SC C_GWh_Before Competition Groups_13 | Data Center Storage/Server Virtualization | 2.31% | 0 | 227.2975 | Commercial_2035_SC C_GWh_Before Competition Groups_Data Center Storage/Server Virtualization
Commercial | Com ¦ Strip Curtains | 2035 | SC C | GWh | Before Competition Groups | 188.804 | 0 | 0 | 9837.6866 | 0.019192 | 14 | Commercial_2035_SC C_GWh_Before Competition Groups_14 | Strip Curtains | 1.919% | 0 | 188.804 | Commercial_2035_SC C_GWh_Before Competition Groups_Strip Curtains
Commercial | Com ¦ Demand Control Ventilation | 2035 | SC C | GWh | Before Competition Groups | 178.5116 | 0 | 0 | 9837.6866 | 0.018146 | 15 | Commercial_2035_SC C_GWh_Before Competition Groups_15 | Demand Control Ventilation | 1.815% | 0 | 178.5116 | Commercial_2035_SC C_GWh_Before Competition Groups_Demand Control Ventilation
Commercial | Com ¦ LED or Equivalent Sign Lighting | 2035 | SC C | GWh | Before Competition Groups | 172.0085 | 0 | 0 | 9837.6866 | 0.017485 | 16 | Commercial_2035_SC C_GWh_Before Competition Groups_16 | LED or Equivalent Sign Lighting | 1.748% | 0 | 172.0085 | Commercial_2035_SC C_GWh_Before Competition Groups_LED or Equivalent Sign Lighting
Commercial | Com ¦ Advanced BAS/Controllers | 2035 | SC C | GWh | Before Competition Groups | 150.2405 | 0 | 0 | 9837.6866 | 0.015272 | 17 | Commercial_2035_SC C_GWh_Before Competition Groups_17 | Advanced BAS/Controllers | 1.527% | 0 | 150.2405 | Commercial_2035_SC C_GWh_Before Competition Groups_Advanced BAS/Controllers
Commercial | Com ¦ Centrally controlled desktop PC/NETWORK PC POWER MANAGEMENT SOFTWARE | 2035 | SC C | GWh | Before Competition Groups | 143.9167 | 0 | 0 | 9837.6866 | 0.014629 | 18 | Commercial_2035_SC C_GWh_Before Competition Groups_18 | Centrally controlled desktop PC/NETWORK PC POWER MANAGEMENT SOFTWARE | 1.463% | 0 | 143.9167 | Commercial_2035_SC C_GWh_Before Competition Groups_Centrally controlled desktop PC/NETWORK PC POWER MANAGEMENT SOFTWARE
Commercial | Com ¦ Variable Frequency Drive (VFD) | 2035 | SC C | GWh | Before Competition Groups | 132.0661 | 0 | 0 | 9837.6866 | 0.013425 | 19 | Commercial_2035_SC C_GWh_Before Competition Groups_19 | Variable Frequency Drive (VFD) | 1.342% | 0 | 132.0661 | Commercial_2035_SC C_GWh_Before Competition Groups_Variable Frequency Drive (VFD)
Commercial | Com ¦ Education and Capacity Building/Energy Behavior | 2035 | SC C | GWh | Before Competition Groups | 124.2999 | 0 | 0 | 9837.6866 | 0.012635 | 20 | Commercial_2035_SC C_GWh_Before Competition Groups_20 | Education and Capacity Building/Energy Behavior | 1.264% | 0 | 124.2999 | Commercial_2035_SC C_GWh_Before Competition Groups_Education and Capacity Building/Energy Behavior
Commercial | Com ¦ VFD on Pumps | 2035 | SC C | GWh | Before Competition Groups | 123.3824 | 0 | 0 | 9837.6866 | 0.012542 | 21 | Commercial_2035_SC C_GWh_Before Competition Groups_21 | VFD on Pumps | 1.254% | 0 | 123.3824 | Commercial_2035_SC C_GWh_Before Competition Groups_VFD on Pumps
Commercial | Com ¦ ENERGY STAR LED LAMPS (General Service Lamps) | 2035 | SC C | GWh | Before Competition Groups | 115.3853 | 0 | 0 | 9837.6866 | 0.011729 | 22 | Commercial_2035_SC C_GWh_Before Competition Groups_22 | ENERGY STAR LED LAMPS (General Service Lamps) | 1.173% | 0 | 115.3853 | Commercial_2035_SC C_GWh_Before Competition Groups_ENERGY STAR LED LAMPS (General Service Lamps)
Commercial | Com ¦ Adaptive Thermostats | 2035 | SC C | GWh | Before Competition Groups | 105.0055 | 0 | 0 | 9837.6866 | 0.010674 | 23 | Commercial_2035_SC C_GWh_Before Competition Groups_23 | Adaptive Thermostats | 1.067% | 0 | 105.0055 | Commercial_2035_SC C_GWh_Before Competition Groups_Adaptive Thermostats
Commercial | Com ¦ Unitary Air-Conditioning Unit | 2035 | SC C | GWh | Before Competition Groups | 100.4111 | 0 | 0 | 9837.6866 | 0.010207 | 24 | Commercial_2035_SC C_GWh_Before Competition Groups_24 | Unitary Air-Conditioning Unit | 1.021% | 0 | 100.4111 | Commercial_2035_SC C_GWh_Before Competition Groups_Unitary Air-Conditioning Unit
Commercial | Com ¦ Air Handler with Dedicated Outdoor Air Systems | 2035 | SC C | GWh | Before Competition Groups | 74.829 | 0 | 0 | 9837.6866 | 0.0076064 | 25 | Commercial_2035_SC C_GWh_Before Competition Groups_25 | Air Handler with Dedicated Outdoor Air Systems | 0.7606% | 0 | 74.829 | Commercial_2035_SC C_GWh_Before Competition Groups_Air Handler with Dedicated Outdoor Air Systems
Commercial | Com ¦ Door Gasket Freezer/Refrigerator | 2035 | SC C | GWh | Before Competition Groups | 67.6361 | 0 | 0 | 9837.6866 | 0.0068752 | 26 | Commercial_2035_SC C_GWh_Before Competition Groups_26 | Door Gasket Freezer/Refrigerator | 0.6875% | 0 | 67.6361 | Commercial_2035_SC C_GWh_Before Competition Groups_Door Gasket Freezer/Refrigerator
Commercial | Com ¦ Demand Control Kitchen Ventilation | 2035 | SC C | GWh | Before Competition Groups | 63.4686 | 0 | 0 | 9837.6866 | 0.0064516 | 27 | Commercial_2035_SC C_GWh_Before Competition Groups_27 | Demand Control Kitchen Ventilation | 0.6452% | 0 | 63.4686 | Commercial_2035_SC C_GWh_Before Competition Groups_Demand Control Kitchen Ventilation
Commercial | Com ¦ ECM MOTORS FOR EVAPORATOR FANS for refrigeration (WALK-IN) | 2035 | SC C | GWh | Before Competition Groups | 61.7807 | 0 | 0 | 9837.6866 | 0.00628 | 28 | Commercial_2035_SC C_GWh_Before Competition Groups_28 | ECM MOTORS FOR EVAPORATOR FANS for refrigeration (WALK-IN) | 0.628% | 0 | 61.7807 | Commercial_2035_SC C_GWh_Before Competition Groups_ECM MOTORS FOR EVAPORATOR FANS for refrigeration (WALK-IN)
Commercial | Com ¦ Condensing Unit Heaters or other Efficient Unit Heating System | 2035 | SC C | GWh | Before Competition Groups | 59.6762 | 0 | 0 | 9837.6866 | 0.0060661 | 29 | Commercial_2035_SC C_GWh_Before Competition Groups_29 | Condensing Unit Heaters or other Efficient Unit Heating System | 0.6066% | 0 | 59.6762 | Commercial_2035_SC C_GWh_Before Competition Groups_Condensing Unit Heaters or other Efficient Unit Heating System
Commercial | Com ¦ Refrigerated Display Case LED | 2035 | SC C | GWh | Before Competition Groups | 56.9322 | 0 | 0 | 9837.6866 | 0.0057872 | 30 | Commercial_2035_SC C_GWh_Before Competition Groups_30 | Refrigerated Display Case LED | 0.5787% | 0 | 56.9322 | Commercial_2035_SC C_GWh_Before Competition Groups_Refrigerated Display Case LED
Commercial | Com ¦ Freezer Case Light Sensor | 2035 | SC C | GWh | Before Competition Groups | 50.7464 | 0 | 0 | 9837.6866 | 0.0051584 | 31 | Commercial_2035_SC C_GWh_Before Competition Groups_31 | Freezer Case Light Sensor | 0.5158% | 0 | 50.7464 | Commercial_2035_SC C_GWh_Before Competition Groups_Freezer Case Light Sensor
Commercial | Com ¦ Evaporator Fan Controls | 2035 | SC C | GWh | Before Competition Groups | 49.5009 | 0 | 0 | 9837.6866 | 0.0050318 | 32 | Commercial_2035_SC C_GWh_Before Competition Groups_32 | Evaporator Fan Controls | 0.5032% | 0 | 49.5009 | Commercial_2035_SC C_GWh_Before Competition Groups_Evaporator Fan Controls
Commercial | Com ¦ Occupancy Sensors | 2035 | SC C | GWh | Before Competition Groups | 35.4623 | 0 | 0 | 9837.6866 | 0.0036047 | 33 | Commercial_2035_SC C_GWh_Before Competition Groups_33 | Occupancy Sensors | 0.3605% | 0 | 35.4623 | Commercial_2035_SC C_GWh_Before Competition Groups_Occupancy Sensors
Commercial | Com ¦ ENERGY STAR Griddle (74% eff) | 2035 | SC C | GWh | Before Competition Groups | 32.2864 | 0 | 0 | 9837.6866 | 0.0032819 | 34 | Commercial_2035_SC C_GWh_Before Competition Groups_34 | ENERGY STAR Griddle (74% eff) | 0.3282% | 0 | 32.2864 | Commercial_2035_SC C_GWh_Before Competition Groups_ENERGY STAR Griddle (74% eff)
Commercial | Com ¦ Chilled Water Optimization | 2035 | SC C | GWh | Before Competition Groups | 31.9384 | 0 | 0 | 9837.6866 | 0.0032465 | 35 | Commercial_2035_SC C_GWh_Before Competition Groups_35 | Chilled Water Optimization | 0.3247% | 0 | 31.9384 | Commercial_2035_SC C_GWh_Before Competition Groups_Chilled Water Optimization
Commercial | Com ¦ BEVERAGE VENDING MACHINE CONTROLS | 2035 | SC C | GWh | Before Competition Groups | 24.2543 | 0 | 0 | 9837.6866 | 0.0024654 | 36 | Commercial_2035_SC C_GWh_Before Competition Groups_36 | BEVERAGE VENDING MACHINE CONTROLS | 0.2465% | 0 | 24.2543 | Commercial_2035_SC C_GWh_Before Competition Groups_BEVERAGE VENDING MACHINE CONTROLS
Commercial | Com ¦ Elec Storage WH 2.30 Et | 2035 | SC C | GWh | Before Competition Groups | 22.6407 | 0 | 0 | 9837.6866 | 0.0023014 | 37 | Commercial_2035_SC C_GWh_Before Competition Groups_37 | Elec Storage WH 2.30 Et | 0.2301% | 0 | 22.6407 | Commercial_2035_SC C_GWh_Before Competition Groups_Elec Storage WH 2.30 Et
Commercial | Com ¦ CO Sensors for parking garage exhaust fans | 2035 | SC C | GWh | Before Competition Groups | 19.2184 | 0 | 0 | 9837.6866 | 0.0019536 | 38 | Commercial_2035_SC C_GWh_Before Competition Groups_38 | CO Sensors for parking garage exhaust fans | 0.1954% | 0 | 19.2184 | Commercial_2035_SC C_GWh_Before Competition Groups_CO Sensors for parking garage exhaust fans
Commercial | Com ¦ Temperature Adjustment in Commercial Freezers | 2035 | SC C | GWh | Before Competition Groups | 18.9451 | 0 | 0 | 9837.6866 | 0.0019258 | 39 | Commercial_2035_SC C_GWh_Before Competition Groups_39 | Temperature Adjustment in Commercial Freezers | 0.1926% | 0 | 18.9451 | Commercial_2035_SC C_GWh_Before Competition Groups_Temperature Adjustment in Commercial Freezers
Commercial | Com ¦ Water Source Heat Pump (4 ton) | 2035 | SC C | GWh | Before Competition Groups | 18.2926 | 0 | 0 | 9837.6866 | 0.0018594 | 40 | Commercial_2035_SC C_GWh_Before Competition Groups_40 | Water Source Heat Pump (4 ton) | 0.1859% | 0 | 18.2926 | Commercial_2035_SC C_GWh_Before Competition Groups_Water Source Heat Pump (4 ton)
Commercial | Com ¦ Energy Efficient Laboratory Fume Hood | 2035 | SC C | GWh | Before Competition Groups | 16.7913 | 0 | 0 | 9837.6866 | 0.0017068 | 41 | Commercial_2035_SC C_GWh_Before Competition Groups_41 | Energy Efficient Laboratory Fume Hood | 0.1707% | 0 | 16.7913 | Commercial_2035_SC C_GWh_Before Competition Groups_Energy Efficient Laboratory Fume Hood
Commercial | Com ¦ Vertical Night Covers | 2035 | SC C | GWh | Before Competition Groups | 14.6835 | 0 | 0 | 9837.6866 | 0.0014926 | 42 | Commercial_2035_SC C_GWh_Before Competition Groups_42 | Vertical Night Covers | 0.1493% | 0 | 14.6835 | Commercial_2035_SC C_GWh_Before Competition Groups_Vertical Night Covers
Commercial | Com ¦ Outside Air Economizer | 2035 | SC C | GWh | Before Competition Groups | 13.6444 | 0 | 0 | 9837.6866 | 0.001387 | 43 | Commercial_2035_SC C_GWh_Before Competition Groups_43 | Outside Air Economizer | 0.1387% | 0 | 13.6444 | Commercial_2035_SC C_GWh_Before Competition Groups_Outside Air Economizer
Commercial | Com ¦ Duct Insulation, R8 | 2035 | SC C | GWh | Before Competition Groups | 13.2626 | 0 | 0 | 9837.6866 | 0.0013481 | 44 | Commercial_2035_SC C_GWh_Before Competition Groups_44 | Duct Insulation, R8 | 0.1348% | 0 | 13.2626 | Commercial_2035_SC C_GWh_Before Competition Groups_Duct Insulation, R8
Commercial | Com ¦ Water Heating (DHW) Pipe Insulation (Add 3/4\ Foam)" | 2035 | SC C | GWh | Before Competition Groups | 12.6964 | 0 | 0 | 9837.6866 | 0.0012906 | 45 | Commercial_2035_SC C_GWh_Before Competition Groups_45 | Water Heating (DHW) Pipe Insulation (Add 3/4\ Foam)" | 0.1291% | 0 | 12.6964 | Commercial_2035_SC C_GWh_Before Competition Groups_Water Heating (DHW) Pipe Insulation (Add 3/4\ Foam)"
Commercial | Com ¦ ENERGY STAR Fryer (84% eff) | 2035 | SC C | GWh | Before Competition Groups | 11.852 | 0 | 0 | 9837.6866 | 0.0012048 | 46 | Commercial_2035_SC C_GWh_Before Competition Groups_46 | ENERGY STAR Fryer (84% eff) | 0.1205% | 0 | 11.852 | Commercial_2035_SC C_GWh_Before Competition Groups_ENERGY STAR Fryer (84% eff)
Commercial | Com ¦ Condensing Make Up Air Unit | 2035 | SC C | GWh | Before Competition Groups | 8.6355 | 0 | 0 | 9837.6866 | 0.0008778 | 47 | Commercial_2035_SC C_GWh_Before Competition Groups_47 | Condensing Make Up Air Unit | 0.08778% | 0 | 8.6355 | Commercial_2035_SC C_GWh_Before Competition Groups_Condensing Make Up Air Unit
Commercial | Com ¦ Suction Pipe Insulation Freezer/Refrigerator | 2035 | SC C | GWh | Before Competition Groups | 8.0367 | 0 | 0 | 9837.6866 | 0.00081693 | 48 | Commercial_2035_SC C_GWh_Before Competition Groups_48 | Suction Pipe Insulation Freezer/Refrigerator | 0.08169% | 0 | 8.0367 | Commercial_2035_SC C_GWh_Before Competition Groups_Suction Pipe Insulation Freezer/Refrigerator
Commercial | Com ¦ ENERGY STAR Dishwasher | 2035 | SC C | GWh | Before Competition Groups | 6.6289 | 0 | 0 | 9837.6866 | 0.00067383 | 49 | Commercial_2035_SC C_GWh_Before Competition Groups_49 | ENERGY STAR Dishwasher | 0.06738% | 0 | 6.6289 | Commercial_2035_SC C_GWh_Before Competition Groups_ENERGY STAR Dishwasher
Commercial | Com ¦ ENERGY STAR Steam Cookers | 2035 | SC C | GWh | Before Competition Groups | 5.6575 | 0 | 0 | 9837.6866 | 0.00057508 | 50 | Commercial_2035_SC C_GWh_Before Competition Groups_50 | ENERGY STAR Steam Cookers | 0.05751% | 0 | 5.6575 | Commercial_2035_SC C_GWh_Before Competition Groups_ENERGY STAR Steam Cookers
Commercial | Com ¦ Ozone Laundry Treatment | 2035 | SC C | GWh | Before Competition Groups | 4.2671 | 0 | 0 | 9837.6866 | 0.00043375 | 51 | Commercial_2035_SC C_GWh_Before Competition Groups_51 | Ozone Laundry Treatment | 0.04337% | 0 | 4.2671 | Commercial_2035_SC C_GWh_Before Competition Groups_Ozone Laundry Treatment
Commercial | Com ¦ Demand controlled Circulating Systems | 2035 | SC C | GWh | Before Competition Groups | 2.6997 | 0 | 0 | 9837.6866 | 0.00027443 | 52 | Commercial_2035_SC C_GWh_Before Competition Groups_52 | Demand controlled Circulating Systems | 0.02744% | 0 | 2.6997 | Commercial_2035_SC C_GWh_Before Competition Groups_Demand controlled Circulating Systems
Commercial | Com ¦ Thermostat Setback | 2035 | SC C | GWh | Before Competition Groups | 2.4693 | 0 | 0 | 9837.6866 | 0.000251 | 53 | Commercial_2035_SC C_GWh_Before Competition Groups_53 | Thermostat Setback | 0.0251% | 0 | 2.4693 | Commercial_2035_SC C_GWh_Before Competition Groups_Thermostat Setback
Commercial | Com ¦ ECM MOTORS FOR HVAC APPLICATION (FAN-POWERED VAV BOX) | 2035 | SC C | GWh | Before Competition Groups | 1.9974 | 0 | 0 | 9837.6866 | 0.00020303 | 54 | Commercial_2035_SC C_GWh_Before Competition Groups_54 | ECM MOTORS FOR HVAC APPLICATION (FAN-POWERED VAV BOX) | 0.0203% | 0 | 1.9974 | Commercial_2035_SC C_GWh_Before Competition Groups_ECM MOTORS FOR HVAC APPLICATION (FAN-POWERED VAV BOX)
Commercial | Com ¦ Solar Water Preheat (Pools/DHW) | 2035 | SC C | GWh | Before Competition Groups | 1.3332 | 0 | 0 | 9837.6866 | 0.00013552 | 55 | Commercial_2035_SC C_GWh_Before Competition Groups_55 | Solar Water Preheat (Pools/DHW) | 0.01355% | 0 | 1.3332 | Commercial_2035_SC C_GWh_Before Competition Groups_Solar Water Preheat (Pools/DHW)
Commercial | Com ¦ CEE Tier 2/Energy Star Clothes Washers | 2035 | SC C | GWh | Before Competition Groups | 1.1965 | 0 | 0 | 9837.6866 | 0.00012163 | 56 | Commercial_2035_SC C_GWh_Before Competition Groups_56 | CEE Tier 2/Energy Star Clothes Washers | 0.01216% | 0 | 1.1965 | Commercial_2035_SC C_GWh_Before Competition Groups_CEE Tier 2/Energy Star Clothes Washers
Commercial | Com ¦ Notched V belts for HVAC Systems | 2035 | SC C | GWh | Before Competition Groups | 1.1773 | 0 | 0 | 9837.6866 | 0.00011967 | 57 | Commercial_2035_SC C_GWh_Before Competition Groups_57 | Notched V belts for HVAC Systems | 0.01197% | 0 | 1.1773 | Commercial_2035_SC C_GWh_Before Competition Groups_Notched V belts for HVAC Systems
Commercial | Com ¦ Auto Off Time Switch or Time Clock control | 2035 | SC C | GWh | Before Competition Groups | 0.84068 | 0 | 0 | 9837.6866 | 8.5455e-05 | 58 | Commercial_2035_SC C_GWh_Before Competition Groups_58 | Auto Off Time Switch or Time Clock control | 0.008546% | 0 | 0.84068 | Commercial_2035_SC C_GWh_Before Competition Groups_Auto Off Time Switch or Time Clock control
Commercial | COM ¦ Ductless Mini-Split Heat Pumps | 2035 | SC C | GWh | Before Competition Groups | 0.83597 | 0 | 0 | 9837.6866 | 8.4976e-05 | 59 | Commercial_2035_SC C_GWh_Before Competition Groups_59 | Ductless Mini-Split Heat Pumps | 0.008498% | 0 | 0.83597 | Commercial_2035_SC C_GWh_Before Competition Groups_Ductless Mini-Split Heat Pumps
Commercial | Com ¦ PTAC (12 EER/10,000 BTU) | 2035 | SC C | GWh | Before Competition Groups | 0.76705 | 0 | 0 | 9837.6866 | 7.7971e-05 | 60 | Commercial_2035_SC C_GWh_Before Competition Groups_60 | PTAC (12 EER/10,000 BTU) | 0.007797% | 0 | 0.76705 | Commercial_2035_SC C_GWh_Before Competition Groups_PTAC (12 EER/10,000 BTU)
Commercial | Com ¦ LLLC - High Impact Application | 2035 | SC C | GWh | Before Competition Groups | 0.65423 | 0 | 0 | 9837.6866 | 6.6502e-05 | 61 | Commercial_2035_SC C_GWh_Before Competition Groups_61 | LLLC - High Impact Application | 0.00665% | 0 | 0.65423 | Commercial_2035_SC C_GWh_Before Competition Groups_LLLC - High Impact Application
Commercial | Com ¦ LED RECESSED DOWNLIGHTS | 2035 | SC C | GWh | Before Competition Groups | 0.59469 | 0 | 0 | 9837.6866 | 6.045e-05 | 62 | Commercial_2035_SC C_GWh_Before Competition Groups_62 | LED RECESSED DOWNLIGHTS | 0.006045% | 0 | 0.59469 | Commercial_2035_SC C_GWh_Before Competition Groups_LED RECESSED DOWNLIGHTS
Commercial | Com ¦ Low Flow Pre-Rinse Spray Nozzle | 2035 | SC C | GWh | Before Competition Groups | 0.56671 | 0 | 0 | 9837.6866 | 5.7606e-05 | 63 | Commercial_2035_SC C_GWh_Before Competition Groups_63 | Low Flow Pre-Rinse Spray Nozzle | 0.005761% | 0 | 0.56671 | Commercial_2035_SC C_GWh_Before Competition Groups_Low Flow Pre-Rinse Spray Nozzle
Commercial | Com ¦ Efficient compressor motor | 2035 | SC C | GWh | Before Competition Groups | 0.42946 | 0 | 0 | 9837.6866 | 4.3655e-05 | 64 | Commercial_2035_SC C_GWh_Before Competition Groups_64 | Efficient compressor motor | 0.004365% | 0 | 0.42946 | Commercial_2035_SC C_GWh_Before Competition Groups_Efficient compressor motor
Commercial | Com ¦ High Efficiency Small Instantaneous Water Heater | 2035 | SC C | GWh | Before Competition Groups | 0.41863 | 0 | 0 | 9837.6866 | 4.2554e-05 | 65 | Commercial_2035_SC C_GWh_Before Competition Groups_65 | High Efficiency Small Instantaneous Water Heater | 0.004255% | 0 | 0.41863 | Commercial_2035_SC C_GWh_Before Competition Groups_High Efficiency Small Instantaneous Water Heater
Commercial | Com ¦ LLLC - Low Impact Application | 2035 | SC C | GWh | Before Competition Groups | 0.39841 | 0 | 0 | 9837.6866 | 4.0499e-05 | 66 | Commercial_2035_SC C_GWh_Before Competition Groups_66 | LLLC - Low Impact Application | 0.00405% | 0 | 0.39841 | Commercial_2035_SC C_GWh_Before Competition Groups_LLLC - Low Impact Application
Commercial | Com ¦ HVAC Optimization | 2035 | SC C | GWh | Before Competition Groups | 0.37208 | 0 | 0 | 9837.6866 | 3.7822e-05 | 67 | Commercial_2035_SC C_GWh_Before Competition Groups_67 | HVAC Optimization | 0.003782% | 0 | 0.37208 | Commercial_2035_SC C_GWh_Before Competition Groups_HVAC Optimization
Commercial | Com ¦ Commercial Hot Food Holding Cabinets | 2035 | SC C | GWh | Before Competition Groups | 0.37188 | 0 | 0 | 9837.6866 | 3.7801e-05 | 68 | Commercial_2035_SC C_GWh_Before Competition Groups_68 | Commercial Hot Food Holding Cabinets | 0.00378% | 0 | 0.37188 | Commercial_2035_SC C_GWh_Before Competition Groups_Commercial Hot Food Holding Cabinets
Commercial | Com ¦ Air Curtains | 2035 | SC C | GWh | Before Competition Groups | 0.21509 | 0 | 0 | 9837.6866 | 2.1864e-05 | 69 | Commercial_2035_SC C_GWh_Before Competition Groups_69 | Air Curtains | 0.002186% | 0 | 0.21509 | Commercial_2035_SC C_GWh_Before Competition Groups_Air Curtains
Commercial | Com ¦ Energy Recovery Ventilation and Ventilation (Enhanced) | 2035 | SC C | GWh | Before Competition Groups | 0.16741 | 0 | 0 | 9837.6866 | 1.7017e-05 | 70 | Commercial_2035_SC C_GWh_Before Competition Groups_70 | Energy Recovery Ventilation and Ventilation (Enhanced) | 0.001702% | 0 | 0.16741 | Commercial_2035_SC C_GWh_Before Competition Groups_Energy Recovery Ventilation and Ventilation (Enhanced)
Commercial | Com ¦ Wall Insulation | 2035 | SC C | GWh | Before Competition Groups | 0.1255 | 0 | 0 | 9837.6866 | 1.2757e-05 | 71 | Commercial_2035_SC C_GWh_Before Competition Groups_71 | Wall Insulation | 0.001276% | 0 | 0.1255 | Commercial_2035_SC C_GWh_Before Competition Groups_Wall Insulation
Commercial | Com ¦ Room AC (w/ louvered sides) 14 SEER from 12 SEER code | 2035 | SC C | GWh | Before Competition Groups | 0.059542 | 0 | 0 | 9837.6866 | 6.0524e-06 | 72 | Commercial_2035_SC C_GWh_Before Competition Groups_72 | Room AC (w/ louvered sides) 14 SEER from 12 SEER code | 0.0006052% | 0 | 0.059542 | Commercial_2035_SC C_GWh_Before Competition Groups_Room AC (w/ louvered sides) 14 SEER from 12 SEER code
Commercial | Com ¦ High Efficiency Chiller (avg of water and air cooled) | 2035 | SC C | GWh | Before Competition Groups | 0.056999 | 0 | 0 | 9837.6866 | 5.7939e-06 | 73 | Commercial_2035_SC C_GWh_Before Competition Groups_73 | High Efficiency Chiller (avg of water and air cooled) | 0.0005794% | 0 | 0.056999 | Commercial_2035_SC C_GWh_Before Competition Groups_High Efficiency Chiller (avg of water and air cooled)
Commercial | Com ¦ EC Plug Fan for Data Center (under cabinet) | 2035 | SC C | GWh | Before Competition Groups | 0.038774 | 0 | 0 | 9837.6866 | 3.9413e-06 | 74 | Commercial_2035_SC C_GWh_Before Competition Groups_74 | EC Plug Fan for Data Center (under cabinet) | 0.0003941% | 0 | 0.038774 | Commercial_2035_SC C_GWh_Before Competition Groups_EC Plug Fan for Data Center (under cabinet)
Commercial | Com ¦ VSD Air Compressor | 2035 | SC C | GWh | Before Competition Groups | 0.037526 | 0 | 0 | 9837.6866 | 3.8146e-06 | 75 | Commercial_2035_SC C_GWh_Before Competition Groups_75 | VSD Air Compressor | 0.0003815% | 0 | 0.037526 | Commercial_2035_SC C_GWh_Before Competition Groups_VSD Air Compressor
Commercial | Com ¦ Electric Convection Combination Ovens | 2035 | SC C | GWh | Before Competition Groups | 0.0034682 | 0 | 0 | 9837.6866 | 3.5254e-07 | 76 | Commercial_2035_SC C_GWh_Before Competition Groups_76 | Electric Convection Combination Ovens | 3.525e-05% | 0 | 0.0034682 | Commercial_2035_SC C_GWh_Before Competition Groups_Electric Convection Combination Ovens
Commercial | Com ¦ Networked/Connected - High Impact Application | 2035 | SC C | GWh | Before Competition Groups | 0.0021945 | 0 | 0 | 9837.6866 | 2.2307e-07 | 77 | Commercial_2035_SC C_GWh_Before Competition Groups_77 | Networked/Connected - High Impact Application | 2.231e-05% | 0 | 0.0021945 | Commercial_2035_SC C_GWh_Before Competition Groups_Networked/Connected - High Impact Application
Commercial | Com ¦ Networked/Connected - Low Impact Application | 2035 | SC C | GWh | Before Competition Groups | 0.00010724 | 0 | 0 | 9837.6866 | 1.0901e-08 | 78 | Commercial_2035_SC C_GWh_Before Competition Groups_78 | Networked/Connected - Low Impact Application | 1.09e-06% | 0 | 0.00010724 | Commercial_2035_SC C_GWh_Before Competition Groups_Networked/Connected - Low Impact Application
Commercial | Com ¦ Indoor Daylight Sensors/Photocell Dimming Control | 2035 | SC C | GWh | Before Competition Groups | 0 | 0 | 0 | 9837.6866 | 0 | 79 | Commercial_2035_SC C_GWh_Before Competition Groups_79 | Indoor Daylight Sensors/Photocell Dimming Control | 0% | 0 | 0 | Commercial_2035_SC C_GWh_Before Competition Groups_Indoor Daylight Sensors/Photocell Dimming Control
Commercial | Com ¦ Variable Refrigerant Flow Heat Pump | 2035 | SC C | GWh | Before Competition Groups | 0 | 0 | 0 | 9837.6866 | 0 | 80 | Commercial_2035_SC C_GWh_Before Competition Groups_80 | Variable Refrigerant Flow Heat Pump | 0% | 0 | 0 | Commercial_2035_SC C_GWh_Before Competition Groups_Variable Refrigerant Flow Heat Pump
Commercial | Com ¦ LED Low/High Bay | 2035 | SC D | GWh | Before Competition Groups | 990.9015 | 0 | 0 | 9219.3691 | 0.10748 | 1 | Commercial_2035_SC D_GWh_Before Competition Groups_1 | LED Low/High Bay | 10.75% | 0 | 990.9015 | Commercial_2035_SC D_GWh_Before Competition Groups_LED Low/High Bay
Commercial | Com ¦ ENERGY STAR LED LAMPS (REFLECTOR LAMPs/MR16/PAR 16) | 2035 | SC D | GWh | Before Competition Groups | 964.4018 | 0 | 0 | 9219.3691 | 0.10461 | 2 | Commercial_2035_SC D_GWh_Before Competition Groups_2 | ENERGY STAR LED LAMPS (REFLECTOR LAMPs/MR16/PAR 16) | 10.46% | 0 | 964.4018 | Commercial_2035_SC D_GWh_Before Competition Groups_ENERGY STAR LED LAMPS (REFLECTOR LAMPs/MR16/PAR 16)
Commercial | Com ¦ LED Troffer/Surface/Suspended | 2035 | SC D | GWh | Before Competition Groups | 914.2486 | 0 | 0 | 9219.3691 | 0.099166 | 3 | Commercial_2035_SC D_GWh_Before Competition Groups_3 | LED Troffer/Surface/Suspended | 9.917% | 0 | 914.2486 | Commercial_2035_SC D_GWh_Before Competition Groups_LED Troffer/Surface/Suspended
Commercial | Com ¦ Building Recommissioning, Operations and Maintenance (O&M) Improvements | 2035 | SC D | GWh | Before Competition Groups | 669.7098 | 0 | 0 | 9219.3691 | 0.072642 | 4 | Commercial_2035_SC D_GWh_Before Competition Groups_4 | Building Recommissioning, Operations and Maintenance (O&M) Improvements | 7.264% | 0 | 669.7098 | Commercial_2035_SC D_GWh_Before Competition Groups_Building Recommissioning, Operations and Maintenance (O&M) Improvements
Commercial | Com ¦ LED EXTERIOR AREA LIGHTS - LED fixture (200W) | 2035 | SC D | GWh | Before Competition Groups | 631.254 | 0 | 0 | 9219.3691 | 0.06847 | 5 | Commercial_2035_SC D_GWh_Before Competition Groups_5 | LED EXTERIOR AREA LIGHTS - LED fixture (200W) | 6.847% | 0 | 631.254 | Commercial_2035_SC D_GWh_Before Competition Groups_LED EXTERIOR AREA LIGHTS - LED fixture (200W)
Commercial | Com ¦ LED Replacement Lamp (Tube) | 2035 | SC D | GWh | Before Competition Groups | 625.045 | 0 | 0 | 9219.3691 | 0.067797 | 6 | Commercial_2035_SC D_GWh_Before Competition Groups_6 | LED Replacement Lamp (Tube) | 6.78% | 0 | 625.045 | Commercial_2035_SC D_GWh_Before Competition Groups_LED Replacement Lamp (Tube)
Commercial | Com ¦ LED parking lot fixture | 2035 | SC D | GWh | Before Competition Groups | 606.77 | 0 | 0 | 9219.3691 | 0.065815 | 7 | Commercial_2035_SC D_GWh_Before Competition Groups_7 | LED parking lot fixture | 6.581% | 0 | 606.77 | Commercial_2035_SC D_GWh_Before Competition Groups_LED parking lot fixture
Commercial | Com ¦ Furnace Tune-Up | 2035 | SC D | GWh | Before Competition Groups | 396.7403 | 0 | 0 | 9219.3691 | 0.043033 | 8 | Commercial_2035_SC D_GWh_Before Competition Groups_8 | Furnace Tune-Up | 4.303% | 0 | 396.7403 | Commercial_2035_SC D_GWh_Before Competition Groups_Furnace Tune-Up
Commercial | Com ¦ LED street light fixture | 2035 | SC D | GWh | Before Competition Groups | 307.4147 | 0 | 0 | 9219.3691 | 0.033344 | 9 | Commercial_2035_SC D_GWh_Before Competition Groups_9 | LED street light fixture | 3.334% | 0 | 307.4147 | Commercial_2035_SC D_GWh_Before Competition Groups_LED street light fixture
Commercial | Com ¦ High Efficiency Air Source Heat Pump | 2035 | SC D | GWh | Before Competition Groups | 283.5738 | 0 | 0 | 9219.3691 | 0.030758 | 10 | Commercial_2035_SC D_GWh_Before Competition Groups_10 | High Efficiency Air Source Heat Pump | 3.076% | 0 | 283.5738 | Commercial_2035_SC D_GWh_Before Competition Groups_High Efficiency Air Source Heat Pump
Commercial | Com ¦ Reach-in Shaded Pole to ECM/PSC Evaporator Fan Motor | 2035 | SC D | GWh | Before Competition Groups | 258.6332 | 0 | 0 | 9219.3691 | 0.028053 | 11 | Commercial_2035_SC D_GWh_Before Competition Groups_11 | Reach-in Shaded Pole to ECM/PSC Evaporator Fan Motor | 2.805% | 0 | 258.6332 | Commercial_2035_SC D_GWh_Before Competition Groups_Reach-in Shaded Pole to ECM/PSC Evaporator Fan Motor
Commercial | Com ¦ Data Center Storage/Server Virtualization | 2035 | SC D | GWh | Before Competition Groups | 227.2975 | 0 | 0 | 9219.3691 | 0.024654 | 12 | Commercial_2035_SC D_GWh_Before Competition Groups_12 | Data Center Storage/Server Virtualization | 2.465% | 0 | 227.2975 | Commercial_2035_SC D_GWh_Before Competition Groups_Data Center Storage/Server Virtualization
Commercial | Com ¦ Strip Curtains | 2035 | SC D | GWh | Before Competition Groups | 188.722 | 0 | 0 | 9219.3691 | 0.02047 | 13 | Commercial_2035_SC D_GWh_Before Competition Groups_13 | Strip Curtains | 2.047% | 0 | 188.722 | Commercial_2035_SC D_GWh_Before Competition Groups_Strip Curtains
Commercial | Com ¦ Refrigerated Display Case Doors | 2035 | SC D | GWh | Before Competition Groups | 187.1316 | 0 | 0 | 9219.3691 | 0.020298 | 14 | Commercial_2035_SC D_GWh_Before Competition Groups_14 | Refrigerated Display Case Doors | 2.03% | 0 | 187.1316 | Commercial_2035_SC D_GWh_Before Competition Groups_Refrigerated Display Case Doors
Commercial | Com ¦ Advanced BAS/Controllers | 2035 | SC D | GWh | Before Competition Groups | 159.6641 | 0 | 0 | 9219.3691 | 0.017318 | 15 | Commercial_2035_SC D_GWh_Before Competition Groups_15 | Advanced BAS/Controllers | 1.732% | 0 | 159.6641 | Commercial_2035_SC D_GWh_Before Competition Groups_Advanced BAS/Controllers
Commercial | Com ¦ Centrally controlled desktop PC/NETWORK PC POWER MANAGEMENT SOFTWARE | 2035 | SC D | GWh | Before Competition Groups | 143.7669 | 0 | 0 | 9219.3691 | 0.015594 | 16 | Commercial_2035_SC D_GWh_Before Competition Groups_16 | Centrally controlled desktop PC/NETWORK PC POWER MANAGEMENT SOFTWARE | 1.559% | 0 | 143.7669 | Commercial_2035_SC D_GWh_Before Competition Groups_Centrally controlled desktop PC/NETWORK PC POWER MANAGEMENT SOFTWARE
Commercial | Com ¦ Demand Control Ventilation | 2035 | SC D | GWh | Before Competition Groups | 138.378 | 0 | 0 | 9219.3691 | 0.015009 | 17 | Commercial_2035_SC D_GWh_Before Competition Groups_17 | Demand Control Ventilation | 1.501% | 0 | 138.378 | Commercial_2035_SC D_GWh_Before Competition Groups_Demand Control Ventilation
Commercial | Com ¦ Variable Frequency Drive (VFD) | 2035 | SC D | GWh | Before Competition Groups | 128.6378 | 0 | 0 | 9219.3691 | 0.013953 | 18 | Commercial_2035_SC D_GWh_Before Competition Groups_18 | Variable Frequency Drive (VFD) | 1.395% | 0 | 128.6378 | Commercial_2035_SC D_GWh_Before Competition Groups_Variable Frequency Drive (VFD)
Commercial | Com ¦ Education and Capacity Building/Energy Behavior | 2035 | SC D | GWh | Before Competition Groups | 124.2999 | 0 | 0 | 9219.3691 | 0.013482 | 19 | Commercial_2035_SC D_GWh_Before Competition Groups_19 | Education and Capacity Building/Energy Behavior | 1.348% | 0 | 124.2999 | Commercial_2035_SC D_GWh_Before Competition Groups_Education and Capacity Building/Energy Behavior
Commercial | Com ¦ VFD on Pumps | 2035 | SC D | GWh | Before Competition Groups | 119.4476 | 0 | 0 | 9219.3691 | 0.012956 | 20 | Commercial_2035_SC D_GWh_Before Competition Groups_20 | VFD on Pumps | 1.296% | 0 | 119.4476 | Commercial_2035_SC D_GWh_Before Competition Groups_VFD on Pumps
Commercial | Com ¦ ENERGY STAR LED LAMPS (General Service Lamps) | 2035 | SC D | GWh | Before Competition Groups | 115.3789 | 0 | 0 | 9219.3691 | 0.012515 | 21 | Commercial_2035_SC D_GWh_Before Competition Groups_21 | ENERGY STAR LED LAMPS (General Service Lamps) | 1.251% | 0 | 115.3789 | Commercial_2035_SC D_GWh_Before Competition Groups_ENERGY STAR LED LAMPS (General Service Lamps)
Commercial | Com ¦ LED or Equivalent Sign Lighting | 2035 | SC D | GWh | Before Competition Groups | 112.8049 | 0 | 0 | 9219.3691 | 0.012236 | 22 | Commercial_2035_SC D_GWh_Before Competition Groups_22 | LED or Equivalent Sign Lighting | 1.224% | 0 | 112.8049 | Commercial_2035_SC D_GWh_Before Competition Groups_LED or Equivalent Sign Lighting
Commercial | Com ¦ Adaptive Thermostats | 2035 | SC D | GWh | Before Competition Groups | 100.7626 | 0 | 0 | 9219.3691 | 0.010929 | 23 | Commercial_2035_SC D_GWh_Before Competition Groups_23 | Adaptive Thermostats | 1.093% | 0 | 100.7626 | Commercial_2035_SC D_GWh_Before Competition Groups_Adaptive Thermostats
Commercial | Com ¦ Unitary Air-Conditioning Unit | 2035 | SC D | GWh | Before Competition Groups | 86.0028 | 0 | 0 | 9219.3691 | 0.0093285 | 24 | Commercial_2035_SC D_GWh_Before Competition Groups_24 | Unitary Air-Conditioning Unit | 0.9328% | 0 | 86.0028 | Commercial_2035_SC D_GWh_Before Competition Groups_Unitary Air-Conditioning Unit
Commercial | Com ¦ Door Gasket Freezer/Refrigerator | 2035 | SC D | GWh | Before Competition Groups | 61.5754 | 0 | 0 | 9219.3691 | 0.0066789 | 25 | Commercial_2035_SC D_GWh_Before Competition Groups_25 | Door Gasket Freezer/Refrigerator | 0.6679% | 0 | 61.5754 | Commercial_2035_SC D_GWh_Before Competition Groups_Door Gasket Freezer/Refrigerator
Commercial | Com ¦ ECM MOTORS FOR EVAPORATOR FANS for refrigeration (WALK-IN) | 2035 | SC D | GWh | Before Competition Groups | 61.1554 | 0 | 0 | 9219.3691 | 0.0066334 | 26 | Commercial_2035_SC D_GWh_Before Competition Groups_26 | ECM MOTORS FOR EVAPORATOR FANS for refrigeration (WALK-IN) | 0.6633% | 0 | 61.1554 | Commercial_2035_SC D_GWh_Before Competition Groups_ECM MOTORS FOR EVAPORATOR FANS for refrigeration (WALK-IN)
Commercial | Com ¦ Demand Control Kitchen Ventilation | 2035 | SC D | GWh | Before Competition Groups | 59.5976 | 0 | 0 | 9219.3691 | 0.0064644 | 27 | Commercial_2035_SC D_GWh_Before Competition Groups_27 | Demand Control Kitchen Ventilation | 0.6464% | 0 | 59.5976 | Commercial_2035_SC D_GWh_Before Competition Groups_Demand Control Kitchen Ventilation
Commercial | Com ¦ Condensing Unit Heaters or other Efficient Unit Heating System | 2035 | SC D | GWh | Before Competition Groups | 59.4583 | 0 | 0 | 9219.3691 | 0.0064493 | 28 | Commercial_2035_SC D_GWh_Before Competition Groups_28 | Condensing Unit Heaters or other Efficient Unit Heating System | 0.6449% | 0 | 59.4583 | Commercial_2035_SC D_GWh_Before Competition Groups_Condensing Unit Heaters or other Efficient Unit Heating System
Commercial | Com ¦ Air Handler with Dedicated Outdoor Air Systems | 2035 | SC D | GWh | Before Competition Groups | 55.5627 | 0 | 0 | 9219.3691 | 0.0060267 | 29 | Commercial_2035_SC D_GWh_Before Competition Groups_29 | Air Handler with Dedicated Outdoor Air Systems | 0.6027% | 0 | 55.5627 | Commercial_2035_SC D_GWh_Before Competition Groups_Air Handler with Dedicated Outdoor Air Systems
Commercial | Com ¦ Evaporator Fan Controls | 2035 | SC D | GWh | Before Competition Groups | 49.5009 | 0 | 0 | 9219.3691 | 0.0053692 | 30 | Commercial_2035_SC D_GWh_Before Competition Groups_30 | Evaporator Fan Controls | 0.5369% | 0 | 49.5009 | Commercial_2035_SC D_GWh_Before Competition Groups_Evaporator Fan Controls
Commercial | Com ¦ Refrigerated Display Case LED | 2035 | SC D | GWh | Before Competition Groups | 45.6246 | 0 | 0 | 9219.3691 | 0.0049488 | 31 | Commercial_2035_SC D_GWh_Before Competition Groups_31 | Refrigerated Display Case LED | 0.4949% | 0 | 45.6246 | Commercial_2035_SC D_GWh_Before Competition Groups_Refrigerated Display Case LED
Commercial | Com ¦ Occupancy Sensors | 2035 | SC D | GWh | Before Competition Groups | 35.4623 | 0 | 0 | 9219.3691 | 0.0038465 | 32 | Commercial_2035_SC D_GWh_Before Competition Groups_32 | Occupancy Sensors | 0.3846% | 0 | 35.4623 | Commercial_2035_SC D_GWh_Before Competition Groups_Occupancy Sensors
Commercial | Com ¦ Freezer Case Light Sensor | 2035 | SC D | GWh | Before Competition Groups | 34.8271 | 0 | 0 | 9219.3691 | 0.0037776 | 33 | Commercial_2035_SC D_GWh_Before Competition Groups_33 | Freezer Case Light Sensor | 0.3778% | 0 | 34.8271 | Commercial_2035_SC D_GWh_Before Competition Groups_Freezer Case Light Sensor
Commercial | Com ¦ ENERGY STAR Griddle (74% eff) | 2035 | SC D | GWh | Before Competition Groups | 32.2864 | 0 | 0 | 9219.3691 | 0.003502 | 34 | Commercial_2035_SC D_GWh_Before Competition Groups_34 | ENERGY STAR Griddle (74% eff) | 0.3502% | 0 | 32.2864 | Commercial_2035_SC D_GWh_Before Competition Groups_ENERGY STAR Griddle (74% eff)
Commercial | Com ¦ Chilled Water Optimization | 2035 | SC D | GWh | Before Competition Groups | 31.9384 | 0 | 0 | 9219.3691 | 0.0034643 | 35 | Commercial_2035_SC D_GWh_Before Competition Groups_35 | Chilled Water Optimization | 0.3464% | 0 | 31.9384 | Commercial_2035_SC D_GWh_Before Competition Groups_Chilled Water Optimization
Commercial | Com ¦ BEVERAGE VENDING MACHINE CONTROLS | 2035 | SC D | GWh | Before Competition Groups | 23.3438 | 0 | 0 | 9219.3691 | 0.002532 | 36 | Commercial_2035_SC D_GWh_Before Competition Groups_36 | BEVERAGE VENDING MACHINE CONTROLS | 0.2532% | 0 | 23.3438 | Commercial_2035_SC D_GWh_Before Competition Groups_BEVERAGE VENDING MACHINE CONTROLS
Commercial | Com ¦ Elec Storage WH 2.30 Et | 2035 | SC D | GWh | Before Competition Groups | 20.5031 | 0 | 0 | 9219.3691 | 0.0022239 | 37 | Commercial_2035_SC D_GWh_Before Competition Groups_37 | Elec Storage WH 2.30 Et | 0.2224% | 0 | 20.5031 | Commercial_2035_SC D_GWh_Before Competition Groups_Elec Storage WH 2.30 Et
Commercial | Com ¦ Temperature Adjustment in Commercial Freezers | 2035 | SC D | GWh | Before Competition Groups | 18.9451 | 0 | 0 | 9219.3691 | 0.0020549 | 38 | Commercial_2035_SC D_GWh_Before Competition Groups_38 | Temperature Adjustment in Commercial Freezers | 0.2055% | 0 | 18.9451 | Commercial_2035_SC D_GWh_Before Competition Groups_Temperature Adjustment in Commercial Freezers
Commercial | Com ¦ CO Sensors for parking garage exhaust fans | 2035 | SC D | GWh | Before Competition Groups | 15.2124 | 0 | 0 | 9219.3691 | 0.00165 | 39 | Commercial_2035_SC D_GWh_Before Competition Groups_39 | CO Sensors for parking garage exhaust fans | 0.165% | 0 | 15.2124 | Commercial_2035_SC D_GWh_Before Competition Groups_CO Sensors for parking garage exhaust fans
Commercial | Com ¦ Water Source Heat Pump (4 ton) | 2035 | SC D | GWh | Before Competition Groups | 15.0526 | 0 | 0 | 9219.3691 | 0.0016327 | 40 | Commercial_2035_SC D_GWh_Before Competition Groups_40 | Water Source Heat Pump (4 ton) | 0.1633% | 0 | 15.0526 | Commercial_2035_SC D_GWh_Before Competition Groups_Water Source Heat Pump (4 ton)
Commercial | Com ¦ Vertical Night Covers | 2035 | SC D | GWh | Before Competition Groups | 14.0557 | 0 | 0 | 9219.3691 | 0.0015246 | 41 | Commercial_2035_SC D_GWh_Before Competition Groups_41 | Vertical Night Covers | 0.1525% | 0 | 14.0557 | Commercial_2035_SC D_GWh_Before Competition Groups_Vertical Night Covers
Commercial | Com ¦ Energy Efficient Laboratory Fume Hood | 2035 | SC D | GWh | Before Competition Groups | 13.8717 | 0 | 0 | 9219.3691 | 0.0015046 | 42 | Commercial_2035_SC D_GWh_Before Competition Groups_42 | Energy Efficient Laboratory Fume Hood | 0.1505% | 0 | 13.8717 | Commercial_2035_SC D_GWh_Before Competition Groups_Energy Efficient Laboratory Fume Hood
Commercial | Com ¦ Outside Air Economizer | 2035 | SC D | GWh | Before Competition Groups | 13.6444 | 0 | 0 | 9219.3691 | 0.00148 | 43 | Commercial_2035_SC D_GWh_Before Competition Groups_43 | Outside Air Economizer | 0.148% | 0 | 13.6444 | Commercial_2035_SC D_GWh_Before Competition Groups_Outside Air Economizer
Commercial | Com ¦ Duct Insulation, R8 | 2035 | SC D | GWh | Before Competition Groups | 13.1941 | 0 | 0 | 9219.3691 | 0.0014311 | 44 | Commercial_2035_SC D_GWh_Before Competition Groups_44 | Duct Insulation, R8 | 0.1431% | 0 | 13.1941 | Commercial_2035_SC D_GWh_Before Competition Groups_Duct Insulation, R8
Commercial | Com ¦ Water Heating (DHW) Pipe Insulation (Add 3/4\ Foam)" | 2035 | SC D | GWh | Before Competition Groups | 12.0908 | 0 | 0 | 9219.3691 | 0.0013115 | 45 | Commercial_2035_SC D_GWh_Before Competition Groups_45 | Water Heating (DHW) Pipe Insulation (Add 3/4\ Foam)" | 0.1311% | 0 | 12.0908 | Commercial_2035_SC D_GWh_Before Competition Groups_Water Heating (DHW) Pipe Insulation (Add 3/4\ Foam)"
Commercial | Com ¦ ENERGY STAR Fryer (84% eff) | 2035 | SC D | GWh | Before Competition Groups | 11.7512 | 0 | 0 | 9219.3691 | 0.0012746 | 46 | Commercial_2035_SC D_GWh_Before Competition Groups_46 | ENERGY STAR Fryer (84% eff) | 0.1275% | 0 | 11.7512 | Commercial_2035_SC D_GWh_Before Competition Groups_ENERGY STAR Fryer (84% eff)
Commercial | Com ¦ Suction Pipe Insulation Freezer/Refrigerator | 2035 | SC D | GWh | Before Competition Groups | 7.4484 | 0 | 0 | 9219.3691 | 0.00080791 | 47 | Commercial_2035_SC D_GWh_Before Competition Groups_47 | Suction Pipe Insulation Freezer/Refrigerator | 0.08079% | 0 | 7.4484 | Commercial_2035_SC D_GWh_Before Competition Groups_Suction Pipe Insulation Freezer/Refrigerator
Commercial | Com ¦ ENERGY STAR Dishwasher | 2035 | SC D | GWh | Before Competition Groups | 5.8647 | 0 | 0 | 9219.3691 | 0.00063613 | 48 | Commercial_2035_SC D_GWh_Before Competition Groups_48 | ENERGY STAR Dishwasher | 0.06361% | 0 | 5.8647 | Commercial_2035_SC D_GWh_Before Competition Groups_ENERGY STAR Dishwasher
Commercial | Com ¦ ENERGY STAR Steam Cookers | 2035 | SC D | GWh | Before Competition Groups | 5.6212 | 0 | 0 | 9219.3691 | 0.00060971 | 49 | Commercial_2035_SC D_GWh_Before Competition Groups_49 | ENERGY STAR Steam Cookers | 0.06097% | 0 | 5.6212 | Commercial_2035_SC D_GWh_Before Competition Groups_ENERGY STAR Steam Cookers
Commercial | Com ¦ Condensing Make Up Air Unit | 2035 | SC D | GWh | Before Competition Groups | 3.9161 | 0 | 0 | 9219.3691 | 0.00042477 | 50 | Commercial_2035_SC D_GWh_Before Competition Groups_50 | Condensing Make Up Air Unit | 0.04248% | 0 | 3.9161 | Commercial_2035_SC D_GWh_Before Competition Groups_Condensing Make Up Air Unit
Commercial | Com ¦ Ozone Laundry Treatment | 2035 | SC D | GWh | Before Competition Groups | 2.9918 | 0 | 0 | 9219.3691 | 0.00032451 | 51 | Commercial_2035_SC D_GWh_Before Competition Groups_51 | Ozone Laundry Treatment | 0.03245% | 0 | 2.9918 | Commercial_2035_SC D_GWh_Before Competition Groups_Ozone Laundry Treatment
Commercial | Com ¦ Thermostat Setback | 2035 | SC D | GWh | Before Competition Groups | 2.4693 | 0 | 0 | 9219.3691 | 0.00026784 | 52 | Commercial_2035_SC D_GWh_Before Competition Groups_52 | Thermostat Setback | 0.02678% | 0 | 2.4693 | Commercial_2035_SC D_GWh_Before Competition Groups_Thermostat Setback
Commercial | Com ¦ ECM MOTORS FOR HVAC APPLICATION (FAN-POWERED VAV BOX) | 2035 | SC D | GWh | Before Competition Groups | 1.8853 | 0 | 0 | 9219.3691 | 0.00020449 | 53 | Commercial_2035_SC D_GWh_Before Competition Groups_53 | ECM MOTORS FOR HVAC APPLICATION (FAN-POWERED VAV BOX) | 0.02045% | 0 | 1.8853 | Commercial_2035_SC D_GWh_Before Competition Groups_ECM MOTORS FOR HVAC APPLICATION (FAN-POWERED VAV BOX)
Commercial | Com ¦ Solar Water Preheat (Pools/DHW) | 2035 | SC D | GWh | Before Competition Groups | 1.3332 | 0 | 0 | 9219.3691 | 0.00014461 | 54 | Commercial_2035_SC D_GWh_Before Competition Groups_54 | Solar Water Preheat (Pools/DHW) | 0.01446% | 0 | 1.3332 | Commercial_2035_SC D_GWh_Before Competition Groups_Solar Water Preheat (Pools/DHW)
Commercial | Com ¦ CEE Tier 2/Energy Star Clothes Washers | 2035 | SC D | GWh | Before Competition Groups | 1.1378 | 0 | 0 | 9219.3691 | 0.00012342 | 55 | Commercial_2035_SC D_GWh_Before Competition Groups_55 | CEE Tier 2/Energy Star Clothes Washers | 0.01234% | 0 | 1.1378 | Commercial_2035_SC D_GWh_Before Competition Groups_CEE Tier 2/Energy Star Clothes Washers
Commercial | Com ¦ Notched V belts for HVAC Systems | 2035 | SC D | GWh | Before Competition Groups | 1.044 | 0 | 0 | 9219.3691 | 0.00011324 | 56 | Commercial_2035_SC D_GWh_Before Competition Groups_56 | Notched V belts for HVAC Systems | 0.01132% | 0 | 1.044 | Commercial_2035_SC D_GWh_Before Competition Groups_Notched V belts for HVAC Systems
Commercial | Com ¦ Auto Off Time Switch or Time Clock control | 2035 | SC D | GWh | Before Competition Groups | 0.84068 | 0 | 0 | 9219.3691 | 9.1187e-05 | 57 | Commercial_2035_SC D_GWh_Before Competition Groups_57 | Auto Off Time Switch or Time Clock control | 0.009119% | 0 | 0.84068 | Commercial_2035_SC D_GWh_Before Competition Groups_Auto Off Time Switch or Time Clock control
Commercial | COM ¦ Ductless Mini-Split Heat Pumps | 2035 | SC D | GWh | Before Competition Groups | 0.83597 | 0 | 0 | 9219.3691 | 9.0675e-05 | 58 | Commercial_2035_SC D_GWh_Before Competition Groups_58 | Ductless Mini-Split Heat Pumps | 0.009068% | 0 | 0.83597 | Commercial_2035_SC D_GWh_Before Competition Groups_Ductless Mini-Split Heat Pumps
Commercial | Com ¦ Demand controlled Circulating Systems | 2035 | SC D | GWh | Before Competition Groups | 0.81268 | 0 | 0 | 9219.3691 | 8.8149e-05 | 59 | Commercial_2035_SC D_GWh_Before Competition Groups_59 | Demand controlled Circulating Systems | 0.008815% | 0 | 0.81268 | Commercial_2035_SC D_GWh_Before Competition Groups_Demand controlled Circulating Systems
Commercial | Com ¦ PTAC (12 EER/10,000 BTU) | 2035 | SC D | GWh | Before Competition Groups | 0.73802 | 0 | 0 | 9219.3691 | 8.0051e-05 | 60 | Commercial_2035_SC D_GWh_Before Competition Groups_60 | PTAC (12 EER/10,000 BTU) | 0.008005% | 0 | 0.73802 | Commercial_2035_SC D_GWh_Before Competition Groups_PTAC (12 EER/10,000 BTU)
Commercial | Com ¦ Low Flow Pre-Rinse Spray Nozzle | 2035 | SC D | GWh | Before Competition Groups | 0.56477 | 0 | 0 | 9219.3691 | 6.1259e-05 | 61 | Commercial_2035_SC D_GWh_Before Competition Groups_61 | Low Flow Pre-Rinse Spray Nozzle | 0.006126% | 0 | 0.56477 | Commercial_2035_SC D_GWh_Before Competition Groups_Low Flow Pre-Rinse Spray Nozzle
Commercial | Com ¦ LED RECESSED DOWNLIGHTS | 2035 | SC D | GWh | Before Competition Groups | 0.48809 | 0 | 0 | 9219.3691 | 5.2942e-05 | 62 | Commercial_2035_SC D_GWh_Before Competition Groups_62 | LED RECESSED DOWNLIGHTS | 0.005294% | 0 | 0.48809 | Commercial_2035_SC D_GWh_Before Competition Groups_LED RECESSED DOWNLIGHTS
Commercial | Com ¦ HVAC Optimization | 2035 | SC D | GWh | Before Competition Groups | 0.37208 | 0 | 0 | 9219.3691 | 4.0359e-05 | 63 | Commercial_2035_SC D_GWh_Before Competition Groups_63 | HVAC Optimization | 0.004036% | 0 | 0.37208 | Commercial_2035_SC D_GWh_Before Competition Groups_HVAC Optimization
Commercial | Com ¦ Commercial Hot Food Holding Cabinets | 2035 | SC D | GWh | Before Competition Groups | 0.37188 | 0 | 0 | 9219.3691 | 4.0336e-05 | 64 | Commercial_2035_SC D_GWh_Before Competition Groups_64 | Commercial Hot Food Holding Cabinets | 0.004034% | 0 | 0.37188 | Commercial_2035_SC D_GWh_Before Competition Groups_Commercial Hot Food Holding Cabinets
Commercial | Com ¦ High Efficiency Small Instantaneous Water Heater | 2035 | SC D | GWh | Before Competition Groups | 0.34975 | 0 | 0 | 9219.3691 | 3.7936e-05 | 65 | Commercial_2035_SC D_GWh_Before Competition Groups_65 | High Efficiency Small Instantaneous Water Heater | 0.003794% | 0 | 0.34975 | Commercial_2035_SC D_GWh_Before Competition Groups_High Efficiency Small Instantaneous Water Heater
Commercial | Com ¦ Air Curtains | 2035 | SC D | GWh | Before Competition Groups | 0.18897 | 0 | 0 | 9219.3691 | 2.0497e-05 | 66 | Commercial_2035_SC D_GWh_Before Competition Groups_66 | Air Curtains | 0.00205% | 0 | 0.18897 | Commercial_2035_SC D_GWh_Before Competition Groups_Air Curtains
Commercial | Com ¦ Wall Insulation | 2035 | SC D | GWh | Before Competition Groups | 0.11197 | 0 | 0 | 9219.3691 | 1.2145e-05 | 67 | Commercial_2035_SC D_GWh_Before Competition Groups_67 | Wall Insulation | 0.001214% | 0 | 0.11197 | Commercial_2035_SC D_GWh_Before Competition Groups_Wall Insulation
Commercial | Com ¦ Energy Recovery Ventilation and Ventilation (Enhanced) | 2035 | SC D | GWh | Before Competition Groups | 0.10807 | 0 | 0 | 9219.3691 | 1.1722e-05 | 68 | Commercial_2035_SC D_GWh_Before Competition Groups_68 | Energy Recovery Ventilation and Ventilation (Enhanced) | 0.001172% | 0 | 0.10807 | Commercial_2035_SC D_GWh_Before Competition Groups_Energy Recovery Ventilation and Ventilation (Enhanced)
Commercial | Com ¦ Efficient compressor motor | 2035 | SC D | GWh | Before Competition Groups | 0.065593 | 0 | 0 | 9219.3691 | 7.1147e-06 | 69 | Commercial_2035_SC D_GWh_Before Competition Groups_69 | Efficient compressor motor | 0.0007115% | 0 | 0.065593 | Commercial_2035_SC D_GWh_Before Competition Groups_Efficient compressor motor
Commercial | Com ¦ Room AC (w/ louvered sides) 14 SEER from 12 SEER code | 2035 | SC D | GWh | Before Competition Groups | 0.059483 | 0 | 0 | 9219.3691 | 6.452e-06 | 70 | Commercial_2035_SC D_GWh_Before Competition Groups_70 | Room AC (w/ louvered sides) 14 SEER from 12 SEER code | 0.0006452% | 0 | 0.059483 | Commercial_2035_SC D_GWh_Before Competition Groups_Room AC (w/ louvered sides) 14 SEER from 12 SEER code
Commercial | Com ¦ VSD Air Compressor | 2035 | SC D | GWh | Before Competition Groups | 0.037526 | 0 | 0 | 9219.3691 | 4.0704e-06 | 71 | Commercial_2035_SC D_GWh_Before Competition Groups_71 | VSD Air Compressor | 0.000407% | 0 | 0.037526 | Commercial_2035_SC D_GWh_Before Competition Groups_VSD Air Compressor
Commercial | Com ¦ EC Plug Fan for Data Center (under cabinet) | 2035 | SC D | GWh | Before Competition Groups | 0.034479 | 0 | 0 | 9219.3691 | 3.7399e-06 | 72 | Commercial_2035_SC D_GWh_Before Competition Groups_72 | EC Plug Fan for Data Center (under cabinet) | 0.000374% | 0 | 0.034479 | Commercial_2035_SC D_GWh_Before Competition Groups_EC Plug Fan for Data Center (under cabinet)
Commercial | Com ¦ High Efficiency Chiller (avg of water and air cooled) | 2035 | SC D | GWh | Before Competition Groups | 0.025916 | 0 | 0 | 9219.3691 | 2.811e-06 | 73 | Commercial_2035_SC D_GWh_Before Competition Groups_73 | High Efficiency Chiller (avg of water and air cooled) | 0.0002811% | 0 | 0.025916 | Commercial_2035_SC D_GWh_Before Competition Groups_High Efficiency Chiller (avg of water and air cooled)
Commercial | Com ¦ LLLC - High Impact Application | 2035 | SC D | GWh | Before Competition Groups | 0.0059799 | 0 | 0 | 9219.3691 | 6.4862e-07 | 74 | Commercial_2035_SC D_GWh_Before Competition Groups_74 | LLLC - High Impact Application | 6.486e-05% | 0 | 0.0059799 | Commercial_2035_SC D_GWh_Before Competition Groups_LLLC - High Impact Application
Commercial | Com ¦ Electric Convection Combination Ovens | 2035 | SC D | GWh | Before Competition Groups | 0.0034682 | 0 | 0 | 9219.3691 | 3.7618e-07 | 75 | Commercial_2035_SC D_GWh_Before Competition Groups_75 | Electric Convection Combination Ovens | 3.762e-05% | 0 | 0.0034682 | Commercial_2035_SC D_GWh_Before Competition Groups_Electric Convection Combination Ovens
Commercial | Com ¦ LLLC - Low Impact Application | 2035 | SC D | GWh | Before Competition Groups | 0.0005598 | 0 | 0 | 9219.3691 | 6.072e-08 | 76 | Commercial_2035_SC D_GWh_Before Competition Groups_76 | LLLC - Low Impact Application | 6.072e-06% | 0 | 0.0005598 | Commercial_2035_SC D_GWh_Before Competition Groups_LLLC - Low Impact Application
Commercial | Com ¦ Networked/Connected - Low Impact Application | 2035 | SC D | GWh | Before Competition Groups | 1.7139e-07 | 0 | 0 | 9219.3691 | 1.859e-11 | 77 | Commercial_2035_SC D_GWh_Before Competition Groups_77 | Networked/Connected - Low Impact Application | 1.859e-09% | 0 | 1.7139e-07 | Commercial_2035_SC D_GWh_Before Competition Groups_Networked/Connected - Low Impact Application
Commercial | Com ¦ Networked/Connected - High Impact Application | 2035 | SC D | GWh | Before Competition Groups | 2.5609e-08 | 0 | 0 | 9219.3691 | 2.7777e-12 | 78 | Commercial_2035_SC D_GWh_Before Competition Groups_78 | Networked/Connected - High Impact Application | 2.778e-10% | 0 | 2.5609e-08 | Commercial_2035_SC D_GWh_Before Competition Groups_Networked/Connected - High Impact Application
Commercial | Com ¦ Indoor Daylight Sensors/Photocell Dimming Control | 2035 | SC D | GWh | Before Competition Groups | 0 | 0 | 0 | 9219.3691 | 0 | 79 | Commercial_2035_SC D_GWh_Before Competition Groups_79 | Indoor Daylight Sensors/Photocell Dimming Control | 0% | 0 | 0 | Commercial_2035_SC D_GWh_Before Competition Groups_Indoor Daylight Sensors/Photocell Dimming Control
Commercial | Com ¦ Variable Refrigerant Flow Heat Pump | 2035 | SC D | GWh | Before Competition Groups | 0 | 0 | 0 | 9219.3691 | 0 | 80 | Commercial_2035_SC D_GWh_Before Competition Groups_80 | Variable Refrigerant Flow Heat Pump | 0% | 0 | 0 | Commercial_2035_SC D_GWh_Before Competition Groups_Variable Refrigerant Flow Heat Pump
Commercial | Com ¦ Central Lighting Control System | 2035 | Technical | GWh | Before Competition Groups | 1936.0528 | 0 | 0 | 21197.2997 | 0.091335 | 1 | Commercial_2035_Technical_GWh_Before Competition Groups_1 | Central Lighting Control System | 9.133% | 0 | 1936.0528 | Commercial_2035_Technical_GWh_Before Competition Groups_Central Lighting Control System
Commercial | Com ¦ Building Recommissioning, Operations and Maintenance (O&M) Improvements | 2035 | Technical | GWh | Before Competition Groups | 1840.9666 | 0 | 0 | 21197.2997 | 0.086849 | 2 | Commercial_2035_Technical_GWh_Before Competition Groups_2 | Building Recommissioning, Operations and Maintenance (O&M) Improvements | 8.685% | 0 | 1840.9666 | Commercial_2035_Technical_GWh_Before Competition Groups_Building Recommissioning, Operations and Maintenance (O&M) Improvements
Commercial | Com ¦ LED Low/High Bay | 2035 | Technical | GWh | Before Competition Groups | 1128.6619 | 0 | 0 | 21197.2997 | 0.053246 | 3 | Commercial_2035_Technical_GWh_Before Competition Groups_3 | LED Low/High Bay | 5.325% | 0 | 1128.6619 | Commercial_2035_Technical_GWh_Before Competition Groups_LED Low/High Bay
Commercial | Com ¦ ENERGY STAR LED LAMPS (REFLECTOR LAMPs/MR16/PAR 16) | 2035 | Technical | GWh | Before Competition Groups | 1053.2189 | 0 | 0 | 21197.2997 | 0.049686 | 4 | Commercial_2035_Technical_GWh_Before Competition Groups_4 | ENERGY STAR LED LAMPS (REFLECTOR LAMPs/MR16/PAR 16) | 4.969% | 0 | 1053.2189 | Commercial_2035_Technical_GWh_Before Competition Groups_ENERGY STAR LED LAMPS (REFLECTOR LAMPs/MR16/PAR 16)
Commercial | Com ¦ LED Troffer/Surface/Suspended | 2035 | Technical | GWh | Before Competition Groups | 919.4289 | 0 | 0 | 21197.2997 | 0.043375 | 5 | Commercial_2035_Technical_GWh_Before Competition Groups_5 | LED Troffer/Surface/Suspended | 4.337% | 0 | 919.4289 | Commercial_2035_Technical_GWh_Before Competition Groups_LED Troffer/Surface/Suspended
Commercial | Com ¦ LLLC - High Impact Application | 2035 | Technical | GWh | Before Competition Groups | 787.1708 | 0 | 0 | 21197.2997 | 0.037135 | 6 | Commercial_2035_Technical_GWh_Before Competition Groups_6 | LLLC - High Impact Application | 3.714% | 0 | 787.1708 | Commercial_2035_Technical_GWh_Before Competition Groups_LLLC - High Impact Application
Commercial | Com ¦ LLLC - Low Impact Application | 2035 | Technical | GWh | Before Competition Groups | 779.8905 | 0 | 0 | 21197.2997 | 0.036792 | 7 | Commercial_2035_Technical_GWh_Before Competition Groups_7 | LLLC - Low Impact Application | 3.679% | 0 | 779.8905 | Commercial_2035_Technical_GWh_Before Competition Groups_LLLC - Low Impact Application
Commercial | Com ¦ LED Replacement Lamp (Tube) | 2035 | Technical | GWh | Before Competition Groups | 746.1575 | 0 | 0 | 21197.2997 | 0.035201 | 8 | Commercial_2035_Technical_GWh_Before Competition Groups_8 | LED Replacement Lamp (Tube) | 3.52% | 0 | 746.1575 | Commercial_2035_Technical_GWh_Before Competition Groups_LED Replacement Lamp (Tube)
Commercial | Com ¦ Networked/Connected - High Impact Application | 2035 | Technical | GWh | Before Competition Groups | 711.7736 | 0 | 0 | 21197.2997 | 0.033579 | 9 | Commercial_2035_Technical_GWh_Before Competition Groups_9 | Networked/Connected - High Impact Application | 3.358% | 0 | 711.7736 | Commercial_2035_Technical_GWh_Before Competition Groups_Networked/Connected - High Impact Application
Commercial | Com ¦ High Efficiency Air Source Heat Pump | 2035 | Technical | GWh | Before Competition Groups | 699.0083 | 0 | 0 | 21197.2997 | 0.032976 | 10 | Commercial_2035_Technical_GWh_Before Competition Groups_10 | High Efficiency Air Source Heat Pump | 3.298% | 0 | 699.0083 | Commercial_2035_Technical_GWh_Before Competition Groups_High Efficiency Air Source Heat Pump
Commercial | Com ¦ Education and Capacity Building/Energy Behavior | 2035 | Technical | GWh | Before Competition Groups | 692.4267 | 0 | 0 | 21197.2997 | 0.032666 | 11 | Commercial_2035_Technical_GWh_Before Competition Groups_11 | Education and Capacity Building/Energy Behavior | 3.267% | 0 | 692.4267 | Commercial_2035_Technical_GWh_Before Competition Groups_Education and Capacity Building/Energy Behavior
Commercial | Com ¦ Networked/Connected - Low Impact Application | 2035 | Technical | GWh | Before Competition Groups | 669.3967 | 0 | 0 | 21197.2997 | 0.031579 | 12 | Commercial_2035_Technical_GWh_Before Competition Groups_12 | Networked/Connected - Low Impact Application | 3.158% | 0 | 669.3967 | Commercial_2035_Technical_GWh_Before Competition Groups_Networked/Connected - Low Impact Application
Commercial | Com ¦ LED EXTERIOR AREA LIGHTS - LED fixture (200W) | 2035 | Technical | GWh | Before Competition Groups | 656.9312 | 0 | 0 | 21197.2997 | 0.030991 | 13 | Commercial_2035_Technical_GWh_Before Competition Groups_13 | LED EXTERIOR AREA LIGHTS - LED fixture (200W) | 3.099% | 0 | 656.9312 | Commercial_2035_Technical_GWh_Before Competition Groups_LED EXTERIOR AREA LIGHTS - LED fixture (200W)
Commercial | Com ¦ Smart Strip Plug Outlets | 2035 | Technical | GWh | Before Competition Groups | 627.0052 | 0 | 0 | 21197.2997 | 0.029579 | 14 | Commercial_2035_Technical_GWh_Before Competition Groups_14 | Smart Strip Plug Outlets | 2.958% | 0 | 627.0052 | Commercial_2035_Technical_GWh_Before Competition Groups_Smart Strip Plug Outlets
Commercial | Com ¦ LED parking lot fixture | 2035 | Technical | GWh | Before Competition Groups | 624.0964 | 0 | 0 | 21197.2997 | 0.029442 | 15 | Commercial_2035_Technical_GWh_Before Competition Groups_15 | LED parking lot fixture | 2.944% | 0 | 624.0964 | Commercial_2035_Technical_GWh_Before Competition Groups_LED parking lot fixture
Commercial | Com ¦ Variable Refrigerant Flow Heat Pump | 2035 | Technical | GWh | Before Competition Groups | 513.6013 | 0 | 0 | 21197.2997 | 0.02423 | 16 | Commercial_2035_Technical_GWh_Before Competition Groups_16 | Variable Refrigerant Flow Heat Pump | 2.423% | 0 | 513.6013 | Commercial_2035_Technical_GWh_Before Competition Groups_Variable Refrigerant Flow Heat Pump
Commercial | Com ¦ Furnace Tune-Up | 2035 | Technical | GWh | Before Competition Groups | 505.5177 | 0 | 0 | 21197.2997 | 0.023848 | 17 | Commercial_2035_Technical_GWh_Before Competition Groups_17 | Furnace Tune-Up | 2.385% | 0 | 505.5177 | Commercial_2035_Technical_GWh_Before Competition Groups_Furnace Tune-Up
Commercial | Com ¦ Refrigerated Display Case Doors | 2035 | Technical | GWh | Before Competition Groups | 467.2449 | 0 | 0 | 21197.2997 | 0.022043 | 18 | Commercial_2035_Technical_GWh_Before Competition Groups_18 | Refrigerated Display Case Doors | 2.204% | 0 | 467.2449 | Commercial_2035_Technical_GWh_Before Competition Groups_Refrigerated Display Case Doors
Commercial | Com ¦ LED street light fixture | 2035 | Technical | GWh | Before Competition Groups | 400.7534 | 0 | 0 | 21197.2997 | 0.018906 | 19 | Commercial_2035_Technical_GWh_Before Competition Groups_19 | LED street light fixture | 1.891% | 0 | 400.7534 | Commercial_2035_Technical_GWh_Before Competition Groups_LED street light fixture
Commercial | Com ¦ Reach-in Shaded Pole to ECM/PSC Evaporator Fan Motor | 2035 | Technical | GWh | Before Competition Groups | 349.1298 | 0 | 0 | 21197.2997 | 0.01647 | 20 | Commercial_2035_Technical_GWh_Before Competition Groups_20 | Reach-in Shaded Pole to ECM/PSC Evaporator Fan Motor | 1.647% | 0 | 349.1298 | Commercial_2035_Technical_GWh_Before Competition Groups_Reach-in Shaded Pole to ECM/PSC Evaporator Fan Motor
Commercial | Com ¦ Advanced BAS/Controllers | 2035 | Technical | GWh | Before Competition Groups | 335.1269 | 0 | 0 | 21197.2997 | 0.01581 | 21 | Commercial_2035_Technical_GWh_Before Competition Groups_21 | Advanced BAS/Controllers | 1.581% | 0 | 335.1269 | Commercial_2035_Technical_GWh_Before Competition Groups_Advanced BAS/Controllers
Commercial | Com ¦ Demand Control Ventilation | 2035 | Technical | GWh | Before Competition Groups | 331.3664 | 0 | 0 | 21197.2997 | 0.015632 | 22 | Commercial_2035_Technical_GWh_Before Competition Groups_22 | Demand Control Ventilation | 1.563% | 0 | 331.3664 | Commercial_2035_Technical_GWh_Before Competition Groups_Demand Control Ventilation
Commercial | Com ¦ Data Center Storage/Server Virtualization | 2035 | Technical | GWh | Before Competition Groups | 309.7111 | 0 | 0 | 21197.2997 | 0.014611 | 23 | Commercial_2035_Technical_GWh_Before Competition Groups_23 | Data Center Storage/Server Virtualization | 1.461% | 0 | 309.7111 | Commercial_2035_Technical_GWh_Before Competition Groups_Data Center Storage/Server Virtualization
Commercial | Com ¦ Strip Curtains | 2035 | Technical | GWh | Before Competition Groups | 251.8161 | 0 | 0 | 21197.2997 | 0.01188 | 24 | Commercial_2035_Technical_GWh_Before Competition Groups_24 | Strip Curtains | 1.188% | 0 | 251.8161 | Commercial_2035_Technical_GWh_Before Competition Groups_Strip Curtains
Commercial | Com ¦ Centrally controlled desktop PC/NETWORK PC POWER MANAGEMENT SOFTWARE | 2035 | Technical | GWh | Before Competition Groups | 209.0602 | 0 | 0 | 21197.2997 | 0.0098626 | 25 | Commercial_2035_Technical_GWh_Before Competition Groups_25 | Centrally controlled desktop PC/NETWORK PC POWER MANAGEMENT SOFTWARE | 0.9863% | 0 | 209.0602 | Commercial_2035_Technical_GWh_Before Competition Groups_Centrally controlled desktop PC/NETWORK PC POWER MANAGEMENT SOFTWARE
Commercial | Com ¦ Unitary Air-Conditioning Unit | 2035 | Technical | GWh | Before Competition Groups | 207.9218 | 0 | 0 | 21197.2997 | 0.0098089 | 26 | Commercial_2035_Technical_GWh_Before Competition Groups_26 | Unitary Air-Conditioning Unit | 0.9809% | 0 | 207.9218 | Commercial_2035_Technical_GWh_Before Competition Groups_Unitary Air-Conditioning Unit
Commercial | Com ¦ Door Gasket Freezer/Refrigerator | 2035 | Technical | GWh | Before Competition Groups | 204.3902 | 0 | 0 | 21197.2997 | 0.0096423 | 27 | Commercial_2035_Technical_GWh_Before Competition Groups_27 | Door Gasket Freezer/Refrigerator | 0.9642% | 0 | 204.3902 | Commercial_2035_Technical_GWh_Before Competition Groups_Door Gasket Freezer/Refrigerator
Commercial | Com ¦ LED or Equivalent Sign Lighting | 2035 | Technical | GWh | Before Competition Groups | 179.0252 | 0 | 0 | 21197.2997 | 0.0084457 | 28 | Commercial_2035_Technical_GWh_Before Competition Groups_28 | LED or Equivalent Sign Lighting | 0.8446% | 0 | 179.0252 | Commercial_2035_Technical_GWh_Before Competition Groups_LED or Equivalent Sign Lighting
Commercial | Com ¦ Refrigeration Optimization | 2035 | Technical | GWh | Before Competition Groups | 177.5275 | 0 | 0 | 21197.2997 | 0.008375 | 29 | Commercial_2035_Technical_GWh_Before Competition Groups_29 | Refrigeration Optimization | 0.8375% | 0 | 177.5275 | Commercial_2035_Technical_GWh_Before Competition Groups_Refrigeration Optimization
Commercial | Com ¦ Variable Frequency Drive (VFD) | 2035 | Technical | GWh | Before Competition Groups | 167.5611 | 0 | 0 | 21197.2997 | 0.0079048 | 30 | Commercial_2035_Technical_GWh_Before Competition Groups_30 | Variable Frequency Drive (VFD) | 0.7905% | 0 | 167.5611 | Commercial_2035_Technical_GWh_Before Competition Groups_Variable Frequency Drive (VFD)
Commercial | Com ¦ VFD on Pumps | 2035 | Technical | GWh | Before Competition Groups | 156.8173 | 0 | 0 | 21197.2997 | 0.007398 | 31 | Commercial_2035_Technical_GWh_Before Competition Groups_31 | VFD on Pumps | 0.7398% | 0 | 156.8173 | Commercial_2035_Technical_GWh_Before Competition Groups_VFD on Pumps
Commercial | Com ¦ Adaptive Thermostats | 2035 | Technical | GWh | Before Competition Groups | 150.1799 | 0 | 0 | 21197.2997 | 0.0070849 | 32 | Commercial_2035_Technical_GWh_Before Competition Groups_32 | Adaptive Thermostats | 0.7085% | 0 | 150.1799 | Commercial_2035_Technical_GWh_Before Competition Groups_Adaptive Thermostats
Commercial | Com ¦ Condensing Make Up Air Unit | 2035 | Technical | GWh | Before Competition Groups | 137.4271 | 0 | 0 | 21197.2997 | 0.0064832 | 33 | Commercial_2035_Technical_GWh_Before Competition Groups_33 | Condensing Make Up Air Unit | 0.6483% | 0 | 137.4271 | Commercial_2035_Technical_GWh_Before Competition Groups_Condensing Make Up Air Unit
Commercial | Com ¦ ENERGY STAR FREEZER | 2035 | Technical | GWh | Before Competition Groups | 132.7676 | 0 | 0 | 21197.2997 | 0.0062634 | 34 | Commercial_2035_Technical_GWh_Before Competition Groups_34 | ENERGY STAR FREEZER | 0.6263% | 0 | 132.7676 | Commercial_2035_Technical_GWh_Before Competition Groups_ENERGY STAR FREEZER
Commercial | Com ¦ Air Handler with Dedicated Outdoor Air Systems | 2035 | Technical | GWh | Before Competition Groups | 127.8889 | 0 | 0 | 21197.2997 | 0.0060333 | 35 | Commercial_2035_Technical_GWh_Before Competition Groups_35 | Air Handler with Dedicated Outdoor Air Systems | 0.6033% | 0 | 127.8889 | Commercial_2035_Technical_GWh_Before Competition Groups_Air Handler with Dedicated Outdoor Air Systems
Commercial | Com ¦ ENERGY STAR LED LAMPS (General Service Lamps) | 2035 | Technical | GWh | Before Competition Groups | 124.4773 | 0 | 0 | 21197.2997 | 0.0058723 | 36 | Commercial_2035_Technical_GWh_Before Competition Groups_36 | ENERGY STAR LED LAMPS (General Service Lamps) | 0.5872% | 0 | 124.4773 | Commercial_2035_Technical_GWh_Before Competition Groups_ENERGY STAR LED LAMPS (General Service Lamps)
Commercial | Com ¦ Super-High Efficiency Furnaces (Emerging Tech) | 2035 | Technical | GWh | Before Competition Groups | 121.7282 | 0 | 0 | 21197.2997 | 0.0057426 | 37 | Commercial_2035_Technical_GWh_Before Competition Groups_37 | Super-High Efficiency Furnaces (Emerging Tech) | 0.5743% | 0 | 121.7282 | Commercial_2035_Technical_GWh_Before Competition Groups_Super-High Efficiency Furnaces (Emerging Tech)
Commercial | Com ¦ ENERGY STAR ICE MACHINES - Ice Making Head | 2035 | Technical | GWh | Before Competition Groups | 119.6371 | 0 | 0 | 21197.2997 | 0.005644 | 38 | Commercial_2035_Technical_GWh_Before Competition Groups_38 | ENERGY STAR ICE MACHINES - Ice Making Head | 0.5644% | 0 | 119.6371 | Commercial_2035_Technical_GWh_Before Competition Groups_ENERGY STAR ICE MACHINES - Ice Making Head
Commercial | Com ¦ Demand Control Kitchen Ventilation | 2035 | Technical | GWh | Before Competition Groups | 115.2701 | 0 | 0 | 21197.2997 | 0.005438 | 39 | Commercial_2035_Technical_GWh_Before Competition Groups_39 | Demand Control Kitchen Ventilation | 0.5438% | 0 | 115.2701 | Commercial_2035_Technical_GWh_Before Competition Groups_Demand Control Kitchen Ventilation
Commercial | Com ¦ Refrigerated Display Case LED | 2035 | Technical | GWh | Before Competition Groups | 102.8828 | 0 | 0 | 21197.2997 | 0.0048536 | 40 | Commercial_2035_Technical_GWh_Before Competition Groups_40 | Refrigerated Display Case LED | 0.4854% | 0 | 102.8828 | Commercial_2035_Technical_GWh_Before Competition Groups_Refrigerated Display Case LED
Commercial | Com ¦ Indoor Daylight Sensors/Photocell Dimming Control | 2035 | Technical | GWh | Before Competition Groups | 102.6047 | 0 | 0 | 21197.2997 | 0.0048405 | 41 | Commercial_2035_Technical_GWh_Before Competition Groups_41 | Indoor Daylight Sensors/Photocell Dimming Control | 0.484% | 0 | 102.6047 | Commercial_2035_Technical_GWh_Before Competition Groups_Indoor Daylight Sensors/Photocell Dimming Control
Commercial | Com ¦ Adding reflective (White) roof treatment or a green roof | 2035 | Technical | GWh | Before Competition Groups | 89.4687 | 0 | 0 | 21197.2997 | 0.0042208 | 42 | Commercial_2035_Technical_GWh_Before Competition Groups_42 | Adding reflective (White) roof treatment or a green roof | 0.4221% | 0 | 89.4687 | Commercial_2035_Technical_GWh_Before Competition Groups_Adding reflective (White) roof treatment or a green roof
Commercial | Com ¦ ECM MOTORS FOR EVAPORATOR FANS for refrigeration (WALK-IN) | 2035 | Technical | GWh | Before Competition Groups | 79.3771 | 0 | 0 | 21197.2997 | 0.0037447 | 43 | Commercial_2035_Technical_GWh_Before Competition Groups_43 | ECM MOTORS FOR EVAPORATOR FANS for refrigeration (WALK-IN) | 0.3745% | 0 | 79.3771 | Commercial_2035_Technical_GWh_Before Competition Groups_ECM MOTORS FOR EVAPORATOR FANS for refrigeration (WALK-IN)
Commercial | Com ¦ Occupancy Sensors | 2035 | Technical | GWh | Before Competition Groups | 77.9277 | 0 | 0 | 21197.2997 | 0.0036763 | 44 | Commercial_2035_Technical_GWh_Before Competition Groups_44 | Occupancy Sensors | 0.3676% | 0 | 77.9277 | Commercial_2035_Technical_GWh_Before Competition Groups_Occupancy Sensors
Commercial | Com ¦ Condensing Unit Heaters or other Efficient Unit Heating System | 2035 | Technical | GWh | Before Competition Groups | 76.0731 | 0 | 0 | 21197.2997 | 0.0035888 | 45 | Commercial_2035_Technical_GWh_Before Competition Groups_45 | Condensing Unit Heaters or other Efficient Unit Heating System | 0.3589% | 0 | 76.0731 | Commercial_2035_Technical_GWh_Before Competition Groups_Condensing Unit Heaters or other Efficient Unit Heating System
Commercial | Com ¦ Ground Source Heat Pump | 2035 | Technical | GWh | Before Competition Groups | 70.6813 | 0 | 0 | 21197.2997 | 0.0033345 | 46 | Commercial_2035_Technical_GWh_Before Competition Groups_46 | Ground Source Heat Pump | 0.3334% | 0 | 70.6813 | Commercial_2035_Technical_GWh_Before Competition Groups_Ground Source Heat Pump
Commercial | Com ¦ High R-Value Glass Doors/no-heat glass door | 2035 | Technical | GWh | Before Competition Groups | 70.2543 | 0 | 0 | 21197.2997 | 0.0033143 | 47 | Commercial_2035_Technical_GWh_Before Competition Groups_47 | High R-Value Glass Doors/no-heat glass door | 0.3314% | 0 | 70.2543 | Commercial_2035_Technical_GWh_Before Competition Groups_High R-Value Glass Doors/no-heat glass door
Commercial | Com ¦ HOTEL OCCUPANCY CONTROLS (HVAC + LIGHTING) | 2035 | Technical | GWh | Before Competition Groups | 67.9954 | 0 | 0 | 21197.2997 | 0.0032077 | 48 | Commercial_2035_Technical_GWh_Before Competition Groups_48 | HOTEL OCCUPANCY CONTROLS (HVAC + LIGHTING) | 0.3208% | 0 | 67.9954 | Commercial_2035_Technical_GWh_Before Competition Groups_HOTEL OCCUPANCY CONTROLS (HVAC + LIGHTING)
Commercial | Com ¦ ENERGY STAR Refrigerator | 2035 | Technical | GWh | Before Competition Groups | 65.7839 | 0 | 0 | 21197.2997 | 0.0031034 | 49 | Commercial_2035_Technical_GWh_Before Competition Groups_49 | ENERGY STAR Refrigerator | 0.3103% | 0 | 65.7839 | Commercial_2035_Technical_GWh_Before Competition Groups_ENERGY STAR Refrigerator
Commercial | Com ¦ Freezer Case Light Sensor | 2035 | Technical | GWh | Before Competition Groups | 65.3764 | 0 | 0 | 21197.2997 | 0.0030842 | 50 | Commercial_2035_Technical_GWh_Before Competition Groups_50 | Freezer Case Light Sensor | 0.3084% | 0 | 65.3764 | Commercial_2035_Technical_GWh_Before Competition Groups_Freezer Case Light Sensor
Commercial | Com ¦ Evaporator Fan Controls | 2035 | Technical | GWh | Before Competition Groups | 63.7718 | 0 | 0 | 21197.2997 | 0.0030085 | 51 | Commercial_2035_Technical_GWh_Before Competition Groups_51 | Evaporator Fan Controls | 0.3008% | 0 | 63.7718 | Commercial_2035_Technical_GWh_Before Competition Groups_Evaporator Fan Controls
Commercial | Com ¦ Chilled Water Optimization | 2035 | Technical | GWh | Before Competition Groups | 51.4717 | 0 | 0 | 21197.2997 | 0.0024282 | 52 | Commercial_2035_Technical_GWh_Before Competition Groups_52 | Chilled Water Optimization | 0.2428% | 0 | 51.4717 | Commercial_2035_Technical_GWh_Before Competition Groups_Chilled Water Optimization
Commercial | Com ¦ Elec Storage WH 2.30 Et | 2035 | Technical | GWh | Before Competition Groups | 49.2495 | 0 | 0 | 21197.2997 | 0.0023234 | 53 | Commercial_2035_Technical_GWh_Before Competition Groups_53 | Elec Storage WH 2.30 Et | 0.2323% | 0 | 49.2495 | Commercial_2035_Technical_GWh_Before Competition Groups_Elec Storage WH 2.30 Et
Commercial | Com ¦ ENERGY STAR Griddle (74% eff) | 2035 | Technical | GWh | Before Competition Groups | 46.5155 | 0 | 0 | 21197.2997 | 0.0021944 | 54 | Commercial_2035_Technical_GWh_Before Competition Groups_54 | ENERGY STAR Griddle (74% eff) | 0.2194% | 0 | 46.5155 | Commercial_2035_Technical_GWh_Before Competition Groups_ENERGY STAR Griddle (74% eff)
Commercial | Com ¦ Refrigeration Commissioning | 2035 | Technical | GWh | Before Competition Groups | 43.7384 | 0 | 0 | 21197.2997 | 0.0020634 | 55 | Commercial_2035_Technical_GWh_Before Competition Groups_55 | Refrigeration Commissioning | 0.2063% | 0 | 43.7384 | Commercial_2035_Technical_GWh_Before Competition Groups_Refrigeration Commissioning
Commercial | Com ¦ BEVERAGE VENDING MACHINE CONTROLS | 2035 | Technical | GWh | Before Competition Groups | 42.5559 | 0 | 0 | 21197.2997 | 0.0020076 | 56 | Commercial_2035_Technical_GWh_Before Competition Groups_56 | BEVERAGE VENDING MACHINE CONTROLS | 0.2008% | 0 | 42.5559 | Commercial_2035_Technical_GWh_Before Competition Groups_BEVERAGE VENDING MACHINE CONTROLS
Commercial | Com ¦ Water Source Heat Pump (4 ton) | 2035 | Technical | GWh | Before Competition Groups | 37.7057 | 0 | 0 | 21197.2997 | 0.0017788 | 57 | Commercial_2035_Technical_GWh_Before Competition Groups_57 | Water Source Heat Pump (4 ton) | 0.1779% | 0 | 37.7057 | Commercial_2035_Technical_GWh_Before Competition Groups_Water Source Heat Pump (4 ton)
Commercial | Com ¦ CO Sensors for parking garage exhaust fans | 2035 | Technical | GWh | Before Competition Groups | 30.5478 | 0 | 0 | 21197.2997 | 0.0014411 | 58 | Commercial_2035_Technical_GWh_Before Competition Groups_58 | CO Sensors for parking garage exhaust fans | 0.1441% | 0 | 30.5478 | Commercial_2035_Technical_GWh_Before Competition Groups_CO Sensors for parking garage exhaust fans
Commercial | Com ¦ Anti-sweat heat (ASH) controls - Cooler/Freezer | 2035 | Technical | GWh | Before Competition Groups | 25.8967 | 0 | 0 | 21197.2997 | 0.0012217 | 59 | Commercial_2035_Technical_GWh_Before Competition Groups_59 | Anti-sweat heat (ASH) controls - Cooler/Freezer | 0.1222% | 0 | 25.8967 | Commercial_2035_Technical_GWh_Before Competition Groups_Anti-sweat heat (ASH) controls - Cooler/Freezer
Commercial | Com ¦ Temperature Adjustment in Commercial Freezers | 2035 | Technical | GWh | Before Competition Groups | 24.3856 | 0 | 0 | 21197.2997 | 0.0011504 | 60 | Commercial_2035_Technical_GWh_Before Competition Groups_60 | Temperature Adjustment in Commercial Freezers | 0.115% | 0 | 24.3856 | Commercial_2035_Technical_GWh_Before Competition Groups_Temperature Adjustment in Commercial Freezers
Commercial | Com ¦ Energy Efficient Laboratory Fume Hood | 2035 | Technical | GWh | Before Competition Groups | 21.7191 | 0 | 0 | 21197.2997 | 0.0010246 | 61 | Commercial_2035_Technical_GWh_Before Competition Groups_61 | Energy Efficient Laboratory Fume Hood | 0.1025% | 0 | 21.7191 | Commercial_2035_Technical_GWh_Before Competition Groups_Energy Efficient Laboratory Fume Hood
Commercial | Com ¦ Vertical Night Covers | 2035 | Technical | GWh | Before Competition Groups | 18.9166 | 0 | 0 | 21197.2997 | 0.00089241 | 62 | Commercial_2035_Technical_GWh_Before Competition Groups_62 | Vertical Night Covers | 0.08924% | 0 | 18.9166 | Commercial_2035_Technical_GWh_Before Competition Groups_Vertical Night Covers
Commercial | Com ¦ Outside Air Economizer | 2035 | Technical | GWh | Before Competition Groups | 17.8059 | 0 | 0 | 21197.2997 | 0.00084001 | 63 | Commercial_2035_Technical_GWh_Before Competition Groups_63 | Outside Air Economizer | 0.084% | 0 | 17.8059 | Commercial_2035_Technical_GWh_Before Competition Groups_Outside Air Economizer
Commercial | Com ¦ Duct Insulation, R8 | 2035 | Technical | GWh | Before Competition Groups | 16.8409 | 0 | 0 | 21197.2997 | 0.00079448 | 64 | Commercial_2035_Technical_GWh_Before Competition Groups_64 | Duct Insulation, R8 | 0.07945% | 0 | 16.8409 | Commercial_2035_Technical_GWh_Before Competition Groups_Duct Insulation, R8
Commercial | Com ¦ ENERGY STAR Fryer (84% eff) | 2035 | Technical | GWh | Before Competition Groups | 16.678 | 0 | 0 | 21197.2997 | 0.0007868 | 65 | Commercial_2035_Technical_GWh_Before Competition Groups_65 | ENERGY STAR Fryer (84% eff) | 0.07868% | 0 | 16.678 | Commercial_2035_Technical_GWh_Before Competition Groups_ENERGY STAR Fryer (84% eff)
Commercial | Com ¦ Water Heating (DHW) Pipe Insulation (Add 3/4\ Foam)" | 2035 | Technical | GWh | Before Competition Groups | 16.2818 | 0 | 0 | 21197.2997 | 0.00076811 | 66 | Commercial_2035_Technical_GWh_Before Competition Groups_66 | Water Heating (DHW) Pipe Insulation (Add 3/4\ Foam)" | 0.07681% | 0 | 16.2818 | Commercial_2035_Technical_GWh_Before Competition Groups_Water Heating (DHW) Pipe Insulation (Add 3/4\ Foam)"
Commercial | Com ¦ Roof Insulation/Ceiling Insulation (R25 Code to R35) | 2035 | Technical | GWh | Before Competition Groups | 14.32 | 0 | 0 | 21197.2997 | 0.00067556 | 67 | Commercial_2035_Technical_GWh_Before Competition Groups_67 | Roof Insulation/Ceiling Insulation (R25 Code to R35) | 0.06756% | 0 | 14.32 | Commercial_2035_Technical_GWh_Before Competition Groups_Roof Insulation/Ceiling Insulation (R25 Code to R35)
Commercial | Com ¦ High Efficiency Small Instantaneous Water Heater | 2035 | Technical | GWh | Before Competition Groups | 13.5279 | 0 | 0 | 21197.2997 | 0.00063819 | 68 | Commercial_2035_Technical_GWh_Before Competition Groups_68 | High Efficiency Small Instantaneous Water Heater | 0.06382% | 0 | 13.5279 | Commercial_2035_Technical_GWh_Before Competition Groups_High Efficiency Small Instantaneous Water Heater
Commercial | Com ¦ ENERGY STAR Dishwasher | 2035 | Technical | GWh | Before Competition Groups | 12.738 | 0 | 0 | 21197.2997 | 0.00060092 | 69 | Commercial_2035_Technical_GWh_Before Competition Groups_69 | ENERGY STAR Dishwasher | 0.06009% | 0 | 12.738 | Commercial_2035_Technical_GWh_Before Competition Groups_ENERGY STAR Dishwasher
Commercial | Com ¦ LED RECESSED DOWNLIGHTS | 2035 | Technical | GWh | Before Competition Groups | 10.9266 | 0 | 0 | 21197.2997 | 0.00051547 | 70 | Commercial_2035_Technical_GWh_Before Competition Groups_70 | LED RECESSED DOWNLIGHTS | 0.05155% | 0 | 10.9266 | Commercial_2035_Technical_GWh_Before Competition Groups_LED RECESSED DOWNLIGHTS
Commercial | Com ¦ Suction Pipe Insulation Freezer/Refrigerator | 2035 | Technical | GWh | Before Competition Groups | 10.3387 | 0 | 0 | 21197.2997 | 0.00048774 | 71 | Commercial_2035_Technical_GWh_Before Competition Groups_71 | Suction Pipe Insulation Freezer/Refrigerator | 0.04877% | 0 | 10.3387 | Commercial_2035_Technical_GWh_Before Competition Groups_Suction Pipe Insulation Freezer/Refrigerator
Commercial | Com ¦ Evaporator Coil Defrost (Cooler) | 2035 | Technical | GWh | Before Competition Groups | 8.5201 | 0 | 0 | 21197.2997 | 0.00040194 | 72 | Commercial_2035_Technical_GWh_Before Competition Groups_72 | Evaporator Coil Defrost (Cooler) | 0.04019% | 0 | 8.5201 | Commercial_2035_Technical_GWh_Before Competition Groups_Evaporator Coil Defrost (Cooler)
Commercial | Com ¦ ENERGY STAR Steam Cookers | 2035 | Technical | GWh | Before Competition Groups | 8.1559 | 0 | 0 | 21197.2997 | 0.00038476 | 73 | Commercial_2035_Technical_GWh_Before Competition Groups_73 | ENERGY STAR Steam Cookers | 0.03848% | 0 | 8.1559 | Commercial_2035_Technical_GWh_Before Competition Groups_ENERGY STAR Steam Cookers
Commercial | Com ¦ SYNCHRONOUS BELT | 2035 | Technical | GWh | Before Competition Groups | 6.672 | 0 | 0 | 21197.2997 | 0.00031476 | 74 | Commercial_2035_Technical_GWh_Before Competition Groups_74 | SYNCHRONOUS BELT | 0.03148% | 0 | 6.672 | Commercial_2035_Technical_GWh_Before Competition Groups_SYNCHRONOUS BELT
Commercial | Com ¦ Ozone Laundry Treatment | 2035 | Technical | GWh | Before Competition Groups | 6.5817 | 0 | 0 | 21197.2997 | 0.0003105 | 75 | Commercial_2035_Technical_GWh_Before Competition Groups_75 | Ozone Laundry Treatment | 0.03105% | 0 | 6.5817 | Commercial_2035_Technical_GWh_Before Competition Groups_Ozone Laundry Treatment
Commercial | Com ¦ Solar Water Preheat (Pools/DHW) | 2035 | Technical | GWh | Before Competition Groups | 4.0449 | 0 | 0 | 21197.2997 | 0.00019082 | 76 | Commercial_2035_Technical_GWh_Before Competition Groups_76 | Solar Water Preheat (Pools/DHW) | 0.01908% | 0 | 4.0449 | Commercial_2035_Technical_GWh_Before Competition Groups_Solar Water Preheat (Pools/DHW)
Commercial | Com ¦ Efficient compressor motor | 2035 | Technical | GWh | Before Competition Groups | 3.9969 | 0 | 0 | 21197.2997 | 0.00018856 | 77 | Commercial_2035_Technical_GWh_Before Competition Groups_77 | Efficient compressor motor | 0.01886% | 0 | 3.9969 | Commercial_2035_Technical_GWh_Before Competition Groups_Efficient compressor motor
Commercial | Com ¦ Demand controlled Circulating Systems | 2035 | Technical | GWh | Before Competition Groups | 3.489 | 0 | 0 | 21197.2997 | 0.0001646 | 78 | Commercial_2035_Technical_GWh_Before Competition Groups_78 | Demand controlled Circulating Systems | 0.01646% | 0 | 3.489 | Commercial_2035_Technical_GWh_Before Competition Groups_Demand controlled Circulating Systems
Commercial | Com ¦ Heat Pump Water Heater (50 Gallons) | 2035 | Technical | GWh | Before Competition Groups | 3.3464 | 0 | 0 | 21197.2997 | 0.00015787 | 79 | Commercial_2035_Technical_GWh_Before Competition Groups_79 | Heat Pump Water Heater (50 Gallons) | 0.01579% | 0 | 3.3464 | Commercial_2035_Technical_GWh_Before Competition Groups_Heat Pump Water Heater (50 Gallons)
Commercial | Com ¦ Notched V belts for HVAC Systems | 2035 | Technical | GWh | Before Competition Groups | 3.336 | 0 | 0 | 21197.2997 | 0.00015738 | 80 | Commercial_2035_Technical_GWh_Before Competition Groups_80 | Notched V belts for HVAC Systems | 0.01574% | 0 | 3.336 | Commercial_2035_Technical_GWh_Before Competition Groups_Notched V belts for HVAC Systems
Commercial | Com ¦ Room AC (w/ louvered sides) 14 SEER from 12 SEER code | 2035 | Technical | GWh | Before Competition Groups | 2.8407 | 0 | 0 | 21197.2997 | 0.00013401 | 81 | Commercial_2035_Technical_GWh_Before Competition Groups_81 | Room AC (w/ louvered sides) 14 SEER from 12 SEER code | 0.0134% | 0 | 2.8407 | Commercial_2035_Technical_GWh_Before Competition Groups_Room AC (w/ louvered sides) 14 SEER from 12 SEER code
Commercial | Com ¦ ECM MOTORS FOR HVAC APPLICATION (FAN-POWERED VAV BOX) | 2035 | Technical | GWh | Before Competition Groups | 2.8356 | 0 | 0 | 21197.2997 | 0.00013377 | 82 | Commercial_2035_Technical_GWh_Before Competition Groups_82 | ECM MOTORS FOR HVAC APPLICATION (FAN-POWERED VAV BOX) | 0.01338% | 0 | 2.8356 | Commercial_2035_Technical_GWh_Before Competition Groups_ECM MOTORS FOR HVAC APPLICATION (FAN-POWERED VAV BOX)
Commercial | Com ¦ Thermostat Setback | 2035 | Technical | GWh | Before Competition Groups | 2.7756 | 0 | 0 | 21197.2997 | 0.00013094 | 83 | Commercial_2035_Technical_GWh_Before Competition Groups_83 | Thermostat Setback | 0.01309% | 0 | 2.7756 | Commercial_2035_Technical_GWh_Before Competition Groups_Thermostat Setback
Commercial | Com ¦ Commercial Hot Food Holding Cabinets | 2035 | Technical | GWh | Before Competition Groups | 2.3467 | 0 | 0 | 21197.2997 | 0.00011071 | 84 | Commercial_2035_Technical_GWh_Before Competition Groups_84 | Commercial Hot Food Holding Cabinets | 0.01107% | 0 | 2.3467 | Commercial_2035_Technical_GWh_Before Competition Groups_Commercial Hot Food Holding Cabinets
Commercial | Com ¦ PTAC (12 EER/10,000 BTU) | 2035 | Technical | GWh | Before Competition Groups | 2.2999 | 0 | 0 | 21197.2997 | 0.0001085 | 85 | Commercial_2035_Technical_GWh_Before Competition Groups_85 | PTAC (12 EER/10,000 BTU) | 0.01085% | 0 | 2.2999 | Commercial_2035_Technical_GWh_Before Competition Groups_PTAC (12 EER/10,000 BTU)
Commercial | Com ¦ Wall Insulation | 2035 | Technical | GWh | Before Competition Groups | 2.0264 | 0 | 0 | 21197.2997 | 9.5597e-05 | 86 | Commercial_2035_Technical_GWh_Before Competition Groups_86 | Wall Insulation | 0.00956% | 0 | 2.0264 | Commercial_2035_Technical_GWh_Before Competition Groups_Wall Insulation
Commercial | Com ¦ Solar Preheat Make up Air | 2035 | Technical | GWh | Before Competition Groups | 2.0011 | 0 | 0 | 21197.2997 | 9.4404e-05 | 87 | Commercial_2035_Technical_GWh_Before Competition Groups_87 | Solar Preheat Make up Air | 0.00944% | 0 | 2.0011 | Commercial_2035_Technical_GWh_Before Competition Groups_Solar Preheat Make up Air
Commercial | Com ¦ CEE Tier 2/Energy Star Clothes Washers | 2035 | Technical | GWh | Before Competition Groups | 1.6289 | 0 | 0 | 21197.2997 | 7.6843e-05 | 88 | Commercial_2035_Technical_GWh_Before Competition Groups_88 | CEE Tier 2/Energy Star Clothes Washers | 0.007684% | 0 | 1.6289 | Commercial_2035_Technical_GWh_Before Competition Groups_CEE Tier 2/Energy Star Clothes Washers
Commercial | COM ¦ Ductless Mini-Split Heat Pumps | 2035 | Technical | GWh | Before Competition Groups | 1.5429 | 0 | 0 | 21197.2997 | 7.2789e-05 | 89 | Commercial_2035_Technical_GWh_Before Competition Groups_89 | Ductless Mini-Split Heat Pumps | 0.007279% | 0 | 1.5429 | Commercial_2035_Technical_GWh_Before Competition Groups_Ductless Mini-Split Heat Pumps
Commercial | Com ¦ Solar Electric Water Heater (50 Gallon) | 2035 | Technical | GWh | Before Competition Groups | 1.4235 | 0 | 0 | 21197.2997 | 6.7156e-05 | 90 | Commercial_2035_Technical_GWh_Before Competition Groups_90 | Solar Electric Water Heater (50 Gallon) | 0.006716% | 0 | 1.4235 | Commercial_2035_Technical_GWh_Before Competition Groups_Solar Electric Water Heater (50 Gallon)
Commercial | Com ¦ Auto Off Time Switch or Time Clock control | 2035 | Technical | GWh | Before Competition Groups | 1.3944 | 0 | 0 | 21197.2997 | 6.5783e-05 | 91 | Commercial_2035_Technical_GWh_Before Competition Groups_91 | Auto Off Time Switch or Time Clock control | 0.006578% | 0 | 1.3944 | Commercial_2035_Technical_GWh_Before Competition Groups_Auto Off Time Switch or Time Clock control
Commercial | Com ¦ HVAC Optimization | 2035 | Technical | GWh | Before Competition Groups | 0.87561 | 0 | 0 | 21197.2997 | 4.1308e-05 | 92 | Commercial_2035_Technical_GWh_Before Competition Groups_92 | HVAC Optimization | 0.004131% | 0 | 0.87561 | Commercial_2035_Technical_GWh_Before Competition Groups_HVAC Optimization
Commercial | Com ¦ Low Flow Pre-Rinse Spray Nozzle | 2035 | Technical | GWh | Before Competition Groups | 0.87257 | 0 | 0 | 21197.2997 | 4.1164e-05 | 93 | Commercial_2035_Technical_GWh_Before Competition Groups_93 | Low Flow Pre-Rinse Spray Nozzle | 0.004116% | 0 | 0.87257 | Commercial_2035_Technical_GWh_Before Competition Groups_Low Flow Pre-Rinse Spray Nozzle
Commercial | Com ¦ High Efficiency Chiller (avg of water and air cooled) | 2035 | Technical | GWh | Before Competition Groups | 0.71854 | 0 | 0 | 21197.2997 | 3.3898e-05 | 94 | Commercial_2035_Technical_GWh_Before Competition Groups_94 | High Efficiency Chiller (avg of water and air cooled) | 0.00339% | 0 | 0.71854 | Commercial_2035_Technical_GWh_Before Competition Groups_High Efficiency Chiller (avg of water and air cooled)
Commercial | Com ¦ Energy Recovery Ventilation and Ventilation (Enhanced) | 2035 | Technical | GWh | Before Competition Groups | 0.4028 | 0 | 0 | 21197.2997 | 1.9003e-05 | 95 | Commercial_2035_Technical_GWh_Before Competition Groups_95 | Energy Recovery Ventilation and Ventilation (Enhanced) | 0.0019% | 0 | 0.4028 | Commercial_2035_Technical_GWh_Before Competition Groups_Energy Recovery Ventilation and Ventilation (Enhanced)
Commercial | Com ¦ eCube | 2035 | Technical | GWh | Before Competition Groups | 0.28206 | 0 | 0 | 21197.2997 | 1.3306e-05 | 96 | Commercial_2035_Technical_GWh_Before Competition Groups_96 | eCube | 0.001331% | 0 | 0.28206 | Commercial_2035_Technical_GWh_Before Competition Groups_eCube
Commercial | Com ¦ EC Plug Fan for Data Center (under cabinet) | 2035 | Technical | GWh | Before Competition Groups | 0.21001 | 0 | 0 | 21197.2997 | 9.9075e-06 | 97 | Commercial_2035_Technical_GWh_Before Competition Groups_97 | EC Plug Fan for Data Center (under cabinet) | 0.0009907% | 0 | 0.21001 | Commercial_2035_Technical_GWh_Before Competition Groups_EC Plug Fan for Data Center (under cabinet)
Commercial | Com ¦ Air Curtains | 2035 | Technical | GWh | Before Competition Groups | 0.060463 | 0 | 0 | 21197.2997 | 2.8524e-06 | 98 | Commercial_2035_Technical_GWh_Before Competition Groups_98 | Air Curtains | 0.0002852% | 0 | 0.060463 | Commercial_2035_Technical_GWh_Before Competition Groups_Air Curtains
Commercial | Com ¦ Exterior Photocell | 2035 | Technical | GWh | Before Competition Groups | 0.057879 | 0 | 0 | 21197.2997 | 2.7305e-06 | 99 | Commercial_2035_Technical_GWh_Before Competition Groups_99 | Exterior Photocell | 0.000273% | 0 | 0.057879 | Commercial_2035_Technical_GWh_Before Competition Groups_Exterior Photocell
Commercial | Com ¦ VSD Air Compressor | 2035 | Technical | GWh | Before Competition Groups | 0.056792 | 0 | 0 | 21197.2997 | 2.6792e-06 | 100 | Commercial_2035_Technical_GWh_Before Competition Groups_100 | VSD Air Compressor | 0.0002679% | 0 | 0.056792 | Commercial_2035_Technical_GWh_Before Competition Groups_VSD Air Compressor
Commercial | Com ¦ High Efficiency Induction Cooking | 2035 | Technical | GWh | Before Competition Groups | 0.0089153 | 0 | 0 | 21197.2997 | 4.2059e-07 | 101 | Commercial_2035_Technical_GWh_Before Competition Groups_101 | High Efficiency Induction Cooking | 4.206e-05% | 0 | 0.0089153 | Commercial_2035_Technical_GWh_Before Competition Groups_High Efficiency Induction Cooking
Commercial | Com ¦ Electric Convection Combination Ovens | 2035 | Technical | GWh | Before Competition Groups | 0.0044292 | 0 | 0 | 21197.2997 | 2.0895e-07 | 102 | Commercial_2035_Technical_GWh_Before Competition Groups_102 | Electric Convection Combination Ovens | 2.09e-05% | 0 | 0.0044292 | Commercial_2035_Technical_GWh_Before Competition Groups_Electric Convection Combination Ovens
Commercial | Com ¦ Building Recommissioning, Operations and Maintenance (O&M) Improvements | 2036 | Economic | GWh | Before Competition Groups | 1803.9632 | 0 | 0 | 14271.8586 | 0.1264 | 1 | Commercial_2036_Economic_GWh_Before Competition Groups_1 | Building Recommissioning, Operations and Maintenance (O&M) Improvements | 12.64% | 0 | 1803.9632 | Commercial_2036_Economic_GWh_Before Competition Groups_Building Recommissioning, Operations and Maintenance (O&M) Improvements
Commercial | Com ¦ LED Low/High Bay | 2036 | Economic | GWh | Before Competition Groups | 1105.9758 | 0 | 0 | 14271.8586 | 0.077493 | 2 | Commercial_2036_Economic_GWh_Before Competition Groups_2 | LED Low/High Bay | 7.749% | 0 | 1105.9758 | Commercial_2036_Economic_GWh_Before Competition Groups_LED Low/High Bay
Commercial | Com ¦ ENERGY STAR LED LAMPS (REFLECTOR LAMPs/MR16/PAR 16) | 2036 | Economic | GWh | Before Competition Groups | 949.9202 | 0 | 0 | 14271.8586 | 0.066559 | 3 | Commercial_2036_Economic_GWh_Before Competition Groups_3 | ENERGY STAR LED LAMPS (REFLECTOR LAMPs/MR16/PAR 16) | 6.656% | 0 | 949.9202 | Commercial_2036_Economic_GWh_Before Competition Groups_ENERGY STAR LED LAMPS (REFLECTOR LAMPs/MR16/PAR 16)
Commercial | Com ¦ LED Troffer/Surface/Suspended | 2036 | Economic | GWh | Before Competition Groups | 900.9484 | 0 | 0 | 14271.8586 | 0.063128 | 4 | Commercial_2036_Economic_GWh_Before Competition Groups_4 | LED Troffer/Surface/Suspended | 6.313% | 0 | 900.9484 | Commercial_2036_Economic_GWh_Before Competition Groups_LED Troffer/Surface/Suspended
Commercial | Com ¦ LED Replacement Lamp (Tube) | 2036 | Economic | GWh | Before Competition Groups | 774.8833 | 0 | 0 | 14271.8586 | 0.054294 | 5 | Commercial_2036_Economic_GWh_Before Competition Groups_5 | LED Replacement Lamp (Tube) | 5.429% | 0 | 774.8833 | Commercial_2036_Economic_GWh_Before Competition Groups_LED Replacement Lamp (Tube)
Commercial | Com ¦ High Efficiency Air Source Heat Pump | 2036 | Economic | GWh | Before Competition Groups | 726.5484 | 0 | 0 | 14271.8586 | 0.050908 | 6 | Commercial_2036_Economic_GWh_Before Competition Groups_6 | High Efficiency Air Source Heat Pump | 5.091% | 0 | 726.5484 | Commercial_2036_Economic_GWh_Before Competition Groups_High Efficiency Air Source Heat Pump
Commercial | Com ¦ Education and Capacity Building/Energy Behavior | 2036 | Economic | GWh | Before Competition Groups | 677.5831 | 0 | 0 | 14271.8586 | 0.047477 | 7 | Commercial_2036_Economic_GWh_Before Competition Groups_7 | Education and Capacity Building/Energy Behavior | 4.748% | 0 | 677.5831 | Commercial_2036_Economic_GWh_Before Competition Groups_Education and Capacity Building/Energy Behavior
Commercial | Com ¦ LED EXTERIOR AREA LIGHTS - LED fixture (200W) | 2036 | Economic | GWh | Before Competition Groups | 660.8348 | 0 | 0 | 14271.8586 | 0.046303 | 8 | Commercial_2036_Economic_GWh_Before Competition Groups_8 | LED EXTERIOR AREA LIGHTS - LED fixture (200W) | 4.63% | 0 | 660.8348 | Commercial_2036_Economic_GWh_Before Competition Groups_LED EXTERIOR AREA LIGHTS - LED fixture (200W)
Commercial | Com ¦ LED parking lot fixture | 2036 | Economic | GWh | Before Competition Groups | 627.3937 | 0 | 0 | 14271.8586 | 0.04396 | 9 | Commercial_2036_Economic_GWh_Before Competition Groups_9 | LED parking lot fixture | 4.396% | 0 | 627.3937 | Commercial_2036_Economic_GWh_Before Competition Groups_LED parking lot fixture
Commercial | Com ¦ Furnace Tune-Up | 2036 | Economic | GWh | Before Competition Groups | 495.3568 | 0 | 0 | 14271.8586 | 0.034709 | 10 | Commercial_2036_Economic_GWh_Before Competition Groups_10 | Furnace Tune-Up | 3.471% | 0 | 495.3568 | Commercial_2036_Economic_GWh_Before Competition Groups_Furnace Tune-Up
Commercial | Com ¦ LLLC - High Impact Application | 2036 | Economic | GWh | Before Competition Groups | 413.5102 | 0 | 0 | 14271.8586 | 0.028974 | 11 | Commercial_2036_Economic_GWh_Before Competition Groups_11 | LLLC - High Impact Application | 2.897% | 0 | 413.5102 | Commercial_2036_Economic_GWh_Before Competition Groups_LLLC - High Impact Application
Commercial | Com ¦ LED street light fixture | 2036 | Economic | GWh | Before Competition Groups | 403.6655 | 0 | 0 | 14271.8586 | 0.028284 | 12 | Commercial_2036_Economic_GWh_Before Competition Groups_12 | LED street light fixture | 2.828% | 0 | 403.6655 | Commercial_2036_Economic_GWh_Before Competition Groups_LED street light fixture
Commercial | Com ¦ Refrigerated Display Case Doors | 2036 | Economic | GWh | Before Competition Groups | 378.8475 | 0 | 0 | 14271.8586 | 0.026545 | 13 | Commercial_2036_Economic_GWh_Before Competition Groups_13 | Refrigerated Display Case Doors | 2.655% | 0 | 378.8475 | Commercial_2036_Economic_GWh_Before Competition Groups_Refrigerated Display Case Doors
Commercial | Com ¦ Reach-in Shaded Pole to ECM/PSC Evaporator Fan Motor | 2036 | Economic | GWh | Before Competition Groups | 362.5485 | 0 | 0 | 14271.8586 | 0.025403 | 14 | Commercial_2036_Economic_GWh_Before Competition Groups_14 | Reach-in Shaded Pole to ECM/PSC Evaporator Fan Motor | 2.54% | 0 | 362.5485 | Commercial_2036_Economic_GWh_Before Competition Groups_Reach-in Shaded Pole to ECM/PSC Evaporator Fan Motor
Commercial | Com ¦ Advanced BAS/Controllers | 2036 | Economic | GWh | Before Competition Groups | 336.7822 | 0 | 0 | 14271.8586 | 0.023598 | 15 | Commercial_2036_Economic_GWh_Before Competition Groups_15 | Advanced BAS/Controllers | 2.36% | 0 | 336.7822 | Commercial_2036_Economic_GWh_Before Competition Groups_Advanced BAS/Controllers
Commercial | Com ¦ Demand Control Ventilation | 2036 | Economic | GWh | Before Competition Groups | 330.6879 | 0 | 0 | 14271.8586 | 0.023171 | 16 | Commercial_2036_Economic_GWh_Before Competition Groups_16 | Demand Control Ventilation | 2.317% | 0 | 330.6879 | Commercial_2036_Economic_GWh_Before Competition Groups_Demand Control Ventilation
Commercial | Com ¦ Data Center Storage/Server Virtualization | 2036 | Economic | GWh | Before Competition Groups | 310.2975 | 0 | 0 | 14271.8586 | 0.021742 | 17 | Commercial_2036_Economic_GWh_Before Competition Groups_17 | Data Center Storage/Server Virtualization | 2.174% | 0 | 310.2975 | Commercial_2036_Economic_GWh_Before Competition Groups_Data Center Storage/Server Virtualization
Commercial | Com ¦ LLLC - Low Impact Application | 2036 | Economic | GWh | Before Competition Groups | 259.5243 | 0 | 0 | 14271.8586 | 0.018184 | 18 | Commercial_2036_Economic_GWh_Before Competition Groups_18 | LLLC - Low Impact Application | 1.818% | 0 | 259.5243 | Commercial_2036_Economic_GWh_Before Competition Groups_LLLC - Low Impact Application
Commercial | Com ¦ Strip Curtains | 2036 | Economic | GWh | Before Competition Groups | 253.6059 | 0 | 0 | 14271.8586 | 0.01777 | 19 | Commercial_2036_Economic_GWh_Before Competition Groups_19 | Strip Curtains | 1.777% | 0 | 253.6059 | Commercial_2036_Economic_GWh_Before Competition Groups_Strip Curtains
Commercial | Com ¦ Unitary Air-Conditioning Unit | 2036 | Economic | GWh | Before Competition Groups | 215.1949 | 0 | 0 | 14271.8586 | 0.015078 | 20 | Commercial_2036_Economic_GWh_Before Competition Groups_20 | Unitary Air-Conditioning Unit | 1.508% | 0 | 215.1949 | Commercial_2036_Economic_GWh_Before Competition Groups_Unitary Air-Conditioning Unit
Commercial | Com ¦ Centrally controlled desktop PC/NETWORK PC POWER MANAGEMENT SOFTWARE | 2036 | Economic | GWh | Before Competition Groups | 210.505 | 0 | 0 | 14271.8586 | 0.01475 | 21 | Commercial_2036_Economic_GWh_Before Competition Groups_21 | Centrally controlled desktop PC/NETWORK PC POWER MANAGEMENT SOFTWARE | 1.475% | 0 | 210.505 | Commercial_2036_Economic_GWh_Before Competition Groups_Centrally controlled desktop PC/NETWORK PC POWER MANAGEMENT SOFTWARE
Commercial | Com ¦ LED or Equivalent Sign Lighting | 2036 | Economic | GWh | Before Competition Groups | 180.3875 | 0 | 0 | 14271.8586 | 0.012639 | 22 | Commercial_2036_Economic_GWh_Before Competition Groups_22 | LED or Equivalent Sign Lighting | 1.264% | 0 | 180.3875 | Commercial_2036_Economic_GWh_Before Competition Groups_LED or Equivalent Sign Lighting
Commercial | Com ¦ Variable Frequency Drive (VFD) | 2036 | Economic | GWh | Before Competition Groups | 164.1931 | 0 | 0 | 14271.8586 | 0.011505 | 23 | Commercial_2036_Economic_GWh_Before Competition Groups_23 | Variable Frequency Drive (VFD) | 1.15% | 0 | 164.1931 | Commercial_2036_Economic_GWh_Before Competition Groups_Variable Frequency Drive (VFD)
Commercial | Com ¦ VFD on Pumps | 2036 | Economic | GWh | Before Competition Groups | 153.6653 | 0 | 0 | 14271.8586 | 0.010767 | 24 | Commercial_2036_Economic_GWh_Before Competition Groups_24 | VFD on Pumps | 1.077% | 0 | 153.6653 | Commercial_2036_Economic_GWh_Before Competition Groups_VFD on Pumps
Commercial | Com ¦ Adaptive Thermostats | 2036 | Economic | GWh | Before Competition Groups | 151.4108 | 0 | 0 | 14271.8586 | 0.010609 | 25 | Commercial_2036_Economic_GWh_Before Competition Groups_25 | Adaptive Thermostats | 1.061% | 0 | 151.4108 | Commercial_2036_Economic_GWh_Before Competition Groups_Adaptive Thermostats
Commercial | Com ¦ Air Handler with Dedicated Outdoor Air Systems | 2036 | Economic | GWh | Before Competition Groups | 125.3183 | 0 | 0 | 14271.8586 | 0.0087808 | 26 | Commercial_2036_Economic_GWh_Before Competition Groups_26 | Air Handler with Dedicated Outdoor Air Systems | 0.8781% | 0 | 125.3183 | Commercial_2036_Economic_GWh_Before Competition Groups_Air Handler with Dedicated Outdoor Air Systems
Commercial | Com ¦ ENERGY STAR LED LAMPS (General Service Lamps) | 2036 | Economic | GWh | Before Competition Groups | 124.0077 | 0 | 0 | 14271.8586 | 0.008689 | 27 | Commercial_2036_Economic_GWh_Before Competition Groups_27 | ENERGY STAR LED LAMPS (General Service Lamps) | 0.8689% | 0 | 124.0077 | Commercial_2036_Economic_GWh_Before Competition Groups_ENERGY STAR LED LAMPS (General Service Lamps)
Commercial | Com ¦ Demand Control Kitchen Ventilation | 2036 | Economic | GWh | Before Competition Groups | 109.8142 | 0 | 0 | 14271.8586 | 0.0076945 | 28 | Commercial_2036_Economic_GWh_Before Competition Groups_28 | Demand Control Kitchen Ventilation | 0.7694% | 0 | 109.8142 | Commercial_2036_Economic_GWh_Before Competition Groups_Demand Control Kitchen Ventilation
Commercial | Com ¦ Refrigerated Display Case LED | 2036 | Economic | GWh | Before Competition Groups | 80.3138 | 0 | 0 | 14271.8586 | 0.0056274 | 29 | Commercial_2036_Economic_GWh_Before Competition Groups_29 | Refrigerated Display Case LED | 0.5627% | 0 | 80.3138 | Commercial_2036_Economic_GWh_Before Competition Groups_Refrigerated Display Case LED
Commercial | Com ¦ Occupancy Sensors | 2036 | Economic | GWh | Before Competition Groups | 78.5637 | 0 | 0 | 14271.8586 | 0.0055048 | 30 | Commercial_2036_Economic_GWh_Before Competition Groups_30 | Occupancy Sensors | 0.5505% | 0 | 78.5637 | Commercial_2036_Economic_GWh_Before Competition Groups_Occupancy Sensors
Commercial | Com ¦ ECM MOTORS FOR EVAPORATOR FANS for refrigeration (WALK-IN) | 2036 | Economic | GWh | Before Competition Groups | 77.7816 | 0 | 0 | 14271.8586 | 0.00545 | 31 | Commercial_2036_Economic_GWh_Before Competition Groups_31 | ECM MOTORS FOR EVAPORATOR FANS for refrigeration (WALK-IN) | 0.545% | 0 | 77.7816 | Commercial_2036_Economic_GWh_Before Competition Groups_ECM MOTORS FOR EVAPORATOR FANS for refrigeration (WALK-IN)
Commercial | Com ¦ Condensing Unit Heaters or other Efficient Unit Heating System | 2036 | Economic | GWh | Before Competition Groups | 74.5441 | 0 | 0 | 14271.8586 | 0.0052232 | 32 | Commercial_2036_Economic_GWh_Before Competition Groups_32 | Condensing Unit Heaters or other Efficient Unit Heating System | 0.5223% | 0 | 74.5441 | Commercial_2036_Economic_GWh_Before Competition Groups_Condensing Unit Heaters or other Efficient Unit Heating System
Commercial | Com ¦ Freezer Case Light Sensor | 2036 | Economic | GWh | Before Competition Groups | 64.0623 | 0 | 0 | 14271.8586 | 0.0044887 | 33 | Commercial_2036_Economic_GWh_Before Competition Groups_33 | Freezer Case Light Sensor | 0.4489% | 0 | 64.0623 | Commercial_2036_Economic_GWh_Before Competition Groups_Freezer Case Light Sensor
Commercial | Com ¦ Evaporator Fan Controls | 2036 | Economic | GWh | Before Competition Groups | 62.49 | 0 | 0 | 14271.8586 | 0.0043785 | 34 | Commercial_2036_Economic_GWh_Before Competition Groups_34 | Evaporator Fan Controls | 0.4379% | 0 | 62.49 | Commercial_2036_Economic_GWh_Before Competition Groups_Evaporator Fan Controls
Commercial | Com ¦ Networked/Connected - High Impact Application | 2036 | Economic | GWh | Before Competition Groups | 60.7637 | 0 | 0 | 14271.8586 | 0.0042576 | 35 | Commercial_2036_Economic_GWh_Before Competition Groups_35 | Networked/Connected - High Impact Application | 0.4258% | 0 | 60.7637 | Commercial_2036_Economic_GWh_Before Competition Groups_Networked/Connected - High Impact Application
Commercial | Com ¦ Chilled Water Optimization | 2036 | Economic | GWh | Before Competition Groups | 53.6069 | 0 | 0 | 14271.8586 | 0.0037561 | 36 | Commercial_2036_Economic_GWh_Before Competition Groups_36 | Chilled Water Optimization | 0.3756% | 0 | 53.6069 | Commercial_2036_Economic_GWh_Before Competition Groups_Chilled Water Optimization
Commercial | Com ¦ Door Gasket Freezer/Refrigerator | 2036 | Economic | GWh | Before Competition Groups | 52.4264 | 0 | 0 | 14271.8586 | 0.0036734 | 37 | Commercial_2036_Economic_GWh_Before Competition Groups_37 | Door Gasket Freezer/Refrigerator | 0.3673% | 0 | 52.4264 | Commercial_2036_Economic_GWh_Before Competition Groups_Door Gasket Freezer/Refrigerator
Commercial | Com ¦ Elec Storage WH 2.30 Et | 2036 | Economic | GWh | Before Competition Groups | 49.9891 | 0 | 0 | 14271.8586 | 0.0035026 | 38 | Commercial_2036_Economic_GWh_Before Competition Groups_38 | Elec Storage WH 2.30 Et | 0.3503% | 0 | 49.9891 | Commercial_2036_Economic_GWh_Before Competition Groups_Elec Storage WH 2.30 Et
Commercial | Com ¦ ENERGY STAR Griddle (74% eff) | 2036 | Economic | GWh | Before Competition Groups | 48.1133 | 0 | 0 | 14271.8586 | 0.0033712 | 39 | Commercial_2036_Economic_GWh_Before Competition Groups_39 | ENERGY STAR Griddle (74% eff) | 0.3371% | 0 | 48.1133 | Commercial_2036_Economic_GWh_Before Competition Groups_ENERGY STAR Griddle (74% eff)
Commercial | Com ¦ BEVERAGE VENDING MACHINE CONTROLS | 2036 | Economic | GWh | Before Competition Groups | 42.8319 | 0 | 0 | 14271.8586 | 0.0030011 | 40 | Commercial_2036_Economic_GWh_Before Competition Groups_40 | BEVERAGE VENDING MACHINE CONTROLS | 0.3001% | 0 | 42.8319 | Commercial_2036_Economic_GWh_Before Competition Groups_BEVERAGE VENDING MACHINE CONTROLS
Commercial | Com ¦ Water Source Heat Pump (4 ton) | 2036 | Economic | GWh | Before Competition Groups | 39.1598 | 0 | 0 | 14271.8586 | 0.0027438 | 41 | Commercial_2036_Economic_GWh_Before Competition Groups_41 | Water Source Heat Pump (4 ton) | 0.2744% | 0 | 39.1598 | Commercial_2036_Economic_GWh_Before Competition Groups_Water Source Heat Pump (4 ton)
Commercial | Com ¦ CO Sensors for parking garage exhaust fans | 2036 | Economic | GWh | Before Competition Groups | 30.8169 | 0 | 0 | 14271.8586 | 0.0021593 | 42 | Commercial_2036_Economic_GWh_Before Competition Groups_42 | CO Sensors for parking garage exhaust fans | 0.2159% | 0 | 30.8169 | Commercial_2036_Economic_GWh_Before Competition Groups_CO Sensors for parking garage exhaust fans
Commercial | Com ¦ Networked/Connected - Low Impact Application | 2036 | Economic | GWh | Before Competition Groups | 28.1995 | 0 | 0 | 14271.8586 | 0.0019759 | 43 | Commercial_2036_Economic_GWh_Before Competition Groups_43 | Networked/Connected - Low Impact Application | 0.1976% | 0 | 28.1995 | Commercial_2036_Economic_GWh_Before Competition Groups_Networked/Connected - Low Impact Application
Commercial | Com ¦ Temperature Adjustment in Commercial Freezers | 2036 | Economic | GWh | Before Competition Groups | 23.8955 | 0 | 0 | 14271.8586 | 0.0016743 | 44 | Commercial_2036_Economic_GWh_Before Competition Groups_44 | Temperature Adjustment in Commercial Freezers | 0.1674% | 0 | 23.8955 | Commercial_2036_Economic_GWh_Before Competition Groups_Temperature Adjustment in Commercial Freezers
Commercial | Com ¦ Energy Efficient Laboratory Fume Hood | 2036 | Economic | GWh | Before Competition Groups | 21.2825 | 0 | 0 | 14271.8586 | 0.0014912 | 45 | Commercial_2036_Economic_GWh_Before Competition Groups_45 | Energy Efficient Laboratory Fume Hood | 0.1491% | 0 | 21.2825 | Commercial_2036_Economic_GWh_Before Competition Groups_Energy Efficient Laboratory Fume Hood
Commercial | Com ¦ Vertical Night Covers | 2036 | Economic | GWh | Before Competition Groups | 18.5364 | 0 | 0 | 14271.8586 | 0.0012988 | 46 | Commercial_2036_Economic_GWh_Before Competition Groups_46 | Vertical Night Covers | 0.1299% | 0 | 18.5364 | Commercial_2036_Economic_GWh_Before Competition Groups_Vertical Night Covers
Commercial | Com ¦ Outside Air Economizer | 2036 | Economic | GWh | Before Competition Groups | 17.9527 | 0 | 0 | 14271.8586 | 0.0012579 | 47 | Commercial_2036_Economic_GWh_Before Competition Groups_47 | Outside Air Economizer | 0.1258% | 0 | 17.9527 | Commercial_2036_Economic_GWh_Before Competition Groups_Outside Air Economizer
Commercial | Com ¦ ENERGY STAR Fryer (84% eff) | 2036 | Economic | GWh | Before Competition Groups | 17.2694 | 0 | 0 | 14271.8586 | 0.00121 | 48 | Commercial_2036_Economic_GWh_Before Competition Groups_48 | ENERGY STAR Fryer (84% eff) | 0.121% | 0 | 17.2694 | Commercial_2036_Economic_GWh_Before Competition Groups_ENERGY STAR Fryer (84% eff)
Commercial | Com ¦ Duct Insulation, R8 | 2036 | Economic | GWh | Before Competition Groups | 16.5024 | 0 | 0 | 14271.8586 | 0.0011563 | 49 | Commercial_2036_Economic_GWh_Before Competition Groups_49 | Duct Insulation, R8 | 0.1156% | 0 | 16.5024 | Commercial_2036_Economic_GWh_Before Competition Groups_Duct Insulation, R8
Commercial | Com ¦ Water Heating (DHW) Pipe Insulation (Add 3/4\ Foam)" | 2036 | Economic | GWh | Before Competition Groups | 15.9545 | 0 | 0 | 14271.8586 | 0.0011179 | 50 | Commercial_2036_Economic_GWh_Before Competition Groups_50 | Water Heating (DHW) Pipe Insulation (Add 3/4\ Foam)" | 0.1118% | 0 | 15.9545 | Commercial_2036_Economic_GWh_Before Competition Groups_Water Heating (DHW) Pipe Insulation (Add 3/4\ Foam)"
Commercial | Com ¦ Condensing Make Up Air Unit | 2036 | Economic | GWh | Before Competition Groups | 13.0786 | 0 | 0 | 14271.8586 | 0.00091639 | 51 | Commercial_2036_Economic_GWh_Before Competition Groups_51 | Condensing Make Up Air Unit | 0.09164% | 0 | 13.0786 | Commercial_2036_Economic_GWh_Before Competition Groups_Condensing Make Up Air Unit
Commercial | Com ¦ ENERGY STAR Dishwasher | 2036 | Economic | GWh | Before Competition Groups | 12.9478 | 0 | 0 | 14271.8586 | 0.00090722 | 52 | Commercial_2036_Economic_GWh_Before Competition Groups_52 | ENERGY STAR Dishwasher | 0.09072% | 0 | 12.9478 | Commercial_2036_Economic_GWh_Before Competition Groups_ENERGY STAR Dishwasher
Commercial | Com ¦ Suction Pipe Insulation Freezer/Refrigerator | 2036 | Economic | GWh | Before Competition Groups | 10.1309 | 0 | 0 | 14271.8586 | 0.00070985 | 53 | Commercial_2036_Economic_GWh_Before Competition Groups_53 | Suction Pipe Insulation Freezer/Refrigerator | 0.07099% | 0 | 10.1309 | Commercial_2036_Economic_GWh_Before Competition Groups_Suction Pipe Insulation Freezer/Refrigerator
Commercial | Com ¦ High Efficiency Small Instantaneous Water Heater | 2036 | Economic | GWh | Before Competition Groups | 8.914 | 0 | 0 | 14271.8586 | 0.00062458 | 54 | Commercial_2036_Economic_GWh_Before Competition Groups_54 | High Efficiency Small Instantaneous Water Heater | 0.06246% | 0 | 8.914 | Commercial_2036_Economic_GWh_Before Competition Groups_High Efficiency Small Instantaneous Water Heater
Commercial | Com ¦ ENERGY STAR Steam Cookers | 2036 | Economic | GWh | Before Competition Groups | 8.4414 | 0 | 0 | 14271.8586 | 0.00059147 | 55 | Commercial_2036_Economic_GWh_Before Competition Groups_55 | ENERGY STAR Steam Cookers | 0.05915% | 0 | 8.4414 | Commercial_2036_Economic_GWh_Before Competition Groups_ENERGY STAR Steam Cookers
Commercial | Com ¦ Ozone Laundry Treatment | 2036 | Economic | GWh | Before Competition Groups | 6.6229 | 0 | 0 | 14271.8586 | 0.00046405 | 56 | Commercial_2036_Economic_GWh_Before Competition Groups_56 | Ozone Laundry Treatment | 0.04641% | 0 | 6.6229 | Commercial_2036_Economic_GWh_Before Competition Groups_Ozone Laundry Treatment
Commercial | Com ¦ Solar Water Preheat (Pools/DHW) | 2036 | Economic | GWh | Before Competition Groups | 4.2026 | 0 | 0 | 14271.8586 | 0.00029447 | 57 | Commercial_2036_Economic_GWh_Before Competition Groups_57 | Solar Water Preheat (Pools/DHW) | 0.02945% | 0 | 4.2026 | Commercial_2036_Economic_GWh_Before Competition Groups_Solar Water Preheat (Pools/DHW)
Commercial | Com ¦ Demand controlled Circulating Systems | 2036 | Economic | GWh | Before Competition Groups | 3.4189 | 0 | 0 | 14271.8586 | 0.00023956 | 58 | Commercial_2036_Economic_GWh_Before Competition Groups_58 | Demand controlled Circulating Systems | 0.02396% | 0 | 3.4189 | Commercial_2036_Economic_GWh_Before Competition Groups_Demand controlled Circulating Systems
Commercial | Com ¦ ECM MOTORS FOR HVAC APPLICATION (FAN-POWERED VAV BOX) | 2036 | Economic | GWh | Before Competition Groups | 2.8408 | 0 | 0 | 14271.8586 | 0.00019905 | 59 | Commercial_2036_Economic_GWh_Before Competition Groups_59 | ECM MOTORS FOR HVAC APPLICATION (FAN-POWERED VAV BOX) | 0.0199% | 0 | 2.8408 | Commercial_2036_Economic_GWh_Before Competition Groups_ECM MOTORS FOR HVAC APPLICATION (FAN-POWERED VAV BOX)
Commercial | Com ¦ Thermostat Setback | 2036 | Economic | GWh | Before Competition Groups | 2.8266 | 0 | 0 | 14271.8586 | 0.00019805 | 60 | Commercial_2036_Economic_GWh_Before Competition Groups_60 | Thermostat Setback | 0.01981% | 0 | 2.8266 | Commercial_2036_Economic_GWh_Before Competition Groups_Thermostat Setback
Commercial | Com ¦ Notched V belts for HVAC Systems | 2036 | Economic | GWh | Before Competition Groups | 2.5423 | 0 | 0 | 14271.8586 | 0.00017814 | 61 | Commercial_2036_Economic_GWh_Before Competition Groups_61 | Notched V belts for HVAC Systems | 0.01781% | 0 | 2.5423 | Commercial_2036_Economic_GWh_Before Competition Groups_Notched V belts for HVAC Systems
Commercial | Com ¦ PTAC (12 EER/10,000 BTU) | 2036 | Economic | GWh | Before Competition Groups | 2.2894 | 0 | 0 | 14271.8586 | 0.00016041 | 62 | Commercial_2036_Economic_GWh_Before Competition Groups_62 | PTAC (12 EER/10,000 BTU) | 0.01604% | 0 | 2.2894 | Commercial_2036_Economic_GWh_Before Competition Groups_PTAC (12 EER/10,000 BTU)
Commercial | Com ¦ Efficient compressor motor | 2036 | Economic | GWh | Before Competition Groups | 2.2218 | 0 | 0 | 14271.8586 | 0.00015567 | 63 | Commercial_2036_Economic_GWh_Before Competition Groups_63 | Efficient compressor motor | 0.01557% | 0 | 2.2218 | Commercial_2036_Economic_GWh_Before Competition Groups_Efficient compressor motor
Commercial | Com ¦ CEE Tier 2/Energy Star Clothes Washers | 2036 | Economic | GWh | Before Competition Groups | 1.6693 | 0 | 0 | 14271.8586 | 0.00011696 | 64 | Commercial_2036_Economic_GWh_Before Competition Groups_64 | CEE Tier 2/Energy Star Clothes Washers | 0.0117% | 0 | 1.6693 | Commercial_2036_Economic_GWh_Before Competition Groups_CEE Tier 2/Energy Star Clothes Washers
Commercial | COM ¦ Ductless Mini-Split Heat Pumps | 2036 | Economic | GWh | Before Competition Groups | 1.6028 | 0 | 0 | 14271.8586 | 0.0001123 | 65 | Commercial_2036_Economic_GWh_Before Competition Groups_65 | Ductless Mini-Split Heat Pumps | 0.01123% | 0 | 1.6028 | Commercial_2036_Economic_GWh_Before Competition Groups_Ductless Mini-Split Heat Pumps
Commercial | Com ¦ Auto Off Time Switch or Time Clock control | 2036 | Economic | GWh | Before Competition Groups | 1.4054 | 0 | 0 | 14271.8586 | 9.8473e-05 | 66 | Commercial_2036_Economic_GWh_Before Competition Groups_66 | Auto Off Time Switch or Time Clock control | 0.009847% | 0 | 1.4054 | Commercial_2036_Economic_GWh_Before Competition Groups_Auto Off Time Switch or Time Clock control
Commercial | Com ¦ LED RECESSED DOWNLIGHTS | 2036 | Economic | GWh | Before Competition Groups | 0.90059 | 0 | 0 | 14271.8586 | 6.3103e-05 | 67 | Commercial_2036_Economic_GWh_Before Competition Groups_67 | LED RECESSED DOWNLIGHTS | 0.00631% | 0 | 0.90059 | Commercial_2036_Economic_GWh_Before Competition Groups_LED RECESSED DOWNLIGHTS
Commercial | Com ¦ Low Flow Pre-Rinse Spray Nozzle | 2036 | Economic | GWh | Before Competition Groups | 0.87659 | 0 | 0 | 14271.8586 | 6.1421e-05 | 68 | Commercial_2036_Economic_GWh_Before Competition Groups_68 | Low Flow Pre-Rinse Spray Nozzle | 0.006142% | 0 | 0.87659 | Commercial_2036_Economic_GWh_Before Competition Groups_Low Flow Pre-Rinse Spray Nozzle
Commercial | Com ¦ Commercial Hot Food Holding Cabinets | 2036 | Economic | GWh | Before Competition Groups | 0.72642 | 0 | 0 | 14271.8586 | 5.0899e-05 | 69 | Commercial_2036_Economic_GWh_Before Competition Groups_69 | Commercial Hot Food Holding Cabinets | 0.00509% | 0 | 0.72642 | Commercial_2036_Economic_GWh_Before Competition Groups_Commercial Hot Food Holding Cabinets
Commercial | Com ¦ Energy Recovery Ventilation and Ventilation (Enhanced) | 2036 | Economic | GWh | Before Competition Groups | 0.57854 | 0 | 0 | 14271.8586 | 4.0537e-05 | 70 | Commercial_2036_Economic_GWh_Before Competition Groups_70 | Energy Recovery Ventilation and Ventilation (Enhanced) | 0.004054% | 0 | 0.57854 | Commercial_2036_Economic_GWh_Before Competition Groups_Energy Recovery Ventilation and Ventilation (Enhanced)
Commercial | Com ¦ HVAC Optimization | 2036 | Economic | GWh | Before Competition Groups | 0.50483 | 0 | 0 | 14271.8586 | 3.5372e-05 | 71 | Commercial_2036_Economic_GWh_Before Competition Groups_71 | HVAC Optimization | 0.003537% | 0 | 0.50483 | Commercial_2036_Economic_GWh_Before Competition Groups_HVAC Optimization
Commercial | Com ¦ Wall Insulation | 2036 | Economic | GWh | Before Competition Groups | 0.21528 | 0 | 0 | 14271.8586 | 1.5084e-05 | 72 | Commercial_2036_Economic_GWh_Before Competition Groups_72 | Wall Insulation | 0.001508% | 0 | 0.21528 | Commercial_2036_Economic_GWh_Before Competition Groups_Wall Insulation
Commercial | Com ¦ Room AC (w/ louvered sides) 14 SEER from 12 SEER code | 2036 | Economic | GWh | Before Competition Groups | 0.16478 | 0 | 0 | 14271.8586 | 1.1546e-05 | 73 | Commercial_2036_Economic_GWh_Before Competition Groups_73 | Room AC (w/ louvered sides) 14 SEER from 12 SEER code | 0.001155% | 0 | 0.16478 | Commercial_2036_Economic_GWh_Before Competition Groups_Room AC (w/ louvered sides) 14 SEER from 12 SEER code
Commercial | Com ¦ EC Plug Fan for Data Center (under cabinet) | 2036 | Economic | GWh | Before Competition Groups | 0.097824 | 0 | 0 | 14271.8586 | 6.8543e-06 | 74 | Commercial_2036_Economic_GWh_Before Competition Groups_74 | EC Plug Fan for Data Center (under cabinet) | 0.0006854% | 0 | 0.097824 | Commercial_2036_Economic_GWh_Before Competition Groups_EC Plug Fan for Data Center (under cabinet)
Commercial | Com ¦ High Efficiency Chiller (avg of water and air cooled) | 2036 | Economic | GWh | Before Competition Groups | 0.082931 | 0 | 0 | 14271.8586 | 5.8108e-06 | 75 | Commercial_2036_Economic_GWh_Before Competition Groups_75 | High Efficiency Chiller (avg of water and air cooled) | 0.0005811% | 0 | 0.082931 | Commercial_2036_Economic_GWh_Before Competition Groups_High Efficiency Chiller (avg of water and air cooled)
Commercial | Com ¦ Air Curtains | 2036 | Economic | GWh | Before Competition Groups | 0.061426 | 0 | 0 | 14271.8586 | 4.304e-06 | 76 | Commercial_2036_Economic_GWh_Before Competition Groups_76 | Air Curtains | 0.0004304% | 0 | 0.061426 | Commercial_2036_Economic_GWh_Before Competition Groups_Air Curtains
Commercial | Com ¦ VSD Air Compressor | 2036 | Economic | GWh | Before Competition Groups | 0.058833 | 0 | 0 | 14271.8586 | 4.1223e-06 | 77 | Commercial_2036_Economic_GWh_Before Competition Groups_77 | VSD Air Compressor | 0.0004122% | 0 | 0.058833 | Commercial_2036_Economic_GWh_Before Competition Groups_VSD Air Compressor
Commercial | Com ¦ Electric Convection Combination Ovens | 2036 | Economic | GWh | Before Competition Groups | 0.0045873 | 0 | 0 | 14271.8586 | 3.2142e-07 | 78 | Commercial_2036_Economic_GWh_Before Competition Groups_78 | Electric Convection Combination Ovens | 3.214e-05% | 0 | 0.0045873 | Commercial_2036_Economic_GWh_Before Competition Groups_Electric Convection Combination Ovens
Commercial | Com ¦ Indoor Daylight Sensors/Photocell Dimming Control | 2036 | Economic | GWh | Before Competition Groups | 0 | 0 | 0 | 14271.8586 | 0 | 79 | Commercial_2036_Economic_GWh_Before Competition Groups_79 | Indoor Daylight Sensors/Photocell Dimming Control | 0% | 0 | 0 | Commercial_2036_Economic_GWh_Before Competition Groups_Indoor Daylight Sensors/Photocell Dimming Control
Commercial | Com ¦ Variable Refrigerant Flow Heat Pump | 2036 | Economic | GWh | Before Competition Groups | 0 | 0 | 0 | 14271.8586 | 0 | 80 | Commercial_2036_Economic_GWh_Before Competition Groups_80 | Variable Refrigerant Flow Heat Pump | 0% | 0 | 0 | Commercial_2036_Economic_GWh_Before Competition Groups_Variable Refrigerant Flow Heat Pump
Commercial | Com ¦ LED Low/High Bay | 2036 | SC A | GWh | Before Competition Groups | 1112.3851 | 0 | 0 | 9783.489 | 0.1137 | 1 | Commercial_2036_SC A_GWh_Before Competition Groups_1 | LED Low/High Bay | 11.37% | 0 | 1112.3851 | Commercial_2036_SC A_GWh_Before Competition Groups_LED Low/High Bay
Commercial | Com ¦ LED Troffer/Surface/Suspended | 2036 | SC A | GWh | Before Competition Groups | 1004.3921 | 0 | 0 | 9783.489 | 0.10266 | 2 | Commercial_2036_SC A_GWh_Before Competition Groups_2 | LED Troffer/Surface/Suspended | 10.27% | 0 | 1004.3921 | Commercial_2036_SC A_GWh_Before Competition Groups_LED Troffer/Surface/Suspended
Commercial | Com ¦ ENERGY STAR LED LAMPS (REFLECTOR LAMPs/MR16/PAR 16) | 2036 | SC A | GWh | Before Competition Groups | 978.4827 | 0 | 0 | 9783.489 | 0.10001 | 3 | Commercial_2036_SC A_GWh_Before Competition Groups_3 | ENERGY STAR LED LAMPS (REFLECTOR LAMPs/MR16/PAR 16) | 10% | 0 | 978.4827 | Commercial_2036_SC A_GWh_Before Competition Groups_ENERGY STAR LED LAMPS (REFLECTOR LAMPs/MR16/PAR 16)
Commercial | Com ¦ Building Recommissioning, Operations and Maintenance (O&M) Improvements | 2036 | SC A | GWh | Before Competition Groups | 705.9962 | 0 | 0 | 9783.489 | 0.072162 | 4 | Commercial_2036_SC A_GWh_Before Competition Groups_4 | Building Recommissioning, Operations and Maintenance (O&M) Improvements | 7.216% | 0 | 705.9962 | Commercial_2036_SC A_GWh_Before Competition Groups_Building Recommissioning, Operations and Maintenance (O&M) Improvements
Commercial | Com ¦ LED Replacement Lamp (Tube) | 2036 | SC A | GWh | Before Competition Groups | 650.0387 | 0 | 0 | 9783.489 | 0.066442 | 5 | Commercial_2036_SC A_GWh_Before Competition Groups_5 | LED Replacement Lamp (Tube) | 6.644% | 0 | 650.0387 | Commercial_2036_SC A_GWh_Before Competition Groups_LED Replacement Lamp (Tube)
Commercial | Com ¦ LED EXTERIOR AREA LIGHTS - LED fixture (200W) | 2036 | SC A | GWh | Before Competition Groups | 645.4938 | 0 | 0 | 9783.489 | 0.065978 | 6 | Commercial_2036_SC A_GWh_Before Competition Groups_6 | LED EXTERIOR AREA LIGHTS - LED fixture (200W) | 6.598% | 0 | 645.4938 | Commercial_2036_SC A_GWh_Before Competition Groups_LED EXTERIOR AREA LIGHTS - LED fixture (200W)
Commercial | Com ¦ LED parking lot fixture | 2036 | SC A | GWh | Before Competition Groups | 616.1088 | 0 | 0 | 9783.489 | 0.062974 | 7 | Commercial_2036_SC A_GWh_Before Competition Groups_7 | LED parking lot fixture | 6.297% | 0 | 616.1088 | Commercial_2036_SC A_GWh_Before Competition Groups_LED parking lot fixture
Commercial | Com ¦ Furnace Tune-Up | 2036 | SC A | GWh | Before Competition Groups | 417.093 | 0 | 0 | 9783.489 | 0.042632 | 8 | Commercial_2036_SC A_GWh_Before Competition Groups_8 | Furnace Tune-Up | 4.263% | 0 | 417.093 | Commercial_2036_SC A_GWh_Before Competition Groups_Furnace Tune-Up
Commercial | Com ¦ LED street light fixture | 2036 | SC A | GWh | Before Competition Groups | 389.5931 | 0 | 0 | 9783.489 | 0.039821 | 9 | Commercial_2036_SC A_GWh_Before Competition Groups_9 | LED street light fixture | 3.982% | 0 | 389.5931 | Commercial_2036_SC A_GWh_Before Competition Groups_LED street light fixture
Commercial | Com ¦ High Efficiency Air Source Heat Pump | 2036 | SC A | GWh | Before Competition Groups | 301.847 | 0 | 0 | 9783.489 | 0.030853 | 10 | Commercial_2036_SC A_GWh_Before Competition Groups_10 | High Efficiency Air Source Heat Pump | 3.085% | 0 | 301.847 | Commercial_2036_SC A_GWh_Before Competition Groups_High Efficiency Air Source Heat Pump
Commercial | Com ¦ Reach-in Shaded Pole to ECM/PSC Evaporator Fan Motor | 2036 | SC A | GWh | Before Competition Groups | 271.3162 | 0 | 0 | 9783.489 | 0.027732 | 11 | Commercial_2036_SC A_GWh_Before Competition Groups_11 | Reach-in Shaded Pole to ECM/PSC Evaporator Fan Motor | 2.773% | 0 | 271.3162 | Commercial_2036_SC A_GWh_Before Competition Groups_Reach-in Shaded Pole to ECM/PSC Evaporator Fan Motor
Commercial | Com ¦ Data Center Storage/Server Virtualization | 2036 | SC A | GWh | Before Competition Groups | 230.6978 | 0 | 0 | 9783.489 | 0.02358 | 12 | Commercial_2036_SC A_GWh_Before Competition Groups_12 | Data Center Storage/Server Virtualization | 2.358% | 0 | 230.6978 | Commercial_2036_SC A_GWh_Before Competition Groups_Data Center Storage/Server Virtualization
Commercial | Com ¦ Refrigerated Display Case Doors | 2036 | SC A | GWh | Before Competition Groups | 216.2784 | 0 | 0 | 9783.489 | 0.022106 | 13 | Commercial_2036_SC A_GWh_Before Competition Groups_13 | Refrigerated Display Case Doors | 2.211% | 0 | 216.2784 | Commercial_2036_SC A_GWh_Before Competition Groups_Refrigerated Display Case Doors
Commercial | Com ¦ Strip Curtains | 2036 | SC A | GWh | Before Competition Groups | 199.2922 | 0 | 0 | 9783.489 | 0.02037 | 14 | Commercial_2036_SC A_GWh_Before Competition Groups_14 | Strip Curtains | 2.037% | 0 | 199.2922 | Commercial_2036_SC A_GWh_Before Competition Groups_Strip Curtains
Commercial | Com ¦ Demand Control Ventilation | 2036 | SC A | GWh | Before Competition Groups | 153.2078 | 0 | 0 | 9783.489 | 0.01566 | 15 | Commercial_2036_SC A_GWh_Before Competition Groups_15 | Demand Control Ventilation | 1.566% | 0 | 153.2078 | Commercial_2036_SC A_GWh_Before Competition Groups_Demand Control Ventilation
Commercial | Com ¦ Centrally controlled desktop PC/NETWORK PC POWER MANAGEMENT SOFTWARE | 2036 | SC A | GWh | Before Competition Groups | 152.0969 | 0 | 0 | 9783.489 | 0.015546 | 16 | Commercial_2036_SC A_GWh_Before Competition Groups_16 | Centrally controlled desktop PC/NETWORK PC POWER MANAGEMENT SOFTWARE | 1.555% | 0 | 152.0969 | Commercial_2036_SC A_GWh_Before Competition Groups_Centrally controlled desktop PC/NETWORK PC POWER MANAGEMENT SOFTWARE
Commercial | Com ¦ Advanced BAS/Controllers | 2036 | SC A | GWh | Before Competition Groups | 151.6122 | 0 | 0 | 9783.489 | 0.015497 | 17 | Commercial_2036_SC A_GWh_Before Competition Groups_17 | Advanced BAS/Controllers | 1.55% | 0 | 151.6122 | Commercial_2036_SC A_GWh_Before Competition Groups_Advanced BAS/Controllers
Commercial | Com ¦ Variable Frequency Drive (VFD) | 2036 | SC A | GWh | Before Competition Groups | 138.7794 | 0 | 0 | 9783.489 | 0.014185 | 18 | Commercial_2036_SC A_GWh_Before Competition Groups_18 | Variable Frequency Drive (VFD) | 1.419% | 0 | 138.7794 | Commercial_2036_SC A_GWh_Before Competition Groups_Variable Frequency Drive (VFD)
Commercial | Com ¦ LED or Equivalent Sign Lighting | 2036 | SC A | GWh | Before Competition Groups | 132.1908 | 0 | 0 | 9783.489 | 0.013512 | 19 | Commercial_2036_SC A_GWh_Before Competition Groups_19 | LED or Equivalent Sign Lighting | 1.351% | 0 | 132.1908 | Commercial_2036_SC A_GWh_Before Competition Groups_LED or Equivalent Sign Lighting
Commercial | Com ¦ VFD on Pumps | 2036 | SC A | GWh | Before Competition Groups | 129.0798 | 0 | 0 | 9783.489 | 0.013194 | 20 | Commercial_2036_SC A_GWh_Before Competition Groups_20 | VFD on Pumps | 1.319% | 0 | 129.0798 | Commercial_2036_SC A_GWh_Before Competition Groups_VFD on Pumps
Commercial | Com ¦ Education and Capacity Building/Energy Behavior | 2036 | SC A | GWh | Before Competition Groups | 124.2999 | 0 | 0 | 9783.489 | 0.012705 | 21 | Commercial_2036_SC A_GWh_Before Competition Groups_21 | Education and Capacity Building/Energy Behavior | 1.271% | 0 | 124.2999 | Commercial_2036_SC A_GWh_Before Competition Groups_Education and Capacity Building/Energy Behavior
Commercial | Com ¦ ENERGY STAR LED LAMPS (General Service Lamps) | 2036 | SC A | GWh | Before Competition Groups | 116.7936 | 0 | 0 | 9783.489 | 0.011938 | 22 | Commercial_2036_SC A_GWh_Before Competition Groups_22 | ENERGY STAR LED LAMPS (General Service Lamps) | 1.194% | 0 | 116.7936 | Commercial_2036_SC A_GWh_Before Competition Groups_ENERGY STAR LED LAMPS (General Service Lamps)
Commercial | Com ¦ Adaptive Thermostats | 2036 | SC A | GWh | Before Competition Groups | 100.6136 | 0 | 0 | 9783.489 | 0.010284 | 23 | Commercial_2036_SC A_GWh_Before Competition Groups_23 | Adaptive Thermostats | 1.028% | 0 | 100.6136 | Commercial_2036_SC A_GWh_Before Competition Groups_Adaptive Thermostats
Commercial | Com ¦ Door Gasket Freezer/Refrigerator | 2036 | SC A | GWh | Before Competition Groups | 67.7908 | 0 | 0 | 9783.489 | 0.0069291 | 24 | Commercial_2036_SC A_GWh_Before Competition Groups_24 | Door Gasket Freezer/Refrigerator | 0.6929% | 0 | 67.7908 | Commercial_2036_SC A_GWh_Before Competition Groups_Door Gasket Freezer/Refrigerator
Commercial | Com ¦ Demand Control Kitchen Ventilation | 2036 | SC A | GWh | Before Competition Groups | 65.257 | 0 | 0 | 9783.489 | 0.0066701 | 25 | Commercial_2036_SC A_GWh_Before Competition Groups_25 | Demand Control Kitchen Ventilation | 0.667% | 0 | 65.257 | Commercial_2036_SC A_GWh_Before Competition Groups_Demand Control Kitchen Ventilation
Commercial | Com ¦ ECM MOTORS FOR EVAPORATOR FANS for refrigeration (WALK-IN) | 2036 | SC A | GWh | Before Competition Groups | 64.9818 | 0 | 0 | 9783.489 | 0.006642 | 26 | Commercial_2036_SC A_GWh_Before Competition Groups_26 | ECM MOTORS FOR EVAPORATOR FANS for refrigeration (WALK-IN) | 0.6642% | 0 | 64.9818 | Commercial_2036_SC A_GWh_Before Competition Groups_ECM MOTORS FOR EVAPORATOR FANS for refrigeration (WALK-IN)
Commercial | Com ¦ Air Handler with Dedicated Outdoor Air Systems | 2036 | SC A | GWh | Before Competition Groups | 62.7967 | 0 | 0 | 9783.489 | 0.0064186 | 27 | Commercial_2036_SC A_GWh_Before Competition Groups_27 | Air Handler with Dedicated Outdoor Air Systems | 0.6419% | 0 | 62.7967 | Commercial_2036_SC A_GWh_Before Competition Groups_Air Handler with Dedicated Outdoor Air Systems
Commercial | Com ¦ Condensing Unit Heaters or other Efficient Unit Heating System | 2036 | SC A | GWh | Before Competition Groups | 62.7316 | 0 | 0 | 9783.489 | 0.006412 | 28 | Commercial_2036_SC A_GWh_Before Competition Groups_28 | Condensing Unit Heaters or other Efficient Unit Heating System | 0.6412% | 0 | 62.7316 | Commercial_2036_SC A_GWh_Before Competition Groups_Condensing Unit Heaters or other Efficient Unit Heating System
Commercial | Com ¦ Evaporator Fan Controls | 2036 | SC A | GWh | Before Competition Groups | 52.0762 | 0 | 0 | 9783.489 | 0.0053229 | 29 | Commercial_2036_SC A_GWh_Before Competition Groups_29 | Evaporator Fan Controls | 0.5323% | 0 | 52.0762 | Commercial_2036_SC A_GWh_Before Competition Groups_Evaporator Fan Controls
Commercial | Com ¦ Refrigerated Display Case LED | 2036 | SC A | GWh | Before Competition Groups | 47.0016 | 0 | 0 | 9783.489 | 0.0048042 | 30 | Commercial_2036_SC A_GWh_Before Competition Groups_30 | Refrigerated Display Case LED | 0.4804% | 0 | 47.0016 | Commercial_2036_SC A_GWh_Before Competition Groups_Refrigerated Display Case LED
Commercial | Com ¦ Unitary Air-Conditioning Unit | 2036 | SC A | GWh | Before Competition Groups | 44.9389 | 0 | 0 | 9783.489 | 0.0045933 | 31 | Commercial_2036_SC A_GWh_Before Competition Groups_31 | Unitary Air-Conditioning Unit | 0.4593% | 0 | 44.9389 | Commercial_2036_SC A_GWh_Before Competition Groups_Unitary Air-Conditioning Unit
Commercial | Com ¦ Freezer Case Light Sensor | 2036 | SC A | GWh | Before Competition Groups | 44.4166 | 0 | 0 | 9783.489 | 0.00454 | 32 | Commercial_2036_SC A_GWh_Before Competition Groups_32 | Freezer Case Light Sensor | 0.454% | 0 | 44.4166 | Commercial_2036_SC A_GWh_Before Competition Groups_Freezer Case Light Sensor
Commercial | Com ¦ Occupancy Sensors | 2036 | SC A | GWh | Before Competition Groups | 38.1944 | 0 | 0 | 9783.489 | 0.003904 | 33 | Commercial_2036_SC A_GWh_Before Competition Groups_33 | Occupancy Sensors | 0.3904% | 0 | 38.1944 | Commercial_2036_SC A_GWh_Before Competition Groups_Occupancy Sensors
Commercial | Com ¦ ENERGY STAR Griddle (74% eff) | 2036 | SC A | GWh | Before Competition Groups | 33.8807 | 0 | 0 | 9783.489 | 0.003463 | 34 | Commercial_2036_SC A_GWh_Before Competition Groups_34 | ENERGY STAR Griddle (74% eff) | 0.3463% | 0 | 33.8807 | Commercial_2036_SC A_GWh_Before Competition Groups_ENERGY STAR Griddle (74% eff)
Commercial | Com ¦ BEVERAGE VENDING MACHINE CONTROLS | 2036 | SC A | GWh | Before Competition Groups | 25.7448 | 0 | 0 | 9783.489 | 0.0026315 | 35 | Commercial_2036_SC A_GWh_Before Competition Groups_35 | BEVERAGE VENDING MACHINE CONTROLS | 0.2631% | 0 | 25.7448 | Commercial_2036_SC A_GWh_Before Competition Groups_BEVERAGE VENDING MACHINE CONTROLS
Commercial | Com ¦ Chilled Water Optimization | 2036 | SC A | GWh | Before Competition Groups | 25.4871 | 0 | 0 | 9783.489 | 0.0026051 | 36 | Commercial_2036_SC A_GWh_Before Competition Groups_36 | Chilled Water Optimization | 0.2605% | 0 | 25.4871 | Commercial_2036_SC A_GWh_Before Competition Groups_Chilled Water Optimization
Commercial | Com ¦ Elec Storage WH 2.30 Et | 2036 | SC A | GWh | Before Competition Groups | 24.235 | 0 | 0 | 9783.489 | 0.0024771 | 37 | Commercial_2036_SC A_GWh_Before Competition Groups_37 | Elec Storage WH 2.30 Et | 0.2477% | 0 | 24.235 | Commercial_2036_SC A_GWh_Before Competition Groups_Elec Storage WH 2.30 Et
Commercial | Com ¦ Temperature Adjustment in Commercial Freezers | 2036 | SC A | GWh | Before Competition Groups | 19.9294 | 0 | 0 | 9783.489 | 0.002037 | 38 | Commercial_2036_SC A_GWh_Before Competition Groups_38 | Temperature Adjustment in Commercial Freezers | 0.2037% | 0 | 19.9294 | Commercial_2036_SC A_GWh_Before Competition Groups_Temperature Adjustment in Commercial Freezers
Commercial | Com ¦ CO Sensors for parking garage exhaust fans | 2036 | SC A | GWh | Before Competition Groups | 18.3371 | 0 | 0 | 9783.489 | 0.0018743 | 39 | Commercial_2036_SC A_GWh_Before Competition Groups_39 | CO Sensors for parking garage exhaust fans | 0.1874% | 0 | 18.3371 | Commercial_2036_SC A_GWh_Before Competition Groups_CO Sensors for parking garage exhaust fans
Commercial | Com ¦ Energy Efficient Laboratory Fume Hood | 2036 | SC A | GWh | Before Competition Groups | 16.4687 | 0 | 0 | 9783.489 | 0.0016833 | 40 | Commercial_2036_SC A_GWh_Before Competition Groups_40 | Energy Efficient Laboratory Fume Hood | 0.1683% | 0 | 16.4687 | Commercial_2036_SC A_GWh_Before Competition Groups_Energy Efficient Laboratory Fume Hood
Commercial | Com ¦ Vertical Night Covers | 2036 | SC A | GWh | Before Competition Groups | 15.1767 | 0 | 0 | 9783.489 | 0.0015513 | 41 | Commercial_2036_SC A_GWh_Before Competition Groups_41 | Vertical Night Covers | 0.1551% | 0 | 15.1767 | Commercial_2036_SC A_GWh_Before Competition Groups_Vertical Night Covers
Commercial | Com ¦ Water Source Heat Pump (4 ton) | 2036 | SC A | GWh | Before Competition Groups | 14.5879 | 0 | 0 | 9783.489 | 0.0014911 | 42 | Commercial_2036_SC A_GWh_Before Competition Groups_42 | Water Source Heat Pump (4 ton) | 0.1491% | 0 | 14.5879 | Commercial_2036_SC A_GWh_Before Competition Groups_Water Source Heat Pump (4 ton)
Commercial | Com ¦ Outside Air Economizer | 2036 | SC A | GWh | Before Competition Groups | 14.4005 | 0 | 0 | 9783.489 | 0.0014719 | 43 | Commercial_2036_SC A_GWh_Before Competition Groups_43 | Outside Air Economizer | 0.1472% | 0 | 14.4005 | Commercial_2036_SC A_GWh_Before Competition Groups_Outside Air Economizer
Commercial | Com ¦ Duct Insulation, R8 | 2036 | SC A | GWh | Before Competition Groups | 13.7042 | 0 | 0 | 9783.489 | 0.0014007 | 44 | Commercial_2036_SC A_GWh_Before Competition Groups_44 | Duct Insulation, R8 | 0.1401% | 0 | 13.7042 | Commercial_2036_SC A_GWh_Before Competition Groups_Duct Insulation, R8
Commercial | Com ¦ Water Heating (DHW) Pipe Insulation (Add 3/4\ Foam)" | 2036 | SC A | GWh | Before Competition Groups | 13.3524 | 0 | 0 | 9783.489 | 0.0013648 | 45 | Commercial_2036_SC A_GWh_Before Competition Groups_45 | Water Heating (DHW) Pipe Insulation (Add 3/4\ Foam)" | 0.1365% | 0 | 13.3524 | Commercial_2036_SC A_GWh_Before Competition Groups_Water Heating (DHW) Pipe Insulation (Add 3/4\ Foam)"
Commercial | Com ¦ ENERGY STAR Fryer (84% eff) | 2036 | SC A | GWh | Before Competition Groups | 12.4507 | 0 | 0 | 9783.489 | 0.0012726 | 46 | Commercial_2036_SC A_GWh_Before Competition Groups_46 | ENERGY STAR Fryer (84% eff) | 0.1273% | 0 | 12.4507 | Commercial_2036_SC A_GWh_Before Competition Groups_ENERGY STAR Fryer (84% eff)
Commercial | Com ¦ Suction Pipe Insulation Freezer/Refrigerator | 2036 | SC A | GWh | Before Competition Groups | 8.223 | 0 | 0 | 9783.489 | 0.0008405 | 47 | Commercial_2036_SC A_GWh_Before Competition Groups_47 | Suction Pipe Insulation Freezer/Refrigerator | 0.08405% | 0 | 8.223 | Commercial_2036_SC A_GWh_Before Competition Groups_Suction Pipe Insulation Freezer/Refrigerator
Commercial | Com ¦ Condensing Make Up Air Unit | 2036 | SC A | GWh | Before Competition Groups | 6.5412 | 0 | 0 | 9783.489 | 0.0006686 | 48 | Commercial_2036_SC A_GWh_Before Competition Groups_48 | Condensing Make Up Air Unit | 0.06686% | 0 | 6.5412 | Commercial_2036_SC A_GWh_Before Competition Groups_Condensing Make Up Air Unit
Commercial | Com ¦ ENERGY STAR Dishwasher | 2036 | SC A | GWh | Before Competition Groups | 6.3998 | 0 | 0 | 9783.489 | 0.00065415 | 49 | Commercial_2036_SC A_GWh_Before Competition Groups_49 | ENERGY STAR Dishwasher | 0.06541% | 0 | 6.3998 | Commercial_2036_SC A_GWh_Before Competition Groups_ENERGY STAR Dishwasher
Commercial | Com ¦ ENERGY STAR Steam Cookers | 2036 | SC A | GWh | Before Competition Groups | 5.9417 | 0 | 0 | 9783.489 | 0.00060732 | 50 | Commercial_2036_SC A_GWh_Before Competition Groups_50 | ENERGY STAR Steam Cookers | 0.06073% | 0 | 5.9417 | Commercial_2036_SC A_GWh_Before Competition Groups_ENERGY STAR Steam Cookers
Commercial | Com ¦ Ozone Laundry Treatment | 2036 | SC A | GWh | Before Competition Groups | 3.6431 | 0 | 0 | 9783.489 | 0.00037237 | 51 | Commercial_2036_SC A_GWh_Before Competition Groups_51 | Ozone Laundry Treatment | 0.03724% | 0 | 3.6431 | Commercial_2036_SC A_GWh_Before Competition Groups_Ozone Laundry Treatment
Commercial | Com ¦ Demand controlled Circulating Systems | 2036 | SC A | GWh | Before Competition Groups | 2.7173 | 0 | 0 | 9783.489 | 0.00027774 | 52 | Commercial_2036_SC A_GWh_Before Competition Groups_52 | Demand controlled Circulating Systems | 0.02777% | 0 | 2.7173 | Commercial_2036_SC A_GWh_Before Competition Groups_Demand controlled Circulating Systems
Commercial | Com ¦ Thermostat Setback | 2036 | SC A | GWh | Before Competition Groups | 2.5211 | 0 | 0 | 9783.489 | 0.00025769 | 53 | Commercial_2036_SC A_GWh_Before Competition Groups_53 | Thermostat Setback | 0.02577% | 0 | 2.5211 | Commercial_2036_SC A_GWh_Before Competition Groups_Thermostat Setback
Commercial | Com ¦ ECM MOTORS FOR HVAC APPLICATION (FAN-POWERED VAV BOX) | 2036 | SC A | GWh | Before Competition Groups | 2.0959 | 0 | 0 | 9783.489 | 0.00021423 | 54 | Commercial_2036_SC A_GWh_Before Competition Groups_54 | ECM MOTORS FOR HVAC APPLICATION (FAN-POWERED VAV BOX) | 0.02142% | 0 | 2.0959 | Commercial_2036_SC A_GWh_Before Competition Groups_ECM MOTORS FOR HVAC APPLICATION (FAN-POWERED VAV BOX)
Commercial | Com ¦ Solar Water Preheat (Pools/DHW) | 2036 | SC A | GWh | Before Competition Groups | 1.5056 | 0 | 0 | 9783.489 | 0.00015389 | 55 | Commercial_2036_SC A_GWh_Before Competition Groups_55 | Solar Water Preheat (Pools/DHW) | 0.01539% | 0 | 1.5056 | Commercial_2036_SC A_GWh_Before Competition Groups_Solar Water Preheat (Pools/DHW)
Commercial | Com ¦ Notched V belts for HVAC Systems | 2036 | SC A | GWh | Before Competition Groups | 1.2339 | 0 | 0 | 9783.489 | 0.00012612 | 56 | Commercial_2036_SC A_GWh_Before Competition Groups_56 | Notched V belts for HVAC Systems | 0.01261% | 0 | 1.2339 | Commercial_2036_SC A_GWh_Before Competition Groups_Notched V belts for HVAC Systems
Commercial | Com ¦ CEE Tier 2/Energy Star Clothes Washers | 2036 | SC A | GWh | Before Competition Groups | 1.2143 | 0 | 0 | 9783.489 | 0.00012412 | 57 | Commercial_2036_SC A_GWh_Before Competition Groups_57 | CEE Tier 2/Energy Star Clothes Washers | 0.01241% | 0 | 1.2143 | Commercial_2036_SC A_GWh_Before Competition Groups_CEE Tier 2/Energy Star Clothes Washers
Commercial | COM ¦ Ductless Mini-Split Heat Pumps | 2036 | SC A | GWh | Before Competition Groups | 0.9019 | 0 | 0 | 9783.489 | 9.2186e-05 | 58 | Commercial_2036_SC A_GWh_Before Competition Groups_58 | Ductless Mini-Split Heat Pumps | 0.009219% | 0 | 0.9019 | Commercial_2036_SC A_GWh_Before Competition Groups_Ductless Mini-Split Heat Pumps
Commercial | Com ¦ Auto Off Time Switch or Time Clock control | 2036 | SC A | GWh | Before Competition Groups | 0.89576 | 0 | 0 | 9783.489 | 9.1559e-05 | 59 | Commercial_2036_SC A_GWh_Before Competition Groups_59 | Auto Off Time Switch or Time Clock control | 0.009156% | 0 | 0.89576 | Commercial_2036_SC A_GWh_Before Competition Groups_Auto Off Time Switch or Time Clock control
Commercial | Com ¦ PTAC (12 EER/10,000 BTU) | 2036 | SC A | GWh | Before Competition Groups | 0.77897 | 0 | 0 | 9783.489 | 7.9621e-05 | 60 | Commercial_2036_SC A_GWh_Before Competition Groups_60 | PTAC (12 EER/10,000 BTU) | 0.007962% | 0 | 0.77897 | Commercial_2036_SC A_GWh_Before Competition Groups_PTAC (12 EER/10,000 BTU)
Commercial | Com ¦ LED RECESSED DOWNLIGHTS | 2036 | SC A | GWh | Before Competition Groups | 0.6218 | 0 | 0 | 9783.489 | 6.3557e-05 | 61 | Commercial_2036_SC A_GWh_Before Competition Groups_61 | LED RECESSED DOWNLIGHTS | 0.006356% | 0 | 0.6218 | Commercial_2036_SC A_GWh_Before Competition Groups_LED RECESSED DOWNLIGHTS
Commercial | Com ¦ Low Flow Pre-Rinse Spray Nozzle | 2036 | SC A | GWh | Before Competition Groups | 0.58287 | 0 | 0 | 9783.489 | 5.9577e-05 | 62 | Commercial_2036_SC A_GWh_Before Competition Groups_62 | Low Flow Pre-Rinse Spray Nozzle | 0.005958% | 0 | 0.58287 | Commercial_2036_SC A_GWh_Before Competition Groups_Low Flow Pre-Rinse Spray Nozzle
Commercial | Com ¦ High Efficiency Small Instantaneous Water Heater | 2036 | SC A | GWh | Before Competition Groups | 0.4439 | 0 | 0 | 9783.489 | 4.5372e-05 | 63 | Commercial_2036_SC A_GWh_Before Competition Groups_63 | High Efficiency Small Instantaneous Water Heater | 0.004537% | 0 | 0.4439 | Commercial_2036_SC A_GWh_Before Competition Groups_High Efficiency Small Instantaneous Water Heater
Commercial | Com ¦ Commercial Hot Food Holding Cabinets | 2036 | SC A | GWh | Before Competition Groups | 0.40094 | 0 | 0 | 9783.489 | 4.0982e-05 | 64 | Commercial_2036_SC A_GWh_Before Competition Groups_64 | Commercial Hot Food Holding Cabinets | 0.004098% | 0 | 0.40094 | Commercial_2036_SC A_GWh_Before Competition Groups_Commercial Hot Food Holding Cabinets
Commercial | Com ¦ HVAC Optimization | 2036 | SC A | GWh | Before Competition Groups | 0.38729 | 0 | 0 | 9783.489 | 3.9586e-05 | 65 | Commercial_2036_SC A_GWh_Before Competition Groups_65 | HVAC Optimization | 0.003959% | 0 | 0.38729 | Commercial_2036_SC A_GWh_Before Competition Groups_HVAC Optimization
Commercial | Com ¦ Air Curtains | 2036 | SC A | GWh | Before Competition Groups | 0.21574 | 0 | 0 | 9783.489 | 2.2052e-05 | 66 | Commercial_2036_SC A_GWh_Before Competition Groups_66 | Air Curtains | 0.002205% | 0 | 0.21574 | Commercial_2036_SC A_GWh_Before Competition Groups_Air Curtains
Commercial | Com ¦ Efficient compressor motor | 2036 | SC A | GWh | Before Competition Groups | 0.15384 | 0 | 0 | 9783.489 | 1.5725e-05 | 67 | Commercial_2036_SC A_GWh_Before Competition Groups_67 | Efficient compressor motor | 0.001572% | 0 | 0.15384 | Commercial_2036_SC A_GWh_Before Competition Groups_Efficient compressor motor
Commercial | Com ¦ Energy Recovery Ventilation and Ventilation (Enhanced) | 2036 | SC A | GWh | Before Competition Groups | 0.1291 | 0 | 0 | 9783.489 | 1.3196e-05 | 68 | Commercial_2036_SC A_GWh_Before Competition Groups_68 | Energy Recovery Ventilation and Ventilation (Enhanced) | 0.00132% | 0 | 0.1291 | Commercial_2036_SC A_GWh_Before Competition Groups_Energy Recovery Ventilation and Ventilation (Enhanced)
Commercial | Com ¦ Wall Insulation | 2036 | SC A | GWh | Before Competition Groups | 0.12414 | 0 | 0 | 9783.489 | 1.2689e-05 | 69 | Commercial_2036_SC A_GWh_Before Competition Groups_69 | Wall Insulation | 0.001269% | 0 | 0.12414 | Commercial_2036_SC A_GWh_Before Competition Groups_Wall Insulation
Commercial | Com ¦ Room AC (w/ louvered sides) 14 SEER from 12 SEER code | 2036 | SC A | GWh | Before Competition Groups | 0.047937 | 0 | 0 | 9783.489 | 4.8998e-06 | 70 | Commercial_2036_SC A_GWh_Before Competition Groups_70 | Room AC (w/ louvered sides) 14 SEER from 12 SEER code | 0.00049% | 0 | 0.047937 | Commercial_2036_SC A_GWh_Before Competition Groups_Room AC (w/ louvered sides) 14 SEER from 12 SEER code
Commercial | Com ¦ EC Plug Fan for Data Center (under cabinet) | 2036 | SC A | GWh | Before Competition Groups | 0.041216 | 0 | 0 | 9783.489 | 4.2128e-06 | 71 | Commercial_2036_SC A_GWh_Before Competition Groups_71 | EC Plug Fan for Data Center (under cabinet) | 0.0004213% | 0 | 0.041216 | Commercial_2036_SC A_GWh_Before Competition Groups_EC Plug Fan for Data Center (under cabinet)
Commercial | Com ¦ VSD Air Compressor | 2036 | SC A | GWh | Before Competition Groups | 0.039724 | 0 | 0 | 9783.489 | 4.0603e-06 | 72 | Commercial_2036_SC A_GWh_Before Competition Groups_72 | VSD Air Compressor | 0.000406% | 0 | 0.039724 | Commercial_2036_SC A_GWh_Before Competition Groups_VSD Air Compressor
Commercial | Com ¦ LLLC - Low Impact Application | 2036 | SC A | GWh | Before Competition Groups | 0.024487 | 0 | 0 | 9783.489 | 2.5028e-06 | 73 | Commercial_2036_SC A_GWh_Before Competition Groups_73 | LLLC - Low Impact Application | 0.0002503% | 0 | 0.024487 | Commercial_2036_SC A_GWh_Before Competition Groups_LLLC - Low Impact Application
Commercial | Com ¦ LLLC - High Impact Application | 2036 | SC A | GWh | Before Competition Groups | 0.022963 | 0 | 0 | 9783.489 | 2.3472e-06 | 74 | Commercial_2036_SC A_GWh_Before Competition Groups_74 | LLLC - High Impact Application | 0.0002347% | 0 | 0.022963 | Commercial_2036_SC A_GWh_Before Competition Groups_LLLC - High Impact Application
Commercial | Com ¦ High Efficiency Chiller (avg of water and air cooled) | 2036 | SC A | GWh | Before Competition Groups | 0.0059607 | 0 | 0 | 9783.489 | 6.0926e-07 | 75 | Commercial_2036_SC A_GWh_Before Competition Groups_75 | High Efficiency Chiller (avg of water and air cooled) | 6.093e-05% | 0 | 0.0059607 | Commercial_2036_SC A_GWh_Before Competition Groups_High Efficiency Chiller (avg of water and air cooled)
Commercial | Com ¦ Electric Convection Combination Ovens | 2036 | SC A | GWh | Before Competition Groups | 0.0036287 | 0 | 0 | 9783.489 | 3.709e-07 | 76 | Commercial_2036_SC A_GWh_Before Competition Groups_76 | Electric Convection Combination Ovens | 3.709e-05% | 0 | 0.0036287 | Commercial_2036_SC A_GWh_Before Competition Groups_Electric Convection Combination Ovens
Commercial | Com ¦ Networked/Connected - High Impact Application | 2036 | SC A | GWh | Before Competition Groups | 0.00054829 | 0 | 0 | 9783.489 | 5.6043e-08 | 77 | Commercial_2036_SC A_GWh_Before Competition Groups_77 | Networked/Connected - High Impact Application | 5.604e-06% | 0 | 0.00054829 | Commercial_2036_SC A_GWh_Before Competition Groups_Networked/Connected - High Impact Application
Commercial | Com ¦ Networked/Connected - Low Impact Application | 2036 | SC A | GWh | Before Competition Groups | 2.5192e-05 | 0 | 0 | 9783.489 | 2.5749e-09 | 78 | Commercial_2036_SC A_GWh_Before Competition Groups_78 | Networked/Connected - Low Impact Application | 2.575e-07% | 0 | 2.5192e-05 | Commercial_2036_SC A_GWh_Before Competition Groups_Networked/Connected - Low Impact Application
Commercial | Com ¦ Indoor Daylight Sensors/Photocell Dimming Control | 2036 | SC A | GWh | Before Competition Groups | 0 | 0 | 0 | 9783.489 | 0 | 79 | Commercial_2036_SC A_GWh_Before Competition Groups_79 | Indoor Daylight Sensors/Photocell Dimming Control | 0% | 0 | 0 | Commercial_2036_SC A_GWh_Before Competition Groups_Indoor Daylight Sensors/Photocell Dimming Control
Commercial | Com ¦ Variable Refrigerant Flow Heat Pump | 2036 | SC A | GWh | Before Competition Groups | 0 | 0 | 0 | 9783.489 | 0 | 80 | Commercial_2036_SC A_GWh_Before Competition Groups_80 | Variable Refrigerant Flow Heat Pump | 0% | 0 | 0 | Commercial_2036_SC A_GWh_Before Competition Groups_Variable Refrigerant Flow Heat Pump
Commercial | Com ¦ Building Recommissioning, Operations and Maintenance (O&M) Improvements | 2036 | SC B | GWh | Before Competition Groups | 1471.4774 | 0 | 0 | 12500.0709 | 0.11772 | 1 | Commercial_2036_SC B_GWh_Before Competition Groups_1 | Building Recommissioning, Operations and Maintenance (O&M) Improvements | 11.77% | 0 | 1471.4774 | Commercial_2036_SC B_GWh_Before Competition Groups_Building Recommissioning, Operations and Maintenance (O&M) Improvements
Commercial | Com ¦ LED Low/High Bay | 2036 | SC B | GWh | Before Competition Groups | 1186.3242 | 0 | 0 | 12500.0709 | 0.094905 | 2 | Commercial_2036_SC B_GWh_Before Competition Groups_2 | LED Low/High Bay | 9.491% | 0 | 1186.3242 | Commercial_2036_SC B_GWh_Before Competition Groups_LED Low/High Bay
Commercial | Com ¦ LED Troffer/Surface/Suspended | 2036 | SC B | GWh | Before Competition Groups | 1019.5035 | 0 | 0 | 12500.0709 | 0.08156 | 3 | Commercial_2036_SC B_GWh_Before Competition Groups_3 | LED Troffer/Surface/Suspended | 8.156% | 0 | 1019.5035 | Commercial_2036_SC B_GWh_Before Competition Groups_LED Troffer/Surface/Suspended
Commercial | Com ¦ ENERGY STAR LED LAMPS (REFLECTOR LAMPs/MR16/PAR 16) | 2036 | SC B | GWh | Before Competition Groups | 978.4827 | 0 | 0 | 12500.0709 | 0.078278 | 4 | Commercial_2036_SC B_GWh_Before Competition Groups_4 | ENERGY STAR LED LAMPS (REFLECTOR LAMPs/MR16/PAR 16) | 7.828% | 0 | 978.4827 | Commercial_2036_SC B_GWh_Before Competition Groups_ENERGY STAR LED LAMPS (REFLECTOR LAMPs/MR16/PAR 16)
Commercial | Com ¦ LED Replacement Lamp (Tube) | 2036 | SC B | GWh | Before Competition Groups | 650.0387 | 0 | 0 | 12500.0709 | 0.052003 | 5 | Commercial_2036_SC B_GWh_Before Competition Groups_5 | LED Replacement Lamp (Tube) | 5.2% | 0 | 650.0387 | Commercial_2036_SC B_GWh_Before Competition Groups_LED Replacement Lamp (Tube)
Commercial | Com ¦ LED EXTERIOR AREA LIGHTS - LED fixture (200W) | 2036 | SC B | GWh | Before Competition Groups | 645.8246 | 0 | 0 | 12500.0709 | 0.051666 | 6 | Commercial_2036_SC B_GWh_Before Competition Groups_6 | LED EXTERIOR AREA LIGHTS - LED fixture (200W) | 5.167% | 0 | 645.8246 | Commercial_2036_SC B_GWh_Before Competition Groups_LED EXTERIOR AREA LIGHTS - LED fixture (200W)
Commercial | Com ¦ Education and Capacity Building/Energy Behavior | 2036 | SC B | GWh | Before Competition Groups | 621.4997 | 0 | 0 | 12500.0709 | 0.04972 | 7 | Commercial_2036_SC B_GWh_Before Competition Groups_7 | Education and Capacity Building/Energy Behavior | 4.972% | 0 | 621.4997 | Commercial_2036_SC B_GWh_Before Competition Groups_Education and Capacity Building/Energy Behavior
Commercial | Com ¦ LED parking lot fixture | 2036 | SC B | GWh | Before Competition Groups | 616.1088 | 0 | 0 | 12500.0709 | 0.049288 | 8 | Commercial_2036_SC B_GWh_Before Competition Groups_8 | LED parking lot fixture | 4.929% | 0 | 616.1088 | Commercial_2036_SC B_GWh_Before Competition Groups_LED parking lot fixture
Commercial | Com ¦ Furnace Tune-Up | 2036 | SC B | GWh | Before Competition Groups | 589.7421 | 0 | 0 | 12500.0709 | 0.047179 | 9 | Commercial_2036_SC B_GWh_Before Competition Groups_9 | Furnace Tune-Up | 4.718% | 0 | 589.7421 | Commercial_2036_SC B_GWh_Before Competition Groups_Furnace Tune-Up
Commercial | Com ¦ LED street light fixture | 2036 | SC B | GWh | Before Competition Groups | 391.5746 | 0 | 0 | 12500.0709 | 0.031326 | 10 | Commercial_2036_SC B_GWh_Before Competition Groups_10 | LED street light fixture | 3.133% | 0 | 391.5746 | Commercial_2036_SC B_GWh_Before Competition Groups_LED street light fixture
Commercial | Com ¦ Refrigerated Display Case Doors | 2036 | SC B | GWh | Before Competition Groups | 326.555 | 0 | 0 | 12500.0709 | 0.026124 | 11 | Commercial_2036_SC B_GWh_Before Competition Groups_11 | Refrigerated Display Case Doors | 2.612% | 0 | 326.555 | Commercial_2036_SC B_GWh_Before Competition Groups_Refrigerated Display Case Doors
Commercial | Com ¦ High Efficiency Air Source Heat Pump | 2036 | SC B | GWh | Before Competition Groups | 301.8463 | 0 | 0 | 12500.0709 | 0.024148 | 12 | Commercial_2036_SC B_GWh_Before Competition Groups_12 | High Efficiency Air Source Heat Pump | 2.415% | 0 | 301.8463 | Commercial_2036_SC B_GWh_Before Competition Groups_High Efficiency Air Source Heat Pump
Commercial | Com ¦ Reach-in Shaded Pole to ECM/PSC Evaporator Fan Motor | 2036 | SC B | GWh | Before Competition Groups | 286.5601 | 0 | 0 | 12500.0709 | 0.022925 | 13 | Commercial_2036_SC B_GWh_Before Competition Groups_13 | Reach-in Shaded Pole to ECM/PSC Evaporator Fan Motor | 2.292% | 0 | 286.5601 | Commercial_2036_SC B_GWh_Before Competition Groups_Reach-in Shaded Pole to ECM/PSC Evaporator Fan Motor
Commercial | Com ¦ Demand Control Ventilation | 2036 | SC B | GWh | Before Competition Groups | 285.7223 | 0 | 0 | 12500.0709 | 0.022858 | 14 | Commercial_2036_SC B_GWh_Before Competition Groups_14 | Demand Control Ventilation | 2.286% | 0 | 285.7223 | Commercial_2036_SC B_GWh_Before Competition Groups_Demand Control Ventilation
Commercial | Com ¦ Advanced BAS/Controllers | 2036 | SC B | GWh | Before Competition Groups | 268.6891 | 0 | 0 | 12500.0709 | 0.021495 | 15 | Commercial_2036_SC B_GWh_Before Competition Groups_15 | Advanced BAS/Controllers | 2.15% | 0 | 268.6891 | Commercial_2036_SC B_GWh_Before Competition Groups_Advanced BAS/Controllers
Commercial | Com ¦ Strip Curtains | 2036 | SC B | GWh | Before Competition Groups | 258.0063 | 0 | 0 | 12500.0709 | 0.02064 | 16 | Commercial_2036_SC B_GWh_Before Competition Groups_16 | Strip Curtains | 2.064% | 0 | 258.0063 | Commercial_2036_SC B_GWh_Before Competition Groups_Strip Curtains
Commercial | Com ¦ Data Center Storage/Server Virtualization | 2036 | SC B | GWh | Before Competition Groups | 248.4703 | 0 | 0 | 12500.0709 | 0.019878 | 17 | Commercial_2036_SC B_GWh_Before Competition Groups_17 | Data Center Storage/Server Virtualization | 1.988% | 0 | 248.4703 | Commercial_2036_SC B_GWh_Before Competition Groups_Data Center Storage/Server Virtualization
Commercial | Com ¦ Variable Frequency Drive (VFD) | 2036 | SC B | GWh | Before Competition Groups | 195.6573 | 0 | 0 | 12500.0709 | 0.015652 | 18 | Commercial_2036_SC B_GWh_Before Competition Groups_18 | Variable Frequency Drive (VFD) | 1.565% | 0 | 195.6573 | Commercial_2036_SC B_GWh_Before Competition Groups_Variable Frequency Drive (VFD)
Commercial | Com ¦ Centrally controlled desktop PC/NETWORK PC POWER MANAGEMENT SOFTWARE | 2036 | SC B | GWh | Before Competition Groups | 193.6344 | 0 | 0 | 12500.0709 | 0.015491 | 19 | Commercial_2036_SC B_GWh_Before Competition Groups_19 | Centrally controlled desktop PC/NETWORK PC POWER MANAGEMENT SOFTWARE | 1.549% | 0 | 193.6344 | Commercial_2036_SC B_GWh_Before Competition Groups_Centrally controlled desktop PC/NETWORK PC POWER MANAGEMENT SOFTWARE
Commercial | Com ¦ VFD on Pumps | 2036 | SC B | GWh | Before Competition Groups | 183.0402 | 0 | 0 | 12500.0709 | 0.014643 | 20 | Commercial_2036_SC B_GWh_Before Competition Groups_20 | VFD on Pumps | 1.464% | 0 | 183.0402 | Commercial_2036_SC B_GWh_Before Competition Groups_VFD on Pumps
Commercial | Com ¦ LED or Equivalent Sign Lighting | 2036 | SC B | GWh | Before Competition Groups | 175.0424 | 0 | 0 | 12500.0709 | 0.014003 | 21 | Commercial_2036_SC B_GWh_Before Competition Groups_21 | LED or Equivalent Sign Lighting | 1.4% | 0 | 175.0424 | Commercial_2036_SC B_GWh_Before Competition Groups_LED or Equivalent Sign Lighting
Commercial | Com ¦ Adaptive Thermostats | 2036 | SC B | GWh | Before Competition Groups | 149.4952 | 0 | 0 | 12500.0709 | 0.01196 | 22 | Commercial_2036_SC B_GWh_Before Competition Groups_22 | Adaptive Thermostats | 1.196% | 0 | 149.4952 | Commercial_2036_SC B_GWh_Before Competition Groups_Adaptive Thermostats
Commercial | Com ¦ Air Handler with Dedicated Outdoor Air Systems | 2036 | SC B | GWh | Before Competition Groups | 148.9469 | 0 | 0 | 12500.0709 | 0.011916 | 23 | Commercial_2036_SC B_GWh_Before Competition Groups_23 | Air Handler with Dedicated Outdoor Air Systems | 1.192% | 0 | 148.9469 | Commercial_2036_SC B_GWh_Before Competition Groups_Air Handler with Dedicated Outdoor Air Systems
Commercial | Com ¦ Unitary Air-Conditioning Unit | 2036 | SC B | GWh | Before Competition Groups | 142.6336 | 0 | 0 | 12500.0709 | 0.011411 | 24 | Commercial_2036_SC B_GWh_Before Competition Groups_24 | Unitary Air-Conditioning Unit | 1.141% | 0 | 142.6336 | Commercial_2036_SC B_GWh_Before Competition Groups_Unitary Air-Conditioning Unit
Commercial | Com ¦ ENERGY STAR LED LAMPS (General Service Lamps) | 2036 | SC B | GWh | Before Competition Groups | 116.7936 | 0 | 0 | 12500.0709 | 0.0093434 | 25 | Commercial_2036_SC B_GWh_Before Competition Groups_25 | ENERGY STAR LED LAMPS (General Service Lamps) | 0.9343% | 0 | 116.7936 | Commercial_2036_SC B_GWh_Before Competition Groups_ENERGY STAR LED LAMPS (General Service Lamps)
Commercial | Com ¦ Door Gasket Freezer/Refrigerator | 2036 | SC B | GWh | Before Competition Groups | 103.3363 | 0 | 0 | 12500.0709 | 0.0082669 | 26 | Commercial_2036_SC B_GWh_Before Competition Groups_26 | Door Gasket Freezer/Refrigerator | 0.8267% | 0 | 103.3363 | Commercial_2036_SC B_GWh_Before Competition Groups_Door Gasket Freezer/Refrigerator
Commercial | Com ¦ ECM MOTORS FOR EVAPORATOR FANS for refrigeration (WALK-IN) | 2036 | SC B | GWh | Before Competition Groups | 92.4303 | 0 | 0 | 12500.0709 | 0.0073944 | 27 | Commercial_2036_SC B_GWh_Before Competition Groups_27 | ECM MOTORS FOR EVAPORATOR FANS for refrigeration (WALK-IN) | 0.7394% | 0 | 92.4303 | Commercial_2036_SC B_GWh_Before Competition Groups_ECM MOTORS FOR EVAPORATOR FANS for refrigeration (WALK-IN)
Commercial | Com ¦ Demand Control Kitchen Ventilation | 2036 | SC B | GWh | Before Competition Groups | 92.149 | 0 | 0 | 12500.0709 | 0.0073719 | 28 | Commercial_2036_SC B_GWh_Before Competition Groups_28 | Demand Control Kitchen Ventilation | 0.7372% | 0 | 92.149 | Commercial_2036_SC B_GWh_Before Competition Groups_Demand Control Kitchen Ventilation
Commercial | Com ¦ Condensing Unit Heaters or other Efficient Unit Heating System | 2036 | SC B | GWh | Before Competition Groups | 88.7369 | 0 | 0 | 12500.0709 | 0.0070989 | 29 | Commercial_2036_SC B_GWh_Before Competition Groups_29 | Condensing Unit Heaters or other Efficient Unit Heating System | 0.7099% | 0 | 88.7369 | Commercial_2036_SC B_GWh_Before Competition Groups_Condensing Unit Heaters or other Efficient Unit Heating System
Commercial | Com ¦ Freezer Case Light Sensor | 2036 | SC B | GWh | Before Competition Groups | 76.0818 | 0 | 0 | 12500.0709 | 0.0060865 | 30 | Commercial_2036_SC B_GWh_Before Competition Groups_30 | Freezer Case Light Sensor | 0.6087% | 0 | 76.0818 | Commercial_2036_SC B_GWh_Before Competition Groups_Freezer Case Light Sensor
Commercial | Com ¦ Refrigerated Display Case LED | 2036 | SC B | GWh | Before Competition Groups | 75.2457 | 0 | 0 | 12500.0709 | 0.0060196 | 31 | Commercial_2036_SC B_GWh_Before Competition Groups_31 | Refrigerated Display Case LED | 0.602% | 0 | 75.2457 | Commercial_2036_SC B_GWh_Before Competition Groups_Refrigerated Display Case LED
Commercial | Com ¦ Evaporator Fan Controls | 2036 | SC B | GWh | Before Competition Groups | 74.2151 | 0 | 0 | 12500.0709 | 0.0059372 | 32 | Commercial_2036_SC B_GWh_Before Competition Groups_32 | Evaporator Fan Controls | 0.5937% | 0 | 74.2151 | Commercial_2036_SC B_GWh_Before Competition Groups_Evaporator Fan Controls
Commercial | Com ¦ Occupancy Sensors | 2036 | SC B | GWh | Before Competition Groups | 38.1944 | 0 | 0 | 12500.0709 | 0.0030555 | 33 | Commercial_2036_SC B_GWh_Before Competition Groups_33 | Occupancy Sensors | 0.3056% | 0 | 38.1944 | Commercial_2036_SC B_GWh_Before Competition Groups_Occupancy Sensors
Commercial | Com ¦ BEVERAGE VENDING MACHINE CONTROLS | 2036 | SC B | GWh | Before Competition Groups | 37.8706 | 0 | 0 | 12500.0709 | 0.0030296 | 34 | Commercial_2036_SC B_GWh_Before Competition Groups_34 | BEVERAGE VENDING MACHINE CONTROLS | 0.303% | 0 | 37.8706 | Commercial_2036_SC B_GWh_Before Competition Groups_BEVERAGE VENDING MACHINE CONTROLS
Commercial | Com ¦ Elec Storage WH 2.30 Et | 2036 | SC B | GWh | Before Competition Groups | 34.5949 | 0 | 0 | 12500.0709 | 0.0027676 | 35 | Commercial_2036_SC B_GWh_Before Competition Groups_35 | Elec Storage WH 2.30 Et | 0.2768% | 0 | 34.5949 | Commercial_2036_SC B_GWh_Before Competition Groups_Elec Storage WH 2.30 Et
Commercial | Com ¦ Chilled Water Optimization | 2036 | SC B | GWh | Before Competition Groups | 33.9141 | 0 | 0 | 12500.0709 | 0.0027131 | 36 | Commercial_2036_SC B_GWh_Before Competition Groups_36 | Chilled Water Optimization | 0.2713% | 0 | 33.9141 | Commercial_2036_SC B_GWh_Before Competition Groups_Chilled Water Optimization
Commercial | Com ¦ ENERGY STAR Griddle (74% eff) | 2036 | SC B | GWh | Before Competition Groups | 33.8805 | 0 | 0 | 12500.0709 | 0.0027104 | 37 | Commercial_2036_SC B_GWh_Before Competition Groups_37 | ENERGY STAR Griddle (74% eff) | 0.271% | 0 | 33.8805 | Commercial_2036_SC B_GWh_Before Competition Groups_ENERGY STAR Griddle (74% eff)
Commercial | Com ¦ CO Sensors for parking garage exhaust fans | 2036 | SC B | GWh | Before Competition Groups | 28.5057 | 0 | 0 | 12500.0709 | 0.0022804 | 38 | Commercial_2036_SC B_GWh_Before Competition Groups_38 | CO Sensors for parking garage exhaust fans | 0.228% | 0 | 28.5057 | Commercial_2036_SC B_GWh_Before Competition Groups_CO Sensors for parking garage exhaust fans
Commercial | Com ¦ Temperature Adjustment in Commercial Freezers | 2036 | SC B | GWh | Before Competition Groups | 28.3844 | 0 | 0 | 12500.0709 | 0.0022707 | 39 | Commercial_2036_SC B_GWh_Before Competition Groups_39 | Temperature Adjustment in Commercial Freezers | 0.2271% | 0 | 28.3844 | Commercial_2036_SC B_GWh_Before Competition Groups_Temperature Adjustment in Commercial Freezers
Commercial | Com ¦ Water Source Heat Pump (4 ton) | 2036 | SC B | GWh | Before Competition Groups | 25.9744 | 0 | 0 | 12500.0709 | 0.0020779 | 40 | Commercial_2036_SC B_GWh_Before Competition Groups_40 | Water Source Heat Pump (4 ton) | 0.2078% | 0 | 25.9744 | Commercial_2036_SC B_GWh_Before Competition Groups_Water Source Heat Pump (4 ton)
Commercial | Com ¦ Energy Efficient Laboratory Fume Hood | 2036 | SC B | GWh | Before Competition Groups | 24.748 | 0 | 0 | 12500.0709 | 0.0019798 | 41 | Commercial_2036_SC B_GWh_Before Competition Groups_41 | Energy Efficient Laboratory Fume Hood | 0.198% | 0 | 24.748 | Commercial_2036_SC B_GWh_Before Competition Groups_Energy Efficient Laboratory Fume Hood
Commercial | Com ¦ Vertical Night Covers | 2036 | SC B | GWh | Before Competition Groups | 22.0144 | 0 | 0 | 12500.0709 | 0.0017611 | 42 | Commercial_2036_SC B_GWh_Before Competition Groups_42 | Vertical Night Covers | 0.1761% | 0 | 22.0144 | Commercial_2036_SC B_GWh_Before Competition Groups_Vertical Night Covers
Commercial | Com ¦ Duct Insulation, R8 | 2036 | SC B | GWh | Before Competition Groups | 19.6632 | 0 | 0 | 12500.0709 | 0.001573 | 43 | Commercial_2036_SC B_GWh_Before Competition Groups_43 | Duct Insulation, R8 | 0.1573% | 0 | 19.6632 | Commercial_2036_SC B_GWh_Before Competition Groups_Duct Insulation, R8
Commercial | Com ¦ Water Heating (DHW) Pipe Insulation (Add 3/4\ Foam)" | 2036 | SC B | GWh | Before Competition Groups | 18.9672 | 0 | 0 | 12500.0709 | 0.0015174 | 44 | Commercial_2036_SC B_GWh_Before Competition Groups_44 | Water Heating (DHW) Pipe Insulation (Add 3/4\ Foam)" | 0.1517% | 0 | 18.9672 | Commercial_2036_SC B_GWh_Before Competition Groups_Water Heating (DHW) Pipe Insulation (Add 3/4\ Foam)"
Commercial | Com ¦ Outside Air Economizer | 2036 | SC B | GWh | Before Competition Groups | 18.4363 | 0 | 0 | 12500.0709 | 0.0014749 | 45 | Commercial_2036_SC B_GWh_Before Competition Groups_45 | Outside Air Economizer | 0.1475% | 0 | 18.4363 | Commercial_2036_SC B_GWh_Before Competition Groups_Outside Air Economizer
Commercial | Com ¦ Condensing Make Up Air Unit | 2036 | SC B | GWh | Before Competition Groups | 12.4522 | 0 | 0 | 12500.0709 | 0.00099617 | 46 | Commercial_2036_SC B_GWh_Before Competition Groups_46 | Condensing Make Up Air Unit | 0.09962% | 0 | 12.4522 | Commercial_2036_SC B_GWh_Before Competition Groups_Condensing Make Up Air Unit
Commercial | Com ¦ ENERGY STAR Fryer (84% eff) | 2036 | SC B | GWh | Before Competition Groups | 12.4506 | 0 | 0 | 12500.0709 | 0.00099604 | 47 | Commercial_2036_SC B_GWh_Before Competition Groups_47 | ENERGY STAR Fryer (84% eff) | 0.0996% | 0 | 12.4506 | Commercial_2036_SC B_GWh_Before Competition Groups_ENERGY STAR Fryer (84% eff)
Commercial | Com ¦ Suction Pipe Insulation Freezer/Refrigerator | 2036 | SC B | GWh | Before Competition Groups | 12.0355 | 0 | 0 | 12500.0709 | 0.00096284 | 48 | Commercial_2036_SC B_GWh_Before Competition Groups_48 | Suction Pipe Insulation Freezer/Refrigerator | 0.09628% | 0 | 12.0355 | Commercial_2036_SC B_GWh_Before Competition Groups_Suction Pipe Insulation Freezer/Refrigerator
Commercial | Com ¦ ENERGY STAR Dishwasher | 2036 | SC B | GWh | Before Competition Groups | 7.6193 | 0 | 0 | 12500.0709 | 0.00060954 | 49 | Commercial_2036_SC B_GWh_Before Competition Groups_49 | ENERGY STAR Dishwasher | 0.06095% | 0 | 7.6193 | Commercial_2036_SC B_GWh_Before Competition Groups_ENERGY STAR Dishwasher
Commercial | Com ¦ Ozone Laundry Treatment | 2036 | SC B | GWh | Before Competition Groups | 6.3666 | 0 | 0 | 12500.0709 | 0.00050932 | 50 | Commercial_2036_SC B_GWh_Before Competition Groups_50 | Ozone Laundry Treatment | 0.05093% | 0 | 6.3666 | Commercial_2036_SC B_GWh_Before Competition Groups_Ozone Laundry Treatment
Commercial | Com ¦ ENERGY STAR Steam Cookers | 2036 | SC B | GWh | Before Competition Groups | 5.9416 | 0 | 0 | 12500.0709 | 0.00047533 | 51 | Commercial_2036_SC B_GWh_Before Competition Groups_51 | ENERGY STAR Steam Cookers | 0.04753% | 0 | 5.9416 | Commercial_2036_SC B_GWh_Before Competition Groups_ENERGY STAR Steam Cookers
Commercial | Com ¦ Demand controlled Circulating Systems | 2036 | SC B | GWh | Before Competition Groups | 4.0779 | 0 | 0 | 12500.0709 | 0.00032623 | 52 | Commercial_2036_SC B_GWh_Before Competition Groups_52 | Demand controlled Circulating Systems | 0.03262% | 0 | 4.0779 | Commercial_2036_SC B_GWh_Before Competition Groups_Demand controlled Circulating Systems
Commercial | Com ¦ ECM MOTORS FOR HVAC APPLICATION (FAN-POWERED VAV BOX) | 2036 | SC B | GWh | Before Competition Groups | 2.7941 | 0 | 0 | 12500.0709 | 0.00022352 | 53 | Commercial_2036_SC B_GWh_Before Competition Groups_53 | ECM MOTORS FOR HVAC APPLICATION (FAN-POWERED VAV BOX) | 0.02235% | 0 | 2.7941 | Commercial_2036_SC B_GWh_Before Competition Groups_ECM MOTORS FOR HVAC APPLICATION (FAN-POWERED VAV BOX)
Commercial | Com ¦ Solar Water Preheat (Pools/DHW) | 2036 | SC B | GWh | Before Competition Groups | 2.5389 | 0 | 0 | 12500.0709 | 0.00020311 | 54 | Commercial_2036_SC B_GWh_Before Competition Groups_54 | Solar Water Preheat (Pools/DHW) | 0.02031% | 0 | 2.5389 | Commercial_2036_SC B_GWh_Before Competition Groups_Solar Water Preheat (Pools/DHW)
Commercial | Com ¦ Thermostat Setback | 2036 | SC B | GWh | Before Competition Groups | 2.5332 | 0 | 0 | 12500.0709 | 0.00020266 | 55 | Commercial_2036_SC B_GWh_Before Competition Groups_55 | Thermostat Setback | 0.02027% | 0 | 2.5332 | Commercial_2036_SC B_GWh_Before Competition Groups_Thermostat Setback
Commercial | Com ¦ Notched V belts for HVAC Systems | 2036 | SC B | GWh | Before Competition Groups | 1.7064 | 0 | 0 | 12500.0709 | 0.00013651 | 56 | Commercial_2036_SC B_GWh_Before Competition Groups_56 | Notched V belts for HVAC Systems | 0.01365% | 0 | 1.7064 | Commercial_2036_SC B_GWh_Before Competition Groups_Notched V belts for HVAC Systems
Commercial | Com ¦ PTAC (12 EER/10,000 BTU) | 2036 | SC B | GWh | Before Competition Groups | 1.4101 | 0 | 0 | 12500.0709 | 0.0001128 | 57 | Commercial_2036_SC B_GWh_Before Competition Groups_57 | PTAC (12 EER/10,000 BTU) | 0.01128% | 0 | 1.4101 | Commercial_2036_SC B_GWh_Before Competition Groups_PTAC (12 EER/10,000 BTU)
Commercial | Com ¦ CEE Tier 2/Energy Star Clothes Washers | 2036 | SC B | GWh | Before Competition Groups | 1.3582 | 0 | 0 | 12500.0709 | 0.00010866 | 58 | Commercial_2036_SC B_GWh_Before Competition Groups_58 | CEE Tier 2/Energy Star Clothes Washers | 0.01087% | 0 | 1.3582 | Commercial_2036_SC B_GWh_Before Competition Groups_CEE Tier 2/Energy Star Clothes Washers
Commercial | Com ¦ Auto Off Time Switch or Time Clock control | 2036 | SC B | GWh | Before Competition Groups | 1.2917 | 0 | 0 | 12500.0709 | 0.00010333 | 59 | Commercial_2036_SC B_GWh_Before Competition Groups_59 | Auto Off Time Switch or Time Clock control | 0.01033% | 0 | 1.2917 | Commercial_2036_SC B_GWh_Before Competition Groups_Auto Off Time Switch or Time Clock control
Commercial | Com ¦ Efficient compressor motor | 2036 | SC B | GWh | Before Competition Groups | 1.2674 | 0 | 0 | 12500.0709 | 0.00010139 | 60 | Commercial_2036_SC B_GWh_Before Competition Groups_60 | Efficient compressor motor | 0.01014% | 0 | 1.2674 | Commercial_2036_SC B_GWh_Before Competition Groups_Efficient compressor motor
Commercial | COM ¦ Ductless Mini-Split Heat Pumps | 2036 | SC B | GWh | Before Competition Groups | 1.1091 | 0 | 0 | 12500.0709 | 8.8725e-05 | 61 | Commercial_2036_SC B_GWh_Before Competition Groups_61 | Ductless Mini-Split Heat Pumps | 0.008872% | 0 | 1.1091 | Commercial_2036_SC B_GWh_Before Competition Groups_Ductless Mini-Split Heat Pumps
Commercial | Com ¦ High Efficiency Small Instantaneous Water Heater | 2036 | SC B | GWh | Before Competition Groups | 0.87596 | 0 | 0 | 12500.0709 | 7.0076e-05 | 62 | Commercial_2036_SC B_GWh_Before Competition Groups_62 | High Efficiency Small Instantaneous Water Heater | 0.007008% | 0 | 0.87596 | Commercial_2036_SC B_GWh_Before Competition Groups_High Efficiency Small Instantaneous Water Heater
Commercial | Com ¦ LED RECESSED DOWNLIGHTS | 2036 | SC B | GWh | Before Competition Groups | 0.69424 | 0 | 0 | 12500.0709 | 5.5539e-05 | 63 | Commercial_2036_SC B_GWh_Before Competition Groups_63 | LED RECESSED DOWNLIGHTS | 0.005554% | 0 | 0.69424 | Commercial_2036_SC B_GWh_Before Competition Groups_LED RECESSED DOWNLIGHTS
Commercial | Com ¦ Low Flow Pre-Rinse Spray Nozzle | 2036 | SC B | GWh | Before Competition Groups | 0.66583 | 0 | 0 | 12500.0709 | 5.3266e-05 | 64 | Commercial_2036_SC B_GWh_Before Competition Groups_64 | Low Flow Pre-Rinse Spray Nozzle | 0.005327% | 0 | 0.66583 | Commercial_2036_SC B_GWh_Before Competition Groups_Low Flow Pre-Rinse Spray Nozzle
Commercial | Com ¦ Commercial Hot Food Holding Cabinets | 2036 | SC B | GWh | Before Competition Groups | 0.49991 | 0 | 0 | 12500.0709 | 3.9993e-05 | 65 | Commercial_2036_SC B_GWh_Before Competition Groups_65 | Commercial Hot Food Holding Cabinets | 0.003999% | 0 | 0.49991 | Commercial_2036_SC B_GWh_Before Competition Groups_Commercial Hot Food Holding Cabinets
Commercial | Com ¦ Energy Recovery Ventilation and Ventilation (Enhanced) | 2036 | SC B | GWh | Before Competition Groups | 0.45313 | 0 | 0 | 12500.0709 | 3.6251e-05 | 66 | Commercial_2036_SC B_GWh_Before Competition Groups_66 | Energy Recovery Ventilation and Ventilation (Enhanced) | 0.003625% | 0 | 0.45313 | Commercial_2036_SC B_GWh_Before Competition Groups_Energy Recovery Ventilation and Ventilation (Enhanced)
Commercial | Com ¦ HVAC Optimization | 2036 | SC B | GWh | Before Competition Groups | 0.38729 | 0 | 0 | 12500.0709 | 3.0983e-05 | 67 | Commercial_2036_SC B_GWh_Before Competition Groups_67 | HVAC Optimization | 0.003098% | 0 | 0.38729 | Commercial_2036_SC B_GWh_Before Competition Groups_HVAC Optimization
Commercial | Com ¦ Wall Insulation | 2036 | SC B | GWh | Before Competition Groups | 0.19634 | 0 | 0 | 12500.0709 | 1.5707e-05 | 68 | Commercial_2036_SC B_GWh_Before Competition Groups_68 | Wall Insulation | 0.001571% | 0 | 0.19634 | Commercial_2036_SC B_GWh_Before Competition Groups_Wall Insulation
Commercial | Com ¦ Room AC (w/ louvered sides) 14 SEER from 12 SEER code | 2036 | SC B | GWh | Before Competition Groups | 0.10823 | 0 | 0 | 12500.0709 | 8.6582e-06 | 69 | Commercial_2036_SC B_GWh_Before Competition Groups_69 | Room AC (w/ louvered sides) 14 SEER from 12 SEER code | 0.0008658% | 0 | 0.10823 | Commercial_2036_SC B_GWh_Before Competition Groups_Room AC (w/ louvered sides) 14 SEER from 12 SEER code
Commercial | Com ¦ High Efficiency Chiller (avg of water and air cooled) | 2036 | SC B | GWh | Before Competition Groups | 0.06058 | 0 | 0 | 12500.0709 | 4.8464e-06 | 70 | Commercial_2036_SC B_GWh_Before Competition Groups_70 | High Efficiency Chiller (avg of water and air cooled) | 0.0004846% | 0 | 0.06058 | Commercial_2036_SC B_GWh_Before Competition Groups_High Efficiency Chiller (avg of water and air cooled)
Commercial | Com ¦ EC Plug Fan for Data Center (under cabinet) | 2036 | SC B | GWh | Before Competition Groups | 0.058294 | 0 | 0 | 12500.0709 | 4.6635e-06 | 71 | Commercial_2036_SC B_GWh_Before Competition Groups_71 | EC Plug Fan for Data Center (under cabinet) | 0.0004664% | 0 | 0.058294 | Commercial_2036_SC B_GWh_Before Competition Groups_EC Plug Fan for Data Center (under cabinet)
Commercial | Com ¦ Air Curtains | 2036 | SC B | GWh | Before Competition Groups | 0.057795 | 0 | 0 | 12500.0709 | 4.6236e-06 | 72 | Commercial_2036_SC B_GWh_Before Competition Groups_72 | Air Curtains | 0.0004624% | 0 | 0.057795 | Commercial_2036_SC B_GWh_Before Competition Groups_Air Curtains
Commercial | Com ¦ VSD Air Compressor | 2036 | SC B | GWh | Before Competition Groups | 0.044294 | 0 | 0 | 12500.0709 | 3.5435e-06 | 73 | Commercial_2036_SC B_GWh_Before Competition Groups_73 | VSD Air Compressor | 0.0003544% | 0 | 0.044294 | Commercial_2036_SC B_GWh_Before Competition Groups_VSD Air Compressor
Commercial | Com ¦ Electric Convection Combination Ovens | 2036 | SC B | GWh | Before Competition Groups | 0.0038199 | 0 | 0 | 12500.0709 | 3.0559e-07 | 74 | Commercial_2036_SC B_GWh_Before Competition Groups_74 | Electric Convection Combination Ovens | 3.056e-05% | 0 | 0.0038199 | Commercial_2036_SC B_GWh_Before Competition Groups_Electric Convection Combination Ovens
Commercial | Com ¦ LLLC - Low Impact Application | 2036 | SC B | GWh | Before Competition Groups | 2.9836e-18 | 0 | 0 | 12500.0709 | 2.3869e-22 | 75 | Commercial_2036_SC B_GWh_Before Competition Groups_75 | LLLC - Low Impact Application | 2.387e-20% | 0 | 2.9836e-18 | Commercial_2036_SC B_GWh_Before Competition Groups_LLLC - Low Impact Application
Commercial | Com ¦ LLLC - High Impact Application | 2036 | SC B | GWh | Before Competition Groups | 1.0932e-18 | 0 | 0 | 12500.0709 | 8.7459e-23 | 76 | Commercial_2036_SC B_GWh_Before Competition Groups_76 | LLLC - High Impact Application | 8.746e-21% | 0 | 1.0932e-18 | Commercial_2036_SC B_GWh_Before Competition Groups_LLLC - High Impact Application
Commercial | Com ¦ Networked/Connected - High Impact Application | 2036 | SC B | GWh | Before Competition Groups | 1.4275e-20 | 0 | 0 | 12500.0709 | 1.142e-24 | 77 | Commercial_2036_SC B_GWh_Before Competition Groups_77 | Networked/Connected - High Impact Application | 1.142e-22% | 0 | 1.4275e-20 | Commercial_2036_SC B_GWh_Before Competition Groups_Networked/Connected - High Impact Application
Commercial | Com ¦ Networked/Connected - Low Impact Application | 2036 | SC B | GWh | Before Competition Groups | 8.2181e-21 | 0 | 0 | 12500.0709 | 6.5744e-25 | 78 | Commercial_2036_SC B_GWh_Before Competition Groups_78 | Networked/Connected - Low Impact Application | 6.574e-23% | 0 | 8.2181e-21 | Commercial_2036_SC B_GWh_Before Competition Groups_Networked/Connected - Low Impact Application
Commercial | Com ¦ Indoor Daylight Sensors/Photocell Dimming Control | 2036 | SC B | GWh | Before Competition Groups | 0 | 0 | 0 | 12500.0709 | 0 | 79 | Commercial_2036_SC B_GWh_Before Competition Groups_79 | Indoor Daylight Sensors/Photocell Dimming Control | 0% | 0 | 0 | Commercial_2036_SC B_GWh_Before Competition Groups_Indoor Daylight Sensors/Photocell Dimming Control
Commercial | Com ¦ Variable Refrigerant Flow Heat Pump | 2036 | SC B | GWh | Before Competition Groups | 0 | 0 | 0 | 12500.0709 | 0 | 80 | Commercial_2036_SC B_GWh_Before Competition Groups_80 | Variable Refrigerant Flow Heat Pump | 0% | 0 | 0 | Commercial_2036_SC B_GWh_Before Competition Groups_Variable Refrigerant Flow Heat Pump
Commercial | Com ¦ LED Low/High Bay | 2036 | SC C | GWh | Before Competition Groups | 1185.4124 | 0 | 0 | 10195.5111 | 0.11627 | 1 | Commercial_2036_SC C_GWh_Before Competition Groups_1 | LED Low/High Bay | 11.63% | 0 | 1185.4124 | Commercial_2036_SC C_GWh_Before Competition Groups_LED Low/High Bay
Commercial | Com ¦ LED Troffer/Surface/Suspended | 2036 | SC C | GWh | Before Competition Groups | 1018.6747 | 0 | 0 | 10195.5111 | 0.099914 | 2 | Commercial_2036_SC C_GWh_Before Competition Groups_2 | LED Troffer/Surface/Suspended | 9.991% | 0 | 1018.6747 | Commercial_2036_SC C_GWh_Before Competition Groups_LED Troffer/Surface/Suspended
Commercial | Com ¦ ENERGY STAR LED LAMPS (REFLECTOR LAMPs/MR16/PAR 16) | 2036 | SC C | GWh | Before Competition Groups | 978.4827 | 0 | 0 | 10195.5111 | 0.095972 | 3 | Commercial_2036_SC C_GWh_Before Competition Groups_3 | ENERGY STAR LED LAMPS (REFLECTOR LAMPs/MR16/PAR 16) | 9.597% | 0 | 978.4827 | Commercial_2036_SC C_GWh_Before Competition Groups_ENERGY STAR LED LAMPS (REFLECTOR LAMPs/MR16/PAR 16)
Commercial | Com ¦ Building Recommissioning, Operations and Maintenance (O&M) Improvements | 2036 | SC C | GWh | Before Competition Groups | 729.0502 | 0 | 0 | 10195.5111 | 0.071507 | 4 | Commercial_2036_SC C_GWh_Before Competition Groups_4 | Building Recommissioning, Operations and Maintenance (O&M) Improvements | 7.151% | 0 | 729.0502 | Commercial_2036_SC C_GWh_Before Competition Groups_Building Recommissioning, Operations and Maintenance (O&M) Improvements
Commercial | Com ¦ LED Replacement Lamp (Tube) | 2036 | SC C | GWh | Before Competition Groups | 650.0387 | 0 | 0 | 10195.5111 | 0.063757 | 5 | Commercial_2036_SC C_GWh_Before Competition Groups_5 | LED Replacement Lamp (Tube) | 6.376% | 0 | 650.0387 | Commercial_2036_SC C_GWh_Before Competition Groups_LED Replacement Lamp (Tube)
Commercial | Com ¦ LED EXTERIOR AREA LIGHTS - LED fixture (200W) | 2036 | SC C | GWh | Before Competition Groups | 645.5008 | 0 | 0 | 10195.5111 | 0.063312 | 6 | Commercial_2036_SC C_GWh_Before Competition Groups_6 | LED EXTERIOR AREA LIGHTS - LED fixture (200W) | 6.331% | 0 | 645.5008 | Commercial_2036_SC C_GWh_Before Competition Groups_LED EXTERIOR AREA LIGHTS - LED fixture (200W)
Commercial | Com ¦ LED parking lot fixture | 2036 | SC C | GWh | Before Competition Groups | 616.1088 | 0 | 0 | 10195.5111 | 0.060429 | 7 | Commercial_2036_SC C_GWh_Before Competition Groups_7 | LED parking lot fixture | 6.043% | 0 | 616.1088 | Commercial_2036_SC C_GWh_Before Competition Groups_LED parking lot fixture
Commercial | Com ¦ Furnace Tune-Up | 2036 | SC C | GWh | Before Competition Groups | 417.093 | 0 | 0 | 10195.5111 | 0.040909 | 8 | Commercial_2036_SC C_GWh_Before Competition Groups_8 | Furnace Tune-Up | 4.091% | 0 | 417.093 | Commercial_2036_SC C_GWh_Before Competition Groups_Furnace Tune-Up
Commercial | Com ¦ LED street light fixture | 2036 | SC C | GWh | Before Competition Groups | 391.5746 | 0 | 0 | 10195.5111 | 0.038407 | 9 | Commercial_2036_SC C_GWh_Before Competition Groups_9 | LED street light fixture | 3.841% | 0 | 391.5746 | Commercial_2036_SC C_GWh_Before Competition Groups_LED street light fixture
Commercial | Com ¦ High Efficiency Air Source Heat Pump | 2036 | SC C | GWh | Before Competition Groups | 301.847 | 0 | 0 | 10195.5111 | 0.029606 | 10 | Commercial_2036_SC C_GWh_Before Competition Groups_10 | High Efficiency Air Source Heat Pump | 2.961% | 0 | 301.847 | Commercial_2036_SC C_GWh_Before Competition Groups_High Efficiency Air Source Heat Pump
Commercial | Com ¦ Refrigerated Display Case Doors | 2036 | SC C | GWh | Before Competition Groups | 277.4993 | 0 | 0 | 10195.5111 | 0.027218 | 11 | Commercial_2036_SC C_GWh_Before Competition Groups_11 | Refrigerated Display Case Doors | 2.722% | 0 | 277.4993 | Commercial_2036_SC C_GWh_Before Competition Groups_Refrigerated Display Case Doors
Commercial | Com ¦ Reach-in Shaded Pole to ECM/PSC Evaporator Fan Motor | 2036 | SC C | GWh | Before Competition Groups | 271.3162 | 0 | 0 | 10195.5111 | 0.026611 | 12 | Commercial_2036_SC C_GWh_Before Competition Groups_12 | Reach-in Shaded Pole to ECM/PSC Evaporator Fan Motor | 2.661% | 0 | 271.3162 | Commercial_2036_SC C_GWh_Before Competition Groups_Reach-in Shaded Pole to ECM/PSC Evaporator Fan Motor
Commercial | Com ¦ Data Center Storage/Server Virtualization | 2036 | SC C | GWh | Before Competition Groups | 230.6978 | 0 | 0 | 10195.5111 | 0.022627 | 13 | Commercial_2036_SC C_GWh_Before Competition Groups_13 | Data Center Storage/Server Virtualization | 2.263% | 0 | 230.6978 | Commercial_2036_SC C_GWh_Before Competition Groups_Data Center Storage/Server Virtualization
Commercial | Com ¦ Strip Curtains | 2036 | SC C | GWh | Before Competition Groups | 199.2986 | 0 | 0 | 10195.5111 | 0.019548 | 14 | Commercial_2036_SC C_GWh_Before Competition Groups_14 | Strip Curtains | 1.955% | 0 | 199.2986 | Commercial_2036_SC C_GWh_Before Competition Groups_Strip Curtains
Commercial | Com ¦ Demand Control Ventilation | 2036 | SC C | GWh | Before Competition Groups | 191.5545 | 0 | 0 | 10195.5111 | 0.018788 | 15 | Commercial_2036_SC C_GWh_Before Competition Groups_15 | Demand Control Ventilation | 1.879% | 0 | 191.5545 | Commercial_2036_SC C_GWh_Before Competition Groups_Demand Control Ventilation
Commercial | Com ¦ LED or Equivalent Sign Lighting | 2036 | SC C | GWh | Before Competition Groups | 175.0424 | 0 | 0 | 10195.5111 | 0.017169 | 16 | Commercial_2036_SC C_GWh_Before Competition Groups_16 | LED or Equivalent Sign Lighting | 1.717% | 0 | 175.0424 | Commercial_2036_SC C_GWh_Before Competition Groups_LED or Equivalent Sign Lighting
Commercial | Com ¦ Advanced BAS/Controllers | 2036 | SC C | GWh | Before Competition Groups | 161.2866 | 0 | 0 | 10195.5111 | 0.015819 | 17 | Commercial_2036_SC C_GWh_Before Competition Groups_17 | Advanced BAS/Controllers | 1.582% | 0 | 161.2866 | Commercial_2036_SC C_GWh_Before Competition Groups_Advanced BAS/Controllers
Commercial | Com ¦ Centrally controlled desktop PC/NETWORK PC POWER MANAGEMENT SOFTWARE | 2036 | SC C | GWh | Before Competition Groups | 152.0969 | 0 | 0 | 10195.5111 | 0.014918 | 18 | Commercial_2036_SC C_GWh_Before Competition Groups_18 | Centrally controlled desktop PC/NETWORK PC POWER MANAGEMENT SOFTWARE | 1.492% | 0 | 152.0969 | Commercial_2036_SC C_GWh_Before Competition Groups_Centrally controlled desktop PC/NETWORK PC POWER MANAGEMENT SOFTWARE
Commercial | Com ¦ Variable Frequency Drive (VFD) | 2036 | SC C | GWh | Before Competition Groups | 138.7794 | 0 | 0 | 10195.5111 | 0.013612 | 19 | Commercial_2036_SC C_GWh_Before Competition Groups_19 | Variable Frequency Drive (VFD) | 1.361% | 0 | 138.7794 | Commercial_2036_SC C_GWh_Before Competition Groups_Variable Frequency Drive (VFD)
Commercial | Com ¦ VFD on Pumps | 2036 | SC C | GWh | Before Competition Groups | 129.671 | 0 | 0 | 10195.5111 | 0.012718 | 20 | Commercial_2036_SC C_GWh_Before Competition Groups_20 | VFD on Pumps | 1.272% | 0 | 129.671 | Commercial_2036_SC C_GWh_Before Competition Groups_VFD on Pumps
Commercial | Com ¦ Education and Capacity Building/Energy Behavior | 2036 | SC C | GWh | Before Competition Groups | 124.2999 | 0 | 0 | 10195.5111 | 0.012192 | 21 | Commercial_2036_SC C_GWh_Before Competition Groups_21 | Education and Capacity Building/Energy Behavior | 1.219% | 0 | 124.2999 | Commercial_2036_SC C_GWh_Before Competition Groups_Education and Capacity Building/Energy Behavior
Commercial | Com ¦ ENERGY STAR LED LAMPS (General Service Lamps) | 2036 | SC C | GWh | Before Competition Groups | 116.7936 | 0 | 0 | 10195.5111 | 0.011455 | 22 | Commercial_2036_SC C_GWh_Before Competition Groups_22 | ENERGY STAR LED LAMPS (General Service Lamps) | 1.146% | 0 | 116.7936 | Commercial_2036_SC C_GWh_Before Competition Groups_ENERGY STAR LED LAMPS (General Service Lamps)
Commercial | Com ¦ Adaptive Thermostats | 2036 | SC C | GWh | Before Competition Groups | 111.1032 | 0 | 0 | 10195.5111 | 0.010897 | 23 | Commercial_2036_SC C_GWh_Before Competition Groups_23 | Adaptive Thermostats | 1.09% | 0 | 111.1032 | Commercial_2036_SC C_GWh_Before Competition Groups_Adaptive Thermostats
Commercial | Com ¦ Unitary Air-Conditioning Unit | 2036 | SC C | GWh | Before Competition Groups | 109.399 | 0 | 0 | 10195.5111 | 0.01073 | 24 | Commercial_2036_SC C_GWh_Before Competition Groups_24 | Unitary Air-Conditioning Unit | 1.073% | 0 | 109.399 | Commercial_2036_SC C_GWh_Before Competition Groups_Unitary Air-Conditioning Unit
Commercial | Com ¦ Air Handler with Dedicated Outdoor Air Systems | 2036 | SC C | GWh | Before Competition Groups | 79.3795 | 0 | 0 | 10195.5111 | 0.0077857 | 25 | Commercial_2036_SC C_GWh_Before Competition Groups_25 | Air Handler with Dedicated Outdoor Air Systems | 0.7786% | 0 | 79.3795 | Commercial_2036_SC C_GWh_Before Competition Groups_Air Handler with Dedicated Outdoor Air Systems
Commercial | Com ¦ Door Gasket Freezer/Refrigerator | 2036 | SC C | GWh | Before Competition Groups | 72.7175 | 0 | 0 | 10195.5111 | 0.0071323 | 26 | Commercial_2036_SC C_GWh_Before Competition Groups_26 | Door Gasket Freezer/Refrigerator | 0.7132% | 0 | 72.7175 | Commercial_2036_SC C_GWh_Before Competition Groups_Door Gasket Freezer/Refrigerator
Commercial | Com ¦ Demand Control Kitchen Ventilation | 2036 | SC C | GWh | Before Competition Groups | 68.0733 | 0 | 0 | 10195.5111 | 0.0066768 | 27 | Commercial_2036_SC C_GWh_Before Competition Groups_27 | Demand Control Kitchen Ventilation | 0.6677% | 0 | 68.0733 | Commercial_2036_SC C_GWh_Before Competition Groups_Demand Control Kitchen Ventilation
Commercial | Com ¦ ECM MOTORS FOR EVAPORATOR FANS for refrigeration (WALK-IN) | 2036 | SC C | GWh | Before Competition Groups | 64.9818 | 0 | 0 | 10195.5111 | 0.0063736 | 28 | Commercial_2036_SC C_GWh_Before Competition Groups_28 | ECM MOTORS FOR EVAPORATOR FANS for refrigeration (WALK-IN) | 0.6374% | 0 | 64.9818 | Commercial_2036_SC C_GWh_Before Competition Groups_ECM MOTORS FOR EVAPORATOR FANS for refrigeration (WALK-IN)
Commercial | Com ¦ Condensing Unit Heaters or other Efficient Unit Heating System | 2036 | SC C | GWh | Before Competition Groups | 62.7316 | 0 | 0 | 10195.5111 | 0.0061529 | 29 | Commercial_2036_SC C_GWh_Before Competition Groups_29 | Condensing Unit Heaters or other Efficient Unit Heating System | 0.6153% | 0 | 62.7316 | Commercial_2036_SC C_GWh_Before Competition Groups_Condensing Unit Heaters or other Efficient Unit Heating System
Commercial | Com ¦ Refrigerated Display Case LED | 2036 | SC C | GWh | Before Competition Groups | 59.9373 | 0 | 0 | 10195.5111 | 0.0058788 | 30 | Commercial_2036_SC C_GWh_Before Competition Groups_30 | Refrigerated Display Case LED | 0.5879% | 0 | 59.9373 | Commercial_2036_SC C_GWh_Before Competition Groups_Refrigerated Display Case LED
Commercial | Com ¦ Freezer Case Light Sensor | 2036 | SC C | GWh | Before Competition Groups | 53.3865 | 0 | 0 | 10195.5111 | 0.0052363 | 31 | Commercial_2036_SC C_GWh_Before Competition Groups_31 | Freezer Case Light Sensor | 0.5236% | 0 | 53.3865 | Commercial_2036_SC C_GWh_Before Competition Groups_Freezer Case Light Sensor
Commercial | Com ¦ Evaporator Fan Controls | 2036 | SC C | GWh | Before Competition Groups | 52.0762 | 0 | 0 | 10195.5111 | 0.0051078 | 32 | Commercial_2036_SC C_GWh_Before Competition Groups_32 | Evaporator Fan Controls | 0.5108% | 0 | 52.0762 | Commercial_2036_SC C_GWh_Before Competition Groups_Evaporator Fan Controls
Commercial | Com ¦ Occupancy Sensors | 2036 | SC C | GWh | Before Competition Groups | 38.1944 | 0 | 0 | 10195.5111 | 0.0037462 | 33 | Commercial_2036_SC C_GWh_Before Competition Groups_33 | Occupancy Sensors | 0.3746% | 0 | 38.1944 | Commercial_2036_SC C_GWh_Before Competition Groups_Occupancy Sensors
Commercial | Com ¦ Chilled Water Optimization | 2036 | SC C | GWh | Before Competition Groups | 33.9151 | 0 | 0 | 10195.5111 | 0.0033265 | 34 | Commercial_2036_SC C_GWh_Before Competition Groups_34 | Chilled Water Optimization | 0.3326% | 0 | 33.9151 | Commercial_2036_SC C_GWh_Before Competition Groups_Chilled Water Optimization
Commercial | Com ¦ ENERGY STAR Griddle (74% eff) | 2036 | SC C | GWh | Before Competition Groups | 33.8807 | 0 | 0 | 10195.5111 | 0.0033231 | 35 | Commercial_2036_SC C_GWh_Before Competition Groups_35 | ENERGY STAR Griddle (74% eff) | 0.3323% | 0 | 33.8807 | Commercial_2036_SC C_GWh_Before Competition Groups_ENERGY STAR Griddle (74% eff)
Commercial | Com ¦ BEVERAGE VENDING MACHINE CONTROLS | 2036 | SC C | GWh | Before Competition Groups | 26.1307 | 0 | 0 | 10195.5111 | 0.002563 | 36 | Commercial_2036_SC C_GWh_Before Competition Groups_36 | BEVERAGE VENDING MACHINE CONTROLS | 0.2563% | 0 | 26.1307 | Commercial_2036_SC C_GWh_Before Competition Groups_BEVERAGE VENDING MACHINE CONTROLS
Commercial | Com ¦ Elec Storage WH 2.30 Et | 2036 | SC C | GWh | Before Competition Groups | 24.2766 | 0 | 0 | 10195.5111 | 0.0023811 | 37 | Commercial_2036_SC C_GWh_Before Competition Groups_37 | Elec Storage WH 2.30 Et | 0.2381% | 0 | 24.2766 | Commercial_2036_SC C_GWh_Before Competition Groups_Elec Storage WH 2.30 Et
Commercial | Com ¦ CO Sensors for parking garage exhaust fans | 2036 | SC C | GWh | Before Competition Groups | 20.4482 | 0 | 0 | 10195.5111 | 0.0020056 | 38 | Commercial_2036_SC C_GWh_Before Competition Groups_38 | CO Sensors for parking garage exhaust fans | 0.2006% | 0 | 20.4482 | Commercial_2036_SC C_GWh_Before Competition Groups_CO Sensors for parking garage exhaust fans
Commercial | Com ¦ Temperature Adjustment in Commercial Freezers | 2036 | SC C | GWh | Before Competition Groups | 19.9294 | 0 | 0 | 10195.5111 | 0.0019547 | 39 | Commercial_2036_SC C_GWh_Before Competition Groups_39 | Temperature Adjustment in Commercial Freezers | 0.1955% | 0 | 19.9294 | Commercial_2036_SC C_GWh_Before Competition Groups_Temperature Adjustment in Commercial Freezers
Commercial | Com ¦ Water Source Heat Pump (4 ton) | 2036 | SC C | GWh | Before Competition Groups | 19.9233 | 0 | 0 | 10195.5111 | 0.0019541 | 40 | Commercial_2036_SC C_GWh_Before Competition Groups_40 | Water Source Heat Pump (4 ton) | 0.1954% | 0 | 19.9233 | Commercial_2036_SC C_GWh_Before Competition Groups_Water Source Heat Pump (4 ton)
Commercial | Com ¦ Energy Efficient Laboratory Fume Hood | 2036 | SC C | GWh | Before Competition Groups | 17.6688 | 0 | 0 | 10195.5111 | 0.001733 | 41 | Commercial_2036_SC C_GWh_Before Competition Groups_41 | Energy Efficient Laboratory Fume Hood | 0.1733% | 0 | 17.6688 | Commercial_2036_SC C_GWh_Before Competition Groups_Energy Efficient Laboratory Fume Hood
Commercial | Com ¦ Vertical Night Covers | 2036 | SC C | GWh | Before Competition Groups | 15.4474 | 0 | 0 | 10195.5111 | 0.0015151 | 42 | Commercial_2036_SC C_GWh_Before Competition Groups_42 | Vertical Night Covers | 0.1515% | 0 | 15.4474 | Commercial_2036_SC C_GWh_Before Competition Groups_Vertical Night Covers
Commercial | Com ¦ Outside Air Economizer | 2036 | SC C | GWh | Before Competition Groups | 14.4005 | 0 | 0 | 10195.5111 | 0.0014124 | 43 | Commercial_2036_SC C_GWh_Before Competition Groups_43 | Outside Air Economizer | 0.1412% | 0 | 14.4005 | Commercial_2036_SC C_GWh_Before Competition Groups_Outside Air Economizer
Commercial | Com ¦ Duct Insulation, R8 | 2036 | SC C | GWh | Before Competition Groups | 13.9375 | 0 | 0 | 10195.5111 | 0.001367 | 44 | Commercial_2036_SC C_GWh_Before Competition Groups_44 | Duct Insulation, R8 | 0.1367% | 0 | 13.9375 | Commercial_2036_SC C_GWh_Before Competition Groups_Duct Insulation, R8
Commercial | Com ¦ Water Heating (DHW) Pipe Insulation (Add 3/4\ Foam)" | 2036 | SC C | GWh | Before Competition Groups | 13.3524 | 0 | 0 | 10195.5111 | 0.0013096 | 45 | Commercial_2036_SC C_GWh_Before Competition Groups_45 | Water Heating (DHW) Pipe Insulation (Add 3/4\ Foam)" | 0.131% | 0 | 13.3524 | Commercial_2036_SC C_GWh_Before Competition Groups_Water Heating (DHW) Pipe Insulation (Add 3/4\ Foam)"
Commercial | Com ¦ ENERGY STAR Fryer (84% eff) | 2036 | SC C | GWh | Before Competition Groups | 12.4507 | 0 | 0 | 10195.5111 | 0.0012212 | 46 | Commercial_2036_SC C_GWh_Before Competition Groups_46 | ENERGY STAR Fryer (84% eff) | 0.1221% | 0 | 12.4507 | Commercial_2036_SC C_GWh_Before Competition Groups_ENERGY STAR Fryer (84% eff)
Commercial | Com ¦ Condensing Make Up Air Unit | 2036 | SC C | GWh | Before Competition Groups | 10.6467 | 0 | 0 | 10195.5111 | 0.0010443 | 47 | Commercial_2036_SC C_GWh_Before Competition Groups_47 | Condensing Make Up Air Unit | 0.1044% | 0 | 10.6467 | Commercial_2036_SC C_GWh_Before Competition Groups_Condensing Make Up Air Unit
Commercial | Com ¦ Suction Pipe Insulation Freezer/Refrigerator | 2036 | SC C | GWh | Before Competition Groups | 8.4539 | 0 | 0 | 10195.5111 | 0.00082918 | 48 | Commercial_2036_SC C_GWh_Before Competition Groups_48 | Suction Pipe Insulation Freezer/Refrigerator | 0.08292% | 0 | 8.4539 | Commercial_2036_SC C_GWh_Before Competition Groups_Suction Pipe Insulation Freezer/Refrigerator
Commercial | Com ¦ ENERGY STAR Dishwasher | 2036 | SC C | GWh | Before Competition Groups | 7.0328 | 0 | 0 | 10195.5111 | 0.00068979 | 49 | Commercial_2036_SC C_GWh_Before Competition Groups_49 | ENERGY STAR Dishwasher | 0.06898% | 0 | 7.0328 | Commercial_2036_SC C_GWh_Before Competition Groups_ENERGY STAR Dishwasher
Commercial | Com ¦ ENERGY STAR Steam Cookers | 2036 | SC C | GWh | Before Competition Groups | 5.9417 | 0 | 0 | 10195.5111 | 0.00058277 | 50 | Commercial_2036_SC C_GWh_Before Competition Groups_50 | ENERGY STAR Steam Cookers | 0.05828% | 0 | 5.9417 | Commercial_2036_SC C_GWh_Before Competition Groups_ENERGY STAR Steam Cookers
Commercial | Com ¦ Ozone Laundry Treatment | 2036 | SC C | GWh | Before Competition Groups | 4.5335 | 0 | 0 | 10195.5111 | 0.00044466 | 51 | Commercial_2036_SC C_GWh_Before Competition Groups_51 | Ozone Laundry Treatment | 0.04447% | 0 | 4.5335 | Commercial_2036_SC C_GWh_Before Competition Groups_Ozone Laundry Treatment
Commercial | Com ¦ Demand controlled Circulating Systems | 2036 | SC C | GWh | Before Competition Groups | 2.8392 | 0 | 0 | 10195.5111 | 0.00027847 | 52 | Commercial_2036_SC C_GWh_Before Competition Groups_52 | Demand controlled Circulating Systems | 0.02785% | 0 | 2.8392 | Commercial_2036_SC C_GWh_Before Competition Groups_Demand controlled Circulating Systems
Commercial | Com ¦ Thermostat Setback | 2036 | SC C | GWh | Before Competition Groups | 2.5211 | 0 | 0 | 10195.5111 | 0.00024728 | 53 | Commercial_2036_SC C_GWh_Before Competition Groups_53 | Thermostat Setback | 0.02473% | 0 | 2.5211 | Commercial_2036_SC C_GWh_Before Competition Groups_Thermostat Setback
Commercial | Com ¦ ECM MOTORS FOR HVAC APPLICATION (FAN-POWERED VAV BOX) | 2036 | SC C | GWh | Before Competition Groups | 2.117 | 0 | 0 | 10195.5111 | 0.00020764 | 54 | Commercial_2036_SC C_GWh_Before Competition Groups_54 | ECM MOTORS FOR HVAC APPLICATION (FAN-POWERED VAV BOX) | 0.02076% | 0 | 2.117 | Commercial_2036_SC C_GWh_Before Competition Groups_ECM MOTORS FOR HVAC APPLICATION (FAN-POWERED VAV BOX)
Commercial | Com ¦ Solar Water Preheat (Pools/DHW) | 2036 | SC C | GWh | Before Competition Groups | 1.5056 | 0 | 0 | 10195.5111 | 0.00014767 | 55 | Commercial_2036_SC C_GWh_Before Competition Groups_55 | Solar Water Preheat (Pools/DHW) | 0.01477% | 0 | 1.5056 | Commercial_2036_SC C_GWh_Before Competition Groups_Solar Water Preheat (Pools/DHW)
Commercial | Com ¦ Notched V belts for HVAC Systems | 2036 | SC C | GWh | Before Competition Groups | 1.2723 | 0 | 0 | 10195.5111 | 0.00012479 | 56 | Commercial_2036_SC C_GWh_Before Competition Groups_56 | Notched V belts for HVAC Systems | 0.01248% | 0 | 1.2723 | Commercial_2036_SC C_GWh_Before Competition Groups_Notched V belts for HVAC Systems
Commercial | Com ¦ CEE Tier 2/Energy Star Clothes Washers | 2036 | SC C | GWh | Before Competition Groups | 1.2498 | 0 | 0 | 10195.5111 | 0.00012258 | 57 | Commercial_2036_SC C_GWh_Before Competition Groups_57 | CEE Tier 2/Energy Star Clothes Washers | 0.01226% | 0 | 1.2498 | Commercial_2036_SC C_GWh_Before Competition Groups_CEE Tier 2/Energy Star Clothes Washers
Commercial | COM ¦ Ductless Mini-Split Heat Pumps | 2036 | SC C | GWh | Before Competition Groups | 0.9019 | 0 | 0 | 10195.5111 | 8.8461e-05 | 58 | Commercial_2036_SC C_GWh_Before Competition Groups_58 | Ductless Mini-Split Heat Pumps | 0.008846% | 0 | 0.9019 | Commercial_2036_SC C_GWh_Before Competition Groups_Ductless Mini-Split Heat Pumps
Commercial | Com ¦ Auto Off Time Switch or Time Clock control | 2036 | SC C | GWh | Before Competition Groups | 0.89576 | 0 | 0 | 10195.5111 | 8.7859e-05 | 59 | Commercial_2036_SC C_GWh_Before Competition Groups_59 | Auto Off Time Switch or Time Clock control | 0.008786% | 0 | 0.89576 | Commercial_2036_SC C_GWh_Before Competition Groups_Auto Off Time Switch or Time Clock control
Commercial | Com ¦ PTAC (12 EER/10,000 BTU) | 2036 | SC C | GWh | Before Competition Groups | 0.84062 | 0 | 0 | 10195.5111 | 8.245e-05 | 60 | Commercial_2036_SC C_GWh_Before Competition Groups_60 | PTAC (12 EER/10,000 BTU) | 0.008245% | 0 | 0.84062 | Commercial_2036_SC C_GWh_Before Competition Groups_PTAC (12 EER/10,000 BTU)
Commercial | Com ¦ LED RECESSED DOWNLIGHTS | 2036 | SC C | GWh | Before Competition Groups | 0.69424 | 0 | 0 | 10195.5111 | 6.8092e-05 | 61 | Commercial_2036_SC C_GWh_Before Competition Groups_61 | LED RECESSED DOWNLIGHTS | 0.006809% | 0 | 0.69424 | Commercial_2036_SC C_GWh_Before Competition Groups_LED RECESSED DOWNLIGHTS
Commercial | Com ¦ LLLC - High Impact Application | 2036 | SC C | GWh | Before Competition Groups | 0.65423 | 0 | 0 | 10195.5111 | 6.4169e-05 | 62 | Commercial_2036_SC C_GWh_Before Competition Groups_62 | LLLC - High Impact Application | 0.006417% | 0 | 0.65423 | Commercial_2036_SC C_GWh_Before Competition Groups_LLLC - High Impact Application
Commercial | Com ¦ Low Flow Pre-Rinse Spray Nozzle | 2036 | SC C | GWh | Before Competition Groups | 0.58287 | 0 | 0 | 10195.5111 | 5.7169e-05 | 63 | Commercial_2036_SC C_GWh_Before Competition Groups_63 | Low Flow Pre-Rinse Spray Nozzle | 0.005717% | 0 | 0.58287 | Commercial_2036_SC C_GWh_Before Competition Groups_Low Flow Pre-Rinse Spray Nozzle
Commercial | Com ¦ Efficient compressor motor | 2036 | SC C | GWh | Before Competition Groups | 0.52267 | 0 | 0 | 10195.5111 | 5.1265e-05 | 64 | Commercial_2036_SC C_GWh_Before Competition Groups_64 | Efficient compressor motor | 0.005126% | 0 | 0.52267 | Commercial_2036_SC C_GWh_Before Competition Groups_Efficient compressor motor
Commercial | Com ¦ High Efficiency Small Instantaneous Water Heater | 2036 | SC C | GWh | Before Competition Groups | 0.49014 | 0 | 0 | 10195.5111 | 4.8075e-05 | 65 | Commercial_2036_SC C_GWh_Before Competition Groups_65 | High Efficiency Small Instantaneous Water Heater | 0.004807% | 0 | 0.49014 | Commercial_2036_SC C_GWh_Before Competition Groups_High Efficiency Small Instantaneous Water Heater
Commercial | Com ¦ Commercial Hot Food Holding Cabinets | 2036 | SC C | GWh | Before Competition Groups | 0.40094 | 0 | 0 | 10195.5111 | 3.9326e-05 | 66 | Commercial_2036_SC C_GWh_Before Competition Groups_66 | Commercial Hot Food Holding Cabinets | 0.003933% | 0 | 0.40094 | Commercial_2036_SC C_GWh_Before Competition Groups_Commercial Hot Food Holding Cabinets
Commercial | Com ¦ LLLC - Low Impact Application | 2036 | SC C | GWh | Before Competition Groups | 0.39841 | 0 | 0 | 10195.5111 | 3.9077e-05 | 67 | Commercial_2036_SC C_GWh_Before Competition Groups_67 | LLLC - Low Impact Application | 0.003908% | 0 | 0.39841 | Commercial_2036_SC C_GWh_Before Competition Groups_LLLC - Low Impact Application
Commercial | Com ¦ HVAC Optimization | 2036 | SC C | GWh | Before Competition Groups | 0.38729 | 0 | 0 | 10195.5111 | 3.7986e-05 | 68 | Commercial_2036_SC C_GWh_Before Competition Groups_68 | HVAC Optimization | 0.003799% | 0 | 0.38729 | Commercial_2036_SC C_GWh_Before Competition Groups_HVAC Optimization
Commercial | Com ¦ Air Curtains | 2036 | SC C | GWh | Before Competition Groups | 0.22809 | 0 | 0 | 10195.5111 | 2.2372e-05 | 69 | Commercial_2036_SC C_GWh_Before Competition Groups_69 | Air Curtains | 0.002237% | 0 | 0.22809 | Commercial_2036_SC C_GWh_Before Competition Groups_Air Curtains
Commercial | Com ¦ Energy Recovery Ventilation and Ventilation (Enhanced) | 2036 | SC C | GWh | Before Competition Groups | 0.18964 | 0 | 0 | 10195.5111 | 1.86e-05 | 70 | Commercial_2036_SC C_GWh_Before Competition Groups_70 | Energy Recovery Ventilation and Ventilation (Enhanced) | 0.00186% | 0 | 0.18964 | Commercial_2036_SC C_GWh_Before Competition Groups_Energy Recovery Ventilation and Ventilation (Enhanced)
Commercial | Com ¦ Wall Insulation | 2036 | SC C | GWh | Before Competition Groups | 0.13406 | 0 | 0 | 10195.5111 | 1.3149e-05 | 71 | Commercial_2036_SC C_GWh_Before Competition Groups_71 | Wall Insulation | 0.001315% | 0 | 0.13406 | Commercial_2036_SC C_GWh_Before Competition Groups_Wall Insulation
Commercial | Com ¦ Room AC (w/ louvered sides) 14 SEER from 12 SEER code | 2036 | SC C | GWh | Before Competition Groups | 0.066988 | 0 | 0 | 10195.5111 | 6.5704e-06 | 72 | Commercial_2036_SC C_GWh_Before Competition Groups_72 | Room AC (w/ louvered sides) 14 SEER from 12 SEER code | 0.000657% | 0 | 0.066988 | Commercial_2036_SC C_GWh_Before Competition Groups_Room AC (w/ louvered sides) 14 SEER from 12 SEER code
Commercial | Com ¦ High Efficiency Chiller (avg of water and air cooled) | 2036 | SC C | GWh | Before Competition Groups | 0.060585 | 0 | 0 | 10195.5111 | 5.9424e-06 | 73 | Commercial_2036_SC C_GWh_Before Competition Groups_73 | High Efficiency Chiller (avg of water and air cooled) | 0.0005942% | 0 | 0.060585 | Commercial_2036_SC C_GWh_Before Competition Groups_High Efficiency Chiller (avg of water and air cooled)
Commercial | Com ¦ EC Plug Fan for Data Center (under cabinet) | 2036 | SC C | GWh | Before Competition Groups | 0.042988 | 0 | 0 | 10195.5111 | 4.2164e-06 | 74 | Commercial_2036_SC C_GWh_Before Competition Groups_74 | EC Plug Fan for Data Center (under cabinet) | 0.0004216% | 0 | 0.042988 | Commercial_2036_SC C_GWh_Before Competition Groups_EC Plug Fan for Data Center (under cabinet)
Commercial | Com ¦ VSD Air Compressor | 2036 | SC C | GWh | Before Competition Groups | 0.039724 | 0 | 0 | 10195.5111 | 3.8962e-06 | 75 | Commercial_2036_SC C_GWh_Before Competition Groups_75 | VSD Air Compressor | 0.0003896% | 0 | 0.039724 | Commercial_2036_SC C_GWh_Before Competition Groups_VSD Air Compressor
Commercial | Com ¦ Electric Convection Combination Ovens | 2036 | SC C | GWh | Before Competition Groups | 0.0036287 | 0 | 0 | 10195.5111 | 3.5591e-07 | 76 | Commercial_2036_SC C_GWh_Before Competition Groups_76 | Electric Convection Combination Ovens | 3.559e-05% | 0 | 0.0036287 | Commercial_2036_SC C_GWh_Before Competition Groups_Electric Convection Combination Ovens
Commercial | Com ¦ Networked/Connected - High Impact Application | 2036 | SC C | GWh | Before Competition Groups | 0.0021945 | 0 | 0 | 10195.5111 | 2.1524e-07 | 77 | Commercial_2036_SC C_GWh_Before Competition Groups_77 | Networked/Connected - High Impact Application | 2.152e-05% | 0 | 0.0021945 | Commercial_2036_SC C_GWh_Before Competition Groups_Networked/Connected - High Impact Application
Commercial | Com ¦ Networked/Connected - Low Impact Application | 2036 | SC C | GWh | Before Competition Groups | 0.00010724 | 0 | 0 | 10195.5111 | 1.0518e-08 | 78 | Commercial_2036_SC C_GWh_Before Competition Groups_78 | Networked/Connected - Low Impact Application | 1.052e-06% | 0 | 0.00010724 | Commercial_2036_SC C_GWh_Before Competition Groups_Networked/Connected - Low Impact Application
Commercial | Com ¦ Indoor Daylight Sensors/Photocell Dimming Control | 2036 | SC C | GWh | Before Competition Groups | 0 | 0 | 0 | 10195.5111 | 0 | 79 | Commercial_2036_SC C_GWh_Before Competition Groups_79 | Indoor Daylight Sensors/Photocell Dimming Control | 0% | 0 | 0 | Commercial_2036_SC C_GWh_Before Competition Groups_Indoor Daylight Sensors/Photocell Dimming Control
Commercial | Com ¦ Variable Refrigerant Flow Heat Pump | 2036 | SC C | GWh | Before Competition Groups | 0 | 0 | 0 | 10195.5111 | 0 | 80 | Commercial_2036_SC C_GWh_Before Competition Groups_80 | Variable Refrigerant Flow Heat Pump | 0% | 0 | 0 | Commercial_2036_SC C_GWh_Before Competition Groups_Variable Refrigerant Flow Heat Pump
Commercial | Com ¦ LED Low/High Bay | 2036 | SC D | GWh | Before Competition Groups | 1020.2566 | 0 | 0 | 9571.5038 | 0.10659 | 1 | Commercial_2036_SC D_GWh_Before Competition Groups_1 | LED Low/High Bay | 10.66% | 0 | 1020.2566 | Commercial_2036_SC D_GWh_Before Competition Groups_LED Low/High Bay
Commercial | Com ¦ ENERGY STAR LED LAMPS (REFLECTOR LAMPs/MR16/PAR 16) | 2036 | SC D | GWh | Before Competition Groups | 978.475 | 0 | 0 | 9571.5038 | 0.10223 | 2 | Commercial_2036_SC D_GWh_Before Competition Groups_2 | ENERGY STAR LED LAMPS (REFLECTOR LAMPs/MR16/PAR 16) | 10.22% | 0 | 978.475 | Commercial_2036_SC D_GWh_Before Competition Groups_ENERGY STAR LED LAMPS (REFLECTOR LAMPs/MR16/PAR 16)
Commercial | Com ¦ LED Troffer/Surface/Suspended | 2036 | SC D | GWh | Before Competition Groups | 932.1286 | 0 | 0 | 9571.5038 | 0.097386 | 3 | Commercial_2036_SC D_GWh_Before Competition Groups_3 | LED Troffer/Surface/Suspended | 9.739% | 0 | 932.1286 | Commercial_2036_SC D_GWh_Before Competition Groups_LED Troffer/Surface/Suspended
Commercial | Com ¦ Building Recommissioning, Operations and Maintenance (O&M) Improvements | 2036 | SC D | GWh | Before Competition Groups | 724.659 | 0 | 0 | 9571.5038 | 0.07571 | 4 | Commercial_2036_SC D_GWh_Before Competition Groups_4 | Building Recommissioning, Operations and Maintenance (O&M) Improvements | 7.571% | 0 | 724.659 | Commercial_2036_SC D_GWh_Before Competition Groups_Building Recommissioning, Operations and Maintenance (O&M) Improvements
Commercial | Com ¦ LED Replacement Lamp (Tube) | 2036 | SC D | GWh | Before Competition Groups | 650.0387 | 0 | 0 | 9571.5038 | 0.067914 | 5 | Commercial_2036_SC D_GWh_Before Competition Groups_5 | LED Replacement Lamp (Tube) | 6.791% | 0 | 650.0387 | Commercial_2036_SC D_GWh_Before Competition Groups_LED Replacement Lamp (Tube)
Commercial | Com ¦ LED EXTERIOR AREA LIGHTS - LED fixture (200W) | 2036 | SC D | GWh | Before Competition Groups | 641.9 | 0 | 0 | 9571.5038 | 0.067064 | 6 | Commercial_2036_SC D_GWh_Before Competition Groups_6 | LED EXTERIOR AREA LIGHTS - LED fixture (200W) | 6.706% | 0 | 641.9 | Commercial_2036_SC D_GWh_Before Competition Groups_LED EXTERIOR AREA LIGHTS - LED fixture (200W)
Commercial | Com ¦ LED parking lot fixture | 2036 | SC D | GWh | Before Competition Groups | 616.1088 | 0 | 0 | 9571.5038 | 0.064369 | 7 | Commercial_2036_SC D_GWh_Before Competition Groups_7 | LED parking lot fixture | 6.437% | 0 | 616.1088 | Commercial_2036_SC D_GWh_Before Competition Groups_LED parking lot fixture
Commercial | Com ¦ Furnace Tune-Up | 2036 | SC D | GWh | Before Competition Groups | 417.038 | 0 | 0 | 9571.5038 | 0.043571 | 8 | Commercial_2036_SC D_GWh_Before Competition Groups_8 | Furnace Tune-Up | 4.357% | 0 | 417.038 | Commercial_2036_SC D_GWh_Before Competition Groups_Furnace Tune-Up
Commercial | Com ¦ LED street light fixture | 2036 | SC D | GWh | Before Competition Groups | 314.4679 | 0 | 0 | 9571.5038 | 0.032855 | 9 | Commercial_2036_SC D_GWh_Before Competition Groups_9 | LED street light fixture | 3.285% | 0 | 314.4679 | Commercial_2036_SC D_GWh_Before Competition Groups_LED street light fixture
Commercial | Com ¦ High Efficiency Air Source Heat Pump | 2036 | SC D | GWh | Before Competition Groups | 301.847 | 0 | 0 | 9571.5038 | 0.031536 | 10 | Commercial_2036_SC D_GWh_Before Competition Groups_10 | High Efficiency Air Source Heat Pump | 3.154% | 0 | 301.847 | Commercial_2036_SC D_GWh_Before Competition Groups_High Efficiency Air Source Heat Pump
Commercial | Com ¦ Reach-in Shaded Pole to ECM/PSC Evaporator Fan Motor | 2036 | SC D | GWh | Before Competition Groups | 271.3162 | 0 | 0 | 9571.5038 | 0.028346 | 11 | Commercial_2036_SC D_GWh_Before Competition Groups_11 | Reach-in Shaded Pole to ECM/PSC Evaporator Fan Motor | 2.835% | 0 | 271.3162 | Commercial_2036_SC D_GWh_Before Competition Groups_Reach-in Shaded Pole to ECM/PSC Evaporator Fan Motor
Commercial | Com ¦ Data Center Storage/Server Virtualization | 2036 | SC D | GWh | Before Competition Groups | 230.6978 | 0 | 0 | 9571.5038 | 0.024103 | 12 | Commercial_2036_SC D_GWh_Before Competition Groups_12 | Data Center Storage/Server Virtualization | 2.41% | 0 | 230.6978 | Commercial_2036_SC D_GWh_Before Competition Groups_Data Center Storage/Server Virtualization
Commercial | Com ¦ Refrigerated Display Case Doors | 2036 | SC D | GWh | Before Competition Groups | 199.2359 | 0 | 0 | 9571.5038 | 0.020816 | 13 | Commercial_2036_SC D_GWh_Before Competition Groups_13 | Refrigerated Display Case Doors | 2.082% | 0 | 199.2359 | Commercial_2036_SC D_GWh_Before Competition Groups_Refrigerated Display Case Doors
Commercial | Com ¦ Strip Curtains | 2036 | SC D | GWh | Before Competition Groups | 199.2145 | 0 | 0 | 9571.5038 | 0.020813 | 14 | Commercial_2036_SC D_GWh_Before Competition Groups_14 | Strip Curtains | 2.081% | 0 | 199.2145 | Commercial_2036_SC D_GWh_Before Competition Groups_Strip Curtains
Commercial | Com ¦ Advanced BAS/Controllers | 2036 | SC D | GWh | Before Competition Groups | 171.5771 | 0 | 0 | 9571.5038 | 0.017926 | 15 | Commercial_2036_SC D_GWh_Before Competition Groups_15 | Advanced BAS/Controllers | 1.793% | 0 | 171.5771 | Commercial_2036_SC D_GWh_Before Competition Groups_Advanced BAS/Controllers
Commercial | Com ¦ Centrally controlled desktop PC/NETWORK PC POWER MANAGEMENT SOFTWARE | 2036 | SC D | GWh | Before Competition Groups | 151.9413 | 0 | 0 | 9571.5038 | 0.015874 | 16 | Commercial_2036_SC D_GWh_Before Competition Groups_16 | Centrally controlled desktop PC/NETWORK PC POWER MANAGEMENT SOFTWARE | 1.587% | 0 | 151.9413 | Commercial_2036_SC D_GWh_Before Competition Groups_Centrally controlled desktop PC/NETWORK PC POWER MANAGEMENT SOFTWARE
Commercial | Com ¦ Demand Control Ventilation | 2036 | SC D | GWh | Before Competition Groups | 148.5769 | 0 | 0 | 9571.5038 | 0.015523 | 17 | Commercial_2036_SC D_GWh_Before Competition Groups_17 | Demand Control Ventilation | 1.552% | 0 | 148.5769 | Commercial_2036_SC D_GWh_Before Competition Groups_Demand Control Ventilation
Commercial | Com ¦ Variable Frequency Drive (VFD) | 2036 | SC D | GWh | Before Competition Groups | 135.3682 | 0 | 0 | 9571.5038 | 0.014143 | 18 | Commercial_2036_SC D_GWh_Before Competition Groups_18 | Variable Frequency Drive (VFD) | 1.414% | 0 | 135.3682 | Commercial_2036_SC D_GWh_Before Competition Groups_Variable Frequency Drive (VFD)
Commercial | Com ¦ VFD on Pumps | 2036 | SC D | GWh | Before Competition Groups | 125.7343 | 0 | 0 | 9571.5038 | 0.013136 | 19 | Commercial_2036_SC D_GWh_Before Competition Groups_19 | VFD on Pumps | 1.314% | 0 | 125.7343 | Commercial_2036_SC D_GWh_Before Competition Groups_VFD on Pumps
Commercial | Com ¦ Education and Capacity Building/Energy Behavior | 2036 | SC D | GWh | Before Competition Groups | 124.2999 | 0 | 0 | 9571.5038 | 0.012986 | 20 | Commercial_2036_SC D_GWh_Before Competition Groups_20 | Education and Capacity Building/Energy Behavior | 1.299% | 0 | 124.2999 | Commercial_2036_SC D_GWh_Before Competition Groups_Education and Capacity Building/Energy Behavior
Commercial | Com ¦ ENERGY STAR LED LAMPS (General Service Lamps) | 2036 | SC D | GWh | Before Competition Groups | 116.7869 | 0 | 0 | 9571.5038 | 0.012202 | 21 | Commercial_2036_SC D_GWh_Before Competition Groups_21 | ENERGY STAR LED LAMPS (General Service Lamps) | 1.22% | 0 | 116.7869 | Commercial_2036_SC D_GWh_Before Competition Groups_ENERGY STAR LED LAMPS (General Service Lamps)
Commercial | Com ¦ LED or Equivalent Sign Lighting | 2036 | SC D | GWh | Before Competition Groups | 115.4955 | 0 | 0 | 9571.5038 | 0.012067 | 22 | Commercial_2036_SC D_GWh_Before Competition Groups_22 | LED or Equivalent Sign Lighting | 1.207% | 0 | 115.4955 | Commercial_2036_SC D_GWh_Before Competition Groups_LED or Equivalent Sign Lighting
Commercial | Com ¦ Adaptive Thermostats | 2036 | SC D | GWh | Before Competition Groups | 106.7791 | 0 | 0 | 9571.5038 | 0.011156 | 23 | Commercial_2036_SC D_GWh_Before Competition Groups_23 | Adaptive Thermostats | 1.116% | 0 | 106.7791 | Commercial_2036_SC D_GWh_Before Competition Groups_Adaptive Thermostats
Commercial | Com ¦ Unitary Air-Conditioning Unit | 2036 | SC D | GWh | Before Competition Groups | 93.3708 | 0 | 0 | 9571.5038 | 0.0097551 | 24 | Commercial_2036_SC D_GWh_Before Competition Groups_24 | Unitary Air-Conditioning Unit | 0.9755% | 0 | 93.3708 | Commercial_2036_SC D_GWh_Before Competition Groups_Unitary Air-Conditioning Unit
Commercial | Com ¦ Door Gasket Freezer/Refrigerator | 2036 | SC D | GWh | Before Competition Groups | 66.0533 | 0 | 0 | 9571.5038 | 0.006901 | 25 | Commercial_2036_SC D_GWh_Before Competition Groups_25 | Door Gasket Freezer/Refrigerator | 0.6901% | 0 | 66.0533 | Commercial_2036_SC D_GWh_Before Competition Groups_Door Gasket Freezer/Refrigerator
Commercial | Com ¦ ECM MOTORS FOR EVAPORATOR FANS for refrigeration (WALK-IN) | 2036 | SC D | GWh | Before Competition Groups | 64.3616 | 0 | 0 | 9571.5038 | 0.0067243 | 26 | Commercial_2036_SC D_GWh_Before Competition Groups_26 | ECM MOTORS FOR EVAPORATOR FANS for refrigeration (WALK-IN) | 0.6724% | 0 | 64.3616 | Commercial_2036_SC D_GWh_Before Competition Groups_ECM MOTORS FOR EVAPORATOR FANS for refrigeration (WALK-IN)
Commercial | Com ¦ Demand Control Kitchen Ventilation | 2036 | SC D | GWh | Before Competition Groups | 64.0831 | 0 | 0 | 9571.5038 | 0.0066952 | 27 | Commercial_2036_SC D_GWh_Before Competition Groups_27 | Demand Control Kitchen Ventilation | 0.6695% | 0 | 64.0831 | Commercial_2036_SC D_GWh_Before Competition Groups_Demand Control Kitchen Ventilation
Commercial | Com ¦ Condensing Unit Heaters or other Efficient Unit Heating System | 2036 | SC D | GWh | Before Competition Groups | 62.5159 | 0 | 0 | 9571.5038 | 0.0065315 | 28 | Commercial_2036_SC D_GWh_Before Competition Groups_28 | Condensing Unit Heaters or other Efficient Unit Heating System | 0.6531% | 0 | 62.5159 | Commercial_2036_SC D_GWh_Before Competition Groups_Condensing Unit Heaters or other Efficient Unit Heating System
Commercial | Com ¦ Air Handler with Dedicated Outdoor Air Systems | 2036 | SC D | GWh | Before Competition Groups | 59.1529 | 0 | 0 | 9571.5038 | 0.0061801 | 29 | Commercial_2036_SC D_GWh_Before Competition Groups_29 | Air Handler with Dedicated Outdoor Air Systems | 0.618% | 0 | 59.1529 | Commercial_2036_SC D_GWh_Before Competition Groups_Air Handler with Dedicated Outdoor Air Systems
Commercial | Com ¦ Evaporator Fan Controls | 2036 | SC D | GWh | Before Competition Groups | 52.0762 | 0 | 0 | 9571.5038 | 0.0054408 | 30 | Commercial_2036_SC D_GWh_Before Competition Groups_30 | Evaporator Fan Controls | 0.5441% | 0 | 52.0762 | Commercial_2036_SC D_GWh_Before Competition Groups_Evaporator Fan Controls
Commercial | Com ¦ Refrigerated Display Case LED | 2036 | SC D | GWh | Before Competition Groups | 47.9018 | 0 | 0 | 9571.5038 | 0.0050046 | 31 | Commercial_2036_SC D_GWh_Before Competition Groups_31 | Refrigerated Display Case LED | 0.5005% | 0 | 47.9018 | Commercial_2036_SC D_GWh_Before Competition Groups_Refrigerated Display Case LED
Commercial | Com ¦ Occupancy Sensors | 2036 | SC D | GWh | Before Competition Groups | 38.1944 | 0 | 0 | 9571.5038 | 0.0039904 | 32 | Commercial_2036_SC D_GWh_Before Competition Groups_32 | Occupancy Sensors | 0.399% | 0 | 38.1944 | Commercial_2036_SC D_GWh_Before Competition Groups_Occupancy Sensors
Commercial | Com ¦ Freezer Case Light Sensor | 2036 | SC D | GWh | Before Competition Groups | 36.987 | 0 | 0 | 9571.5038 | 0.0038643 | 33 | Commercial_2036_SC D_GWh_Before Competition Groups_33 | Freezer Case Light Sensor | 0.3864% | 0 | 36.987 | Commercial_2036_SC D_GWh_Before Competition Groups_Freezer Case Light Sensor
Commercial | Com ¦ Chilled Water Optimization | 2036 | SC D | GWh | Before Competition Groups | 33.9151 | 0 | 0 | 9571.5038 | 0.0035433 | 34 | Commercial_2036_SC D_GWh_Before Competition Groups_34 | Chilled Water Optimization | 0.3543% | 0 | 33.9151 | Commercial_2036_SC D_GWh_Before Competition Groups_Chilled Water Optimization
Commercial | Com ¦ ENERGY STAR Griddle (74% eff) | 2036 | SC D | GWh | Before Competition Groups | 33.8807 | 0 | 0 | 9571.5038 | 0.0035397 | 35 | Commercial_2036_SC D_GWh_Before Competition Groups_35 | ENERGY STAR Griddle (74% eff) | 0.354% | 0 | 33.8807 | Commercial_2036_SC D_GWh_Before Competition Groups_ENERGY STAR Griddle (74% eff)
Commercial | Com ¦ BEVERAGE VENDING MACHINE CONTROLS | 2036 | SC D | GWh | Before Competition Groups | 25.1676 | 0 | 0 | 9571.5038 | 0.0026294 | 36 | Commercial_2036_SC D_GWh_Before Competition Groups_36 | BEVERAGE VENDING MACHINE CONTROLS | 0.2629% | 0 | 25.1676 | Commercial_2036_SC D_GWh_Before Competition Groups_BEVERAGE VENDING MACHINE CONTROLS
Commercial | Com ¦ Elec Storage WH 2.30 Et | 2036 | SC D | GWh | Before Competition Groups | 22.0848 | 0 | 0 | 9571.5038 | 0.0023074 | 37 | Commercial_2036_SC D_GWh_Before Competition Groups_37 | Elec Storage WH 2.30 Et | 0.2307% | 0 | 22.0848 | Commercial_2036_SC D_GWh_Before Competition Groups_Elec Storage WH 2.30 Et
Commercial | Com ¦ Temperature Adjustment in Commercial Freezers | 2036 | SC D | GWh | Before Competition Groups | 19.9294 | 0 | 0 | 9571.5038 | 0.0020822 | 38 | Commercial_2036_SC D_GWh_Before Competition Groups_38 | Temperature Adjustment in Commercial Freezers | 0.2082% | 0 | 19.9294 | Commercial_2036_SC D_GWh_Before Competition Groups_Temperature Adjustment in Commercial Freezers
Commercial | Com ¦ Water Source Heat Pump (4 ton) | 2036 | SC D | GWh | Before Competition Groups | 16.324 | 0 | 0 | 9571.5038 | 0.0017055 | 39 | Commercial_2036_SC D_GWh_Before Competition Groups_39 | Water Source Heat Pump (4 ton) | 0.1705% | 0 | 16.324 | Commercial_2036_SC D_GWh_Before Competition Groups_Water Source Heat Pump (4 ton)
Commercial | Com ¦ CO Sensors for parking garage exhaust fans | 2036 | SC D | GWh | Before Competition Groups | 16.2604 | 0 | 0 | 9571.5038 | 0.0016988 | 40 | Commercial_2036_SC D_GWh_Before Competition Groups_40 | CO Sensors for parking garage exhaust fans | 0.1699% | 0 | 16.2604 | Commercial_2036_SC D_GWh_Before Competition Groups_CO Sensors for parking garage exhaust fans
Commercial | Com ¦ Vertical Night Covers | 2036 | SC D | GWh | Before Competition Groups | 14.8229 | 0 | 0 | 9571.5038 | 0.0015487 | 41 | Commercial_2036_SC D_GWh_Before Competition Groups_41 | Vertical Night Covers | 0.1549% | 0 | 14.8229 | Commercial_2036_SC D_GWh_Before Competition Groups_Vertical Night Covers
Commercial | Com ¦ Energy Efficient Laboratory Fume Hood | 2036 | SC D | GWh | Before Competition Groups | 14.6987 | 0 | 0 | 9571.5038 | 0.0015357 | 42 | Commercial_2036_SC D_GWh_Before Competition Groups_42 | Energy Efficient Laboratory Fume Hood | 0.1536% | 0 | 14.6987 | Commercial_2036_SC D_GWh_Before Competition Groups_Energy Efficient Laboratory Fume Hood
Commercial | Com ¦ Outside Air Economizer | 2036 | SC D | GWh | Before Competition Groups | 14.4005 | 0 | 0 | 9571.5038 | 0.0015045 | 43 | Commercial_2036_SC D_GWh_Before Competition Groups_43 | Outside Air Economizer | 0.1505% | 0 | 14.4005 | Commercial_2036_SC D_GWh_Before Competition Groups_Outside Air Economizer
Commercial | Com ¦ Duct Insulation, R8 | 2036 | SC D | GWh | Before Competition Groups | 13.8683 | 0 | 0 | 9571.5038 | 0.0014489 | 44 | Commercial_2036_SC D_GWh_Before Competition Groups_44 | Duct Insulation, R8 | 0.1449% | 0 | 13.8683 | Commercial_2036_SC D_GWh_Before Competition Groups_Duct Insulation, R8
Commercial | Com ¦ Water Heating (DHW) Pipe Insulation (Add 3/4\ Foam)" | 2036 | SC D | GWh | Before Competition Groups | 12.7493 | 0 | 0 | 9571.5038 | 0.001332 | 45 | Commercial_2036_SC D_GWh_Before Competition Groups_45 | Water Heating (DHW) Pipe Insulation (Add 3/4\ Foam)" | 0.1332% | 0 | 12.7493 | Commercial_2036_SC D_GWh_Before Competition Groups_Water Heating (DHW) Pipe Insulation (Add 3/4\ Foam)"
Commercial | Com ¦ ENERGY STAR Fryer (84% eff) | 2036 | SC D | GWh | Before Competition Groups | 12.3431 | 0 | 0 | 9571.5038 | 0.0012896 | 46 | Commercial_2036_SC D_GWh_Before Competition Groups_46 | ENERGY STAR Fryer (84% eff) | 0.129% | 0 | 12.3431 | Commercial_2036_SC D_GWh_Before Competition Groups_ENERGY STAR Fryer (84% eff)
Commercial | Com ¦ Suction Pipe Insulation Freezer/Refrigerator | 2036 | SC D | GWh | Before Competition Groups | 7.866 | 0 | 0 | 9571.5038 | 0.00082182 | 47 | Commercial_2036_SC D_GWh_Before Competition Groups_47 | Suction Pipe Insulation Freezer/Refrigerator | 0.08218% | 0 | 7.866 | Commercial_2036_SC D_GWh_Before Competition Groups_Suction Pipe Insulation Freezer/Refrigerator
Commercial | Com ¦ ENERGY STAR Dishwasher | 2036 | SC D | GWh | Before Competition Groups | 6.2169 | 0 | 0 | 9571.5038 | 0.00064952 | 48 | Commercial_2036_SC D_GWh_Before Competition Groups_48 | ENERGY STAR Dishwasher | 0.06495% | 0 | 6.2169 | Commercial_2036_SC D_GWh_Before Competition Groups_ENERGY STAR Dishwasher
Commercial | Com ¦ ENERGY STAR Steam Cookers | 2036 | SC D | GWh | Before Competition Groups | 5.9032 | 0 | 0 | 9571.5038 | 0.00061675 | 49 | Commercial_2036_SC D_GWh_Before Competition Groups_49 | ENERGY STAR Steam Cookers | 0.06167% | 0 | 5.9032 | Commercial_2036_SC D_GWh_Before Competition Groups_ENERGY STAR Steam Cookers
Commercial | Com ¦ Condensing Make Up Air Unit | 2036 | SC D | GWh | Before Competition Groups | 4.3978 | 0 | 0 | 9571.5038 | 0.00045946 | 50 | Commercial_2036_SC D_GWh_Before Competition Groups_50 | Condensing Make Up Air Unit | 0.04595% | 0 | 4.3978 | Commercial_2036_SC D_GWh_Before Competition Groups_Condensing Make Up Air Unit
Commercial | Com ¦ Ozone Laundry Treatment | 2036 | SC D | GWh | Before Competition Groups | 3.1964 | 0 | 0 | 9571.5038 | 0.00033395 | 51 | Commercial_2036_SC D_GWh_Before Competition Groups_51 | Ozone Laundry Treatment | 0.0334% | 0 | 3.1964 | Commercial_2036_SC D_GWh_Before Competition Groups_Ozone Laundry Treatment
Commercial | Com ¦ Thermostat Setback | 2036 | SC D | GWh | Before Competition Groups | 2.5211 | 0 | 0 | 9571.5038 | 0.0002634 | 52 | Commercial_2036_SC D_GWh_Before Competition Groups_52 | Thermostat Setback | 0.02634% | 0 | 2.5211 | Commercial_2036_SC D_GWh_Before Competition Groups_Thermostat Setback
Commercial | Com ¦ ECM MOTORS FOR HVAC APPLICATION (FAN-POWERED VAV BOX) | 2036 | SC D | GWh | Before Competition Groups | 1.9999 | 0 | 0 | 9571.5038 | 0.00020895 | 53 | Commercial_2036_SC D_GWh_Before Competition Groups_53 | ECM MOTORS FOR HVAC APPLICATION (FAN-POWERED VAV BOX) | 0.02089% | 0 | 1.9999 | Commercial_2036_SC D_GWh_Before Competition Groups_ECM MOTORS FOR HVAC APPLICATION (FAN-POWERED VAV BOX)
Commercial | Com ¦ Solar Water Preheat (Pools/DHW) | 2036 | SC D | GWh | Before Competition Groups | 1.5056 | 0 | 0 | 9571.5038 | 0.0001573 | 54 | Commercial_2036_SC D_GWh_Before Competition Groups_54 | Solar Water Preheat (Pools/DHW) | 0.01573% | 0 | 1.5056 | Commercial_2036_SC D_GWh_Before Competition Groups_Solar Water Preheat (Pools/DHW)
Commercial | Com ¦ CEE Tier 2/Energy Star Clothes Washers | 2036 | SC D | GWh | Before Competition Groups | 1.1876 | 0 | 0 | 9571.5038 | 0.00012407 | 55 | Commercial_2036_SC D_GWh_Before Competition Groups_55 | CEE Tier 2/Energy Star Clothes Washers | 0.01241% | 0 | 1.1876 | Commercial_2036_SC D_GWh_Before Competition Groups_CEE Tier 2/Energy Star Clothes Washers
Commercial | Com ¦ Notched V belts for HVAC Systems | 2036 | SC D | GWh | Before Competition Groups | 1.1284 | 0 | 0 | 9571.5038 | 0.00011789 | 56 | Commercial_2036_SC D_GWh_Before Competition Groups_56 | Notched V belts for HVAC Systems | 0.01179% | 0 | 1.1284 | Commercial_2036_SC D_GWh_Before Competition Groups_Notched V belts for HVAC Systems
Commercial | COM ¦ Ductless Mini-Split Heat Pumps | 2036 | SC D | GWh | Before Competition Groups | 0.9019 | 0 | 0 | 9571.5038 | 9.4228e-05 | 57 | Commercial_2036_SC D_GWh_Before Competition Groups_57 | Ductless Mini-Split Heat Pumps | 0.009423% | 0 | 0.9019 | Commercial_2036_SC D_GWh_Before Competition Groups_Ductless Mini-Split Heat Pumps
Commercial | Com ¦ Auto Off Time Switch or Time Clock control | 2036 | SC D | GWh | Before Competition Groups | 0.89576 | 0 | 0 | 9571.5038 | 9.3587e-05 | 58 | Commercial_2036_SC D_GWh_Before Competition Groups_58 | Auto Off Time Switch or Time Clock control | 0.009359% | 0 | 0.89576 | Commercial_2036_SC D_GWh_Before Competition Groups_Auto Off Time Switch or Time Clock control
Commercial | Com ¦ Demand controlled Circulating Systems | 2036 | SC D | GWh | Before Competition Groups | 0.85244 | 0 | 0 | 9571.5038 | 8.906e-05 | 59 | Commercial_2036_SC D_GWh_Before Competition Groups_59 | Demand controlled Circulating Systems | 0.008906% | 0 | 0.85244 | Commercial_2036_SC D_GWh_Before Competition Groups_Demand controlled Circulating Systems
Commercial | Com ¦ PTAC (12 EER/10,000 BTU) | 2036 | SC D | GWh | Before Competition Groups | 0.80786 | 0 | 0 | 9571.5038 | 8.4403e-05 | 60 | Commercial_2036_SC D_GWh_Before Competition Groups_60 | PTAC (12 EER/10,000 BTU) | 0.00844% | 0 | 0.80786 | Commercial_2036_SC D_GWh_Before Competition Groups_PTAC (12 EER/10,000 BTU)
Commercial | Com ¦ Low Flow Pre-Rinse Spray Nozzle | 2036 | SC D | GWh | Before Competition Groups | 0.58083 | 0 | 0 | 9571.5038 | 6.0683e-05 | 61 | Commercial_2036_SC D_GWh_Before Competition Groups_61 | Low Flow Pre-Rinse Spray Nozzle | 0.006068% | 0 | 0.58083 | Commercial_2036_SC D_GWh_Before Competition Groups_Low Flow Pre-Rinse Spray Nozzle
Commercial | Com ¦ LED RECESSED DOWNLIGHTS | 2036 | SC D | GWh | Before Competition Groups | 0.56536 | 0 | 0 | 9571.5038 | 5.9067e-05 | 62 | Commercial_2036_SC D_GWh_Before Competition Groups_62 | LED RECESSED DOWNLIGHTS | 0.005907% | 0 | 0.56536 | Commercial_2036_SC D_GWh_Before Competition Groups_LED RECESSED DOWNLIGHTS
Commercial | Com ¦ High Efficiency Small Instantaneous Water Heater | 2036 | SC D | GWh | Before Competition Groups | 0.40765 | 0 | 0 | 9571.5038 | 4.259e-05 | 63 | Commercial_2036_SC D_GWh_Before Competition Groups_63 | High Efficiency Small Instantaneous Water Heater | 0.004259% | 0 | 0.40765 | Commercial_2036_SC D_GWh_Before Competition Groups_High Efficiency Small Instantaneous Water Heater
Commercial | Com ¦ Commercial Hot Food Holding Cabinets | 2036 | SC D | GWh | Before Competition Groups | 0.40094 | 0 | 0 | 9571.5038 | 4.1889e-05 | 64 | Commercial_2036_SC D_GWh_Before Competition Groups_64 | Commercial Hot Food Holding Cabinets | 0.004189% | 0 | 0.40094 | Commercial_2036_SC D_GWh_Before Competition Groups_Commercial Hot Food Holding Cabinets
Commercial | Com ¦ HVAC Optimization | 2036 | SC D | GWh | Before Competition Groups | 0.38729 | 0 | 0 | 9571.5038 | 4.0462e-05 | 65 | Commercial_2036_SC D_GWh_Before Competition Groups_65 | HVAC Optimization | 0.004046% | 0 | 0.38729 | Commercial_2036_SC D_GWh_Before Competition Groups_HVAC Optimization
Commercial | Com ¦ Air Curtains | 2036 | SC D | GWh | Before Competition Groups | 0.20104 | 0 | 0 | 9571.5038 | 2.1004e-05 | 66 | Commercial_2036_SC D_GWh_Before Competition Groups_66 | Air Curtains | 0.0021% | 0 | 0.20104 | Commercial_2036_SC D_GWh_Before Competition Groups_Air Curtains
Commercial | Com ¦ Energy Recovery Ventilation and Ventilation (Enhanced) | 2036 | SC D | GWh | Before Competition Groups | 0.12175 | 0 | 0 | 9571.5038 | 1.272e-05 | 67 | Commercial_2036_SC D_GWh_Before Competition Groups_67 | Energy Recovery Ventilation and Ventilation (Enhanced) | 0.001272% | 0 | 0.12175 | Commercial_2036_SC D_GWh_Before Competition Groups_Energy Recovery Ventilation and Ventilation (Enhanced)
Commercial | Com ¦ Wall Insulation | 2036 | SC D | GWh | Before Competition Groups | 0.11885 | 0 | 0 | 9571.5038 | 1.2418e-05 | 68 | Commercial_2036_SC D_GWh_Before Competition Groups_68 | Wall Insulation | 0.001242% | 0 | 0.11885 | Commercial_2036_SC D_GWh_Before Competition Groups_Wall Insulation
Commercial | Com ¦ Efficient compressor motor | 2036 | SC D | GWh | Before Competition Groups | 0.07231 | 0 | 0 | 9571.5038 | 7.5547e-06 | 69 | Commercial_2036_SC D_GWh_Before Competition Groups_69 | Efficient compressor motor | 0.0007555% | 0 | 0.07231 | Commercial_2036_SC D_GWh_Before Competition Groups_Efficient compressor motor
Commercial | Com ¦ Room AC (w/ louvered sides) 14 SEER from 12 SEER code | 2036 | SC D | GWh | Before Competition Groups | 0.066921 | 0 | 0 | 9571.5038 | 6.9917e-06 | 70 | Commercial_2036_SC D_GWh_Before Competition Groups_70 | Room AC (w/ louvered sides) 14 SEER from 12 SEER code | 0.0006992% | 0 | 0.066921 | Commercial_2036_SC D_GWh_Before Competition Groups_Room AC (w/ louvered sides) 14 SEER from 12 SEER code
Commercial | Com ¦ VSD Air Compressor | 2036 | SC D | GWh | Before Competition Groups | 0.039724 | 0 | 0 | 9571.5038 | 4.1503e-06 | 71 | Commercial_2036_SC D_GWh_Before Competition Groups_71 | VSD Air Compressor | 0.000415% | 0 | 0.039724 | Commercial_2036_SC D_GWh_Before Competition Groups_VSD Air Compressor
Commercial | Com ¦ EC Plug Fan for Data Center (under cabinet) | 2036 | SC D | GWh | Before Competition Groups | 0.038093 | 0 | 0 | 9571.5038 | 3.9799e-06 | 72 | Commercial_2036_SC D_GWh_Before Competition Groups_72 | EC Plug Fan for Data Center (under cabinet) | 0.000398% | 0 | 0.038093 | Commercial_2036_SC D_GWh_Before Competition Groups_EC Plug Fan for Data Center (under cabinet)
Commercial | Com ¦ High Efficiency Chiller (avg of water and air cooled) | 2036 | SC D | GWh | Before Competition Groups | 0.026977 | 0 | 0 | 9571.5038 | 2.8185e-06 | 73 | Commercial_2036_SC D_GWh_Before Competition Groups_73 | High Efficiency Chiller (avg of water and air cooled) | 0.0002818% | 0 | 0.026977 | Commercial_2036_SC D_GWh_Before Competition Groups_High Efficiency Chiller (avg of water and air cooled)
Commercial | Com ¦ LLLC - High Impact Application | 2036 | SC D | GWh | Before Competition Groups | 0.0059799 | 0 | 0 | 9571.5038 | 6.2476e-07 | 74 | Commercial_2036_SC D_GWh_Before Competition Groups_74 | LLLC - High Impact Application | 6.248e-05% | 0 | 0.0059799 | Commercial_2036_SC D_GWh_Before Competition Groups_LLLC - High Impact Application
Commercial | Com ¦ Electric Convection Combination Ovens | 2036 | SC D | GWh | Before Competition Groups | 0.0036287 | 0 | 0 | 9571.5038 | 3.7911e-07 | 75 | Commercial_2036_SC D_GWh_Before Competition Groups_75 | Electric Convection Combination Ovens | 3.791e-05% | 0 | 0.0036287 | Commercial_2036_SC D_GWh_Before Competition Groups_Electric Convection Combination Ovens
Commercial | Com ¦ LLLC - Low Impact Application | 2036 | SC D | GWh | Before Competition Groups | 0.00055992 | 0 | 0 | 9571.5038 | 5.8498e-08 | 76 | Commercial_2036_SC D_GWh_Before Competition Groups_76 | LLLC - Low Impact Application | 5.85e-06% | 0 | 0.00055992 | Commercial_2036_SC D_GWh_Before Competition Groups_LLLC - Low Impact Application
Commercial | Com ¦ Networked/Connected - Low Impact Application | 2036 | SC D | GWh | Before Competition Groups | 1.714e-07 | 0 | 0 | 9571.5038 | 1.7907e-11 | 77 | Commercial_2036_SC D_GWh_Before Competition Groups_77 | Networked/Connected - Low Impact Application | 1.791e-09% | 0 | 1.714e-07 | Commercial_2036_SC D_GWh_Before Competition Groups_Networked/Connected - Low Impact Application
Commercial | Com ¦ Networked/Connected - High Impact Application | 2036 | SC D | GWh | Before Competition Groups | 2.5658e-08 | 0 | 0 | 9571.5038 | 2.6807e-12 | 78 | Commercial_2036_SC D_GWh_Before Competition Groups_78 | Networked/Connected - High Impact Application | 2.681e-10% | 0 | 2.5658e-08 | Commercial_2036_SC D_GWh_Before Competition Groups_Networked/Connected - High Impact Application
Commercial | Com ¦ Indoor Daylight Sensors/Photocell Dimming Control | 2036 | SC D | GWh | Before Competition Groups | 0 | 0 | 0 | 9571.5038 | 0 | 79 | Commercial_2036_SC D_GWh_Before Competition Groups_79 | Indoor Daylight Sensors/Photocell Dimming Control | 0% | 0 | 0 | Commercial_2036_SC D_GWh_Before Competition Groups_Indoor Daylight Sensors/Photocell Dimming Control
Commercial | Com ¦ Variable Refrigerant Flow Heat Pump | 2036 | SC D | GWh | Before Competition Groups | 0 | 0 | 0 | 9571.5038 | 0 | 80 | Commercial_2036_SC D_GWh_Before Competition Groups_80 | Variable Refrigerant Flow Heat Pump | 0% | 0 | 0 | Commercial_2036_SC D_GWh_Before Competition Groups_Variable Refrigerant Flow Heat Pump
Commercial | Com ¦ Central Lighting Control System | 2036 | Technical | GWh | Before Competition Groups | 2010.2277 | 0 | 0 | 21272.0517 | 0.094501 | 1 | Commercial_2036_Technical_GWh_Before Competition Groups_1 | Central Lighting Control System | 9.45% | 0 | 2010.2277 | Commercial_2036_Technical_GWh_Before Competition Groups_Central Lighting Control System
Commercial | Com ¦ Building Recommissioning, Operations and Maintenance (O&M) Improvements | 2036 | Technical | GWh | Before Competition Groups | 1803.9632 | 0 | 0 | 21272.0517 | 0.084804 | 2 | Commercial_2036_Technical_GWh_Before Competition Groups_2 | Building Recommissioning, Operations and Maintenance (O&M) Improvements | 8.48% | 0 | 1803.9632 | Commercial_2036_Technical_GWh_Before Competition Groups_Building Recommissioning, Operations and Maintenance (O&M) Improvements
Commercial | Com ¦ LED Low/High Bay | 2036 | Technical | GWh | Before Competition Groups | 1105.9758 | 0 | 0 | 21272.0517 | 0.051992 | 3 | Commercial_2036_Technical_GWh_Before Competition Groups_3 | LED Low/High Bay | 5.199% | 0 | 1105.9758 | Commercial_2036_Technical_GWh_Before Competition Groups_LED Low/High Bay
Commercial | Com ¦ ENERGY STAR LED LAMPS (REFLECTOR LAMPs/MR16/PAR 16) | 2036 | Technical | GWh | Before Competition Groups | 1057.2296 | 0 | 0 | 21272.0517 | 0.0497 | 4 | Commercial_2036_Technical_GWh_Before Competition Groups_4 | ENERGY STAR LED LAMPS (REFLECTOR LAMPs/MR16/PAR 16) | 4.97% | 0 | 1057.2296 | Commercial_2036_Technical_GWh_Before Competition Groups_ENERGY STAR LED LAMPS (REFLECTOR LAMPs/MR16/PAR 16)
Commercial | Com ¦ LED Troffer/Surface/Suspended | 2036 | Technical | GWh | Before Competition Groups | 900.9484 | 0 | 0 | 21272.0517 | 0.042354 | 5 | Commercial_2036_Technical_GWh_Before Competition Groups_5 | LED Troffer/Surface/Suspended | 4.235% | 0 | 900.9484 | Commercial_2036_Technical_GWh_Before Competition Groups_LED Troffer/Surface/Suspended
Commercial | Com ¦ LED Replacement Lamp (Tube) | 2036 | Technical | GWh | Before Competition Groups | 774.8833 | 0 | 0 | 21272.0517 | 0.036427 | 6 | Commercial_2036_Technical_GWh_Before Competition Groups_6 | LED Replacement Lamp (Tube) | 3.643% | 0 | 774.8833 | Commercial_2036_Technical_GWh_Before Competition Groups_LED Replacement Lamp (Tube)
Commercial | Com ¦ LLLC - High Impact Application | 2036 | Technical | GWh | Before Competition Groups | 771.3486 | 0 | 0 | 21272.0517 | 0.036261 | 7 | Commercial_2036_Technical_GWh_Before Competition Groups_7 | LLLC - High Impact Application | 3.626% | 0 | 771.3486 | Commercial_2036_Technical_GWh_Before Competition Groups_LLLC - High Impact Application
Commercial | Com ¦ LLLC - Low Impact Application | 2036 | Technical | GWh | Before Competition Groups | 764.2147 | 0 | 0 | 21272.0517 | 0.035926 | 8 | Commercial_2036_Technical_GWh_Before Competition Groups_8 | LLLC - Low Impact Application | 3.593% | 0 | 764.2147 | Commercial_2036_Technical_GWh_Before Competition Groups_LLLC - Low Impact Application
Commercial | Com ¦ High Efficiency Air Source Heat Pump | 2036 | Technical | GWh | Before Competition Groups | 726.5484 | 0 | 0 | 21272.0517 | 0.034155 | 9 | Commercial_2036_Technical_GWh_Before Competition Groups_9 | High Efficiency Air Source Heat Pump | 3.416% | 0 | 726.5484 | Commercial_2036_Technical_GWh_Before Competition Groups_High Efficiency Air Source Heat Pump
Commercial | Com ¦ Networked/Connected - High Impact Application | 2036 | Technical | GWh | Before Competition Groups | 697.467 | 0 | 0 | 21272.0517 | 0.032788 | 10 | Commercial_2036_Technical_GWh_Before Competition Groups_10 | Networked/Connected - High Impact Application | 3.279% | 0 | 697.467 | Commercial_2036_Technical_GWh_Before Competition Groups_Networked/Connected - High Impact Application
Commercial | Com ¦ Education and Capacity Building/Energy Behavior | 2036 | Technical | GWh | Before Competition Groups | 678.5089 | 0 | 0 | 21272.0517 | 0.031897 | 11 | Commercial_2036_Technical_GWh_Before Competition Groups_11 | Education and Capacity Building/Energy Behavior | 3.19% | 0 | 678.5089 | Commercial_2036_Technical_GWh_Before Competition Groups_Education and Capacity Building/Energy Behavior
Commercial | Com ¦ LED EXTERIOR AREA LIGHTS - LED fixture (200W) | 2036 | Technical | GWh | Before Competition Groups | 660.8348 | 0 | 0 | 21272.0517 | 0.031066 | 12 | Commercial_2036_Technical_GWh_Before Competition Groups_12 | LED EXTERIOR AREA LIGHTS - LED fixture (200W) | 3.107% | 0 | 660.8348 | Commercial_2036_Technical_GWh_Before Competition Groups_LED EXTERIOR AREA LIGHTS - LED fixture (200W)
Commercial | Com ¦ Networked/Connected - Low Impact Application | 2036 | Technical | GWh | Before Competition Groups | 655.9418 | 0 | 0 | 21272.0517 | 0.030836 | 13 | Commercial_2036_Technical_GWh_Before Competition Groups_13 | Networked/Connected - Low Impact Application | 3.084% | 0 | 655.9418 | Commercial_2036_Technical_GWh_Before Competition Groups_Networked/Connected - Low Impact Application
Commercial | Com ¦ Smart Strip Plug Outlets | 2036 | Technical | GWh | Before Competition Groups | 642.6878 | 0 | 0 | 21272.0517 | 0.030213 | 14 | Commercial_2036_Technical_GWh_Before Competition Groups_14 | Smart Strip Plug Outlets | 3.021% | 0 | 642.6878 | Commercial_2036_Technical_GWh_Before Competition Groups_Smart Strip Plug Outlets
Commercial | Com ¦ LED parking lot fixture | 2036 | Technical | GWh | Before Competition Groups | 627.3937 | 0 | 0 | 21272.0517 | 0.029494 | 15 | Commercial_2036_Technical_GWh_Before Competition Groups_15 | LED parking lot fixture | 2.949% | 0 | 627.3937 | Commercial_2036_Technical_GWh_Before Competition Groups_LED parking lot fixture
Commercial | Com ¦ Variable Refrigerant Flow Heat Pump | 2036 | Technical | GWh | Before Competition Groups | 522.7149 | 0 | 0 | 21272.0517 | 0.024573 | 16 | Commercial_2036_Technical_GWh_Before Competition Groups_16 | Variable Refrigerant Flow Heat Pump | 2.457% | 0 | 522.7149 | Commercial_2036_Technical_GWh_Before Competition Groups_Variable Refrigerant Flow Heat Pump
Commercial | Com ¦ Furnace Tune-Up | 2036 | Technical | GWh | Before Competition Groups | 495.3568 | 0 | 0 | 21272.0517 | 0.023287 | 17 | Commercial_2036_Technical_GWh_Before Competition Groups_17 | Furnace Tune-Up | 2.329% | 0 | 495.3568 | Commercial_2036_Technical_GWh_Before Competition Groups_Furnace Tune-Up
Commercial | Com ¦ Refrigerated Display Case Doors | 2036 | Technical | GWh | Before Competition Groups | 483.3694 | 0 | 0 | 21272.0517 | 0.022723 | 18 | Commercial_2036_Technical_GWh_Before Competition Groups_18 | Refrigerated Display Case Doors | 2.272% | 0 | 483.3694 | Commercial_2036_Technical_GWh_Before Competition Groups_Refrigerated Display Case Doors
Commercial | Com ¦ LED street light fixture | 2036 | Technical | GWh | Before Competition Groups | 403.6655 | 0 | 0 | 21272.0517 | 0.018976 | 19 | Commercial_2036_Technical_GWh_Before Competition Groups_19 | LED street light fixture | 1.898% | 0 | 403.6655 | Commercial_2036_Technical_GWh_Before Competition Groups_LED street light fixture
Commercial | Com ¦ Reach-in Shaded Pole to ECM/PSC Evaporator Fan Motor | 2036 | Technical | GWh | Before Competition Groups | 362.5485 | 0 | 0 | 21272.0517 | 0.017043 | 20 | Commercial_2036_Technical_GWh_Before Competition Groups_20 | Reach-in Shaded Pole to ECM/PSC Evaporator Fan Motor | 1.704% | 0 | 362.5485 | Commercial_2036_Technical_GWh_Before Competition Groups_Reach-in Shaded Pole to ECM/PSC Evaporator Fan Motor
Commercial | Com ¦ Advanced BAS/Controllers | 2036 | Technical | GWh | Before Competition Groups | 336.7822 | 0 | 0 | 21272.0517 | 0.015832 | 21 | Commercial_2036_Technical_GWh_Before Competition Groups_21 | Advanced BAS/Controllers | 1.583% | 0 | 336.7822 | Commercial_2036_Technical_GWh_Before Competition Groups_Advanced BAS/Controllers
Commercial | Com ¦ Demand Control Ventilation | 2036 | Technical | GWh | Before Competition Groups | 336.5996 | 0 | 0 | 21272.0517 | 0.015824 | 22 | Commercial_2036_Technical_GWh_Before Competition Groups_22 | Demand Control Ventilation | 1.582% | 0 | 336.5996 | Commercial_2036_Technical_GWh_Before Competition Groups_Demand Control Ventilation
Commercial | Com ¦ Data Center Storage/Server Virtualization | 2036 | Technical | GWh | Before Competition Groups | 310.2975 | 0 | 0 | 21272.0517 | 0.014587 | 23 | Commercial_2036_Technical_GWh_Before Competition Groups_23 | Data Center Storage/Server Virtualization | 1.459% | 0 | 310.2975 | Commercial_2036_Technical_GWh_Before Competition Groups_Data Center Storage/Server Virtualization
Commercial | Com ¦ Strip Curtains | 2036 | Technical | GWh | Before Competition Groups | 253.6059 | 0 | 0 | 21272.0517 | 0.011922 | 24 | Commercial_2036_Technical_GWh_Before Competition Groups_24 | Strip Curtains | 1.192% | 0 | 253.6059 | Commercial_2036_Technical_GWh_Before Competition Groups_Strip Curtains
Commercial | Com ¦ Unitary Air-Conditioning Unit | 2036 | Technical | GWh | Before Competition Groups | 215.9827 | 0 | 0 | 21272.0517 | 0.010153 | 25 | Commercial_2036_Technical_GWh_Before Competition Groups_25 | Unitary Air-Conditioning Unit | 1.015% | 0 | 215.9827 | Commercial_2036_Technical_GWh_Before Competition Groups_Unitary Air-Conditioning Unit
Commercial | Com ¦ Centrally controlled desktop PC/NETWORK PC POWER MANAGEMENT SOFTWARE | 2036 | Technical | GWh | Before Competition Groups | 210.505 | 0 | 0 | 21272.0517 | 0.0098958 | 26 | Commercial_2036_Technical_GWh_Before Competition Groups_26 | Centrally controlled desktop PC/NETWORK PC POWER MANAGEMENT SOFTWARE | 0.9896% | 0 | 210.505 | Commercial_2036_Technical_GWh_Before Competition Groups_Centrally controlled desktop PC/NETWORK PC POWER MANAGEMENT SOFTWARE
Commercial | Com ¦ Door Gasket Freezer/Refrigerator | 2036 | Technical | GWh | Before Competition Groups | 204.7772 | 0 | 0 | 21272.0517 | 0.0096266 | 27 | Commercial_2036_Technical_GWh_Before Competition Groups_27 | Door Gasket Freezer/Refrigerator | 0.9627% | 0 | 204.7772 | Commercial_2036_Technical_GWh_Before Competition Groups_Door Gasket Freezer/Refrigerator
Commercial | Com ¦ LED or Equivalent Sign Lighting | 2036 | Technical | GWh | Before Competition Groups | 180.3875 | 0 | 0 | 21272.0517 | 0.00848 | 28 | Commercial_2036_Technical_GWh_Before Competition Groups_28 | LED or Equivalent Sign Lighting | 0.848% | 0 | 180.3875 | Commercial_2036_Technical_GWh_Before Competition Groups_LED or Equivalent Sign Lighting
Commercial | Com ¦ Refrigeration Optimization | 2036 | Technical | GWh | Before Competition Groups | 179.9595 | 0 | 0 | 21272.0517 | 0.0084599 | 29 | Commercial_2036_Technical_GWh_Before Competition Groups_29 | Refrigeration Optimization | 0.846% | 0 | 179.9595 | Commercial_2036_Technical_GWh_Before Competition Groups_Refrigeration Optimization
Commercial | Com ¦ Variable Frequency Drive (VFD) | 2036 | Technical | GWh | Before Competition Groups | 164.1931 | 0 | 0 | 21272.0517 | 0.0077187 | 30 | Commercial_2036_Technical_GWh_Before Competition Groups_30 | Variable Frequency Drive (VFD) | 0.7719% | 0 | 164.1931 | Commercial_2036_Technical_GWh_Before Competition Groups_Variable Frequency Drive (VFD)
Commercial | Com ¦ VFD on Pumps | 2036 | Technical | GWh | Before Competition Groups | 153.6653 | 0 | 0 | 21272.0517 | 0.0072238 | 31 | Commercial_2036_Technical_GWh_Before Competition Groups_31 | VFD on Pumps | 0.7224% | 0 | 153.6653 | Commercial_2036_Technical_GWh_Before Competition Groups_VFD on Pumps
Commercial | Com ¦ Adaptive Thermostats | 2036 | Technical | GWh | Before Competition Groups | 151.4108 | 0 | 0 | 21272.0517 | 0.0071178 | 32 | Commercial_2036_Technical_GWh_Before Competition Groups_32 | Adaptive Thermostats | 0.7118% | 0 | 151.4108 | Commercial_2036_Technical_GWh_Before Competition Groups_Adaptive Thermostats
Commercial | Com ¦ Condensing Make Up Air Unit | 2036 | Technical | GWh | Before Competition Groups | 143.3503 | 0 | 0 | 21272.0517 | 0.0067389 | 33 | Commercial_2036_Technical_GWh_Before Competition Groups_33 | Condensing Make Up Air Unit | 0.6739% | 0 | 143.3503 | Commercial_2036_Technical_GWh_Before Competition Groups_Condensing Make Up Air Unit
Commercial | Com ¦ ENERGY STAR FREEZER | 2036 | Technical | GWh | Before Competition Groups | 134.7065 | 0 | 0 | 21272.0517 | 0.0063326 | 34 | Commercial_2036_Technical_GWh_Before Competition Groups_34 | ENERGY STAR FREEZER | 0.6333% | 0 | 134.7065 | Commercial_2036_Technical_GWh_Before Competition Groups_ENERGY STAR FREEZER
Commercial | Com ¦ Super-High Efficiency Furnaces (Emerging Tech) | 2036 | Technical | GWh | Before Competition Groups | 126.821 | 0 | 0 | 21272.0517 | 0.0059619 | 35 | Commercial_2036_Technical_GWh_Before Competition Groups_35 | Super-High Efficiency Furnaces (Emerging Tech) | 0.5962% | 0 | 126.821 | Commercial_2036_Technical_GWh_Before Competition Groups_Super-High Efficiency Furnaces (Emerging Tech)
Commercial | Com ¦ Air Handler with Dedicated Outdoor Air Systems | 2036 | Technical | GWh | Before Competition Groups | 125.3183 | 0 | 0 | 21272.0517 | 0.0058912 | 36 | Commercial_2036_Technical_GWh_Before Competition Groups_36 | Air Handler with Dedicated Outdoor Air Systems | 0.5891% | 0 | 125.3183 | Commercial_2036_Technical_GWh_Before Competition Groups_Air Handler with Dedicated Outdoor Air Systems
Commercial | Com ¦ ENERGY STAR LED LAMPS (General Service Lamps) | 2036 | Technical | GWh | Before Competition Groups | 124.8921 | 0 | 0 | 21272.0517 | 0.0058712 | 37 | Commercial_2036_Technical_GWh_Before Competition Groups_37 | ENERGY STAR LED LAMPS (General Service Lamps) | 0.5871% | 0 | 124.8921 | Commercial_2036_Technical_GWh_Before Competition Groups_ENERGY STAR LED LAMPS (General Service Lamps)
Commercial | Com ¦ ENERGY STAR ICE MACHINES - Ice Making Head | 2036 | Technical | GWh | Before Competition Groups | 122.0317 | 0 | 0 | 21272.0517 | 0.0057367 | 38 | Commercial_2036_Technical_GWh_Before Competition Groups_38 | ENERGY STAR ICE MACHINES - Ice Making Head | 0.5737% | 0 | 122.0317 | Commercial_2036_Technical_GWh_Before Competition Groups_ENERGY STAR ICE MACHINES - Ice Making Head
Commercial | Com ¦ Demand Control Kitchen Ventilation | 2036 | Technical | GWh | Before Competition Groups | 117.19 | 0 | 0 | 21272.0517 | 0.0055091 | 39 | Commercial_2036_Technical_GWh_Before Competition Groups_39 | Demand Control Kitchen Ventilation | 0.5509% | 0 | 117.19 | Commercial_2036_Technical_GWh_Before Competition Groups_Demand Control Kitchen Ventilation
Commercial | Com ¦ Indoor Daylight Sensors/Photocell Dimming Control | 2036 | Technical | GWh | Before Competition Groups | 103.4546 | 0 | 0 | 21272.0517 | 0.0048634 | 40 | Commercial_2036_Technical_GWh_Before Competition Groups_40 | Indoor Daylight Sensors/Photocell Dimming Control | 0.4863% | 0 | 103.4546 | Commercial_2036_Technical_GWh_Before Competition Groups_Indoor Daylight Sensors/Photocell Dimming Control
Commercial | Com ¦ Refrigerated Display Case LED | 2036 | Technical | GWh | Before Competition Groups | 102.0956 | 0 | 0 | 21272.0517 | 0.0047995 | 41 | Commercial_2036_Technical_GWh_Before Competition Groups_41 | Refrigerated Display Case LED | 0.48% | 0 | 102.0956 | Commercial_2036_Technical_GWh_Before Competition Groups_Refrigerated Display Case LED
Commercial | Com ¦ Adding reflective (White) roof treatment or a green roof | 2036 | Technical | GWh | Before Competition Groups | 90.1904 | 0 | 0 | 21272.0517 | 0.0042399 | 42 | Commercial_2036_Technical_GWh_Before Competition Groups_42 | Adding reflective (White) roof treatment or a green roof | 0.424% | 0 | 90.1904 | Commercial_2036_Technical_GWh_Before Competition Groups_Adding reflective (White) roof treatment or a green roof
Commercial | Com ¦ Occupancy Sensors | 2036 | Technical | GWh | Before Competition Groups | 78.5637 | 0 | 0 | 21272.0517 | 0.0036933 | 43 | Commercial_2036_Technical_GWh_Before Competition Groups_43 | Occupancy Sensors | 0.3693% | 0 | 78.5637 | Commercial_2036_Technical_GWh_Before Competition Groups_Occupancy Sensors
Commercial | Com ¦ ECM MOTORS FOR EVAPORATOR FANS for refrigeration (WALK-IN) | 2036 | Technical | GWh | Before Competition Groups | 77.7816 | 0 | 0 | 21272.0517 | 0.0036565 | 44 | Commercial_2036_Technical_GWh_Before Competition Groups_44 | ECM MOTORS FOR EVAPORATOR FANS for refrigeration (WALK-IN) | 0.3657% | 0 | 77.7816 | Commercial_2036_Technical_GWh_Before Competition Groups_ECM MOTORS FOR EVAPORATOR FANS for refrigeration (WALK-IN)
Commercial | Com ¦ Condensing Unit Heaters or other Efficient Unit Heating System | 2036 | Technical | GWh | Before Competition Groups | 74.5441 | 0 | 0 | 21272.0517 | 0.0035043 | 45 | Commercial_2036_Technical_GWh_Before Competition Groups_45 | Condensing Unit Heaters or other Efficient Unit Heating System | 0.3504% | 0 | 74.5441 | Commercial_2036_Technical_GWh_Before Competition Groups_Condensing Unit Heaters or other Efficient Unit Heating System
Commercial | Com ¦ Ground Source Heat Pump | 2036 | Technical | GWh | Before Competition Groups | 73.4625 | 0 | 0 | 21272.0517 | 0.0034535 | 46 | Commercial_2036_Technical_GWh_Before Competition Groups_46 | Ground Source Heat Pump | 0.3453% | 0 | 73.4625 | Commercial_2036_Technical_GWh_Before Competition Groups_Ground Source Heat Pump
Commercial | Com ¦ High R-Value Glass Doors/no-heat glass door | 2036 | Technical | GWh | Before Competition Groups | 68.8422 | 0 | 0 | 21272.0517 | 0.0032363 | 47 | Commercial_2036_Technical_GWh_Before Competition Groups_47 | High R-Value Glass Doors/no-heat glass door | 0.3236% | 0 | 68.8422 | Commercial_2036_Technical_GWh_Before Competition Groups_High R-Value Glass Doors/no-heat glass door
Commercial | Com ¦ HOTEL OCCUPANCY CONTROLS (HVAC + LIGHTING) | 2036 | Technical | GWh | Before Competition Groups | 68.2718 | 0 | 0 | 21272.0517 | 0.0032095 | 48 | Commercial_2036_Technical_GWh_Before Competition Groups_48 | HOTEL OCCUPANCY CONTROLS (HVAC + LIGHTING) | 0.3209% | 0 | 68.2718 | Commercial_2036_Technical_GWh_Before Competition Groups_HOTEL OCCUPANCY CONTROLS (HVAC + LIGHTING)
Commercial | Com ¦ ENERGY STAR Refrigerator | 2036 | Technical | GWh | Before Competition Groups | 66.7552 | 0 | 0 | 21272.0517 | 0.0031382 | 49 | Commercial_2036_Technical_GWh_Before Competition Groups_49 | ENERGY STAR Refrigerator | 0.3138% | 0 | 66.7552 | Commercial_2036_Technical_GWh_Before Competition Groups_ENERGY STAR Refrigerator
Commercial | Com ¦ Freezer Case Light Sensor | 2036 | Technical | GWh | Before Competition Groups | 64.0623 | 0 | 0 | 21272.0517 | 0.0030116 | 50 | Commercial_2036_Technical_GWh_Before Competition Groups_50 | Freezer Case Light Sensor | 0.3012% | 0 | 64.0623 | Commercial_2036_Technical_GWh_Before Competition Groups_Freezer Case Light Sensor
Commercial | Com ¦ Evaporator Fan Controls | 2036 | Technical | GWh | Before Competition Groups | 62.49 | 0 | 0 | 21272.0517 | 0.0029377 | 51 | Commercial_2036_Technical_GWh_Before Competition Groups_51 | Evaporator Fan Controls | 0.2938% | 0 | 62.49 | Commercial_2036_Technical_GWh_Before Competition Groups_Evaporator Fan Controls
Commercial | Com ¦ Chilled Water Optimization | 2036 | Technical | GWh | Before Competition Groups | 53.6069 | 0 | 0 | 21272.0517 | 0.0025201 | 52 | Commercial_2036_Technical_GWh_Before Competition Groups_52 | Chilled Water Optimization | 0.252% | 0 | 53.6069 | Commercial_2036_Technical_GWh_Before Competition Groups_Chilled Water Optimization
Commercial | Com ¦ Elec Storage WH 2.30 Et | 2036 | Technical | GWh | Before Competition Groups | 49.9891 | 0 | 0 | 21272.0517 | 0.00235 | 53 | Commercial_2036_Technical_GWh_Before Competition Groups_53 | Elec Storage WH 2.30 Et | 0.235% | 0 | 49.9891 | Commercial_2036_Technical_GWh_Before Competition Groups_Elec Storage WH 2.30 Et
Commercial | Com ¦ ENERGY STAR Griddle (74% eff) | 2036 | Technical | GWh | Before Competition Groups | 48.1133 | 0 | 0 | 21272.0517 | 0.0022618 | 54 | Commercial_2036_Technical_GWh_Before Competition Groups_54 | ENERGY STAR Griddle (74% eff) | 0.2262% | 0 | 48.1133 | Commercial_2036_Technical_GWh_Before Competition Groups_ENERGY STAR Griddle (74% eff)
Commercial | Com ¦ Refrigeration Commissioning | 2036 | Technical | GWh | Before Competition Groups | 42.8593 | 0 | 0 | 21272.0517 | 0.0020148 | 55 | Commercial_2036_Technical_GWh_Before Competition Groups_55 | Refrigeration Commissioning | 0.2015% | 0 | 42.8593 | Commercial_2036_Technical_GWh_Before Competition Groups_Refrigeration Commissioning
Commercial | Com ¦ BEVERAGE VENDING MACHINE CONTROLS | 2036 | Technical | GWh | Before Competition Groups | 42.8319 | 0 | 0 | 21272.0517 | 0.0020135 | 56 | Commercial_2036_Technical_GWh_Before Competition Groups_56 | BEVERAGE VENDING MACHINE CONTROLS | 0.2014% | 0 | 42.8319 | Commercial_2036_Technical_GWh_Before Competition Groups_BEVERAGE VENDING MACHINE CONTROLS
Commercial | Com ¦ Water Source Heat Pump (4 ton) | 2036 | Technical | GWh | Before Competition Groups | 39.1598 | 0 | 0 | 21272.0517 | 0.0018409 | 57 | Commercial_2036_Technical_GWh_Before Competition Groups_57 | Water Source Heat Pump (4 ton) | 0.1841% | 0 | 39.1598 | Commercial_2036_Technical_GWh_Before Competition Groups_Water Source Heat Pump (4 ton)
Commercial | Com ¦ CO Sensors for parking garage exhaust fans | 2036 | Technical | GWh | Before Competition Groups | 30.8169 | 0 | 0 | 21272.0517 | 0.0014487 | 58 | Commercial_2036_Technical_GWh_Before Competition Groups_58 | CO Sensors for parking garage exhaust fans | 0.1449% | 0 | 30.8169 | Commercial_2036_Technical_GWh_Before Competition Groups_CO Sensors for parking garage exhaust fans
Commercial | Com ¦ Anti-sweat heat (ASH) controls - Cooler/Freezer | 2036 | Technical | GWh | Before Competition Groups | 26.0682 | 0 | 0 | 21272.0517 | 0.0012255 | 59 | Commercial_2036_Technical_GWh_Before Competition Groups_59 | Anti-sweat heat (ASH) controls - Cooler/Freezer | 0.1225% | 0 | 26.0682 | Commercial_2036_Technical_GWh_Before Competition Groups_Anti-sweat heat (ASH) controls - Cooler/Freezer
Commercial | Com ¦ Temperature Adjustment in Commercial Freezers | 2036 | Technical | GWh | Before Competition Groups | 23.8955 | 0 | 0 | 21272.0517 | 0.0011233 | 60 | Commercial_2036_Technical_GWh_Before Competition Groups_60 | Temperature Adjustment in Commercial Freezers | 0.1123% | 0 | 23.8955 | Commercial_2036_Technical_GWh_Before Competition Groups_Temperature Adjustment in Commercial Freezers
Commercial | Com ¦ Energy Efficient Laboratory Fume Hood | 2036 | Technical | GWh | Before Competition Groups | 21.2825 | 0 | 0 | 21272.0517 | 0.0010005 | 61 | Commercial_2036_Technical_GWh_Before Competition Groups_61 | Energy Efficient Laboratory Fume Hood | 0.1% | 0 | 21.2825 | Commercial_2036_Technical_GWh_Before Competition Groups_Energy Efficient Laboratory Fume Hood
Commercial | Com ¦ Vertical Night Covers | 2036 | Technical | GWh | Before Competition Groups | 18.5364 | 0 | 0 | 21272.0517 | 0.0008714 | 62 | Commercial_2036_Technical_GWh_Before Competition Groups_62 | Vertical Night Covers | 0.08714% | 0 | 18.5364 | Commercial_2036_Technical_GWh_Before Competition Groups_Vertical Night Covers
Commercial | Com ¦ Outside Air Economizer | 2036 | Technical | GWh | Before Competition Groups | 17.9527 | 0 | 0 | 21272.0517 | 0.00084396 | 63 | Commercial_2036_Technical_GWh_Before Competition Groups_63 | Outside Air Economizer | 0.0844% | 0 | 17.9527 | Commercial_2036_Technical_GWh_Before Competition Groups_Outside Air Economizer
Commercial | Com ¦ ENERGY STAR Fryer (84% eff) | 2036 | Technical | GWh | Before Competition Groups | 17.2694 | 0 | 0 | 21272.0517 | 0.00081184 | 64 | Commercial_2036_Technical_GWh_Before Competition Groups_64 | ENERGY STAR Fryer (84% eff) | 0.08118% | 0 | 17.2694 | Commercial_2036_Technical_GWh_Before Competition Groups_ENERGY STAR Fryer (84% eff)
Commercial | Com ¦ Duct Insulation, R8 | 2036 | Technical | GWh | Before Competition Groups | 16.5024 | 0 | 0 | 21272.0517 | 0.00077578 | 65 | Commercial_2036_Technical_GWh_Before Competition Groups_65 | Duct Insulation, R8 | 0.07758% | 0 | 16.5024 | Commercial_2036_Technical_GWh_Before Competition Groups_Duct Insulation, R8
Commercial | Com ¦ Water Heating (DHW) Pipe Insulation (Add 3/4\ Foam)" | 2036 | Technical | GWh | Before Competition Groups | 15.9545 | 0 | 0 | 21272.0517 | 0.00075002 | 66 | Commercial_2036_Technical_GWh_Before Competition Groups_66 | Water Heating (DHW) Pipe Insulation (Add 3/4\ Foam)" | 0.075% | 0 | 15.9545 | Commercial_2036_Technical_GWh_Before Competition Groups_Water Heating (DHW) Pipe Insulation (Add 3/4\ Foam)"
Commercial | Com ¦ Roof Insulation/Ceiling Insulation (R25 Code to R35) | 2036 | Technical | GWh | Before Competition Groups | 14.4505 | 0 | 0 | 21272.0517 | 0.00067932 | 67 | Commercial_2036_Technical_GWh_Before Competition Groups_67 | Roof Insulation/Ceiling Insulation (R25 Code to R35) | 0.06793% | 0 | 14.4505 | Commercial_2036_Technical_GWh_Before Competition Groups_Roof Insulation/Ceiling Insulation (R25 Code to R35)
Commercial | Com ¦ High Efficiency Small Instantaneous Water Heater | 2036 | Technical | GWh | Before Competition Groups | 13.7313 | 0 | 0 | 21272.0517 | 0.00064551 | 68 | Commercial_2036_Technical_GWh_Before Competition Groups_68 | High Efficiency Small Instantaneous Water Heater | 0.06455% | 0 | 13.7313 | Commercial_2036_Technical_GWh_Before Competition Groups_High Efficiency Small Instantaneous Water Heater
Commercial | Com ¦ ENERGY STAR Dishwasher | 2036 | Technical | GWh | Before Competition Groups | 12.9478 | 0 | 0 | 21272.0517 | 0.00060868 | 69 | Commercial_2036_Technical_GWh_Before Competition Groups_69 | ENERGY STAR Dishwasher | 0.06087% | 0 | 12.9478 | Commercial_2036_Technical_GWh_Before Competition Groups_ENERGY STAR Dishwasher
Commercial | Com ¦ LED RECESSED DOWNLIGHTS | 2036 | Technical | GWh | Before Competition Groups | 10.9932 | 0 | 0 | 21272.0517 | 0.00051679 | 70 | Commercial_2036_Technical_GWh_Before Competition Groups_70 | LED RECESSED DOWNLIGHTS | 0.05168% | 0 | 10.9932 | Commercial_2036_Technical_GWh_Before Competition Groups_LED RECESSED DOWNLIGHTS
Commercial | Com ¦ Suction Pipe Insulation Freezer/Refrigerator | 2036 | Technical | GWh | Before Competition Groups | 10.1309 | 0 | 0 | 21272.0517 | 0.00047625 | 71 | Commercial_2036_Technical_GWh_Before Competition Groups_71 | Suction Pipe Insulation Freezer/Refrigerator | 0.04763% | 0 | 10.1309 | Commercial_2036_Technical_GWh_Before Competition Groups_Suction Pipe Insulation Freezer/Refrigerator
Commercial | Com ¦ ENERGY STAR Steam Cookers | 2036 | Technical | GWh | Before Competition Groups | 8.4414 | 0 | 0 | 21272.0517 | 0.00039683 | 72 | Commercial_2036_Technical_GWh_Before Competition Groups_72 | ENERGY STAR Steam Cookers | 0.03968% | 0 | 8.4414 | Commercial_2036_Technical_GWh_Before Competition Groups_ENERGY STAR Steam Cookers
Commercial | Com ¦ Evaporator Coil Defrost (Cooler) | 2036 | Technical | GWh | Before Competition Groups | 8.3489 | 0 | 0 | 21272.0517 | 0.00039248 | 73 | Commercial_2036_Technical_GWh_Before Competition Groups_73 | Evaporator Coil Defrost (Cooler) | 0.03925% | 0 | 8.3489 | Commercial_2036_Technical_GWh_Before Competition Groups_Evaporator Coil Defrost (Cooler)
Commercial | Com ¦ SYNCHRONOUS BELT | 2036 | Technical | GWh | Before Competition Groups | 6.7281 | 0 | 0 | 21272.0517 | 0.00031629 | 74 | Commercial_2036_Technical_GWh_Before Competition Groups_74 | SYNCHRONOUS BELT | 0.03163% | 0 | 6.7281 | Commercial_2036_Technical_GWh_Before Competition Groups_SYNCHRONOUS BELT
Commercial | Com ¦ Ozone Laundry Treatment | 2036 | Technical | GWh | Before Competition Groups | 6.6229 | 0 | 0 | 21272.0517 | 0.00031134 | 75 | Commercial_2036_Technical_GWh_Before Competition Groups_75 | Ozone Laundry Treatment | 0.03113% | 0 | 6.6229 | Commercial_2036_Technical_GWh_Before Competition Groups_Ozone Laundry Treatment
Commercial | Com ¦ Solar Water Preheat (Pools/DHW) | 2036 | Technical | GWh | Before Competition Groups | 4.2026 | 0 | 0 | 21272.0517 | 0.00019756 | 76 | Commercial_2036_Technical_GWh_Before Competition Groups_76 | Solar Water Preheat (Pools/DHW) | 0.01976% | 0 | 4.2026 | Commercial_2036_Technical_GWh_Before Competition Groups_Solar Water Preheat (Pools/DHW)
Commercial | Com ¦ Efficient compressor motor | 2036 | Technical | GWh | Before Competition Groups | 3.9166 | 0 | 0 | 21272.0517 | 0.00018412 | 77 | Commercial_2036_Technical_GWh_Before Competition Groups_77 | Efficient compressor motor | 0.01841% | 0 | 3.9166 | Commercial_2036_Technical_GWh_Before Competition Groups_Efficient compressor motor
Commercial | Com ¦ Heat Pump Water Heater (50 Gallons) | 2036 | Technical | GWh | Before Competition Groups | 3.4649 | 0 | 0 | 21272.0517 | 0.00016289 | 78 | Commercial_2036_Technical_GWh_Before Competition Groups_78 | Heat Pump Water Heater (50 Gallons) | 0.01629% | 0 | 3.4649 | Commercial_2036_Technical_GWh_Before Competition Groups_Heat Pump Water Heater (50 Gallons)
Commercial | Com ¦ Demand controlled Circulating Systems | 2036 | Technical | GWh | Before Competition Groups | 3.4189 | 0 | 0 | 21272.0517 | 0.00016072 | 79 | Commercial_2036_Technical_GWh_Before Competition Groups_79 | Demand controlled Circulating Systems | 0.01607% | 0 | 3.4189 | Commercial_2036_Technical_GWh_Before Competition Groups_Demand controlled Circulating Systems
Commercial | Com ¦ Notched V belts for HVAC Systems | 2036 | Technical | GWh | Before Competition Groups | 3.364 | 0 | 0 | 21272.0517 | 0.00015814 | 80 | Commercial_2036_Technical_GWh_Before Competition Groups_80 | Notched V belts for HVAC Systems | 0.01581% | 0 | 3.364 | Commercial_2036_Technical_GWh_Before Competition Groups_Notched V belts for HVAC Systems
Commercial | Com ¦ Room AC (w/ louvered sides) 14 SEER from 12 SEER code | 2036 | Technical | GWh | Before Competition Groups | 2.9251 | 0 | 0 | 21272.0517 | 0.00013751 | 81 | Commercial_2036_Technical_GWh_Before Competition Groups_81 | Room AC (w/ louvered sides) 14 SEER from 12 SEER code | 0.01375% | 0 | 2.9251 | Commercial_2036_Technical_GWh_Before Competition Groups_Room AC (w/ louvered sides) 14 SEER from 12 SEER code
Commercial | Com ¦ ECM MOTORS FOR HVAC APPLICATION (FAN-POWERED VAV BOX) | 2036 | Technical | GWh | Before Competition Groups | 2.8586 | 0 | 0 | 21272.0517 | 0.00013438 | 82 | Commercial_2036_Technical_GWh_Before Competition Groups_82 | ECM MOTORS FOR HVAC APPLICATION (FAN-POWERED VAV BOX) | 0.01344% | 0 | 2.8586 | Commercial_2036_Technical_GWh_Before Competition Groups_ECM MOTORS FOR HVAC APPLICATION (FAN-POWERED VAV BOX)
Commercial | Com ¦ Thermostat Setback | 2036 | Technical | GWh | Before Competition Groups | 2.8266 | 0 | 0 | 21272.0517 | 0.00013288 | 83 | Commercial_2036_Technical_GWh_Before Competition Groups_83 | Thermostat Setback | 0.01329% | 0 | 2.8266 | Commercial_2036_Technical_GWh_Before Competition Groups_Thermostat Setback
Commercial | Com ¦ Commercial Hot Food Holding Cabinets | 2036 | Technical | GWh | Before Competition Groups | 2.4276 | 0 | 0 | 21272.0517 | 0.00011412 | 84 | Commercial_2036_Technical_GWh_Before Competition Groups_84 | Commercial Hot Food Holding Cabinets | 0.01141% | 0 | 2.4276 | Commercial_2036_Technical_GWh_Before Competition Groups_Commercial Hot Food Holding Cabinets
Commercial | Com ¦ PTAC (12 EER/10,000 BTU) | 2036 | Technical | GWh | Before Competition Groups | 2.333 | 0 | 0 | 21272.0517 | 0.00010967 | 85 | Commercial_2036_Technical_GWh_Before Competition Groups_85 | PTAC (12 EER/10,000 BTU) | 0.01097% | 0 | 2.333 | Commercial_2036_Technical_GWh_Before Competition Groups_PTAC (12 EER/10,000 BTU)
Commercial | Com ¦ Wall Insulation | 2036 | Technical | GWh | Before Competition Groups | 1.9857 | 0 | 0 | 21272.0517 | 9.3346e-05 | 86 | Commercial_2036_Technical_GWh_Before Competition Groups_86 | Wall Insulation | 0.009335% | 0 | 1.9857 | Commercial_2036_Technical_GWh_Before Competition Groups_Wall Insulation
Commercial | Com ¦ Solar Preheat Make up Air | 2036 | Technical | GWh | Before Competition Groups | 1.9609 | 0 | 0 | 21272.0517 | 9.2181e-05 | 87 | Commercial_2036_Technical_GWh_Before Competition Groups_87 | Solar Preheat Make up Air | 0.009218% | 0 | 1.9609 | Commercial_2036_Technical_GWh_Before Competition Groups_Solar Preheat Make up Air
Commercial | Com ¦ CEE Tier 2/Energy Star Clothes Washers | 2036 | Technical | GWh | Before Competition Groups | 1.6693 | 0 | 0 | 21272.0517 | 7.8474e-05 | 88 | Commercial_2036_Technical_GWh_Before Competition Groups_88 | CEE Tier 2/Energy Star Clothes Washers | 0.007847% | 0 | 1.6693 | Commercial_2036_Technical_GWh_Before Competition Groups_CEE Tier 2/Energy Star Clothes Washers
Commercial | COM ¦ Ductless Mini-Split Heat Pumps | 2036 | Technical | GWh | Before Competition Groups | 1.6028 | 0 | 0 | 21272.0517 | 7.5347e-05 | 89 | Commercial_2036_Technical_GWh_Before Competition Groups_89 | Ductless Mini-Split Heat Pumps | 0.007535% | 0 | 1.6028 | Commercial_2036_Technical_GWh_Before Competition Groups_Ductless Mini-Split Heat Pumps
Commercial | Com ¦ Solar Electric Water Heater (50 Gallon) | 2036 | Technical | GWh | Before Competition Groups | 1.4736 | 0 | 0 | 21272.0517 | 6.9273e-05 | 90 | Commercial_2036_Technical_GWh_Before Competition Groups_90 | Solar Electric Water Heater (50 Gallon) | 0.006927% | 0 | 1.4736 | Commercial_2036_Technical_GWh_Before Competition Groups_Solar Electric Water Heater (50 Gallon)
Commercial | Com ¦ Auto Off Time Switch or Time Clock control | 2036 | Technical | GWh | Before Competition Groups | 1.4054 | 0 | 0 | 21272.0517 | 6.6068e-05 | 91 | Commercial_2036_Technical_GWh_Before Competition Groups_91 | Auto Off Time Switch or Time Clock control | 0.006607% | 0 | 1.4054 | Commercial_2036_Technical_GWh_Before Competition Groups_Auto Off Time Switch or Time Clock control
Commercial | Com ¦ Energy Recovery Ventilation and Ventilation (Enhanced) | 2036 | Technical | GWh | Before Competition Groups | 0.94365 | 0 | 0 | 21272.0517 | 4.4361e-05 | 92 | Commercial_2036_Technical_GWh_Before Competition Groups_92 | Energy Recovery Ventilation and Ventilation (Enhanced) | 0.004436% | 0 | 0.94365 | Commercial_2036_Technical_GWh_Before Competition Groups_Energy Recovery Ventilation and Ventilation (Enhanced)
Commercial | Com ¦ HVAC Optimization | 2036 | Technical | GWh | Before Competition Groups | 0.89228 | 0 | 0 | 21272.0517 | 4.1946e-05 | 93 | Commercial_2036_Technical_GWh_Before Competition Groups_93 | HVAC Optimization | 0.004195% | 0 | 0.89228 | Commercial_2036_Technical_GWh_Before Competition Groups_HVAC Optimization
Commercial | Com ¦ Low Flow Pre-Rinse Spray Nozzle | 2036 | Technical | GWh | Before Competition Groups | 0.87659 | 0 | 0 | 21272.0517 | 4.1208e-05 | 94 | Commercial_2036_Technical_GWh_Before Competition Groups_94 | Low Flow Pre-Rinse Spray Nozzle | 0.004121% | 0 | 0.87659 | Commercial_2036_Technical_GWh_Before Competition Groups_Low Flow Pre-Rinse Spray Nozzle
Commercial | Com ¦ High Efficiency Chiller (avg of water and air cooled) | 2036 | Technical | GWh | Before Competition Groups | 0.75031 | 0 | 0 | 21272.0517 | 3.5272e-05 | 95 | Commercial_2036_Technical_GWh_Before Competition Groups_95 | High Efficiency Chiller (avg of water and air cooled) | 0.003527% | 0 | 0.75031 | Commercial_2036_Technical_GWh_Before Competition Groups_High Efficiency Chiller (avg of water and air cooled)
Commercial | Com ¦ eCube | 2036 | Technical | GWh | Before Competition Groups | 0.29669 | 0 | 0 | 21272.0517 | 1.3947e-05 | 96 | Commercial_2036_Technical_GWh_Before Competition Groups_96 | eCube | 0.001395% | 0 | 0.29669 | Commercial_2036_Technical_GWh_Before Competition Groups_eCube
Commercial | Com ¦ EC Plug Fan for Data Center (under cabinet) | 2036 | Technical | GWh | Before Competition Groups | 0.21295 | 0 | 0 | 21272.0517 | 1.0011e-05 | 97 | Commercial_2036_Technical_GWh_Before Competition Groups_97 | EC Plug Fan for Data Center (under cabinet) | 0.001001% | 0 | 0.21295 | Commercial_2036_Technical_GWh_Before Competition Groups_EC Plug Fan for Data Center (under cabinet)
Commercial | Com ¦ Air Curtains | 2036 | Technical | GWh | Before Competition Groups | 0.061426 | 0 | 0 | 21272.0517 | 2.8876e-06 | 98 | Commercial_2036_Technical_GWh_Before Competition Groups_98 | Air Curtains | 0.0002888% | 0 | 0.061426 | Commercial_2036_Technical_GWh_Before Competition Groups_Air Curtains
Commercial | Com ¦ VSD Air Compressor | 2036 | Technical | GWh | Before Competition Groups | 0.058833 | 0 | 0 | 21272.0517 | 2.7657e-06 | 99 | Commercial_2036_Technical_GWh_Before Competition Groups_99 | VSD Air Compressor | 0.0002766% | 0 | 0.058833 | Commercial_2036_Technical_GWh_Before Competition Groups_VSD Air Compressor
Commercial | Com ¦ Exterior Photocell | 2036 | Technical | GWh | Before Competition Groups | 0.056715 | 0 | 0 | 21272.0517 | 2.6662e-06 | 100 | Commercial_2036_Technical_GWh_Before Competition Groups_100 | Exterior Photocell | 0.0002666% | 0 | 0.056715 | Commercial_2036_Technical_GWh_Before Competition Groups_Exterior Photocell
Commercial | Com ¦ High Efficiency Induction Cooking | 2036 | Technical | GWh | Before Competition Groups | 0.009047 | 0 | 0 | 21272.0517 | 4.253e-07 | 101 | Commercial_2036_Technical_GWh_Before Competition Groups_101 | High Efficiency Induction Cooking | 4.253e-05% | 0 | 0.009047 | Commercial_2036_Technical_GWh_Before Competition Groups_High Efficiency Induction Cooking
Commercial | Com ¦ Electric Convection Combination Ovens | 2036 | Technical | GWh | Before Competition Groups | 0.0045873 | 0 | 0 | 21272.0517 | 2.1565e-07 | 102 | Commercial_2036_Technical_GWh_Before Competition Groups_102 | Electric Convection Combination Ovens | 2.156e-05% | 0 | 0.0045873 | Commercial_2036_Technical_GWh_Before Competition Groups_Electric Convection Combination Ovens
Commercial | Com ¦ Building Recommissioning, Operations and Maintenance (O&M) Improvements | 2037 | Economic | GWh | Before Competition Groups | 1767.7036 | 0 | 0 | 14273.8829 | 0.12384 | 1 | Commercial_2037_Economic_GWh_Before Competition Groups_1 | Building Recommissioning, Operations and Maintenance (O&M) Improvements | 12.38% | 0 | 1767.7036 | Commercial_2037_Economic_GWh_Before Competition Groups_Building Recommissioning, Operations and Maintenance (O&M) Improvements
Commercial | Com ¦ LED Low/High Bay | 2037 | Economic | GWh | Before Competition Groups | 1083.7457 | 0 | 0 | 14273.8829 | 0.075925 | 2 | Commercial_2037_Economic_GWh_Before Competition Groups_2 | LED Low/High Bay | 7.593% | 0 | 1083.7457 | Commercial_2037_Economic_GWh_Before Competition Groups_LED Low/High Bay
Commercial | Com ¦ ENERGY STAR LED LAMPS (REFLECTOR LAMPs/MR16/PAR 16) | 2037 | Economic | GWh | Before Competition Groups | 954.2713 | 0 | 0 | 14273.8829 | 0.066854 | 3 | Commercial_2037_Economic_GWh_Before Competition Groups_3 | ENERGY STAR LED LAMPS (REFLECTOR LAMPs/MR16/PAR 16) | 6.685% | 0 | 954.2713 | Commercial_2037_Economic_GWh_Before Competition Groups_ENERGY STAR LED LAMPS (REFLECTOR LAMPs/MR16/PAR 16)
Commercial | Com ¦ LED Troffer/Surface/Suspended | 2037 | Economic | GWh | Before Competition Groups | 882.8393 | 0 | 0 | 14273.8829 | 0.06185 | 4 | Commercial_2037_Economic_GWh_Before Competition Groups_4 | LED Troffer/Surface/Suspended | 6.185% | 0 | 882.8393 | Commercial_2037_Economic_GWh_Before Competition Groups_LED Troffer/Surface/Suspended
Commercial | Com ¦ LED Replacement Lamp (Tube) | 2037 | Economic | GWh | Before Competition Groups | 802.8397 | 0 | 0 | 14273.8829 | 0.056245 | 5 | Commercial_2037_Economic_GWh_Before Competition Groups_5 | LED Replacement Lamp (Tube) | 5.625% | 0 | 802.8397 | Commercial_2037_Economic_GWh_Before Competition Groups_LED Replacement Lamp (Tube)
Commercial | Com ¦ High Efficiency Air Source Heat Pump | 2037 | Economic | GWh | Before Competition Groups | 753.8279 | 0 | 0 | 14273.8829 | 0.052812 | 6 | Commercial_2037_Economic_GWh_Before Competition Groups_6 | High Efficiency Air Source Heat Pump | 5.281% | 0 | 753.8279 | Commercial_2037_Economic_GWh_Before Competition Groups_High Efficiency Air Source Heat Pump
Commercial | Com ¦ LED EXTERIOR AREA LIGHTS - LED fixture (200W) | 2037 | Economic | GWh | Before Competition Groups | 664.9658 | 0 | 0 | 14273.8829 | 0.046586 | 7 | Commercial_2037_Economic_GWh_Before Competition Groups_7 | LED EXTERIOR AREA LIGHTS - LED fixture (200W) | 4.659% | 0 | 664.9658 | Commercial_2037_Economic_GWh_Before Competition Groups_LED EXTERIOR AREA LIGHTS - LED fixture (200W)
Commercial | Com ¦ Education and Capacity Building/Energy Behavior | 2037 | Economic | GWh | Before Competition Groups | 663.9637 | 0 | 0 | 14273.8829 | 0.046516 | 8 | Commercial_2037_Economic_GWh_Before Competition Groups_8 | Education and Capacity Building/Energy Behavior | 4.652% | 0 | 663.9637 | Commercial_2037_Economic_GWh_Before Competition Groups_Education and Capacity Building/Energy Behavior
Commercial | Com ¦ LED parking lot fixture | 2037 | Economic | GWh | Before Competition Groups | 630.8388 | 0 | 0 | 14273.8829 | 0.044195 | 9 | Commercial_2037_Economic_GWh_Before Competition Groups_9 | LED parking lot fixture | 4.42% | 0 | 630.8388 | Commercial_2037_Economic_GWh_Before Competition Groups_LED parking lot fixture
Commercial | Com ¦ Furnace Tune-Up | 2037 | Economic | GWh | Before Competition Groups | 485.4002 | 0 | 0 | 14273.8829 | 0.034006 | 10 | Commercial_2037_Economic_GWh_Before Competition Groups_10 | Furnace Tune-Up | 3.401% | 0 | 485.4002 | Commercial_2037_Economic_GWh_Before Competition Groups_Furnace Tune-Up
Commercial | Com ¦ LED street light fixture | 2037 | Economic | GWh | Before Competition Groups | 406.3167 | 0 | 0 | 14273.8829 | 0.028466 | 11 | Commercial_2037_Economic_GWh_Before Competition Groups_11 | LED street light fixture | 2.847% | 0 | 406.3167 | Commercial_2037_Economic_GWh_Before Competition Groups_LED street light fixture
Commercial | Com ¦ LLLC - High Impact Application | 2037 | Economic | GWh | Before Competition Groups | 405.592 | 0 | 0 | 14273.8829 | 0.028415 | 12 | Commercial_2037_Economic_GWh_Before Competition Groups_12 | LLLC - High Impact Application | 2.841% | 0 | 405.592 | Commercial_2037_Economic_GWh_Before Competition Groups_LLLC - High Impact Application
Commercial | Com ¦ Refrigerated Display Case Doors | 2037 | Economic | GWh | Before Competition Groups | 393.9225 | 0 | 0 | 14273.8829 | 0.027597 | 13 | Commercial_2037_Economic_GWh_Before Competition Groups_13 | Refrigerated Display Case Doors | 2.76% | 0 | 393.9225 | Commercial_2037_Economic_GWh_Before Competition Groups_Refrigerated Display Case Doors
Commercial | Com ¦ Reach-in Shaded Pole to ECM/PSC Evaporator Fan Motor | 2037 | Economic | GWh | Before Competition Groups | 375.2912 | 0 | 0 | 14273.8829 | 0.026292 | 14 | Commercial_2037_Economic_GWh_Before Competition Groups_14 | Reach-in Shaded Pole to ECM/PSC Evaporator Fan Motor | 2.629% | 0 | 375.2912 | Commercial_2037_Economic_GWh_Before Competition Groups_Reach-in Shaded Pole to ECM/PSC Evaporator Fan Motor
Commercial | Com ¦ Advanced BAS/Controllers | 2037 | Economic | GWh | Before Competition Groups | 338.5261 | 0 | 0 | 14273.8829 | 0.023716 | 15 | Commercial_2037_Economic_GWh_Before Competition Groups_15 | Advanced BAS/Controllers | 2.372% | 0 | 338.5261 | Commercial_2037_Economic_GWh_Before Competition Groups_Advanced BAS/Controllers
Commercial | Com ¦ Demand Control Ventilation | 2037 | Economic | GWh | Before Competition Groups | 335.6703 | 0 | 0 | 14273.8829 | 0.023516 | 16 | Commercial_2037_Economic_GWh_Before Competition Groups_16 | Demand Control Ventilation | 2.352% | 0 | 335.6703 | Commercial_2037_Economic_GWh_Before Competition Groups_Demand Control Ventilation
Commercial | Com ¦ Data Center Storage/Server Virtualization | 2037 | Economic | GWh | Before Competition Groups | 310.7374 | 0 | 0 | 14273.8829 | 0.02177 | 17 | Commercial_2037_Economic_GWh_Before Competition Groups_17 | Data Center Storage/Server Virtualization | 2.177% | 0 | 310.7374 | Commercial_2037_Economic_GWh_Before Competition Groups_Data Center Storage/Server Virtualization
Commercial | Com ¦ Strip Curtains | 2037 | Economic | GWh | Before Competition Groups | 255.7569 | 0 | 0 | 14273.8829 | 0.017918 | 18 | Commercial_2037_Economic_GWh_Before Competition Groups_18 | Strip Curtains | 1.792% | 0 | 255.7569 | Commercial_2037_Economic_GWh_Before Competition Groups_Strip Curtains
Commercial | Com ¦ LLLC - Low Impact Application | 2037 | Economic | GWh | Before Competition Groups | 254.3079 | 0 | 0 | 14273.8829 | 0.017816 | 19 | Commercial_2037_Economic_GWh_Before Competition Groups_19 | LLLC - Low Impact Application | 1.782% | 0 | 254.3079 | Commercial_2037_Economic_GWh_Before Competition Groups_LLLC - Low Impact Application
Commercial | Com ¦ Unitary Air-Conditioning Unit | 2037 | Economic | GWh | Before Competition Groups | 223.1927 | 0 | 0 | 14273.8829 | 0.015636 | 20 | Commercial_2037_Economic_GWh_Before Competition Groups_20 | Unitary Air-Conditioning Unit | 1.564% | 0 | 223.1927 | Commercial_2037_Economic_GWh_Before Competition Groups_Unitary Air-Conditioning Unit
Commercial | Com ¦ Centrally controlled desktop PC/NETWORK PC POWER MANAGEMENT SOFTWARE | 2037 | Economic | GWh | Before Competition Groups | 211.9874 | 0 | 0 | 14273.8829 | 0.014851 | 21 | Commercial_2037_Economic_GWh_Before Competition Groups_21 | Centrally controlled desktop PC/NETWORK PC POWER MANAGEMENT SOFTWARE | 1.485% | 0 | 211.9874 | Commercial_2037_Economic_GWh_Before Competition Groups_Centrally controlled desktop PC/NETWORK PC POWER MANAGEMENT SOFTWARE
Commercial | Com ¦ LED or Equivalent Sign Lighting | 2037 | Economic | GWh | Before Competition Groups | 181.6593 | 0 | 0 | 14273.8829 | 0.012727 | 22 | Commercial_2037_Economic_GWh_Before Competition Groups_22 | LED or Equivalent Sign Lighting | 1.273% | 0 | 181.6593 | Commercial_2037_Economic_GWh_Before Competition Groups_LED or Equivalent Sign Lighting
Commercial | Com ¦ Variable Frequency Drive (VFD) | 2037 | Economic | GWh | Before Competition Groups | 160.8928 | 0 | 0 | 14273.8829 | 0.011272 | 23 | Commercial_2037_Economic_GWh_Before Competition Groups_23 | Variable Frequency Drive (VFD) | 1.127% | 0 | 160.8928 | Commercial_2037_Economic_GWh_Before Competition Groups_Variable Frequency Drive (VFD)
Commercial | Com ¦ Adaptive Thermostats | 2037 | Economic | GWh | Before Competition Groups | 152.778 | 0 | 0 | 14273.8829 | 0.010703 | 24 | Commercial_2037_Economic_GWh_Before Competition Groups_24 | Adaptive Thermostats | 1.07% | 0 | 152.778 | Commercial_2037_Economic_GWh_Before Competition Groups_Adaptive Thermostats
Commercial | Com ¦ VFD on Pumps | 2037 | Economic | GWh | Before Competition Groups | 150.5766 | 0 | 0 | 14273.8829 | 0.010549 | 25 | Commercial_2037_Economic_GWh_Before Competition Groups_25 | VFD on Pumps | 1.055% | 0 | 150.5766 | Commercial_2037_Economic_GWh_Before Competition Groups_VFD on Pumps
Commercial | Com ¦ ENERGY STAR LED LAMPS (General Service Lamps) | 2037 | Economic | GWh | Before Competition Groups | 124.4623 | 0 | 0 | 14273.8829 | 0.0087196 | 26 | Commercial_2037_Economic_GWh_Before Competition Groups_26 | ENERGY STAR LED LAMPS (General Service Lamps) | 0.872% | 0 | 124.4623 | Commercial_2037_Economic_GWh_Before Competition Groups_ENERGY STAR LED LAMPS (General Service Lamps)
Commercial | Com ¦ Air Handler with Dedicated Outdoor Air Systems | 2037 | Economic | GWh | Before Competition Groups | 122.7994 | 0 | 0 | 14273.8829 | 0.0086031 | 27 | Commercial_2037_Economic_GWh_Before Competition Groups_27 | Air Handler with Dedicated Outdoor Air Systems | 0.8603% | 0 | 122.7994 | Commercial_2037_Economic_GWh_Before Competition Groups_Air Handler with Dedicated Outdoor Air Systems
Commercial | Com ¦ Demand Control Kitchen Ventilation | 2037 | Economic | GWh | Before Competition Groups | 111.8556 | 0 | 0 | 14273.8829 | 0.0078364 | 28 | Commercial_2037_Economic_GWh_Before Competition Groups_28 | Demand Control Kitchen Ventilation | 0.7836% | 0 | 111.8556 | Commercial_2037_Economic_GWh_Before Competition Groups_Demand Control Kitchen Ventilation
Commercial | Com ¦ Refrigerated Display Case LED | 2037 | Economic | GWh | Before Competition Groups | 79.9645 | 0 | 0 | 14273.8829 | 0.0056022 | 29 | Commercial_2037_Economic_GWh_Before Competition Groups_29 | Refrigerated Display Case LED | 0.5602% | 0 | 79.9645 | Commercial_2037_Economic_GWh_Before Competition Groups_Refrigerated Display Case LED
Commercial | Com ¦ Occupancy Sensors | 2037 | Economic | GWh | Before Competition Groups | 79.2917 | 0 | 0 | 14273.8829 | 0.005555 | 30 | Commercial_2037_Economic_GWh_Before Competition Groups_30 | Occupancy Sensors | 0.5555% | 0 | 79.2917 | Commercial_2037_Economic_GWh_Before Competition Groups_Occupancy Sensors
Commercial | Com ¦ ECM MOTORS FOR EVAPORATOR FANS for refrigeration (WALK-IN) | 2037 | Economic | GWh | Before Competition Groups | 76.2182 | 0 | 0 | 14273.8829 | 0.0053397 | 31 | Commercial_2037_Economic_GWh_Before Competition Groups_31 | ECM MOTORS FOR EVAPORATOR FANS for refrigeration (WALK-IN) | 0.534% | 0 | 76.2182 | Commercial_2037_Economic_GWh_Before Competition Groups_ECM MOTORS FOR EVAPORATOR FANS for refrigeration (WALK-IN)
Commercial | Com ¦ Condensing Unit Heaters or other Efficient Unit Heating System | 2037 | Economic | GWh | Before Competition Groups | 73.0457 | 0 | 0 | 14273.8829 | 0.0051174 | 32 | Commercial_2037_Economic_GWh_Before Competition Groups_32 | Condensing Unit Heaters or other Efficient Unit Heating System | 0.5117% | 0 | 73.0457 | Commercial_2037_Economic_GWh_Before Competition Groups_Condensing Unit Heaters or other Efficient Unit Heating System
Commercial | Com ¦ Freezer Case Light Sensor | 2037 | Economic | GWh | Before Competition Groups | 62.7747 | 0 | 0 | 14273.8829 | 0.0043979 | 33 | Commercial_2037_Economic_GWh_Before Competition Groups_33 | Freezer Case Light Sensor | 0.4398% | 0 | 62.7747 | Commercial_2037_Economic_GWh_Before Competition Groups_Freezer Case Light Sensor
Commercial | Com ¦ Evaporator Fan Controls | 2037 | Economic | GWh | Before Competition Groups | 61.234 | 0 | 0 | 14273.8829 | 0.0042899 | 34 | Commercial_2037_Economic_GWh_Before Competition Groups_34 | Evaporator Fan Controls | 0.429% | 0 | 61.234 | Commercial_2037_Economic_GWh_Before Competition Groups_Evaporator Fan Controls
Commercial | Com ¦ Networked/Connected - High Impact Application | 2037 | Economic | GWh | Before Competition Groups | 59.5423 | 0 | 0 | 14273.8829 | 0.0041714 | 35 | Commercial_2037_Economic_GWh_Before Competition Groups_35 | Networked/Connected - High Impact Application | 0.4171% | 0 | 59.5423 | Commercial_2037_Economic_GWh_Before Competition Groups_Networked/Connected - High Impact Application
Commercial | Com ¦ Chilled Water Optimization | 2037 | Economic | GWh | Before Competition Groups | 55.7173 | 0 | 0 | 14273.8829 | 0.0039034 | 36 | Commercial_2037_Economic_GWh_Before Competition Groups_36 | Chilled Water Optimization | 0.3903% | 0 | 55.7173 | Commercial_2037_Economic_GWh_Before Competition Groups_Chilled Water Optimization
Commercial | Com ¦ Door Gasket Freezer/Refrigerator | 2037 | Economic | GWh | Before Competition Groups | 52.6642 | 0 | 0 | 14273.8829 | 0.0036895 | 37 | Commercial_2037_Economic_GWh_Before Competition Groups_37 | Door Gasket Freezer/Refrigerator | 0.369% | 0 | 52.6642 | Commercial_2037_Economic_GWh_Before Competition Groups_Door Gasket Freezer/Refrigerator
Commercial | Com ¦ Elec Storage WH 2.30 Et | 2037 | Economic | GWh | Before Competition Groups | 50.7344 | 0 | 0 | 14273.8829 | 0.0035544 | 38 | Commercial_2037_Economic_GWh_Before Competition Groups_38 | Elec Storage WH 2.30 Et | 0.3554% | 0 | 50.7344 | Commercial_2037_Economic_GWh_Before Competition Groups_Elec Storage WH 2.30 Et
Commercial | Com ¦ ENERGY STAR Griddle (74% eff) | 2037 | Economic | GWh | Before Competition Groups | 49.6762 | 0 | 0 | 14273.8829 | 0.0034802 | 39 | Commercial_2037_Economic_GWh_Before Competition Groups_39 | ENERGY STAR Griddle (74% eff) | 0.348% | 0 | 49.6762 | Commercial_2037_Economic_GWh_Before Competition Groups_ENERGY STAR Griddle (74% eff)
Commercial | Com ¦ BEVERAGE VENDING MACHINE CONTROLS | 2037 | Economic | GWh | Before Competition Groups | 43.1094 | 0 | 0 | 14273.8829 | 0.0030202 | 40 | Commercial_2037_Economic_GWh_Before Competition Groups_40 | BEVERAGE VENDING MACHINE CONTROLS | 0.302% | 0 | 43.1094 | Commercial_2037_Economic_GWh_Before Competition Groups_BEVERAGE VENDING MACHINE CONTROLS
Commercial | Com ¦ Water Source Heat Pump (4 ton) | 2037 | Economic | GWh | Before Competition Groups | 40.6015 | 0 | 0 | 14273.8829 | 0.0028445 | 41 | Commercial_2037_Economic_GWh_Before Competition Groups_41 | Water Source Heat Pump (4 ton) | 0.2844% | 0 | 40.6015 | Commercial_2037_Economic_GWh_Before Competition Groups_Water Source Heat Pump (4 ton)
Commercial | Com ¦ CO Sensors for parking garage exhaust fans | 2037 | Economic | GWh | Before Competition Groups | 31.1246 | 0 | 0 | 14273.8829 | 0.0021805 | 42 | Commercial_2037_Economic_GWh_Before Competition Groups_42 | CO Sensors for parking garage exhaust fans | 0.2181% | 0 | 31.1246 | Commercial_2037_Economic_GWh_Before Competition Groups_CO Sensors for parking garage exhaust fans
Commercial | Com ¦ Networked/Connected - Low Impact Application | 2037 | Economic | GWh | Before Competition Groups | 27.6327 | 0 | 0 | 14273.8829 | 0.0019359 | 43 | Commercial_2037_Economic_GWh_Before Competition Groups_43 | Networked/Connected - Low Impact Application | 0.1936% | 0 | 27.6327 | Commercial_2037_Economic_GWh_Before Competition Groups_Networked/Connected - Low Impact Application
Commercial | Com ¦ Temperature Adjustment in Commercial Freezers | 2037 | Economic | GWh | Before Competition Groups | 23.4152 | 0 | 0 | 14273.8829 | 0.0016404 | 44 | Commercial_2037_Economic_GWh_Before Competition Groups_44 | Temperature Adjustment in Commercial Freezers | 0.164% | 0 | 23.4152 | Commercial_2037_Economic_GWh_Before Competition Groups_Temperature Adjustment in Commercial Freezers
Commercial | Com ¦ Energy Efficient Laboratory Fume Hood | 2037 | Economic | GWh | Before Competition Groups | 20.8547 | 0 | 0 | 14273.8829 | 0.001461 | 45 | Commercial_2037_Economic_GWh_Before Competition Groups_45 | Energy Efficient Laboratory Fume Hood | 0.1461% | 0 | 20.8547 | Commercial_2037_Economic_GWh_Before Competition Groups_Energy Efficient Laboratory Fume Hood
Commercial | Com ¦ Vertical Night Covers | 2037 | Economic | GWh | Before Competition Groups | 18.1638 | 0 | 0 | 14273.8829 | 0.0012725 | 46 | Commercial_2037_Economic_GWh_Before Competition Groups_46 | Vertical Night Covers | 0.1273% | 0 | 18.1638 | Commercial_2037_Economic_GWh_Before Competition Groups_Vertical Night Covers
Commercial | Com ¦ Outside Air Economizer | 2037 | Economic | GWh | Before Competition Groups | 18.115 | 0 | 0 | 14273.8829 | 0.0012691 | 47 | Commercial_2037_Economic_GWh_Before Competition Groups_47 | Outside Air Economizer | 0.1269% | 0 | 18.115 | Commercial_2037_Economic_GWh_Before Competition Groups_Outside Air Economizer
Commercial | Com ¦ ENERGY STAR Fryer (84% eff) | 2037 | Economic | GWh | Before Competition Groups | 17.8342 | 0 | 0 | 14273.8829 | 0.0012494 | 48 | Commercial_2037_Economic_GWh_Before Competition Groups_48 | ENERGY STAR Fryer (84% eff) | 0.1249% | 0 | 17.8342 | Commercial_2037_Economic_GWh_Before Competition Groups_ENERGY STAR Fryer (84% eff)
Commercial | Com ¦ Condensing Make Up Air Unit | 2037 | Economic | GWh | Before Competition Groups | 16.2798 | 0 | 0 | 14273.8829 | 0.0011405 | 49 | Commercial_2037_Economic_GWh_Before Competition Groups_49 | Condensing Make Up Air Unit | 0.1141% | 0 | 16.2798 | Commercial_2037_Economic_GWh_Before Competition Groups_Condensing Make Up Air Unit
Commercial | Com ¦ Duct Insulation, R8 | 2037 | Economic | GWh | Before Competition Groups | 16.1707 | 0 | 0 | 14273.8829 | 0.0011329 | 50 | Commercial_2037_Economic_GWh_Before Competition Groups_50 | Duct Insulation, R8 | 0.1133% | 0 | 16.1707 | Commercial_2037_Economic_GWh_Before Competition Groups_Duct Insulation, R8
Commercial | Com ¦ Water Heating (DHW) Pipe Insulation (Add 3/4\ Foam)" | 2037 | Economic | GWh | Before Competition Groups | 15.6339 | 0 | 0 | 14273.8829 | 0.0010953 | 51 | Commercial_2037_Economic_GWh_Before Competition Groups_51 | Water Heating (DHW) Pipe Insulation (Add 3/4\ Foam)" | 0.1095% | 0 | 15.6339 | Commercial_2037_Economic_GWh_Before Competition Groups_Water Heating (DHW) Pipe Insulation (Add 3/4\ Foam)"
Commercial | Com ¦ ENERGY STAR Dishwasher | 2037 | Economic | GWh | Before Competition Groups | 13.1582 | 0 | 0 | 14273.8829 | 0.00092184 | 52 | Commercial_2037_Economic_GWh_Before Competition Groups_52 | ENERGY STAR Dishwasher | 0.09218% | 0 | 13.1582 | Commercial_2037_Economic_GWh_Before Competition Groups_ENERGY STAR Dishwasher
Commercial | Com ¦ Suction Pipe Insulation Freezer/Refrigerator | 2037 | Economic | GWh | Before Competition Groups | 9.9273 | 0 | 0 | 14273.8829 | 0.00069549 | 53 | Commercial_2037_Economic_GWh_Before Competition Groups_53 | Suction Pipe Insulation Freezer/Refrigerator | 0.06955% | 0 | 9.9273 | Commercial_2037_Economic_GWh_Before Competition Groups_Suction Pipe Insulation Freezer/Refrigerator
Commercial | Com ¦ High Efficiency Small Instantaneous Water Heater | 2037 | Economic | GWh | Before Competition Groups | 9.2179 | 0 | 0 | 14273.8829 | 0.00064579 | 54 | Commercial_2037_Economic_GWh_Before Competition Groups_54 | High Efficiency Small Instantaneous Water Heater | 0.06458% | 0 | 9.2179 | Commercial_2037_Economic_GWh_Before Competition Groups_High Efficiency Small Instantaneous Water Heater
Commercial | Com ¦ ENERGY STAR Steam Cookers | 2037 | Economic | GWh | Before Competition Groups | 8.7109 | 0 | 0 | 14273.8829 | 0.00061027 | 55 | Commercial_2037_Economic_GWh_Before Competition Groups_55 | ENERGY STAR Steam Cookers | 0.06103% | 0 | 8.7109 | Commercial_2037_Economic_GWh_Before Competition Groups_ENERGY STAR Steam Cookers
Commercial | Com ¦ Ozone Laundry Treatment | 2037 | Economic | GWh | Before Competition Groups | 6.6705 | 0 | 0 | 14273.8829 | 0.00046732 | 56 | Commercial_2037_Economic_GWh_Before Competition Groups_56 | Ozone Laundry Treatment | 0.04673% | 0 | 6.6705 | Commercial_2037_Economic_GWh_Before Competition Groups_Ozone Laundry Treatment
Commercial | Com ¦ Solar Water Preheat (Pools/DHW) | 2037 | Economic | GWh | Before Competition Groups | 4.3529 | 0 | 0 | 14273.8829 | 0.00030496 | 57 | Commercial_2037_Economic_GWh_Before Competition Groups_57 | Solar Water Preheat (Pools/DHW) | 0.0305% | 0 | 4.3529 | Commercial_2037_Economic_GWh_Before Competition Groups_Solar Water Preheat (Pools/DHW)
Commercial | Com ¦ Demand controlled Circulating Systems | 2037 | Economic | GWh | Before Competition Groups | 3.3502 | 0 | 0 | 14273.8829 | 0.00023471 | 58 | Commercial_2037_Economic_GWh_Before Competition Groups_58 | Demand controlled Circulating Systems | 0.02347% | 0 | 3.3502 | Commercial_2037_Economic_GWh_Before Competition Groups_Demand controlled Circulating Systems
Commercial | Com ¦ Thermostat Setback | 2037 | Economic | GWh | Before Competition Groups | 2.8777 | 0 | 0 | 14273.8829 | 0.00020161 | 59 | Commercial_2037_Economic_GWh_Before Competition Groups_59 | Thermostat Setback | 0.02016% | 0 | 2.8777 | Commercial_2037_Economic_GWh_Before Competition Groups_Thermostat Setback
Commercial | Com ¦ ECM MOTORS FOR HVAC APPLICATION (FAN-POWERED VAV BOX) | 2037 | Economic | GWh | Before Competition Groups | 2.8681 | 0 | 0 | 14273.8829 | 0.00020093 | 60 | Commercial_2037_Economic_GWh_Before Competition Groups_60 | ECM MOTORS FOR HVAC APPLICATION (FAN-POWERED VAV BOX) | 0.02009% | 0 | 2.8681 | Commercial_2037_Economic_GWh_Before Competition Groups_ECM MOTORS FOR HVAC APPLICATION (FAN-POWERED VAV BOX)
Commercial | Com ¦ Notched V belts for HVAC Systems | 2037 | Economic | GWh | Before Competition Groups | 2.5705 | 0 | 0 | 14273.8829 | 0.00018008 | 61 | Commercial_2037_Economic_GWh_Before Competition Groups_61 | Notched V belts for HVAC Systems | 0.01801% | 0 | 2.5705 | Commercial_2037_Economic_GWh_Before Competition Groups_Notched V belts for HVAC Systems
Commercial | Com ¦ PTAC (12 EER/10,000 BTU) | 2037 | Economic | GWh | Before Competition Groups | 2.3183 | 0 | 0 | 14273.8829 | 0.00016242 | 62 | Commercial_2037_Economic_GWh_Before Competition Groups_62 | PTAC (12 EER/10,000 BTU) | 0.01624% | 0 | 2.3183 | Commercial_2037_Economic_GWh_Before Competition Groups_PTAC (12 EER/10,000 BTU)
Commercial | Com ¦ Efficient compressor motor | 2037 | Economic | GWh | Before Competition Groups | 2.1771 | 0 | 0 | 14273.8829 | 0.00015252 | 63 | Commercial_2037_Economic_GWh_Before Competition Groups_63 | Efficient compressor motor | 0.01525% | 0 | 2.1771 | Commercial_2037_Economic_GWh_Before Competition Groups_Efficient compressor motor
Commercial | Com ¦ CEE Tier 2/Energy Star Clothes Washers | 2037 | Economic | GWh | Before Competition Groups | 1.7093 | 0 | 0 | 14273.8829 | 0.00011975 | 64 | Commercial_2037_Economic_GWh_Before Competition Groups_64 | CEE Tier 2/Energy Star Clothes Washers | 0.01198% | 0 | 1.7093 | Commercial_2037_Economic_GWh_Before Competition Groups_CEE Tier 2/Energy Star Clothes Washers
Commercial | COM ¦ Ductless Mini-Split Heat Pumps | 2037 | Economic | GWh | Before Competition Groups | 1.6617 | 0 | 0 | 14273.8829 | 0.00011642 | 65 | Commercial_2037_Economic_GWh_Before Competition Groups_65 | Ductless Mini-Split Heat Pumps | 0.01164% | 0 | 1.6617 | Commercial_2037_Economic_GWh_Before Competition Groups_Ductless Mini-Split Heat Pumps
Commercial | Com ¦ Auto Off Time Switch or Time Clock control | 2037 | Economic | GWh | Before Competition Groups | 1.4165 | 0 | 0 | 14273.8829 | 9.924e-05 | 66 | Commercial_2037_Economic_GWh_Before Competition Groups_66 | Auto Off Time Switch or Time Clock control | 0.009924% | 0 | 1.4165 | Commercial_2037_Economic_GWh_Before Competition Groups_Auto Off Time Switch or Time Clock control
Commercial | Com ¦ LED RECESSED DOWNLIGHTS | 2037 | Economic | GWh | Before Competition Groups | 0.91644 | 0 | 0 | 14273.8829 | 6.4204e-05 | 67 | Commercial_2037_Economic_GWh_Before Competition Groups_67 | LED RECESSED DOWNLIGHTS | 0.00642% | 0 | 0.91644 | Commercial_2037_Economic_GWh_Before Competition Groups_LED RECESSED DOWNLIGHTS
Commercial | Com ¦ Low Flow Pre-Rinse Spray Nozzle | 2037 | Economic | GWh | Before Competition Groups | 0.8798 | 0 | 0 | 14273.8829 | 6.1637e-05 | 68 | Commercial_2037_Economic_GWh_Before Competition Groups_68 | Low Flow Pre-Rinse Spray Nozzle | 0.006164% | 0 | 0.8798 | Commercial_2037_Economic_GWh_Before Competition Groups_Low Flow Pre-Rinse Spray Nozzle
Commercial | Com ¦ Commercial Hot Food Holding Cabinets | 2037 | Economic | GWh | Before Competition Groups | 0.75019 | 0 | 0 | 14273.8829 | 5.2557e-05 | 69 | Commercial_2037_Economic_GWh_Before Competition Groups_69 | Commercial Hot Food Holding Cabinets | 0.005256% | 0 | 0.75019 | Commercial_2037_Economic_GWh_Before Competition Groups_Commercial Hot Food Holding Cabinets
Commercial | Com ¦ Energy Recovery Ventilation and Ventilation (Enhanced) | 2037 | Economic | GWh | Before Competition Groups | 0.61138 | 0 | 0 | 14273.8829 | 4.2832e-05 | 70 | Commercial_2037_Economic_GWh_Before Competition Groups_70 | Energy Recovery Ventilation and Ventilation (Enhanced) | 0.004283% | 0 | 0.61138 | Commercial_2037_Economic_GWh_Before Competition Groups_Energy Recovery Ventilation and Ventilation (Enhanced)
Commercial | Com ¦ HVAC Optimization | 2037 | Economic | GWh | Before Competition Groups | 0.51507 | 0 | 0 | 14273.8829 | 3.6085e-05 | 71 | Commercial_2037_Economic_GWh_Before Competition Groups_71 | HVAC Optimization | 0.003608% | 0 | 0.51507 | Commercial_2037_Economic_GWh_Before Competition Groups_HVAC Optimization
Commercial | Com ¦ Wall Insulation | 2037 | Economic | GWh | Before Competition Groups | 0.21472 | 0 | 0 | 14273.8829 | 1.5043e-05 | 72 | Commercial_2037_Economic_GWh_Before Competition Groups_72 | Wall Insulation | 0.001504% | 0 | 0.21472 | Commercial_2037_Economic_GWh_Before Competition Groups_Wall Insulation
Commercial | Com ¦ Room AC (w/ louvered sides) 14 SEER from 12 SEER code | 2037 | Economic | GWh | Before Competition Groups | 0.16987 | 0 | 0 | 14273.8829 | 1.1901e-05 | 73 | Commercial_2037_Economic_GWh_Before Competition Groups_73 | Room AC (w/ louvered sides) 14 SEER from 12 SEER code | 0.00119% | 0 | 0.16987 | Commercial_2037_Economic_GWh_Before Competition Groups_Room AC (w/ louvered sides) 14 SEER from 12 SEER code
Commercial | Com ¦ EC Plug Fan for Data Center (under cabinet) | 2037 | Economic | GWh | Before Competition Groups | 0.10312 | 0 | 0 | 14273.8829 | 7.2246e-06 | 74 | Commercial_2037_Economic_GWh_Before Competition Groups_74 | EC Plug Fan for Data Center (under cabinet) | 0.0007225% | 0 | 0.10312 | Commercial_2037_Economic_GWh_Before Competition Groups_EC Plug Fan for Data Center (under cabinet)
Commercial | Com ¦ High Efficiency Chiller (avg of water and air cooled) | 2037 | Economic | GWh | Before Competition Groups | 0.087018 | 0 | 0 | 14273.8829 | 6.0963e-06 | 75 | Commercial_2037_Economic_GWh_Before Competition Groups_75 | High Efficiency Chiller (avg of water and air cooled) | 0.0006096% | 0 | 0.087018 | Commercial_2037_Economic_GWh_Before Competition Groups_High Efficiency Chiller (avg of water and air cooled)
Commercial | Com ¦ Air Curtains | 2037 | Economic | GWh | Before Competition Groups | 0.062676 | 0 | 0 | 14273.8829 | 4.3909e-06 | 76 | Commercial_2037_Economic_GWh_Before Competition Groups_76 | Air Curtains | 0.0004391% | 0 | 0.062676 | Commercial_2037_Economic_GWh_Before Competition Groups_Air Curtains
Commercial | Com ¦ VSD Air Compressor | 2037 | Economic | GWh | Before Competition Groups | 0.060851 | 0 | 0 | 14273.8829 | 4.2631e-06 | 77 | Commercial_2037_Economic_GWh_Before Competition Groups_77 | VSD Air Compressor | 0.0004263% | 0 | 0.060851 | Commercial_2037_Economic_GWh_Before Competition Groups_VSD Air Compressor
Commercial | Com ¦ Electric Convection Combination Ovens | 2037 | Economic | GWh | Before Competition Groups | 0.0047372 | 0 | 0 | 14273.8829 | 3.3188e-07 | 78 | Commercial_2037_Economic_GWh_Before Competition Groups_78 | Electric Convection Combination Ovens | 3.319e-05% | 0 | 0.0047372 | Commercial_2037_Economic_GWh_Before Competition Groups_Electric Convection Combination Ovens
Commercial | Com ¦ Indoor Daylight Sensors/Photocell Dimming Control | 2037 | Economic | GWh | Before Competition Groups | 0 | 0 | 0 | 14273.8829 | 0 | 79 | Commercial_2037_Economic_GWh_Before Competition Groups_79 | Indoor Daylight Sensors/Photocell Dimming Control | 0% | 0 | 0 | Commercial_2037_Economic_GWh_Before Competition Groups_Indoor Daylight Sensors/Photocell Dimming Control
Commercial | Com ¦ Variable Refrigerant Flow Heat Pump | 2037 | Economic | GWh | Before Competition Groups | 0 | 0 | 0 | 14273.8829 | 0 | 80 | Commercial_2037_Economic_GWh_Before Competition Groups_80 | Variable Refrigerant Flow Heat Pump | 0% | 0 | 0 | Commercial_2037_Economic_GWh_Before Competition Groups_Variable Refrigerant Flow Heat Pump
Commercial | Com ¦ LED Low/High Bay | 2037 | SC A | GWh | Before Competition Groups | 1138.324 | 0 | 0 | 10107.8063 | 0.11262 | 1 | Commercial_2037_SC A_GWh_Before Competition Groups_1 | LED Low/High Bay | 11.26% | 0 | 1138.324 | Commercial_2037_SC A_GWh_Before Competition Groups_LED Low/High Bay
Commercial | Com ¦ LED Troffer/Surface/Suspended | 2037 | SC A | GWh | Before Competition Groups | 1015.3488 | 0 | 0 | 10107.8063 | 0.10045 | 2 | Commercial_2037_SC A_GWh_Before Competition Groups_2 | LED Troffer/Surface/Suspended | 10.05% | 0 | 1015.3488 | Commercial_2037_SC A_GWh_Before Competition Groups_LED Troffer/Surface/Suspended
Commercial | Com ¦ ENERGY STAR LED LAMPS (REFLECTOR LAMPs/MR16/PAR 16) | 2037 | SC A | GWh | Before Competition Groups | 991.8732 | 0 | 0 | 10107.8063 | 0.098129 | 3 | Commercial_2037_SC A_GWh_Before Competition Groups_3 | ENERGY STAR LED LAMPS (REFLECTOR LAMPs/MR16/PAR 16) | 9.813% | 0 | 991.8732 | Commercial_2037_SC A_GWh_Before Competition Groups_ENERGY STAR LED LAMPS (REFLECTOR LAMPs/MR16/PAR 16)
Commercial | Com ¦ Building Recommissioning, Operations and Maintenance (O&M) Improvements | 2037 | SC A | GWh | Before Competition Groups | 759.4464 | 0 | 0 | 10107.8063 | 0.075135 | 4 | Commercial_2037_SC A_GWh_Before Competition Groups_4 | Building Recommissioning, Operations and Maintenance (O&M) Improvements | 7.513% | 0 | 759.4464 | Commercial_2037_SC A_GWh_Before Competition Groups_Building Recommissioning, Operations and Maintenance (O&M) Improvements
Commercial | Com ¦ LED Replacement Lamp (Tube) | 2037 | SC A | GWh | Before Competition Groups | 674.3358 | 0 | 0 | 10107.8063 | 0.066714 | 5 | Commercial_2037_SC A_GWh_Before Competition Groups_5 | LED Replacement Lamp (Tube) | 6.671% | 0 | 674.3358 | Commercial_2037_SC A_GWh_Before Competition Groups_LED Replacement Lamp (Tube)
Commercial | Com ¦ LED EXTERIOR AREA LIGHTS - LED fixture (200W) | 2037 | SC A | GWh | Before Competition Groups | 655.2918 | 0 | 0 | 10107.8063 | 0.06483 | 6 | Commercial_2037_SC A_GWh_Before Competition Groups_6 | LED EXTERIOR AREA LIGHTS - LED fixture (200W) | 6.483% | 0 | 655.2918 | Commercial_2037_SC A_GWh_Before Competition Groups_LED EXTERIOR AREA LIGHTS - LED fixture (200W)
Commercial | Com ¦ LED parking lot fixture | 2037 | SC A | GWh | Before Competition Groups | 624.951 | 0 | 0 | 10107.8063 | 0.061829 | 7 | Commercial_2037_SC A_GWh_Before Competition Groups_7 | LED parking lot fixture | 6.183% | 0 | 624.951 | Commercial_2037_SC A_GWh_Before Competition Groups_LED parking lot fixture
Commercial | Com ¦ Furnace Tune-Up | 2037 | SC A | GWh | Before Competition Groups | 435.1441 | 0 | 0 | 10107.8063 | 0.04305 | 8 | Commercial_2037_SC A_GWh_Before Competition Groups_8 | Furnace Tune-Up | 4.305% | 0 | 435.1441 | Commercial_2037_SC A_GWh_Before Competition Groups_Furnace Tune-Up
Commercial | Com ¦ LED street light fixture | 2037 | SC A | GWh | Before Competition Groups | 395.7762 | 0 | 0 | 10107.8063 | 0.039156 | 9 | Commercial_2037_SC A_GWh_Before Competition Groups_9 | LED street light fixture | 3.916% | 0 | 395.7762 | Commercial_2037_SC A_GWh_Before Competition Groups_LED street light fixture
Commercial | Com ¦ High Efficiency Air Source Heat Pump | 2037 | SC A | GWh | Before Competition Groups | 320.6593 | 0 | 0 | 10107.8063 | 0.031724 | 10 | Commercial_2037_SC A_GWh_Before Competition Groups_10 | High Efficiency Air Source Heat Pump | 3.172% | 0 | 320.6593 | Commercial_2037_SC A_GWh_Before Competition Groups_High Efficiency Air Source Heat Pump
Commercial | Com ¦ Reach-in Shaded Pole to ECM/PSC Evaporator Fan Motor | 2037 | SC A | GWh | Before Competition Groups | 283.3898 | 0 | 0 | 10107.8063 | 0.028037 | 11 | Commercial_2037_SC A_GWh_Before Competition Groups_11 | Reach-in Shaded Pole to ECM/PSC Evaporator Fan Motor | 2.804% | 0 | 283.3898 | Commercial_2037_SC A_GWh_Before Competition Groups_Reach-in Shaded Pole to ECM/PSC Evaporator Fan Motor
Commercial | Com ¦ Data Center Storage/Server Virtualization | 2037 | SC A | GWh | Before Competition Groups | 233.5261 | 0 | 0 | 10107.8063 | 0.023104 | 12 | Commercial_2037_SC A_GWh_Before Competition Groups_12 | Data Center Storage/Server Virtualization | 2.31% | 0 | 233.5261 | Commercial_2037_SC A_GWh_Before Competition Groups_Data Center Storage/Server Virtualization
Commercial | Com ¦ Refrigerated Display Case Doors | 2037 | SC A | GWh | Before Competition Groups | 229.2847 | 0 | 0 | 10107.8063 | 0.022684 | 13 | Commercial_2037_SC A_GWh_Before Competition Groups_13 | Refrigerated Display Case Doors | 2.268% | 0 | 229.2847 | Commercial_2037_SC A_GWh_Before Competition Groups_Refrigerated Display Case Doors
Commercial | Com ¦ Strip Curtains | 2037 | SC A | GWh | Before Competition Groups | 209.4239 | 0 | 0 | 10107.8063 | 0.020719 | 14 | Commercial_2037_SC A_GWh_Before Competition Groups_14 | Strip Curtains | 2.072% | 0 | 209.4239 | Commercial_2037_SC A_GWh_Before Competition Groups_Strip Curtains
Commercial | Com ¦ Demand Control Ventilation | 2037 | SC A | GWh | Before Competition Groups | 163.2542 | 0 | 0 | 10107.8063 | 0.016151 | 15 | Commercial_2037_SC A_GWh_Before Competition Groups_15 | Demand Control Ventilation | 1.615% | 0 | 163.2542 | Commercial_2037_SC A_GWh_Before Competition Groups_Demand Control Ventilation
Commercial | Com ¦ Advanced BAS/Controllers | 2037 | SC A | GWh | Before Competition Groups | 161.8324 | 0 | 0 | 10107.8063 | 0.016011 | 16 | Commercial_2037_SC A_GWh_Before Competition Groups_16 | Advanced BAS/Controllers | 1.601% | 0 | 161.8324 | Commercial_2037_SC A_GWh_Before Competition Groups_Advanced BAS/Controllers
Commercial | Com ¦ Centrally controlled desktop PC/NETWORK PC POWER MANAGEMENT SOFTWARE | 2037 | SC A | GWh | Before Competition Groups | 159.7662 | 0 | 0 | 10107.8063 | 0.015806 | 17 | Commercial_2037_SC A_GWh_Before Competition Groups_17 | Centrally controlled desktop PC/NETWORK PC POWER MANAGEMENT SOFTWARE | 1.581% | 0 | 159.7662 | Commercial_2037_SC A_GWh_Before Competition Groups_Centrally controlled desktop PC/NETWORK PC POWER MANAGEMENT SOFTWARE
Commercial | Com ¦ Variable Frequency Drive (VFD) | 2037 | SC A | GWh | Before Competition Groups | 144.7413 | 0 | 0 | 10107.8063 | 0.01432 | 18 | Commercial_2037_SC A_GWh_Before Competition Groups_18 | Variable Frequency Drive (VFD) | 1.432% | 0 | 144.7413 | Commercial_2037_SC A_GWh_Before Competition Groups_Variable Frequency Drive (VFD)
Commercial | Com ¦ LED or Equivalent Sign Lighting | 2037 | SC A | GWh | Before Competition Groups | 135.2387 | 0 | 0 | 10107.8063 | 0.01338 | 19 | Commercial_2037_SC A_GWh_Before Competition Groups_19 | LED or Equivalent Sign Lighting | 1.338% | 0 | 135.2387 | Commercial_2037_SC A_GWh_Before Competition Groups_LED or Equivalent Sign Lighting
Commercial | Com ¦ VFD on Pumps | 2037 | SC A | GWh | Before Competition Groups | 134.6813 | 0 | 0 | 10107.8063 | 0.013324 | 20 | Commercial_2037_SC A_GWh_Before Competition Groups_20 | VFD on Pumps | 1.332% | 0 | 134.6813 | Commercial_2037_SC A_GWh_Before Competition Groups_VFD on Pumps
Commercial | Com ¦ Education and Capacity Building/Energy Behavior | 2037 | SC A | GWh | Before Competition Groups | 124.2999 | 0 | 0 | 10107.8063 | 0.012297 | 21 | Commercial_2037_SC A_GWh_Before Competition Groups_21 | Education and Capacity Building/Energy Behavior | 1.23% | 0 | 124.2999 | Commercial_2037_SC A_GWh_Before Competition Groups_Education and Capacity Building/Energy Behavior
Commercial | Com ¦ ENERGY STAR LED LAMPS (General Service Lamps) | 2037 | SC A | GWh | Before Competition Groups | 118.1407 | 0 | 0 | 10107.8063 | 0.011688 | 22 | Commercial_2037_SC A_GWh_Before Competition Groups_22 | ENERGY STAR LED LAMPS (General Service Lamps) | 1.169% | 0 | 118.1407 | Commercial_2037_SC A_GWh_Before Competition Groups_ENERGY STAR LED LAMPS (General Service Lamps)
Commercial | Com ¦ Adaptive Thermostats | 2037 | SC A | GWh | Before Competition Groups | 106.1169 | 0 | 0 | 10107.8063 | 0.010499 | 23 | Commercial_2037_SC A_GWh_Before Competition Groups_23 | Adaptive Thermostats | 1.05% | 0 | 106.1169 | Commercial_2037_SC A_GWh_Before Competition Groups_Adaptive Thermostats
Commercial | Com ¦ Door Gasket Freezer/Refrigerator | 2037 | SC A | GWh | Before Competition Groups | 72.0895 | 0 | 0 | 10107.8063 | 0.0071321 | 24 | Commercial_2037_SC A_GWh_Before Competition Groups_24 | Door Gasket Freezer/Refrigerator | 0.7132% | 0 | 72.0895 | Commercial_2037_SC A_GWh_Before Competition Groups_Door Gasket Freezer/Refrigerator
Commercial | Com ¦ Demand Control Kitchen Ventilation | 2037 | SC A | GWh | Before Competition Groups | 69.6485 | 0 | 0 | 10107.8063 | 0.0068906 | 25 | Commercial_2037_SC A_GWh_Before Competition Groups_25 | Demand Control Kitchen Ventilation | 0.6891% | 0 | 69.6485 | Commercial_2037_SC A_GWh_Before Competition Groups_Demand Control Kitchen Ventilation
Commercial | Com ¦ ECM MOTORS FOR EVAPORATOR FANS for refrigeration (WALK-IN) | 2037 | SC A | GWh | Before Competition Groups | 67.8369 | 0 | 0 | 10107.8063 | 0.0067113 | 26 | Commercial_2037_SC A_GWh_Before Competition Groups_26 | ECM MOTORS FOR EVAPORATOR FANS for refrigeration (WALK-IN) | 0.6711% | 0 | 67.8369 | Commercial_2037_SC A_GWh_Before Competition Groups_ECM MOTORS FOR EVAPORATOR FANS for refrigeration (WALK-IN)
Commercial | Com ¦ Air Handler with Dedicated Outdoor Air Systems | 2037 | SC A | GWh | Before Competition Groups | 66.2103 | 0 | 0 | 10107.8063 | 0.0065504 | 27 | Commercial_2037_SC A_GWh_Before Competition Groups_27 | Air Handler with Dedicated Outdoor Air Systems | 0.655% | 0 | 66.2103 | Commercial_2037_SC A_GWh_Before Competition Groups_Air Handler with Dedicated Outdoor Air Systems
Commercial | Com ¦ Condensing Unit Heaters or other Efficient Unit Heating System | 2037 | SC A | GWh | Before Competition Groups | 65.4495 | 0 | 0 | 10107.8063 | 0.0064751 | 28 | Commercial_2037_SC A_GWh_Before Competition Groups_28 | Condensing Unit Heaters or other Efficient Unit Heating System | 0.6475% | 0 | 65.4495 | Commercial_2037_SC A_GWh_Before Competition Groups_Condensing Unit Heaters or other Efficient Unit Heating System
Commercial | Com ¦ Evaporator Fan Controls | 2037 | SC A | GWh | Before Competition Groups | 54.3753 | 0 | 0 | 10107.8063 | 0.0053795 | 29 | Commercial_2037_SC A_GWh_Before Competition Groups_29 | Evaporator Fan Controls | 0.538% | 0 | 54.3753 | Commercial_2037_SC A_GWh_Before Competition Groups_Evaporator Fan Controls
Commercial | Com ¦ Refrigerated Display Case LED | 2037 | SC A | GWh | Before Competition Groups | 49.185 | 0 | 0 | 10107.8063 | 0.004866 | 30 | Commercial_2037_SC A_GWh_Before Competition Groups_30 | Refrigerated Display Case LED | 0.4866% | 0 | 49.185 | Commercial_2037_SC A_GWh_Before Competition Groups_Refrigerated Display Case LED
Commercial | Com ¦ Unitary Air-Conditioning Unit | 2037 | SC A | GWh | Before Competition Groups | 47.4307 | 0 | 0 | 10107.8063 | 0.0046925 | 31 | Commercial_2037_SC A_GWh_Before Competition Groups_31 | Unitary Air-Conditioning Unit | 0.4692% | 0 | 47.4307 | Commercial_2037_SC A_GWh_Before Competition Groups_Unitary Air-Conditioning Unit
Commercial | Com ¦ Freezer Case Light Sensor | 2037 | SC A | GWh | Before Competition Groups | 46.7516 | 0 | 0 | 10107.8063 | 0.0046253 | 32 | Commercial_2037_SC A_GWh_Before Competition Groups_32 | Freezer Case Light Sensor | 0.4625% | 0 | 46.7516 | Commercial_2037_SC A_GWh_Before Competition Groups_Freezer Case Light Sensor
Commercial | Com ¦ Occupancy Sensors | 2037 | SC A | GWh | Before Competition Groups | 41.015 | 0 | 0 | 10107.8063 | 0.0040578 | 33 | Commercial_2037_SC A_GWh_Before Competition Groups_33 | Occupancy Sensors | 0.4058% | 0 | 41.015 | Commercial_2037_SC A_GWh_Before Competition Groups_Occupancy Sensors
Commercial | Com ¦ ENERGY STAR Griddle (74% eff) | 2037 | SC A | GWh | Before Competition Groups | 35.4566 | 0 | 0 | 10107.8063 | 0.0035078 | 34 | Commercial_2037_SC A_GWh_Before Competition Groups_34 | ENERGY STAR Griddle (74% eff) | 0.3508% | 0 | 35.4566 | Commercial_2037_SC A_GWh_Before Competition Groups_ENERGY STAR Griddle (74% eff)
Commercial | Com ¦ BEVERAGE VENDING MACHINE CONTROLS | 2037 | SC A | GWh | Before Competition Groups | 27.5252 | 0 | 0 | 10107.8063 | 0.0027232 | 35 | Commercial_2037_SC A_GWh_Before Competition Groups_35 | BEVERAGE VENDING MACHINE CONTROLS | 0.2723% | 0 | 27.5252 | Commercial_2037_SC A_GWh_Before Competition Groups_BEVERAGE VENDING MACHINE CONTROLS
Commercial | Com ¦ Chilled Water Optimization | 2037 | SC A | GWh | Before Competition Groups | 26.8575 | 0 | 0 | 10107.8063 | 0.0026571 | 36 | Commercial_2037_SC A_GWh_Before Competition Groups_36 | Chilled Water Optimization | 0.2657% | 0 | 26.8575 | Commercial_2037_SC A_GWh_Before Competition Groups_Chilled Water Optimization
Commercial | Com ¦ Elec Storage WH 2.30 Et | 2037 | SC A | GWh | Before Competition Groups | 25.8667 | 0 | 0 | 10107.8063 | 0.0025591 | 37 | Commercial_2037_SC A_GWh_Before Competition Groups_37 | Elec Storage WH 2.30 Et | 0.2559% | 0 | 25.8667 | Commercial_2037_SC A_GWh_Before Competition Groups_Elec Storage WH 2.30 Et
Commercial | Com ¦ Temperature Adjustment in Commercial Freezers | 2037 | SC A | GWh | Before Competition Groups | 20.8079 | 0 | 0 | 10107.8063 | 0.0020586 | 38 | Commercial_2037_SC A_GWh_Before Competition Groups_38 | Temperature Adjustment in Commercial Freezers | 0.2059% | 0 | 20.8079 | Commercial_2037_SC A_GWh_Before Competition Groups_Temperature Adjustment in Commercial Freezers
Commercial | Com ¦ CO Sensors for parking garage exhaust fans | 2037 | SC A | GWh | Before Competition Groups | 19.4633 | 0 | 0 | 10107.8063 | 0.0019256 | 39 | Commercial_2037_SC A_GWh_Before Competition Groups_39 | CO Sensors for parking garage exhaust fans | 0.1926% | 0 | 19.4633 | Commercial_2037_SC A_GWh_Before Competition Groups_CO Sensors for parking garage exhaust fans
Commercial | Com ¦ Energy Efficient Laboratory Fume Hood | 2037 | SC A | GWh | Before Competition Groups | 17.2692 | 0 | 0 | 10107.8063 | 0.0017085 | 40 | Commercial_2037_SC A_GWh_Before Competition Groups_40 | Energy Efficient Laboratory Fume Hood | 0.1708% | 0 | 17.2692 | Commercial_2037_SC A_GWh_Before Competition Groups_Energy Efficient Laboratory Fume Hood
Commercial | Com ¦ Vertical Night Covers | 2037 | SC A | GWh | Before Competition Groups | 15.8648 | 0 | 0 | 10107.8063 | 0.0015696 | 41 | Commercial_2037_SC A_GWh_Before Competition Groups_41 | Vertical Night Covers | 0.157% | 0 | 15.8648 | Commercial_2037_SC A_GWh_Before Competition Groups_Vertical Night Covers
Commercial | Com ¦ Water Source Heat Pump (4 ton) | 2037 | SC A | GWh | Before Competition Groups | 15.7015 | 0 | 0 | 10107.8063 | 0.0015534 | 42 | Commercial_2037_SC A_GWh_Before Competition Groups_42 | Water Source Heat Pump (4 ton) | 0.1553% | 0 | 15.7015 | Commercial_2037_SC A_GWh_Before Competition Groups_Water Source Heat Pump (4 ton)
Commercial | Com ¦ Outside Air Economizer | 2037 | SC A | GWh | Before Competition Groups | 15.1219 | 0 | 0 | 10107.8063 | 0.0014961 | 43 | Commercial_2037_SC A_GWh_Before Competition Groups_43 | Outside Air Economizer | 0.1496% | 0 | 15.1219 | Commercial_2037_SC A_GWh_Before Competition Groups_Outside Air Economizer
Commercial | Com ¦ Duct Insulation, R8 | 2037 | SC A | GWh | Before Competition Groups | 14.3065 | 0 | 0 | 10107.8063 | 0.0014154 | 44 | Commercial_2037_SC A_GWh_Before Competition Groups_44 | Duct Insulation, R8 | 0.1415% | 0 | 14.3065 | Commercial_2037_SC A_GWh_Before Competition Groups_Duct Insulation, R8
Commercial | Com ¦ Water Heating (DHW) Pipe Insulation (Add 3/4\ Foam)" | 2037 | SC A | GWh | Before Competition Groups | 13.9371 | 0 | 0 | 10107.8063 | 0.0013788 | 45 | Commercial_2037_SC A_GWh_Before Competition Groups_45 | Water Heating (DHW) Pipe Insulation (Add 3/4\ Foam)" | 0.1379% | 0 | 13.9371 | Commercial_2037_SC A_GWh_Before Competition Groups_Water Heating (DHW) Pipe Insulation (Add 3/4\ Foam)"
Commercial | Com ¦ ENERGY STAR Fryer (84% eff) | 2037 | SC A | GWh | Before Competition Groups | 13.03 | 0 | 0 | 10107.8063 | 0.0012891 | 46 | Commercial_2037_SC A_GWh_Before Competition Groups_46 | ENERGY STAR Fryer (84% eff) | 0.1289% | 0 | 13.03 | Commercial_2037_SC A_GWh_Before Competition Groups_ENERGY STAR Fryer (84% eff)
Commercial | Com ¦ Suction Pipe Insulation Freezer/Refrigerator | 2037 | SC A | GWh | Before Competition Groups | 8.6003 | 0 | 0 | 10107.8063 | 0.00085085 | 47 | Commercial_2037_SC A_GWh_Before Competition Groups_47 | Suction Pipe Insulation Freezer/Refrigerator | 0.08509% | 0 | 8.6003 | Commercial_2037_SC A_GWh_Before Competition Groups_Suction Pipe Insulation Freezer/Refrigerator
Commercial | Com ¦ Condensing Make Up Air Unit | 2037 | SC A | GWh | Before Competition Groups | 8.1583 | 0 | 0 | 10107.8063 | 0.00080712 | 48 | Commercial_2037_SC A_GWh_Before Competition Groups_48 | Condensing Make Up Air Unit | 0.08071% | 0 | 8.1583 | Commercial_2037_SC A_GWh_Before Competition Groups_Condensing Make Up Air Unit
Commercial | Com ¦ ENERGY STAR Dishwasher | 2037 | SC A | GWh | Before Competition Groups | 6.7536 | 0 | 0 | 10107.8063 | 0.00066816 | 49 | Commercial_2037_SC A_GWh_Before Competition Groups_49 | ENERGY STAR Dishwasher | 0.06682% | 0 | 6.7536 | Commercial_2037_SC A_GWh_Before Competition Groups_ENERGY STAR Dishwasher
Commercial | Com ¦ ENERGY STAR Steam Cookers | 2037 | SC A | GWh | Before Competition Groups | 6.2142 | 0 | 0 | 10107.8063 | 0.00061479 | 50 | Commercial_2037_SC A_GWh_Before Competition Groups_50 | ENERGY STAR Steam Cookers | 0.06148% | 0 | 6.2142 | Commercial_2037_SC A_GWh_Before Competition Groups_ENERGY STAR Steam Cookers
Commercial | Com ¦ Ozone Laundry Treatment | 2037 | SC A | GWh | Before Competition Groups | 3.869 | 0 | 0 | 10107.8063 | 0.00038277 | 51 | Commercial_2037_SC A_GWh_Before Competition Groups_51 | Ozone Laundry Treatment | 0.03828% | 0 | 3.869 | Commercial_2037_SC A_GWh_Before Competition Groups_Ozone Laundry Treatment
Commercial | Com ¦ Demand controlled Circulating Systems | 2037 | SC A | GWh | Before Competition Groups | 2.837 | 0 | 0 | 10107.8063 | 0.00028068 | 52 | Commercial_2037_SC A_GWh_Before Competition Groups_52 | Demand controlled Circulating Systems | 0.02807% | 0 | 2.837 | Commercial_2037_SC A_GWh_Before Competition Groups_Demand controlled Circulating Systems
Commercial | Com ¦ Thermostat Setback | 2037 | SC A | GWh | Before Competition Groups | 2.573 | 0 | 0 | 10107.8063 | 0.00025455 | 53 | Commercial_2037_SC A_GWh_Before Competition Groups_53 | Thermostat Setback | 0.02546% | 0 | 2.573 | Commercial_2037_SC A_GWh_Before Competition Groups_Thermostat Setback
Commercial | Com ¦ ECM MOTORS FOR HVAC APPLICATION (FAN-POWERED VAV BOX) | 2037 | SC A | GWh | Before Competition Groups | 2.2103 | 0 | 0 | 10107.8063 | 0.00021868 | 54 | Commercial_2037_SC A_GWh_Before Competition Groups_54 | ECM MOTORS FOR HVAC APPLICATION (FAN-POWERED VAV BOX) | 0.02187% | 0 | 2.2103 | Commercial_2037_SC A_GWh_Before Competition Groups_ECM MOTORS FOR HVAC APPLICATION (FAN-POWERED VAV BOX)
Commercial | Com ¦ Solar Water Preheat (Pools/DHW) | 2037 | SC A | GWh | Before Competition Groups | 1.6809 | 0 | 0 | 10107.8063 | 0.0001663 | 55 | Commercial_2037_SC A_GWh_Before Competition Groups_55 | Solar Water Preheat (Pools/DHW) | 0.01663% | 0 | 1.6809 | Commercial_2037_SC A_GWh_Before Competition Groups_Solar Water Preheat (Pools/DHW)
Commercial | Com ¦ Notched V belts for HVAC Systems | 2037 | SC A | GWh | Before Competition Groups | 1.3255 | 0 | 0 | 10107.8063 | 0.00013114 | 56 | Commercial_2037_SC A_GWh_Before Competition Groups_56 | Notched V belts for HVAC Systems | 0.01311% | 0 | 1.3255 | Commercial_2037_SC A_GWh_Before Competition Groups_Notched V belts for HVAC Systems
Commercial | Com ¦ CEE Tier 2/Energy Star Clothes Washers | 2037 | SC A | GWh | Before Competition Groups | 1.2644 | 0 | 0 | 10107.8063 | 0.00012509 | 57 | Commercial_2037_SC A_GWh_Before Competition Groups_57 | CEE Tier 2/Energy Star Clothes Washers | 0.01251% | 0 | 1.2644 | Commercial_2037_SC A_GWh_Before Competition Groups_CEE Tier 2/Energy Star Clothes Washers
Commercial | COM ¦ Ductless Mini-Split Heat Pumps | 2037 | SC A | GWh | Before Competition Groups | 0.9678 | 0 | 0 | 10107.8063 | 9.5748e-05 | 58 | Commercial_2037_SC A_GWh_Before Competition Groups_58 | Ductless Mini-Split Heat Pumps | 0.009575% | 0 | 0.9678 | Commercial_2037_SC A_GWh_Before Competition Groups_Ductless Mini-Split Heat Pumps
Commercial | Com ¦ Auto Off Time Switch or Time Clock control | 2037 | SC A | GWh | Before Competition Groups | 0.94781 | 0 | 0 | 10107.8063 | 9.377e-05 | 59 | Commercial_2037_SC A_GWh_Before Competition Groups_59 | Auto Off Time Switch or Time Clock control | 0.009377% | 0 | 0.94781 | Commercial_2037_SC A_GWh_Before Competition Groups_Auto Off Time Switch or Time Clock control
Commercial | Com ¦ PTAC (12 EER/10,000 BTU) | 2037 | SC A | GWh | Before Competition Groups | 0.84323 | 0 | 0 | 10107.8063 | 8.3424e-05 | 60 | Commercial_2037_SC A_GWh_Before Competition Groups_60 | PTAC (12 EER/10,000 BTU) | 0.008342% | 0 | 0.84323 | Commercial_2037_SC A_GWh_Before Competition Groups_PTAC (12 EER/10,000 BTU)
Commercial | Com ¦ LED RECESSED DOWNLIGHTS | 2037 | SC A | GWh | Before Competition Groups | 0.69937 | 0 | 0 | 10107.8063 | 6.9191e-05 | 61 | Commercial_2037_SC A_GWh_Before Competition Groups_61 | LED RECESSED DOWNLIGHTS | 0.006919% | 0 | 0.69937 | Commercial_2037_SC A_GWh_Before Competition Groups_LED RECESSED DOWNLIGHTS
Commercial | Com ¦ Low Flow Pre-Rinse Spray Nozzle | 2037 | SC A | GWh | Before Competition Groups | 0.59688 | 0 | 0 | 10107.8063 | 5.9051e-05 | 62 | Commercial_2037_SC A_GWh_Before Competition Groups_62 | Low Flow Pre-Rinse Spray Nozzle | 0.005905% | 0 | 0.59688 | Commercial_2037_SC A_GWh_Before Competition Groups_Low Flow Pre-Rinse Spray Nozzle
Commercial | Com ¦ High Efficiency Small Instantaneous Water Heater | 2037 | SC A | GWh | Before Competition Groups | 0.51283 | 0 | 0 | 10107.8063 | 5.0737e-05 | 63 | Commercial_2037_SC A_GWh_Before Competition Groups_63 | High Efficiency Small Instantaneous Water Heater | 0.005074% | 0 | 0.51283 | Commercial_2037_SC A_GWh_Before Competition Groups_High Efficiency Small Instantaneous Water Heater
Commercial | Com ¦ Commercial Hot Food Holding Cabinets | 2037 | SC A | GWh | Before Competition Groups | 0.43006 | 0 | 0 | 10107.8063 | 4.2547e-05 | 64 | Commercial_2037_SC A_GWh_Before Competition Groups_64 | Commercial Hot Food Holding Cabinets | 0.004255% | 0 | 0.43006 | Commercial_2037_SC A_GWh_Before Competition Groups_Commercial Hot Food Holding Cabinets
Commercial | Com ¦ HVAC Optimization | 2037 | SC A | GWh | Before Competition Groups | 0.40202 | 0 | 0 | 10107.8063 | 3.9773e-05 | 65 | Commercial_2037_SC A_GWh_Before Competition Groups_65 | HVAC Optimization | 0.003977% | 0 | 0.40202 | Commercial_2037_SC A_GWh_Before Competition Groups_HVAC Optimization
Commercial | Com ¦ Air Curtains | 2037 | SC A | GWh | Before Competition Groups | 0.2285 | 0 | 0 | 10107.8063 | 2.2606e-05 | 66 | Commercial_2037_SC A_GWh_Before Competition Groups_66 | Air Curtains | 0.002261% | 0 | 0.2285 | Commercial_2037_SC A_GWh_Before Competition Groups_Air Curtains
Commercial | Com ¦ Efficient compressor motor | 2037 | SC A | GWh | Before Competition Groups | 0.17282 | 0 | 0 | 10107.8063 | 1.7097e-05 | 67 | Commercial_2037_SC A_GWh_Before Competition Groups_67 | Efficient compressor motor | 0.00171% | 0 | 0.17282 | Commercial_2037_SC A_GWh_Before Competition Groups_Efficient compressor motor
Commercial | Com ¦ Energy Recovery Ventilation and Ventilation (Enhanced) | 2037 | SC A | GWh | Before Competition Groups | 0.1429 | 0 | 0 | 10107.8063 | 1.4138e-05 | 68 | Commercial_2037_SC A_GWh_Before Competition Groups_68 | Energy Recovery Ventilation and Ventilation (Enhanced) | 0.001414% | 0 | 0.1429 | Commercial_2037_SC A_GWh_Before Competition Groups_Energy Recovery Ventilation and Ventilation (Enhanced)
Commercial | Com ¦ Wall Insulation | 2037 | SC A | GWh | Before Competition Groups | 0.12993 | 0 | 0 | 10107.8063 | 1.2854e-05 | 69 | Commercial_2037_SC A_GWh_Before Competition Groups_69 | Wall Insulation | 0.001285% | 0 | 0.12993 | Commercial_2037_SC A_GWh_Before Competition Groups_Wall Insulation
Commercial | Com ¦ Room AC (w/ louvered sides) 14 SEER from 12 SEER code | 2037 | SC A | GWh | Before Competition Groups | 0.053047 | 0 | 0 | 10107.8063 | 5.2481e-06 | 70 | Commercial_2037_SC A_GWh_Before Competition Groups_70 | Room AC (w/ louvered sides) 14 SEER from 12 SEER code | 0.0005248% | 0 | 0.053047 | Commercial_2037_SC A_GWh_Before Competition Groups_Room AC (w/ louvered sides) 14 SEER from 12 SEER code
Commercial | Com ¦ EC Plug Fan for Data Center (under cabinet) | 2037 | SC A | GWh | Before Competition Groups | 0.045344 | 0 | 0 | 10107.8063 | 4.4861e-06 | 71 | Commercial_2037_SC A_GWh_Before Competition Groups_71 | EC Plug Fan for Data Center (under cabinet) | 0.0004486% | 0 | 0.045344 | Commercial_2037_SC A_GWh_Before Competition Groups_EC Plug Fan for Data Center (under cabinet)
Commercial | Com ¦ VSD Air Compressor | 2037 | SC A | GWh | Before Competition Groups | 0.0419 | 0 | 0 | 10107.8063 | 4.1453e-06 | 72 | Commercial_2037_SC A_GWh_Before Competition Groups_72 | VSD Air Compressor | 0.0004145% | 0 | 0.0419 | Commercial_2037_SC A_GWh_Before Competition Groups_VSD Air Compressor
Commercial | Com ¦ LLLC - Low Impact Application | 2037 | SC A | GWh | Before Competition Groups | 0.024487 | 0 | 0 | 10107.8063 | 2.4226e-06 | 73 | Commercial_2037_SC A_GWh_Before Competition Groups_73 | LLLC - Low Impact Application | 0.0002423% | 0 | 0.024487 | Commercial_2037_SC A_GWh_Before Competition Groups_LLLC - Low Impact Application
Commercial | Com ¦ LLLC - High Impact Application | 2037 | SC A | GWh | Before Competition Groups | 0.022963 | 0 | 0 | 10107.8063 | 2.2719e-06 | 74 | Commercial_2037_SC A_GWh_Before Competition Groups_74 | LLLC - High Impact Application | 0.0002272% | 0 | 0.022963 | Commercial_2037_SC A_GWh_Before Competition Groups_LLLC - High Impact Application
Commercial | Com ¦ High Efficiency Chiller (avg of water and air cooled) | 2037 | SC A | GWh | Before Competition Groups | 0.0060671 | 0 | 0 | 10107.8063 | 6.0024e-07 | 75 | Commercial_2037_SC A_GWh_Before Competition Groups_75 | High Efficiency Chiller (avg of water and air cooled) | 6.002e-05% | 0 | 0.0060671 | Commercial_2037_SC A_GWh_Before Competition Groups_High Efficiency Chiller (avg of water and air cooled)
Commercial | Com ¦ Electric Convection Combination Ovens | 2037 | SC A | GWh | Before Competition Groups | 0.0037812 | 0 | 0 | 10107.8063 | 3.7409e-07 | 76 | Commercial_2037_SC A_GWh_Before Competition Groups_76 | Electric Convection Combination Ovens | 3.741e-05% | 0 | 0.0037812 | Commercial_2037_SC A_GWh_Before Competition Groups_Electric Convection Combination Ovens
Commercial | Com ¦ Networked/Connected - High Impact Application | 2037 | SC A | GWh | Before Competition Groups | 0.00054829 | 0 | 0 | 10107.8063 | 5.4245e-08 | 77 | Commercial_2037_SC A_GWh_Before Competition Groups_77 | Networked/Connected - High Impact Application | 5.424e-06% | 0 | 0.00054829 | Commercial_2037_SC A_GWh_Before Competition Groups_Networked/Connected - High Impact Application
Commercial | Com ¦ Networked/Connected - Low Impact Application | 2037 | SC A | GWh | Before Competition Groups | 2.5192e-05 | 0 | 0 | 10107.8063 | 2.4923e-09 | 78 | Commercial_2037_SC A_GWh_Before Competition Groups_78 | Networked/Connected - Low Impact Application | 2.492e-07% | 0 | 2.5192e-05 | Commercial_2037_SC A_GWh_Before Competition Groups_Networked/Connected - Low Impact Application
Commercial | Com ¦ Indoor Daylight Sensors/Photocell Dimming Control | 2037 | SC A | GWh | Before Competition Groups | 0 | 0 | 0 | 10107.8063 | 0 | 79 | Commercial_2037_SC A_GWh_Before Competition Groups_79 | Indoor Daylight Sensors/Photocell Dimming Control | 0% | 0 | 0 | Commercial_2037_SC A_GWh_Before Competition Groups_Indoor Daylight Sensors/Photocell Dimming Control
Commercial | Com ¦ Variable Refrigerant Flow Heat Pump | 2037 | SC A | GWh | Before Competition Groups | 0 | 0 | 0 | 10107.8063 | 0 | 80 | Commercial_2037_SC A_GWh_Before Competition Groups_80 | Variable Refrigerant Flow Heat Pump | 0% | 0 | 0 | Commercial_2037_SC A_GWh_Before Competition Groups_Variable Refrigerant Flow Heat Pump
Commercial | Com ¦ Building Recommissioning, Operations and Maintenance (O&M) Improvements | 2037 | SC B | GWh | Before Competition Groups | 1557.6156 | 0 | 0 | 12806.9662 | 0.12162 | 1 | Commercial_2037_SC B_GWh_Before Competition Groups_1 | Building Recommissioning, Operations and Maintenance (O&M) Improvements | 12.16% | 0 | 1557.6156 | Commercial_2037_SC B_GWh_Before Competition Groups_Building Recommissioning, Operations and Maintenance (O&M) Improvements
Commercial | Com ¦ LED Low/High Bay | 2037 | SC B | GWh | Before Competition Groups | 1205.3408 | 0 | 0 | 12806.9662 | 0.094116 | 2 | Commercial_2037_SC B_GWh_Before Competition Groups_2 | LED Low/High Bay | 9.412% | 0 | 1205.3408 | Commercial_2037_SC B_GWh_Before Competition Groups_LED Low/High Bay
Commercial | Com ¦ LED Troffer/Surface/Suspended | 2037 | SC B | GWh | Before Competition Groups | 1028.754 | 0 | 0 | 12806.9662 | 0.080328 | 3 | Commercial_2037_SC B_GWh_Before Competition Groups_3 | LED Troffer/Surface/Suspended | 8.033% | 0 | 1028.754 | Commercial_2037_SC B_GWh_Before Competition Groups_LED Troffer/Surface/Suspended
Commercial | Com ¦ ENERGY STAR LED LAMPS (REFLECTOR LAMPs/MR16/PAR 16) | 2037 | SC B | GWh | Before Competition Groups | 991.8732 | 0 | 0 | 12806.9662 | 0.077448 | 4 | Commercial_2037_SC B_GWh_Before Competition Groups_4 | ENERGY STAR LED LAMPS (REFLECTOR LAMPs/MR16/PAR 16) | 7.745% | 0 | 991.8732 | Commercial_2037_SC B_GWh_Before Competition Groups_ENERGY STAR LED LAMPS (REFLECTOR LAMPs/MR16/PAR 16)
Commercial | Com ¦ LED Replacement Lamp (Tube) | 2037 | SC B | GWh | Before Competition Groups | 674.3358 | 0 | 0 | 12806.9662 | 0.052654 | 5 | Commercial_2037_SC B_GWh_Before Competition Groups_5 | LED Replacement Lamp (Tube) | 5.265% | 0 | 674.3358 | Commercial_2037_SC B_GWh_Before Competition Groups_LED Replacement Lamp (Tube)
Commercial | Com ¦ LED EXTERIOR AREA LIGHTS - LED fixture (200W) | 2037 | SC B | GWh | Before Competition Groups | 655.5784 | 0 | 0 | 12806.9662 | 0.051189 | 6 | Commercial_2037_SC B_GWh_Before Competition Groups_6 | LED EXTERIOR AREA LIGHTS - LED fixture (200W) | 5.119% | 0 | 655.5784 | Commercial_2037_SC B_GWh_Before Competition Groups_LED EXTERIOR AREA LIGHTS - LED fixture (200W)
Commercial | Com ¦ LED parking lot fixture | 2037 | SC B | GWh | Before Competition Groups | 624.951 | 0 | 0 | 12806.9662 | 0.048798 | 7 | Commercial_2037_SC B_GWh_Before Competition Groups_7 | LED parking lot fixture | 4.88% | 0 | 624.951 | Commercial_2037_SC B_GWh_Before Competition Groups_LED parking lot fixture
Commercial | Com ¦ Education and Capacity Building/Energy Behavior | 2037 | SC B | GWh | Before Competition Groups | 621.4997 | 0 | 0 | 12806.9662 | 0.048528 | 8 | Commercial_2037_SC B_GWh_Before Competition Groups_8 | Education and Capacity Building/Energy Behavior | 4.853% | 0 | 621.4997 | Commercial_2037_SC B_GWh_Before Competition Groups_Education and Capacity Building/Energy Behavior
Commercial | Com ¦ Furnace Tune-Up | 2037 | SC B | GWh | Before Competition Groups | 592.6676 | 0 | 0 | 12806.9662 | 0.046277 | 9 | Commercial_2037_SC B_GWh_Before Competition Groups_9 | Furnace Tune-Up | 4.628% | 0 | 592.6676 | Commercial_2037_SC B_GWh_Before Competition Groups_Furnace Tune-Up
Commercial | Com ¦ LED street light fixture | 2037 | SC B | GWh | Before Competition Groups | 397.5466 | 0 | 0 | 12806.9662 | 0.031041 | 10 | Commercial_2037_SC B_GWh_Before Competition Groups_10 | LED street light fixture | 3.104% | 0 | 397.5466 | Commercial_2037_SC B_GWh_Before Competition Groups_LED street light fixture
Commercial | Com ¦ Refrigerated Display Case Doors | 2037 | SC B | GWh | Before Competition Groups | 342.7705 | 0 | 0 | 12806.9662 | 0.026764 | 11 | Commercial_2037_SC B_GWh_Before Competition Groups_11 | Refrigerated Display Case Doors | 2.676% | 0 | 342.7705 | Commercial_2037_SC B_GWh_Before Competition Groups_Refrigerated Display Case Doors
Commercial | Com ¦ High Efficiency Air Source Heat Pump | 2037 | SC B | GWh | Before Competition Groups | 320.6586 | 0 | 0 | 12806.9662 | 0.025038 | 12 | Commercial_2037_SC B_GWh_Before Competition Groups_12 | High Efficiency Air Source Heat Pump | 2.504% | 0 | 320.6586 | Commercial_2037_SC B_GWh_Before Competition Groups_High Efficiency Air Source Heat Pump
Commercial | Com ¦ Reach-in Shaded Pole to ECM/PSC Evaporator Fan Motor | 2037 | SC B | GWh | Before Competition Groups | 298.1501 | 0 | 0 | 12806.9662 | 0.02328 | 13 | Commercial_2037_SC B_GWh_Before Competition Groups_13 | Reach-in Shaded Pole to ECM/PSC Evaporator Fan Motor | 2.328% | 0 | 298.1501 | Commercial_2037_SC B_GWh_Before Competition Groups_Reach-in Shaded Pole to ECM/PSC Evaporator Fan Motor
Commercial | Com ¦ Demand Control Ventilation | 2037 | SC B | GWh | Before Competition Groups | 294.6474 | 0 | 0 | 12806.9662 | 0.023007 | 14 | Commercial_2037_SC B_GWh_Before Competition Groups_14 | Demand Control Ventilation | 2.301% | 0 | 294.6474 | Commercial_2037_SC B_GWh_Before Competition Groups_Demand Control Ventilation
Commercial | Com ¦ Advanced BAS/Controllers | 2037 | SC B | GWh | Before Competition Groups | 284.35 | 0 | 0 | 12806.9662 | 0.022203 | 15 | Commercial_2037_SC B_GWh_Before Competition Groups_15 | Advanced BAS/Controllers | 2.22% | 0 | 284.35 | Commercial_2037_SC B_GWh_Before Competition Groups_Advanced BAS/Controllers
Commercial | Com ¦ Strip Curtains | 2037 | SC B | GWh | Before Competition Groups | 263.6847 | 0 | 0 | 12806.9662 | 0.020589 | 16 | Commercial_2037_SC B_GWh_Before Competition Groups_16 | Strip Curtains | 2.059% | 0 | 263.6847 | Commercial_2037_SC B_GWh_Before Competition Groups_Strip Curtains
Commercial | Com ¦ Data Center Storage/Server Virtualization | 2037 | SC B | GWh | Before Competition Groups | 249.737 | 0 | 0 | 12806.9662 | 0.0195 | 17 | Commercial_2037_SC B_GWh_Before Competition Groups_17 | Data Center Storage/Server Virtualization | 1.95% | 0 | 249.737 | Commercial_2037_SC B_GWh_Before Competition Groups_Data Center Storage/Server Virtualization
Commercial | Com ¦ Centrally controlled desktop PC/NETWORK PC POWER MANAGEMENT SOFTWARE | 2037 | SC B | GWh | Before Competition Groups | 197.8963 | 0 | 0 | 12806.9662 | 0.015452 | 18 | Commercial_2037_SC B_GWh_Before Competition Groups_18 | Centrally controlled desktop PC/NETWORK PC POWER MANAGEMENT SOFTWARE | 1.545% | 0 | 197.8963 | Commercial_2037_SC B_GWh_Before Competition Groups_Centrally controlled desktop PC/NETWORK PC POWER MANAGEMENT SOFTWARE
Commercial | Com ¦ Variable Frequency Drive (VFD) | 2037 | SC B | GWh | Before Competition Groups | 196.6082 | 0 | 0 | 12806.9662 | 0.015352 | 19 | Commercial_2037_SC B_GWh_Before Competition Groups_19 | Variable Frequency Drive (VFD) | 1.535% | 0 | 196.6082 | Commercial_2037_SC B_GWh_Before Competition Groups_Variable Frequency Drive (VFD)
Commercial | Com ¦ VFD on Pumps | 2037 | SC B | GWh | Before Competition Groups | 183.9377 | 0 | 0 | 12806.9662 | 0.014362 | 20 | Commercial_2037_SC B_GWh_Before Competition Groups_20 | VFD on Pumps | 1.436% | 0 | 183.9377 | Commercial_2037_SC B_GWh_Before Competition Groups_VFD on Pumps
Commercial | Com ¦ LED or Equivalent Sign Lighting | 2037 | SC B | GWh | Before Competition Groups | 177.8152 | 0 | 0 | 12806.9662 | 0.013884 | 21 | Commercial_2037_SC B_GWh_Before Competition Groups_21 | LED or Equivalent Sign Lighting | 1.388% | 0 | 177.8152 | Commercial_2037_SC B_GWh_Before Competition Groups_LED or Equivalent Sign Lighting
Commercial | Com ¦ Adaptive Thermostats | 2037 | SC B | GWh | Before Competition Groups | 152.9244 | 0 | 0 | 12806.9662 | 0.011941 | 22 | Commercial_2037_SC B_GWh_Before Competition Groups_22 | Adaptive Thermostats | 1.194% | 0 | 152.9244 | Commercial_2037_SC B_GWh_Before Competition Groups_Adaptive Thermostats
Commercial | Com ¦ Unitary Air-Conditioning Unit | 2037 | SC B | GWh | Before Competition Groups | 151.2852 | 0 | 0 | 12806.9662 | 0.011813 | 23 | Commercial_2037_SC B_GWh_Before Competition Groups_23 | Unitary Air-Conditioning Unit | 1.181% | 0 | 151.2852 | Commercial_2037_SC B_GWh_Before Competition Groups_Unitary Air-Conditioning Unit
Commercial | Com ¦ Air Handler with Dedicated Outdoor Air Systems | 2037 | SC B | GWh | Before Competition Groups | 149.7103 | 0 | 0 | 12806.9662 | 0.01169 | 24 | Commercial_2037_SC B_GWh_Before Competition Groups_24 | Air Handler with Dedicated Outdoor Air Systems | 1.169% | 0 | 149.7103 | Commercial_2037_SC B_GWh_Before Competition Groups_Air Handler with Dedicated Outdoor Air Systems
Commercial | Com ¦ ENERGY STAR LED LAMPS (General Service Lamps) | 2037 | SC B | GWh | Before Competition Groups | 118.1407 | 0 | 0 | 12806.9662 | 0.0092247 | 25 | Commercial_2037_SC B_GWh_Before Competition Groups_25 | ENERGY STAR LED LAMPS (General Service Lamps) | 0.9225% | 0 | 118.1407 | Commercial_2037_SC B_GWh_Before Competition Groups_ENERGY STAR LED LAMPS (General Service Lamps)
Commercial | Com ¦ Door Gasket Freezer/Refrigerator | 2037 | SC B | GWh | Before Competition Groups | 105.4168 | 0 | 0 | 12806.9662 | 0.0082312 | 26 | Commercial_2037_SC B_GWh_Before Competition Groups_26 | Door Gasket Freezer/Refrigerator | 0.8231% | 0 | 105.4168 | Commercial_2037_SC B_GWh_Before Competition Groups_Door Gasket Freezer/Refrigerator
Commercial | Com ¦ Demand Control Kitchen Ventilation | 2037 | SC B | GWh | Before Competition Groups | 95.3664 | 0 | 0 | 12806.9662 | 0.0074464 | 27 | Commercial_2037_SC B_GWh_Before Competition Groups_27 | Demand Control Kitchen Ventilation | 0.7446% | 0 | 95.3664 | Commercial_2037_SC B_GWh_Before Competition Groups_Demand Control Kitchen Ventilation
Commercial | Com ¦ ECM MOTORS FOR EVAPORATOR FANS for refrigeration (WALK-IN) | 2037 | SC B | GWh | Before Competition Groups | 92.9078 | 0 | 0 | 12806.9662 | 0.0072545 | 28 | Commercial_2037_SC B_GWh_Before Competition Groups_28 | ECM MOTORS FOR EVAPORATOR FANS for refrigeration (WALK-IN) | 0.7254% | 0 | 92.9078 | Commercial_2037_SC B_GWh_Before Competition Groups_ECM MOTORS FOR EVAPORATOR FANS for refrigeration (WALK-IN)
Commercial | Com ¦ Condensing Unit Heaters or other Efficient Unit Heating System | 2037 | SC B | GWh | Before Competition Groups | 89.1784 | 0 | 0 | 12806.9662 | 0.0069633 | 29 | Commercial_2037_SC B_GWh_Before Competition Groups_29 | Condensing Unit Heaters or other Efficient Unit Heating System | 0.6963% | 0 | 89.1784 | Commercial_2037_SC B_GWh_Before Competition Groups_Condensing Unit Heaters or other Efficient Unit Heating System
Commercial | Com ¦ Freezer Case Light Sensor | 2037 | SC B | GWh | Before Competition Groups | 76.4799 | 0 | 0 | 12806.9662 | 0.0059717 | 30 | Commercial_2037_SC B_GWh_Before Competition Groups_30 | Freezer Case Light Sensor | 0.5972% | 0 | 76.4799 | Commercial_2037_SC B_GWh_Before Competition Groups_Freezer Case Light Sensor
Commercial | Com ¦ Refrigerated Display Case LED | 2037 | SC B | GWh | Before Competition Groups | 76.4361 | 0 | 0 | 12806.9662 | 0.0059683 | 31 | Commercial_2037_SC B_GWh_Before Competition Groups_31 | Refrigerated Display Case LED | 0.5968% | 0 | 76.4361 | Commercial_2037_SC B_GWh_Before Competition Groups_Refrigerated Display Case LED
Commercial | Com ¦ Evaporator Fan Controls | 2037 | SC B | GWh | Before Competition Groups | 74.6034 | 0 | 0 | 12806.9662 | 0.0058252 | 32 | Commercial_2037_SC B_GWh_Before Competition Groups_32 | Evaporator Fan Controls | 0.5825% | 0 | 74.6034 | Commercial_2037_SC B_GWh_Before Competition Groups_Evaporator Fan Controls
Commercial | Com ¦ Occupancy Sensors | 2037 | SC B | GWh | Before Competition Groups | 41.015 | 0 | 0 | 12806.9662 | 0.0032026 | 33 | Commercial_2037_SC B_GWh_Before Competition Groups_33 | Occupancy Sensors | 0.3203% | 0 | 41.015 | Commercial_2037_SC B_GWh_Before Competition Groups_Occupancy Sensors
Commercial | Com ¦ BEVERAGE VENDING MACHINE CONTROLS | 2037 | SC B | GWh | Before Competition Groups | 38.8712 | 0 | 0 | 12806.9662 | 0.0030352 | 34 | Commercial_2037_SC B_GWh_Before Competition Groups_34 | BEVERAGE VENDING MACHINE CONTROLS | 0.3035% | 0 | 38.8712 | Commercial_2037_SC B_GWh_Before Competition Groups_BEVERAGE VENDING MACHINE CONTROLS
Commercial | Com ¦ Chilled Water Optimization | 2037 | SC B | GWh | Before Competition Groups | 35.8981 | 0 | 0 | 12806.9662 | 0.002803 | 35 | Commercial_2037_SC B_GWh_Before Competition Groups_35 | Chilled Water Optimization | 0.2803% | 0 | 35.8981 | Commercial_2037_SC B_GWh_Before Competition Groups_Chilled Water Optimization
Commercial | Com ¦ Elec Storage WH 2.30 Et | 2037 | SC B | GWh | Before Competition Groups | 35.6796 | 0 | 0 | 12806.9662 | 0.002786 | 36 | Commercial_2037_SC B_GWh_Before Competition Groups_36 | Elec Storage WH 2.30 Et | 0.2786% | 0 | 35.6796 | Commercial_2037_SC B_GWh_Before Competition Groups_Elec Storage WH 2.30 Et
Commercial | Com ¦ ENERGY STAR Griddle (74% eff) | 2037 | SC B | GWh | Before Competition Groups | 35.4565 | 0 | 0 | 12806.9662 | 0.0027685 | 37 | Commercial_2037_SC B_GWh_Before Competition Groups_37 | ENERGY STAR Griddle (74% eff) | 0.2769% | 0 | 35.4565 | Commercial_2037_SC B_GWh_Before Competition Groups_ENERGY STAR Griddle (74% eff)
Commercial | Com ¦ CO Sensors for parking garage exhaust fans | 2037 | SC B | GWh | Before Competition Groups | 29.2199 | 0 | 0 | 12806.9662 | 0.0022816 | 38 | Commercial_2037_SC B_GWh_Before Competition Groups_38 | CO Sensors for parking garage exhaust fans | 0.2282% | 0 | 29.2199 | Commercial_2037_SC B_GWh_Before Competition Groups_CO Sensors for parking garage exhaust fans
Commercial | Com ¦ Temperature Adjustment in Commercial Freezers | 2037 | SC B | GWh | Before Competition Groups | 28.5323 | 0 | 0 | 12806.9662 | 0.0022279 | 39 | Commercial_2037_SC B_GWh_Before Competition Groups_39 | Temperature Adjustment in Commercial Freezers | 0.2228% | 0 | 28.5323 | Commercial_2037_SC B_GWh_Before Competition Groups_Temperature Adjustment in Commercial Freezers
Commercial | Com ¦ Water Source Heat Pump (4 ton) | 2037 | SC B | GWh | Before Competition Groups | 27.5409 | 0 | 0 | 12806.9662 | 0.0021505 | 40 | Commercial_2037_SC B_GWh_Before Competition Groups_40 | Water Source Heat Pump (4 ton) | 0.215% | 0 | 27.5409 | Commercial_2037_SC B_GWh_Before Competition Groups_Water Source Heat Pump (4 ton)
Commercial | Com ¦ Energy Efficient Laboratory Fume Hood | 2037 | SC B | GWh | Before Competition Groups | 24.8748 | 0 | 0 | 12806.9662 | 0.0019423 | 41 | Commercial_2037_SC B_GWh_Before Competition Groups_41 | Energy Efficient Laboratory Fume Hood | 0.1942% | 0 | 24.8748 | Commercial_2037_SC B_GWh_Before Competition Groups_Energy Efficient Laboratory Fume Hood
Commercial | Com ¦ Vertical Night Covers | 2037 | SC B | GWh | Before Competition Groups | 22.1296 | 0 | 0 | 12806.9662 | 0.0017279 | 42 | Commercial_2037_SC B_GWh_Before Competition Groups_42 | Vertical Night Covers | 0.1728% | 0 | 22.1296 | Commercial_2037_SC B_GWh_Before Competition Groups_Vertical Night Covers
Commercial | Com ¦ Duct Insulation, R8 | 2037 | SC B | GWh | Before Competition Groups | 19.759 | 0 | 0 | 12806.9662 | 0.0015428 | 43 | Commercial_2037_SC B_GWh_Before Competition Groups_43 | Duct Insulation, R8 | 0.1543% | 0 | 19.759 | Commercial_2037_SC B_GWh_Before Competition Groups_Duct Insulation, R8
Commercial | Com ¦ Water Heating (DHW) Pipe Insulation (Add 3/4\ Foam)" | 2037 | SC B | GWh | Before Competition Groups | 19.0643 | 0 | 0 | 12806.9662 | 0.0014886 | 44 | Commercial_2037_SC B_GWh_Before Competition Groups_44 | Water Heating (DHW) Pipe Insulation (Add 3/4\ Foam)" | 0.1489% | 0 | 19.0643 | Commercial_2037_SC B_GWh_Before Competition Groups_Water Heating (DHW) Pipe Insulation (Add 3/4\ Foam)"
Commercial | Com ¦ Outside Air Economizer | 2037 | SC B | GWh | Before Competition Groups | 18.8439 | 0 | 0 | 12806.9662 | 0.0014714 | 45 | Commercial_2037_SC B_GWh_Before Competition Groups_45 | Outside Air Economizer | 0.1471% | 0 | 18.8439 | Commercial_2037_SC B_GWh_Before Competition Groups_Outside Air Economizer
Commercial | Com ¦ Condensing Make Up Air Unit | 2037 | SC B | GWh | Before Competition Groups | 16.085 | 0 | 0 | 12806.9662 | 0.001256 | 46 | Commercial_2037_SC B_GWh_Before Competition Groups_46 | Condensing Make Up Air Unit | 0.1256% | 0 | 16.085 | Commercial_2037_SC B_GWh_Before Competition Groups_Condensing Make Up Air Unit
Commercial | Com ¦ ENERGY STAR Fryer (84% eff) | 2037 | SC B | GWh | Before Competition Groups | 13.0299 | 0 | 0 | 12806.9662 | 0.0010174 | 47 | Commercial_2037_SC B_GWh_Before Competition Groups_47 | ENERGY STAR Fryer (84% eff) | 0.1017% | 0 | 13.0299 | Commercial_2037_SC B_GWh_Before Competition Groups_ENERGY STAR Fryer (84% eff)
Commercial | Com ¦ Suction Pipe Insulation Freezer/Refrigerator | 2037 | SC B | GWh | Before Competition Groups | 12.0981 | 0 | 0 | 12806.9662 | 0.00094465 | 48 | Commercial_2037_SC B_GWh_Before Competition Groups_48 | Suction Pipe Insulation Freezer/Refrigerator | 0.09446% | 0 | 12.0981 | Commercial_2037_SC B_GWh_Before Competition Groups_Suction Pipe Insulation Freezer/Refrigerator
Commercial | Com ¦ ENERGY STAR Dishwasher | 2037 | SC B | GWh | Before Competition Groups | 8.0626 | 0 | 0 | 12806.9662 | 0.00062955 | 49 | Commercial_2037_SC B_GWh_Before Competition Groups_49 | ENERGY STAR Dishwasher | 0.06295% | 0 | 8.0626 | Commercial_2037_SC B_GWh_Before Competition Groups_ENERGY STAR Dishwasher
Commercial | Com ¦ Ozone Laundry Treatment | 2037 | SC B | GWh | Before Competition Groups | 6.5105 | 0 | 0 | 12806.9662 | 0.00050836 | 50 | Commercial_2037_SC B_GWh_Before Competition Groups_50 | Ozone Laundry Treatment | 0.05084% | 0 | 6.5105 | Commercial_2037_SC B_GWh_Before Competition Groups_Ozone Laundry Treatment
Commercial | Com ¦ ENERGY STAR Steam Cookers | 2037 | SC B | GWh | Before Competition Groups | 6.2141 | 0 | 0 | 12806.9662 | 0.00048522 | 51 | Commercial_2037_SC B_GWh_Before Competition Groups_51 | ENERGY STAR Steam Cookers | 0.04852% | 0 | 6.2141 | Commercial_2037_SC B_GWh_Before Competition Groups_ENERGY STAR Steam Cookers
Commercial | Com ¦ Demand controlled Circulating Systems | 2037 | SC B | GWh | Before Competition Groups | 4.0973 | 0 | 0 | 12806.9662 | 0.00031993 | 52 | Commercial_2037_SC B_GWh_Before Competition Groups_52 | Demand controlled Circulating Systems | 0.03199% | 0 | 4.0973 | Commercial_2037_SC B_GWh_Before Competition Groups_Demand controlled Circulating Systems
Commercial | Com ¦ ECM MOTORS FOR HVAC APPLICATION (FAN-POWERED VAV BOX) | 2037 | SC B | GWh | Before Competition Groups | 2.8607 | 0 | 0 | 12806.9662 | 0.00022337 | 53 | Commercial_2037_SC B_GWh_Before Competition Groups_53 | ECM MOTORS FOR HVAC APPLICATION (FAN-POWERED VAV BOX) | 0.02234% | 0 | 2.8607 | Commercial_2037_SC B_GWh_Before Competition Groups_ECM MOTORS FOR HVAC APPLICATION (FAN-POWERED VAV BOX)
Commercial | Com ¦ Solar Water Preheat (Pools/DHW) | 2037 | SC B | GWh | Before Competition Groups | 2.7171 | 0 | 0 | 12806.9662 | 0.00021216 | 54 | Commercial_2037_SC B_GWh_Before Competition Groups_54 | Solar Water Preheat (Pools/DHW) | 0.02122% | 0 | 2.7171 | Commercial_2037_SC B_GWh_Before Competition Groups_Solar Water Preheat (Pools/DHW)
Commercial | Com ¦ Thermostat Setback | 2037 | SC B | GWh | Before Competition Groups | 2.584 | 0 | 0 | 12806.9662 | 0.00020177 | 55 | Commercial_2037_SC B_GWh_Before Competition Groups_55 | Thermostat Setback | 0.02018% | 0 | 2.584 | Commercial_2037_SC B_GWh_Before Competition Groups_Thermostat Setback
Commercial | Com ¦ Notched V belts for HVAC Systems | 2037 | SC B | GWh | Before Competition Groups | 1.7716 | 0 | 0 | 12806.9662 | 0.00013833 | 56 | Commercial_2037_SC B_GWh_Before Competition Groups_56 | Notched V belts for HVAC Systems | 0.01383% | 0 | 1.7716 | Commercial_2037_SC B_GWh_Before Competition Groups_Notched V belts for HVAC Systems
Commercial | Com ¦ PTAC (12 EER/10,000 BTU) | 2037 | SC B | GWh | Before Competition Groups | 1.4653 | 0 | 0 | 12806.9662 | 0.00011441 | 57 | Commercial_2037_SC B_GWh_Before Competition Groups_57 | PTAC (12 EER/10,000 BTU) | 0.01144% | 0 | 1.4653 | Commercial_2037_SC B_GWh_Before Competition Groups_PTAC (12 EER/10,000 BTU)
Commercial | Com ¦ Efficient compressor motor | 2037 | SC B | GWh | Before Competition Groups | 1.4307 | 0 | 0 | 12806.9662 | 0.00011171 | 58 | Commercial_2037_SC B_GWh_Before Competition Groups_58 | Efficient compressor motor | 0.01117% | 0 | 1.4307 | Commercial_2037_SC B_GWh_Before Competition Groups_Efficient compressor motor
Commercial | Com ¦ CEE Tier 2/Energy Star Clothes Washers | 2037 | SC B | GWh | Before Competition Groups | 1.403 | 0 | 0 | 12806.9662 | 0.00010955 | 59 | Commercial_2037_SC B_GWh_Before Competition Groups_59 | CEE Tier 2/Energy Star Clothes Washers | 0.01096% | 0 | 1.403 | Commercial_2037_SC B_GWh_Before Competition Groups_CEE Tier 2/Energy Star Clothes Washers
Commercial | Com ¦ Auto Off Time Switch or Time Clock control | 2037 | SC B | GWh | Before Competition Groups | 1.3221 | 0 | 0 | 12806.9662 | 0.00010324 | 60 | Commercial_2037_SC B_GWh_Before Competition Groups_60 | Auto Off Time Switch or Time Clock control | 0.01032% | 0 | 1.3221 | Commercial_2037_SC B_GWh_Before Competition Groups_Auto Off Time Switch or Time Clock control
Commercial | COM ¦ Ductless Mini-Split Heat Pumps | 2037 | SC B | GWh | Before Competition Groups | 1.1712 | 0 | 0 | 12806.9662 | 9.1447e-05 | 61 | Commercial_2037_SC B_GWh_Before Competition Groups_61 | Ductless Mini-Split Heat Pumps | 0.009145% | 0 | 1.1712 | Commercial_2037_SC B_GWh_Before Competition Groups_Ductless Mini-Split Heat Pumps
Commercial | Com ¦ High Efficiency Small Instantaneous Water Heater | 2037 | SC B | GWh | Before Competition Groups | 0.95434 | 0 | 0 | 12806.9662 | 7.4517e-05 | 62 | Commercial_2037_SC B_GWh_Before Competition Groups_62 | High Efficiency Small Instantaneous Water Heater | 0.007452% | 0 | 0.95434 | Commercial_2037_SC B_GWh_Before Competition Groups_High Efficiency Small Instantaneous Water Heater
Commercial | Com ¦ LED RECESSED DOWNLIGHTS | 2037 | SC B | GWh | Before Competition Groups | 0.78415 | 0 | 0 | 12806.9662 | 6.1228e-05 | 63 | Commercial_2037_SC B_GWh_Before Competition Groups_63 | LED RECESSED DOWNLIGHTS | 0.006123% | 0 | 0.78415 | Commercial_2037_SC B_GWh_Before Competition Groups_LED RECESSED DOWNLIGHTS
Commercial | Com ¦ Low Flow Pre-Rinse Spray Nozzle | 2037 | SC B | GWh | Before Competition Groups | 0.67345 | 0 | 0 | 12806.9662 | 5.2585e-05 | 64 | Commercial_2037_SC B_GWh_Before Competition Groups_64 | Low Flow Pre-Rinse Spray Nozzle | 0.005258% | 0 | 0.67345 | Commercial_2037_SC B_GWh_Before Competition Groups_Low Flow Pre-Rinse Spray Nozzle
Commercial | Com ¦ Commercial Hot Food Holding Cabinets | 2037 | SC B | GWh | Before Competition Groups | 0.52649 | 0 | 0 | 12806.9662 | 4.111e-05 | 65 | Commercial_2037_SC B_GWh_Before Competition Groups_65 | Commercial Hot Food Holding Cabinets | 0.004111% | 0 | 0.52649 | Commercial_2037_SC B_GWh_Before Competition Groups_Commercial Hot Food Holding Cabinets
Commercial | Com ¦ Energy Recovery Ventilation and Ventilation (Enhanced) | 2037 | SC B | GWh | Before Competition Groups | 0.49371 | 0 | 0 | 12806.9662 | 3.855e-05 | 66 | Commercial_2037_SC B_GWh_Before Competition Groups_66 | Energy Recovery Ventilation and Ventilation (Enhanced) | 0.003855% | 0 | 0.49371 | Commercial_2037_SC B_GWh_Before Competition Groups_Energy Recovery Ventilation and Ventilation (Enhanced)
Commercial | Com ¦ HVAC Optimization | 2037 | SC B | GWh | Before Competition Groups | 0.40202 | 0 | 0 | 12806.9662 | 3.1391e-05 | 67 | Commercial_2037_SC B_GWh_Before Competition Groups_67 | HVAC Optimization | 0.003139% | 0 | 0.40202 | Commercial_2037_SC B_GWh_Before Competition Groups_HVAC Optimization
Commercial | Com ¦ Wall Insulation | 2037 | SC B | GWh | Before Competition Groups | 0.20309 | 0 | 0 | 12806.9662 | 1.5858e-05 | 68 | Commercial_2037_SC B_GWh_Before Competition Groups_68 | Wall Insulation | 0.001586% | 0 | 0.20309 | Commercial_2037_SC B_GWh_Before Competition Groups_Wall Insulation
Commercial | Com ¦ Room AC (w/ louvered sides) 14 SEER from 12 SEER code | 2037 | SC B | GWh | Before Competition Groups | 0.11513 | 0 | 0 | 12806.9662 | 8.9895e-06 | 69 | Commercial_2037_SC B_GWh_Before Competition Groups_69 | Room AC (w/ louvered sides) 14 SEER from 12 SEER code | 0.000899% | 0 | 0.11513 | Commercial_2037_SC B_GWh_Before Competition Groups_Room AC (w/ louvered sides) 14 SEER from 12 SEER code
Commercial | Com ¦ High Efficiency Chiller (avg of water and air cooled) | 2037 | SC B | GWh | Before Competition Groups | 0.064336 | 0 | 0 | 12806.9662 | 5.0235e-06 | 70 | Commercial_2037_SC B_GWh_Before Competition Groups_70 | High Efficiency Chiller (avg of water and air cooled) | 0.0005024% | 0 | 0.064336 | Commercial_2037_SC B_GWh_Before Competition Groups_High Efficiency Chiller (avg of water and air cooled)
Commercial | Com ¦ EC Plug Fan for Data Center (under cabinet) | 2037 | SC B | GWh | Before Competition Groups | 0.063126 | 0 | 0 | 12806.9662 | 4.929e-06 | 71 | Commercial_2037_SC B_GWh_Before Competition Groups_71 | EC Plug Fan for Data Center (under cabinet) | 0.0004929% | 0 | 0.063126 | Commercial_2037_SC B_GWh_Before Competition Groups_EC Plug Fan for Data Center (under cabinet)
Commercial | Com ¦ Air Curtains | 2037 | SC B | GWh | Before Competition Groups | 0.059721 | 0 | 0 | 12806.9662 | 4.6631e-06 | 72 | Commercial_2037_SC B_GWh_Before Competition Groups_72 | Air Curtains | 0.0004663% | 0 | 0.059721 | Commercial_2037_SC B_GWh_Before Competition Groups_Air Curtains
Commercial | Com ¦ VSD Air Compressor | 2037 | SC B | GWh | Before Competition Groups | 0.046323 | 0 | 0 | 12806.9662 | 3.617e-06 | 73 | Commercial_2037_SC B_GWh_Before Competition Groups_73 | VSD Air Compressor | 0.0003617% | 0 | 0.046323 | Commercial_2037_SC B_GWh_Before Competition Groups_VSD Air Compressor
Commercial | Com ¦ Electric Convection Combination Ovens | 2037 | SC B | GWh | Before Competition Groups | 0.0039644 | 0 | 0 | 12806.9662 | 3.0955e-07 | 74 | Commercial_2037_SC B_GWh_Before Competition Groups_74 | Electric Convection Combination Ovens | 3.095e-05% | 0 | 0.0039644 | Commercial_2037_SC B_GWh_Before Competition Groups_Electric Convection Combination Ovens
Commercial | Com ¦ LLLC - Low Impact Application | 2037 | SC B | GWh | Before Competition Groups | 2.9882e-18 | 0 | 0 | 12806.9662 | 2.3333e-22 | 75 | Commercial_2037_SC B_GWh_Before Competition Groups_75 | LLLC - Low Impact Application | 2.333e-20% | 0 | 2.9882e-18 | Commercial_2037_SC B_GWh_Before Competition Groups_LLLC - Low Impact Application
Commercial | Com ¦ LLLC - High Impact Application | 2037 | SC B | GWh | Before Competition Groups | 1.0958e-18 | 0 | 0 | 12806.9662 | 8.556e-23 | 76 | Commercial_2037_SC B_GWh_Before Competition Groups_76 | LLLC - High Impact Application | 8.556e-21% | 0 | 1.0958e-18 | Commercial_2037_SC B_GWh_Before Competition Groups_LLLC - High Impact Application
Commercial | Com ¦ Networked/Connected - High Impact Application | 2037 | SC B | GWh | Before Competition Groups | 1.4341e-20 | 0 | 0 | 12806.9662 | 1.1198e-24 | 77 | Commercial_2037_SC B_GWh_Before Competition Groups_77 | Networked/Connected - High Impact Application | 1.12e-22% | 0 | 1.4341e-20 | Commercial_2037_SC B_GWh_Before Competition Groups_Networked/Connected - High Impact Application
Commercial | Com ¦ Networked/Connected - Low Impact Application | 2037 | SC B | GWh | Before Competition Groups | 8.2531e-21 | 0 | 0 | 12806.9662 | 6.4442e-25 | 78 | Commercial_2037_SC B_GWh_Before Competition Groups_78 | Networked/Connected - Low Impact Application | 6.444e-23% | 0 | 8.2531e-21 | Commercial_2037_SC B_GWh_Before Competition Groups_Networked/Connected - Low Impact Application
Commercial | Com ¦ Indoor Daylight Sensors/Photocell Dimming Control | 2037 | SC B | GWh | Before Competition Groups | 0 | 0 | 0 | 12806.9662 | 0 | 79 | Commercial_2037_SC B_GWh_Before Competition Groups_79 | Indoor Daylight Sensors/Photocell Dimming Control | 0% | 0 | 0 | Commercial_2037_SC B_GWh_Before Competition Groups_Indoor Daylight Sensors/Photocell Dimming Control
Commercial | Com ¦ Variable Refrigerant Flow Heat Pump | 2037 | SC B | GWh | Before Competition Groups | 0 | 0 | 0 | 12806.9662 | 0 | 80 | Commercial_2037_SC B_GWh_Before Competition Groups_80 | Variable Refrigerant Flow Heat Pump | 0% | 0 | 0 | Commercial_2037_SC B_GWh_Before Competition Groups_Variable Refrigerant Flow Heat Pump
Commercial | Com ¦ LED Low/High Bay | 2037 | SC C | GWh | Before Competition Groups | 1204.4722 | 0 | 0 | 10533.2805 | 0.11435 | 1 | Commercial_2037_SC C_GWh_Before Competition Groups_1 | LED Low/High Bay | 11.43% | 0 | 1204.4722 | Commercial_2037_SC C_GWh_Before Competition Groups_LED Low/High Bay
Commercial | Com ¦ LED Troffer/Surface/Suspended | 2037 | SC C | GWh | Before Competition Groups | 1027.9606 | 0 | 0 | 10533.2805 | 0.097592 | 2 | Commercial_2037_SC C_GWh_Before Competition Groups_2 | LED Troffer/Surface/Suspended | 9.759% | 0 | 1027.9606 | Commercial_2037_SC C_GWh_Before Competition Groups_LED Troffer/Surface/Suspended
Commercial | Com ¦ ENERGY STAR LED LAMPS (REFLECTOR LAMPs/MR16/PAR 16) | 2037 | SC C | GWh | Before Competition Groups | 991.8732 | 0 | 0 | 10533.2805 | 0.094166 | 3 | Commercial_2037_SC C_GWh_Before Competition Groups_3 | ENERGY STAR LED LAMPS (REFLECTOR LAMPs/MR16/PAR 16) | 9.417% | 0 | 991.8732 | Commercial_2037_SC C_GWh_Before Competition Groups_ENERGY STAR LED LAMPS (REFLECTOR LAMPs/MR16/PAR 16)
Commercial | Com ¦ Building Recommissioning, Operations and Maintenance (O&M) Improvements | 2037 | SC C | GWh | Before Competition Groups | 784.7568 | 0 | 0 | 10533.2805 | 0.074503 | 4 | Commercial_2037_SC C_GWh_Before Competition Groups_4 | Building Recommissioning, Operations and Maintenance (O&M) Improvements | 7.45% | 0 | 784.7568 | Commercial_2037_SC C_GWh_Before Competition Groups_Building Recommissioning, Operations and Maintenance (O&M) Improvements
Commercial | Com ¦ LED Replacement Lamp (Tube) | 2037 | SC C | GWh | Before Competition Groups | 674.3358 | 0 | 0 | 10533.2805 | 0.06402 | 5 | Commercial_2037_SC C_GWh_Before Competition Groups_5 | LED Replacement Lamp (Tube) | 6.402% | 0 | 674.3358 | Commercial_2037_SC C_GWh_Before Competition Groups_LED Replacement Lamp (Tube)
Commercial | Com ¦ LED EXTERIOR AREA LIGHTS - LED fixture (200W) | 2037 | SC C | GWh | Before Competition Groups | 655.2983 | 0 | 0 | 10533.2805 | 0.062212 | 6 | Commercial_2037_SC C_GWh_Before Competition Groups_6 | LED EXTERIOR AREA LIGHTS - LED fixture (200W) | 6.221% | 0 | 655.2983 | Commercial_2037_SC C_GWh_Before Competition Groups_LED EXTERIOR AREA LIGHTS - LED fixture (200W)
Commercial | Com ¦ LED parking lot fixture | 2037 | SC C | GWh | Before Competition Groups | 624.951 | 0 | 0 | 10533.2805 | 0.059331 | 7 | Commercial_2037_SC C_GWh_Before Competition Groups_7 | LED parking lot fixture | 5.933% | 0 | 624.951 | Commercial_2037_SC C_GWh_Before Competition Groups_LED parking lot fixture
Commercial | Com ¦ Furnace Tune-Up | 2037 | SC C | GWh | Before Competition Groups | 435.1441 | 0 | 0 | 10533.2805 | 0.041311 | 8 | Commercial_2037_SC C_GWh_Before Competition Groups_8 | Furnace Tune-Up | 4.131% | 0 | 435.1441 | Commercial_2037_SC C_GWh_Before Competition Groups_Furnace Tune-Up
Commercial | Com ¦ LED street light fixture | 2037 | SC C | GWh | Before Competition Groups | 397.5466 | 0 | 0 | 10533.2805 | 0.037742 | 9 | Commercial_2037_SC C_GWh_Before Competition Groups_9 | LED street light fixture | 3.774% | 0 | 397.5466 | Commercial_2037_SC C_GWh_Before Competition Groups_LED street light fixture
Commercial | Com ¦ High Efficiency Air Source Heat Pump | 2037 | SC C | GWh | Before Competition Groups | 320.6593 | 0 | 0 | 10533.2805 | 0.030442 | 10 | Commercial_2037_SC C_GWh_Before Competition Groups_10 | High Efficiency Air Source Heat Pump | 3.044% | 0 | 320.6593 | Commercial_2037_SC C_GWh_Before Competition Groups_High Efficiency Air Source Heat Pump
Commercial | Com ¦ Refrigerated Display Case Doors | 2037 | SC C | GWh | Before Competition Groups | 295.0449 | 0 | 0 | 10533.2805 | 0.028011 | 11 | Commercial_2037_SC C_GWh_Before Competition Groups_11 | Refrigerated Display Case Doors | 2.801% | 0 | 295.0449 | Commercial_2037_SC C_GWh_Before Competition Groups_Refrigerated Display Case Doors
Commercial | Com ¦ Reach-in Shaded Pole to ECM/PSC Evaporator Fan Motor | 2037 | SC C | GWh | Before Competition Groups | 283.3898 | 0 | 0 | 10533.2805 | 0.026904 | 12 | Commercial_2037_SC C_GWh_Before Competition Groups_12 | Reach-in Shaded Pole to ECM/PSC Evaporator Fan Motor | 2.69% | 0 | 283.3898 | Commercial_2037_SC C_GWh_Before Competition Groups_Reach-in Shaded Pole to ECM/PSC Evaporator Fan Motor
Commercial | Com ¦ Data Center Storage/Server Virtualization | 2037 | SC C | GWh | Before Competition Groups | 233.5261 | 0 | 0 | 10533.2805 | 0.02217 | 13 | Commercial_2037_SC C_GWh_Before Competition Groups_13 | Data Center Storage/Server Virtualization | 2.217% | 0 | 233.5261 | Commercial_2037_SC C_GWh_Before Competition Groups_Data Center Storage/Server Virtualization
Commercial | Com ¦ Strip Curtains | 2037 | SC C | GWh | Before Competition Groups | 209.4303 | 0 | 0 | 10533.2805 | 0.019883 | 14 | Commercial_2037_SC C_GWh_Before Competition Groups_14 | Strip Curtains | 1.988% | 0 | 209.4303 | Commercial_2037_SC C_GWh_Before Competition Groups_Strip Curtains
Commercial | Com ¦ Demand Control Ventilation | 2037 | SC C | GWh | Before Competition Groups | 204.1902 | 0 | 0 | 10533.2805 | 0.019385 | 15 | Commercial_2037_SC C_GWh_Before Competition Groups_15 | Demand Control Ventilation | 1.939% | 0 | 204.1902 | Commercial_2037_SC C_GWh_Before Competition Groups_Demand Control Ventilation
Commercial | Com ¦ LED or Equivalent Sign Lighting | 2037 | SC C | GWh | Before Competition Groups | 177.8152 | 0 | 0 | 10533.2805 | 0.016881 | 16 | Commercial_2037_SC C_GWh_Before Competition Groups_16 | LED or Equivalent Sign Lighting | 1.688% | 0 | 177.8152 | Commercial_2037_SC C_GWh_Before Competition Groups_LED or Equivalent Sign Lighting
Commercial | Com ¦ Advanced BAS/Controllers | 2037 | SC C | GWh | Before Competition Groups | 172.4415 | 0 | 0 | 10533.2805 | 0.016371 | 17 | Commercial_2037_SC C_GWh_Before Competition Groups_17 | Advanced BAS/Controllers | 1.637% | 0 | 172.4415 | Commercial_2037_SC C_GWh_Before Competition Groups_Advanced BAS/Controllers
Commercial | Com ¦ Centrally controlled desktop PC/NETWORK PC POWER MANAGEMENT SOFTWARE | 2037 | SC C | GWh | Before Competition Groups | 159.7662 | 0 | 0 | 10533.2805 | 0.015168 | 18 | Commercial_2037_SC C_GWh_Before Competition Groups_18 | Centrally controlled desktop PC/NETWORK PC POWER MANAGEMENT SOFTWARE | 1.517% | 0 | 159.7662 | Commercial_2037_SC C_GWh_Before Competition Groups_Centrally controlled desktop PC/NETWORK PC POWER MANAGEMENT SOFTWARE
Commercial | Com ¦ Variable Frequency Drive (VFD) | 2037 | SC C | GWh | Before Competition Groups | 144.7413 | 0 | 0 | 10533.2805 | 0.013741 | 19 | Commercial_2037_SC C_GWh_Before Competition Groups_19 | Variable Frequency Drive (VFD) | 1.374% | 0 | 144.7413 | Commercial_2037_SC C_GWh_Before Competition Groups_Variable Frequency Drive (VFD)
Commercial | Com ¦ VFD on Pumps | 2037 | SC C | GWh | Before Competition Groups | 135.2591 | 0 | 0 | 10533.2805 | 0.012841 | 20 | Commercial_2037_SC C_GWh_Before Competition Groups_20 | VFD on Pumps | 1.284% | 0 | 135.2591 | Commercial_2037_SC C_GWh_Before Competition Groups_VFD on Pumps
Commercial | Com ¦ Education and Capacity Building/Energy Behavior | 2037 | SC C | GWh | Before Competition Groups | 124.2999 | 0 | 0 | 10533.2805 | 0.011801 | 21 | Commercial_2037_SC C_GWh_Before Competition Groups_21 | Education and Capacity Building/Energy Behavior | 1.18% | 0 | 124.2999 | Commercial_2037_SC C_GWh_Before Competition Groups_Education and Capacity Building/Energy Behavior
Commercial | Com ¦ Unitary Air-Conditioning Unit | 2037 | SC C | GWh | Before Competition Groups | 118.4885 | 0 | 0 | 10533.2805 | 0.011249 | 22 | Commercial_2037_SC C_GWh_Before Competition Groups_22 | Unitary Air-Conditioning Unit | 1.125% | 0 | 118.4885 | Commercial_2037_SC C_GWh_Before Competition Groups_Unitary Air-Conditioning Unit
Commercial | Com ¦ ENERGY STAR LED LAMPS (General Service Lamps) | 2037 | SC C | GWh | Before Competition Groups | 118.1407 | 0 | 0 | 10533.2805 | 0.011216 | 23 | Commercial_2037_SC C_GWh_Before Competition Groups_23 | ENERGY STAR LED LAMPS (General Service Lamps) | 1.122% | 0 | 118.1407 | Commercial_2037_SC C_GWh_Before Competition Groups_ENERGY STAR LED LAMPS (General Service Lamps)
Commercial | Com ¦ Adaptive Thermostats | 2037 | SC C | GWh | Before Competition Groups | 116.9192 | 0 | 0 | 10533.2805 | 0.0111 | 24 | Commercial_2037_SC C_GWh_Before Competition Groups_24 | Adaptive Thermostats | 1.11% | 0 | 116.9192 | Commercial_2037_SC C_GWh_Before Competition Groups_Adaptive Thermostats
Commercial | Com ¦ Air Handler with Dedicated Outdoor Air Systems | 2037 | SC C | GWh | Before Competition Groups | 83.6701 | 0 | 0 | 10533.2805 | 0.0079434 | 25 | Commercial_2037_SC C_GWh_Before Competition Groups_25 | Air Handler with Dedicated Outdoor Air Systems | 0.7943% | 0 | 83.6701 | Commercial_2037_SC C_GWh_Before Competition Groups_Air Handler with Dedicated Outdoor Air Systems
Commercial | Com ¦ Door Gasket Freezer/Refrigerator | 2037 | SC C | GWh | Before Competition Groups | 77.3889 | 0 | 0 | 10533.2805 | 0.0073471 | 26 | Commercial_2037_SC C_GWh_Before Competition Groups_26 | Door Gasket Freezer/Refrigerator | 0.7347% | 0 | 77.3889 | Commercial_2037_SC C_GWh_Before Competition Groups_Door Gasket Freezer/Refrigerator
Commercial | Com ¦ Demand Control Kitchen Ventilation | 2037 | SC C | GWh | Before Competition Groups | 72.5348 | 0 | 0 | 10533.2805 | 0.0068862 | 27 | Commercial_2037_SC C_GWh_Before Competition Groups_27 | Demand Control Kitchen Ventilation | 0.6886% | 0 | 72.5348 | Commercial_2037_SC C_GWh_Before Competition Groups_Demand Control Kitchen Ventilation
Commercial | Com ¦ ECM MOTORS FOR EVAPORATOR FANS for refrigeration (WALK-IN) | 2037 | SC C | GWh | Before Competition Groups | 67.8369 | 0 | 0 | 10533.2805 | 0.0064402 | 28 | Commercial_2037_SC C_GWh_Before Competition Groups_28 | ECM MOTORS FOR EVAPORATOR FANS for refrigeration (WALK-IN) | 0.644% | 0 | 67.8369 | Commercial_2037_SC C_GWh_Before Competition Groups_ECM MOTORS FOR EVAPORATOR FANS for refrigeration (WALK-IN)
Commercial | Com ¦ Condensing Unit Heaters or other Efficient Unit Heating System | 2037 | SC C | GWh | Before Competition Groups | 65.4495 | 0 | 0 | 10533.2805 | 0.0062136 | 29 | Commercial_2037_SC C_GWh_Before Competition Groups_29 | Condensing Unit Heaters or other Efficient Unit Heating System | 0.6214% | 0 | 65.4495 | Commercial_2037_SC C_GWh_Before Competition Groups_Condensing Unit Heaters or other Efficient Unit Heating System
Commercial | Com ¦ Refrigerated Display Case LED | 2037 | SC C | GWh | Before Competition Groups | 62.7456 | 0 | 0 | 10533.2805 | 0.0059569 | 30 | Commercial_2037_SC C_GWh_Before Competition Groups_30 | Refrigerated Display Case LED | 0.5957% | 0 | 62.7456 | Commercial_2037_SC C_GWh_Before Competition Groups_Refrigerated Display Case LED
Commercial | Com ¦ Freezer Case Light Sensor | 2037 | SC C | GWh | Before Competition Groups | 55.7434 | 0 | 0 | 10533.2805 | 0.0052921 | 31 | Commercial_2037_SC C_GWh_Before Competition Groups_31 | Freezer Case Light Sensor | 0.5292% | 0 | 55.7434 | Commercial_2037_SC C_GWh_Before Competition Groups_Freezer Case Light Sensor
Commercial | Com ¦ Evaporator Fan Controls | 2037 | SC C | GWh | Before Competition Groups | 54.3753 | 0 | 0 | 10533.2805 | 0.0051622 | 32 | Commercial_2037_SC C_GWh_Before Competition Groups_32 | Evaporator Fan Controls | 0.5162% | 0 | 54.3753 | Commercial_2037_SC C_GWh_Before Competition Groups_Evaporator Fan Controls
Commercial | Com ¦ Occupancy Sensors | 2037 | SC C | GWh | Before Competition Groups | 41.015 | 0 | 0 | 10533.2805 | 0.0038938 | 33 | Commercial_2037_SC C_GWh_Before Competition Groups_33 | Occupancy Sensors | 0.3894% | 0 | 41.015 | Commercial_2037_SC C_GWh_Before Competition Groups_Occupancy Sensors
Commercial | Com ¦ Chilled Water Optimization | 2037 | SC C | GWh | Before Competition Groups | 35.8992 | 0 | 0 | 10533.2805 | 0.0034082 | 34 | Commercial_2037_SC C_GWh_Before Competition Groups_34 | Chilled Water Optimization | 0.3408% | 0 | 35.8992 | Commercial_2037_SC C_GWh_Before Competition Groups_Chilled Water Optimization
Commercial | Com ¦ ENERGY STAR Griddle (74% eff) | 2037 | SC C | GWh | Before Competition Groups | 35.4566 | 0 | 0 | 10533.2805 | 0.0033662 | 35 | Commercial_2037_SC C_GWh_Before Competition Groups_35 | ENERGY STAR Griddle (74% eff) | 0.3366% | 0 | 35.4566 | Commercial_2037_SC C_GWh_Before Competition Groups_ENERGY STAR Griddle (74% eff)
Commercial | Com ¦ BEVERAGE VENDING MACHINE CONTROLS | 2037 | SC C | GWh | Before Competition Groups | 27.9282 | 0 | 0 | 10533.2805 | 0.0026514 | 36 | Commercial_2037_SC C_GWh_Before Competition Groups_36 | BEVERAGE VENDING MACHINE CONTROLS | 0.2651% | 0 | 27.9282 | Commercial_2037_SC C_GWh_Before Competition Groups_BEVERAGE VENDING MACHINE CONTROLS
Commercial | Com ¦ Elec Storage WH 2.30 Et | 2037 | SC C | GWh | Before Competition Groups | 25.9071 | 0 | 0 | 10533.2805 | 0.0024595 | 37 | Commercial_2037_SC C_GWh_Before Competition Groups_37 | Elec Storage WH 2.30 Et | 0.246% | 0 | 25.9071 | Commercial_2037_SC C_GWh_Before Competition Groups_Elec Storage WH 2.30 Et
Commercial | Com ¦ CO Sensors for parking garage exhaust fans | 2037 | SC C | GWh | Before Competition Groups | 21.6367 | 0 | 0 | 10533.2805 | 0.0020541 | 38 | Commercial_2037_SC C_GWh_Before Competition Groups_38 | CO Sensors for parking garage exhaust fans | 0.2054% | 0 | 21.6367 | Commercial_2037_SC C_GWh_Before Competition Groups_CO Sensors for parking garage exhaust fans
Commercial | Com ¦ Water Source Heat Pump (4 ton) | 2037 | SC C | GWh | Before Competition Groups | 21.571 | 0 | 0 | 10533.2805 | 0.0020479 | 39 | Commercial_2037_SC C_GWh_Before Competition Groups_39 | Water Source Heat Pump (4 ton) | 0.2048% | 0 | 21.571 | Commercial_2037_SC C_GWh_Before Competition Groups_Water Source Heat Pump (4 ton)
Commercial | Com ¦ Temperature Adjustment in Commercial Freezers | 2037 | SC C | GWh | Before Competition Groups | 20.8079 | 0 | 0 | 10533.2805 | 0.0019754 | 40 | Commercial_2037_SC C_GWh_Before Competition Groups_40 | Temperature Adjustment in Commercial Freezers | 0.1975% | 0 | 20.8079 | Commercial_2037_SC C_GWh_Before Competition Groups_Temperature Adjustment in Commercial Freezers
Commercial | Com ¦ Energy Efficient Laboratory Fume Hood | 2037 | SC C | GWh | Before Competition Groups | 18.4492 | 0 | 0 | 10533.2805 | 0.0017515 | 41 | Commercial_2037_SC C_GWh_Before Competition Groups_41 | Energy Efficient Laboratory Fume Hood | 0.1752% | 0 | 18.4492 | Commercial_2037_SC C_GWh_Before Competition Groups_Energy Efficient Laboratory Fume Hood
Commercial | Com ¦ Vertical Night Covers | 2037 | SC C | GWh | Before Competition Groups | 16.1294 | 0 | 0 | 10533.2805 | 0.0015313 | 42 | Commercial_2037_SC C_GWh_Before Competition Groups_42 | Vertical Night Covers | 0.1531% | 0 | 16.1294 | Commercial_2037_SC C_GWh_Before Competition Groups_Vertical Night Covers
Commercial | Com ¦ Outside Air Economizer | 2037 | SC C | GWh | Before Competition Groups | 15.1219 | 0 | 0 | 10533.2805 | 0.0014356 | 43 | Commercial_2037_SC C_GWh_Before Competition Groups_43 | Outside Air Economizer | 0.1436% | 0 | 15.1219 | Commercial_2037_SC C_GWh_Before Competition Groups_Outside Air Economizer
Commercial | Com ¦ Duct Insulation, R8 | 2037 | SC C | GWh | Before Competition Groups | 14.537 | 0 | 0 | 10533.2805 | 0.0013801 | 44 | Commercial_2037_SC C_GWh_Before Competition Groups_44 | Duct Insulation, R8 | 0.138% | 0 | 14.537 | Commercial_2037_SC C_GWh_Before Competition Groups_Duct Insulation, R8
Commercial | Com ¦ Condensing Make Up Air Unit | 2037 | SC C | GWh | Before Competition Groups | 14.1628 | 0 | 0 | 10533.2805 | 0.0013446 | 45 | Commercial_2037_SC C_GWh_Before Competition Groups_45 | Condensing Make Up Air Unit | 0.1345% | 0 | 14.1628 | Commercial_2037_SC C_GWh_Before Competition Groups_Condensing Make Up Air Unit
Commercial | Com ¦ Water Heating (DHW) Pipe Insulation (Add 3/4\ Foam)" | 2037 | SC C | GWh | Before Competition Groups | 13.9371 | 0 | 0 | 10533.2805 | 0.0013231 | 46 | Commercial_2037_SC C_GWh_Before Competition Groups_46 | Water Heating (DHW) Pipe Insulation (Add 3/4\ Foam)" | 0.1323% | 0 | 13.9371 | Commercial_2037_SC C_GWh_Before Competition Groups_Water Heating (DHW) Pipe Insulation (Add 3/4\ Foam)"
Commercial | Com ¦ ENERGY STAR Fryer (84% eff) | 2037 | SC C | GWh | Before Competition Groups | 13.03 | 0 | 0 | 10533.2805 | 0.001237 | 47 | Commercial_2037_SC C_GWh_Before Competition Groups_47 | ENERGY STAR Fryer (84% eff) | 0.1237% | 0 | 13.03 | Commercial_2037_SC C_GWh_Before Competition Groups_ENERGY STAR Fryer (84% eff)
Commercial | Com ¦ Suction Pipe Insulation Freezer/Refrigerator | 2037 | SC C | GWh | Before Competition Groups | 8.8262 | 0 | 0 | 10533.2805 | 0.00083793 | 48 | Commercial_2037_SC C_GWh_Before Competition Groups_48 | Suction Pipe Insulation Freezer/Refrigerator | 0.08379% | 0 | 8.8262 | Commercial_2037_SC C_GWh_Before Competition Groups_Suction Pipe Insulation Freezer/Refrigerator
Commercial | Com ¦ ENERGY STAR Dishwasher | 2037 | SC C | GWh | Before Competition Groups | 7.4396 | 0 | 0 | 10533.2805 | 0.0007063 | 49 | Commercial_2037_SC C_GWh_Before Competition Groups_49 | ENERGY STAR Dishwasher | 0.07063% | 0 | 7.4396 | Commercial_2037_SC C_GWh_Before Competition Groups_ENERGY STAR Dishwasher
Commercial | Com ¦ ENERGY STAR Steam Cookers | 2037 | SC C | GWh | Before Competition Groups | 6.2142 | 0 | 0 | 10533.2805 | 0.00058996 | 50 | Commercial_2037_SC C_GWh_Before Competition Groups_50 | ENERGY STAR Steam Cookers | 0.059% | 0 | 6.2142 | Commercial_2037_SC C_GWh_Before Competition Groups_ENERGY STAR Steam Cookers
Commercial | Com ¦ Ozone Laundry Treatment | 2037 | SC C | GWh | Before Competition Groups | 4.7881 | 0 | 0 | 10533.2805 | 0.00045457 | 51 | Commercial_2037_SC C_GWh_Before Competition Groups_51 | Ozone Laundry Treatment | 0.04546% | 0 | 4.7881 | Commercial_2037_SC C_GWh_Before Competition Groups_Ozone Laundry Treatment
Commercial | Com ¦ Demand controlled Circulating Systems | 2037 | SC C | GWh | Before Competition Groups | 2.9636 | 0 | 0 | 10533.2805 | 0.00028136 | 52 | Commercial_2037_SC C_GWh_Before Competition Groups_52 | Demand controlled Circulating Systems | 0.02814% | 0 | 2.9636 | Commercial_2037_SC C_GWh_Before Competition Groups_Demand controlled Circulating Systems
Commercial | Com ¦ Thermostat Setback | 2037 | SC C | GWh | Before Competition Groups | 2.573 | 0 | 0 | 10533.2805 | 0.00024427 | 53 | Commercial_2037_SC C_GWh_Before Competition Groups_53 | Thermostat Setback | 0.02443% | 0 | 2.573 | Commercial_2037_SC C_GWh_Before Competition Groups_Thermostat Setback
Commercial | Com ¦ ECM MOTORS FOR HVAC APPLICATION (FAN-POWERED VAV BOX) | 2037 | SC C | GWh | Before Competition Groups | 2.2328 | 0 | 0 | 10533.2805 | 0.00021198 | 54 | Commercial_2037_SC C_GWh_Before Competition Groups_54 | ECM MOTORS FOR HVAC APPLICATION (FAN-POWERED VAV BOX) | 0.0212% | 0 | 2.2328 | Commercial_2037_SC C_GWh_Before Competition Groups_ECM MOTORS FOR HVAC APPLICATION (FAN-POWERED VAV BOX)
Commercial | Com ¦ Solar Water Preheat (Pools/DHW) | 2037 | SC C | GWh | Before Competition Groups | 1.6809 | 0 | 0 | 10533.2805 | 0.00015958 | 55 | Commercial_2037_SC C_GWh_Before Competition Groups_55 | Solar Water Preheat (Pools/DHW) | 0.01596% | 0 | 1.6809 | Commercial_2037_SC C_GWh_Before Competition Groups_Solar Water Preheat (Pools/DHW)
Commercial | Com ¦ Notched V belts for HVAC Systems | 2037 | SC C | GWh | Before Competition Groups | 1.3648 | 0 | 0 | 10533.2805 | 0.00012957 | 56 | Commercial_2037_SC C_GWh_Before Competition Groups_56 | Notched V belts for HVAC Systems | 0.01296% | 0 | 1.3648 | Commercial_2037_SC C_GWh_Before Competition Groups_Notched V belts for HVAC Systems
Commercial | Com ¦ CEE Tier 2/Energy Star Clothes Washers | 2037 | SC C | GWh | Before Competition Groups | 1.3016 | 0 | 0 | 10533.2805 | 0.00012357 | 57 | Commercial_2037_SC C_GWh_Before Competition Groups_57 | CEE Tier 2/Energy Star Clothes Washers | 0.01236% | 0 | 1.3016 | Commercial_2037_SC C_GWh_Before Competition Groups_CEE Tier 2/Energy Star Clothes Washers
Commercial | COM ¦ Ductless Mini-Split Heat Pumps | 2037 | SC C | GWh | Before Competition Groups | 0.9678 | 0 | 0 | 10533.2805 | 9.188e-05 | 58 | Commercial_2037_SC C_GWh_Before Competition Groups_58 | Ductless Mini-Split Heat Pumps | 0.009188% | 0 | 0.9678 | Commercial_2037_SC C_GWh_Before Competition Groups_Ductless Mini-Split Heat Pumps
Commercial | Com ¦ Auto Off Time Switch or Time Clock control | 2037 | SC C | GWh | Before Competition Groups | 0.94781 | 0 | 0 | 10533.2805 | 8.9983e-05 | 59 | Commercial_2037_SC C_GWh_Before Competition Groups_59 | Auto Off Time Switch or Time Clock control | 0.008998% | 0 | 0.94781 | Commercial_2037_SC C_GWh_Before Competition Groups_Auto Off Time Switch or Time Clock control
Commercial | Com ¦ PTAC (12 EER/10,000 BTU) | 2037 | SC C | GWh | Before Competition Groups | 0.91194 | 0 | 0 | 10533.2805 | 8.6577e-05 | 60 | Commercial_2037_SC C_GWh_Before Competition Groups_60 | PTAC (12 EER/10,000 BTU) | 0.008658% | 0 | 0.91194 | Commercial_2037_SC C_GWh_Before Competition Groups_PTAC (12 EER/10,000 BTU)
Commercial | Com ¦ LED RECESSED DOWNLIGHTS | 2037 | SC C | GWh | Before Competition Groups | 0.78415 | 0 | 0 | 10533.2805 | 7.4445e-05 | 61 | Commercial_2037_SC C_GWh_Before Competition Groups_61 | LED RECESSED DOWNLIGHTS | 0.007444% | 0 | 0.78415 | Commercial_2037_SC C_GWh_Before Competition Groups_LED RECESSED DOWNLIGHTS
Commercial | Com ¦ LLLC - High Impact Application | 2037 | SC C | GWh | Before Competition Groups | 0.65423 | 0 | 0 | 10533.2805 | 6.2111e-05 | 62 | Commercial_2037_SC C_GWh_Before Competition Groups_62 | LLLC - High Impact Application | 0.006211% | 0 | 0.65423 | Commercial_2037_SC C_GWh_Before Competition Groups_LLLC - High Impact Application
Commercial | Com ¦ Efficient compressor motor | 2037 | SC C | GWh | Before Competition Groups | 0.62055 | 0 | 0 | 10533.2805 | 5.8913e-05 | 63 | Commercial_2037_SC C_GWh_Before Competition Groups_63 | Efficient compressor motor | 0.005891% | 0 | 0.62055 | Commercial_2037_SC C_GWh_Before Competition Groups_Efficient compressor motor
Commercial | Com ¦ Low Flow Pre-Rinse Spray Nozzle | 2037 | SC C | GWh | Before Competition Groups | 0.59688 | 0 | 0 | 10533.2805 | 5.6666e-05 | 64 | Commercial_2037_SC C_GWh_Before Competition Groups_64 | Low Flow Pre-Rinse Spray Nozzle | 0.005667% | 0 | 0.59688 | Commercial_2037_SC C_GWh_Before Competition Groups_Low Flow Pre-Rinse Spray Nozzle
Commercial | Com ¦ High Efficiency Small Instantaneous Water Heater | 2037 | SC C | GWh | Before Competition Groups | 0.56743 | 0 | 0 | 10533.2805 | 5.387e-05 | 65 | Commercial_2037_SC C_GWh_Before Competition Groups_65 | High Efficiency Small Instantaneous Water Heater | 0.005387% | 0 | 0.56743 | Commercial_2037_SC C_GWh_Before Competition Groups_High Efficiency Small Instantaneous Water Heater
Commercial | Com ¦ Commercial Hot Food Holding Cabinets | 2037 | SC C | GWh | Before Competition Groups | 0.43006 | 0 | 0 | 10533.2805 | 4.0828e-05 | 66 | Commercial_2037_SC C_GWh_Before Competition Groups_66 | Commercial Hot Food Holding Cabinets | 0.004083% | 0 | 0.43006 | Commercial_2037_SC C_GWh_Before Competition Groups_Commercial Hot Food Holding Cabinets
Commercial | Com ¦ HVAC Optimization | 2037 | SC C | GWh | Before Competition Groups | 0.40202 | 0 | 0 | 10533.2805 | 3.8167e-05 | 67 | Commercial_2037_SC C_GWh_Before Competition Groups_67 | HVAC Optimization | 0.003817% | 0 | 0.40202 | Commercial_2037_SC C_GWh_Before Competition Groups_HVAC Optimization
Commercial | Com ¦ LLLC - Low Impact Application | 2037 | SC C | GWh | Before Competition Groups | 0.39841 | 0 | 0 | 10533.2805 | 3.7824e-05 | 68 | Commercial_2037_SC C_GWh_Before Competition Groups_68 | LLLC - Low Impact Application | 0.003782% | 0 | 0.39841 | Commercial_2037_SC C_GWh_Before Competition Groups_LLLC - Low Impact Application
Commercial | Com ¦ Air Curtains | 2037 | SC C | GWh | Before Competition Groups | 0.24093 | 0 | 0 | 10533.2805 | 2.2873e-05 | 69 | Commercial_2037_SC C_GWh_Before Competition Groups_69 | Air Curtains | 0.002287% | 0 | 0.24093 | Commercial_2037_SC C_GWh_Before Competition Groups_Air Curtains
Commercial | Com ¦ Energy Recovery Ventilation and Ventilation (Enhanced) | 2037 | SC C | GWh | Before Competition Groups | 0.21251 | 0 | 0 | 10533.2805 | 2.0176e-05 | 70 | Commercial_2037_SC C_GWh_Before Competition Groups_70 | Energy Recovery Ventilation and Ventilation (Enhanced) | 0.002018% | 0 | 0.21251 | Commercial_2037_SC C_GWh_Before Competition Groups_Energy Recovery Ventilation and Ventilation (Enhanced)
Commercial | Com ¦ Wall Insulation | 2037 | SC C | GWh | Before Competition Groups | 0.1422 | 0 | 0 | 10533.2805 | 1.35e-05 | 71 | Commercial_2037_SC C_GWh_Before Competition Groups_71 | Wall Insulation | 0.00135% | 0 | 0.1422 | Commercial_2037_SC C_GWh_Before Competition Groups_Wall Insulation
Commercial | Com ¦ Room AC (w/ louvered sides) 14 SEER from 12 SEER code | 2037 | SC C | GWh | Before Competition Groups | 0.074557 | 0 | 0 | 10533.2805 | 7.0783e-06 | 72 | Commercial_2037_SC C_GWh_Before Competition Groups_72 | Room AC (w/ louvered sides) 14 SEER from 12 SEER code | 0.0007078% | 0 | 0.074557 | Commercial_2037_SC C_GWh_Before Competition Groups_Room AC (w/ louvered sides) 14 SEER from 12 SEER code
Commercial | Com ¦ High Efficiency Chiller (avg of water and air cooled) | 2037 | SC C | GWh | Before Competition Groups | 0.064341 | 0 | 0 | 10533.2805 | 6.1084e-06 | 73 | Commercial_2037_SC C_GWh_Before Competition Groups_73 | High Efficiency Chiller (avg of water and air cooled) | 0.0006108% | 0 | 0.064341 | Commercial_2037_SC C_GWh_Before Competition Groups_High Efficiency Chiller (avg of water and air cooled)
Commercial | Com ¦ EC Plug Fan for Data Center (under cabinet) | 2037 | SC C | GWh | Before Competition Groups | 0.047317 | 0 | 0 | 10533.2805 | 4.4922e-06 | 74 | Commercial_2037_SC C_GWh_Before Competition Groups_74 | EC Plug Fan for Data Center (under cabinet) | 0.0004492% | 0 | 0.047317 | Commercial_2037_SC C_GWh_Before Competition Groups_EC Plug Fan for Data Center (under cabinet)
Commercial | Com ¦ VSD Air Compressor | 2037 | SC C | GWh | Before Competition Groups | 0.0419 | 0 | 0 | 10533.2805 | 3.9779e-06 | 75 | Commercial_2037_SC C_GWh_Before Competition Groups_75 | VSD Air Compressor | 0.0003978% | 0 | 0.0419 | Commercial_2037_SC C_GWh_Before Competition Groups_VSD Air Compressor
Commercial | Com ¦ Electric Convection Combination Ovens | 2037 | SC C | GWh | Before Competition Groups | 0.0037812 | 0 | 0 | 10533.2805 | 3.5898e-07 | 76 | Commercial_2037_SC C_GWh_Before Competition Groups_76 | Electric Convection Combination Ovens | 3.59e-05% | 0 | 0.0037812 | Commercial_2037_SC C_GWh_Before Competition Groups_Electric Convection Combination Ovens
Commercial | Com ¦ Networked/Connected - High Impact Application | 2037 | SC C | GWh | Before Competition Groups | 0.0021945 | 0 | 0 | 10533.2805 | 2.0834e-07 | 77 | Commercial_2037_SC C_GWh_Before Competition Groups_77 | Networked/Connected - High Impact Application | 2.083e-05% | 0 | 0.0021945 | Commercial_2037_SC C_GWh_Before Competition Groups_Networked/Connected - High Impact Application
Commercial | Com ¦ Networked/Connected - Low Impact Application | 2037 | SC C | GWh | Before Competition Groups | 0.00010724 | 0 | 0 | 10533.2805 | 1.0181e-08 | 78 | Commercial_2037_SC C_GWh_Before Competition Groups_78 | Networked/Connected - Low Impact Application | 1.018e-06% | 0 | 0.00010724 | Commercial_2037_SC C_GWh_Before Competition Groups_Networked/Connected - Low Impact Application
Commercial | Com ¦ Indoor Daylight Sensors/Photocell Dimming Control | 2037 | SC C | GWh | Before Competition Groups | 0 | 0 | 0 | 10533.2805 | 0 | 79 | Commercial_2037_SC C_GWh_Before Competition Groups_79 | Indoor Daylight Sensors/Photocell Dimming Control | 0% | 0 | 0 | Commercial_2037_SC C_GWh_Before Competition Groups_Indoor Daylight Sensors/Photocell Dimming Control
Commercial | Com ¦ Variable Refrigerant Flow Heat Pump | 2037 | SC C | GWh | Before Competition Groups | 0 | 0 | 0 | 10533.2805 | 0 | 80 | Commercial_2037_SC C_GWh_Before Competition Groups_80 | Variable Refrigerant Flow Heat Pump | 0% | 0 | 0 | Commercial_2037_SC C_GWh_Before Competition Groups_Variable Refrigerant Flow Heat Pump
Commercial | Com ¦ LED Low/High Bay | 2037 | SC D | GWh | Before Competition Groups | 1045.1567 | 0 | 0 | 9905.3499 | 0.10551 | 1 | Commercial_2037_SC D_GWh_Before Competition Groups_1 | LED Low/High Bay | 10.55% | 0 | 1045.1567 | Commercial_2037_SC D_GWh_Before Competition Groups_LED Low/High Bay
Commercial | Com ¦ ENERGY STAR LED LAMPS (REFLECTOR LAMPs/MR16/PAR 16) | 2037 | SC D | GWh | Before Competition Groups | 991.8661 | 0 | 0 | 9905.3499 | 0.10013 | 2 | Commercial_2037_SC D_GWh_Before Competition Groups_2 | ENERGY STAR LED LAMPS (REFLECTOR LAMPs/MR16/PAR 16) | 10.01% | 0 | 991.8661 | Commercial_2037_SC D_GWh_Before Competition Groups_ENERGY STAR LED LAMPS (REFLECTOR LAMPs/MR16/PAR 16)
Commercial | Com ¦ LED Troffer/Surface/Suspended | 2037 | SC D | GWh | Before Competition Groups | 946.107 | 0 | 0 | 9905.3499 | 0.095515 | 3 | Commercial_2037_SC D_GWh_Before Competition Groups_3 | LED Troffer/Surface/Suspended | 9.551% | 0 | 946.107 | Commercial_2037_SC D_GWh_Before Competition Groups_LED Troffer/Surface/Suspended
Commercial | Com ¦ Building Recommissioning, Operations and Maintenance (O&M) Improvements | 2037 | SC D | GWh | Before Competition Groups | 779.9363 | 0 | 0 | 9905.3499 | 0.078739 | 4 | Commercial_2037_SC D_GWh_Before Competition Groups_4 | Building Recommissioning, Operations and Maintenance (O&M) Improvements | 7.874% | 0 | 779.9363 | Commercial_2037_SC D_GWh_Before Competition Groups_Building Recommissioning, Operations and Maintenance (O&M) Improvements
Commercial | Com ¦ LED Replacement Lamp (Tube) | 2037 | SC D | GWh | Before Competition Groups | 674.3358 | 0 | 0 | 9905.3499 | 0.068078 | 5 | Commercial_2037_SC D_GWh_Before Competition Groups_5 | LED Replacement Lamp (Tube) | 6.808% | 0 | 674.3358 | Commercial_2037_SC D_GWh_Before Competition Groups_LED Replacement Lamp (Tube)
Commercial | Com ¦ LED EXTERIOR AREA LIGHTS - LED fixture (200W) | 2037 | SC D | GWh | Before Competition Groups | 651.9754 | 0 | 0 | 9905.3499 | 0.065821 | 6 | Commercial_2037_SC D_GWh_Before Competition Groups_6 | LED EXTERIOR AREA LIGHTS - LED fixture (200W) | 6.582% | 0 | 651.9754 | Commercial_2037_SC D_GWh_Before Competition Groups_LED EXTERIOR AREA LIGHTS - LED fixture (200W)
Commercial | Com ¦ LED parking lot fixture | 2037 | SC D | GWh | Before Competition Groups | 624.951 | 0 | 0 | 9905.3499 | 0.063092 | 7 | Commercial_2037_SC D_GWh_Before Competition Groups_7 | LED parking lot fixture | 6.309% | 0 | 624.951 | Commercial_2037_SC D_GWh_Before Competition Groups_LED parking lot fixture
Commercial | Com ¦ Furnace Tune-Up | 2037 | SC D | GWh | Before Competition Groups | 435.0906 | 0 | 0 | 9905.3499 | 0.043925 | 8 | Commercial_2037_SC D_GWh_Before Competition Groups_8 | Furnace Tune-Up | 4.392% | 0 | 435.0906 | Commercial_2037_SC D_GWh_Before Competition Groups_Furnace Tune-Up
Commercial | Com ¦ LED street light fixture | 2037 | SC D | GWh | Before Competition Groups | 321.2306 | 0 | 0 | 9905.3499 | 0.03243 | 9 | Commercial_2037_SC D_GWh_Before Competition Groups_9 | LED street light fixture | 3.243% | 0 | 321.2306 | Commercial_2037_SC D_GWh_Before Competition Groups_LED street light fixture
Commercial | Com ¦ High Efficiency Air Source Heat Pump | 2037 | SC D | GWh | Before Competition Groups | 320.6593 | 0 | 0 | 9905.3499 | 0.032372 | 10 | Commercial_2037_SC D_GWh_Before Competition Groups_10 | High Efficiency Air Source Heat Pump | 3.237% | 0 | 320.6593 | Commercial_2037_SC D_GWh_Before Competition Groups_High Efficiency Air Source Heat Pump
Commercial | Com ¦ Reach-in Shaded Pole to ECM/PSC Evaporator Fan Motor | 2037 | SC D | GWh | Before Competition Groups | 283.3898 | 0 | 0 | 9905.3499 | 0.02861 | 11 | Commercial_2037_SC D_GWh_Before Competition Groups_11 | Reach-in Shaded Pole to ECM/PSC Evaporator Fan Motor | 2.861% | 0 | 283.3898 | Commercial_2037_SC D_GWh_Before Competition Groups_Reach-in Shaded Pole to ECM/PSC Evaporator Fan Motor
Commercial | Com ¦ Data Center Storage/Server Virtualization | 2037 | SC D | GWh | Before Competition Groups | 233.5261 | 0 | 0 | 9905.3499 | 0.023576 | 12 | Commercial_2037_SC D_GWh_Before Competition Groups_12 | Data Center Storage/Server Virtualization | 2.358% | 0 | 233.5261 | Commercial_2037_SC D_GWh_Before Competition Groups_Data Center Storage/Server Virtualization
Commercial | Com ¦ Refrigerated Display Case Doors | 2037 | SC D | GWh | Before Competition Groups | 210.9537 | 0 | 0 | 9905.3499 | 0.021297 | 13 | Commercial_2037_SC D_GWh_Before Competition Groups_13 | Refrigerated Display Case Doors | 2.13% | 0 | 210.9537 | Commercial_2037_SC D_GWh_Before Competition Groups_Refrigerated Display Case Doors
Commercial | Com ¦ Strip Curtains | 2037 | SC D | GWh | Before Competition Groups | 209.3452 | 0 | 0 | 9905.3499 | 0.021135 | 14 | Commercial_2037_SC D_GWh_Before Competition Groups_14 | Strip Curtains | 2.113% | 0 | 209.3452 | Commercial_2037_SC D_GWh_Before Competition Groups_Strip Curtains
Commercial | Com ¦ Advanced BAS/Controllers | 2037 | SC D | GWh | Before Competition Groups | 183.5798 | 0 | 0 | 9905.3499 | 0.018533 | 15 | Commercial_2037_SC D_GWh_Before Competition Groups_15 | Advanced BAS/Controllers | 1.853% | 0 | 183.5798 | Commercial_2037_SC D_GWh_Before Competition Groups_Advanced BAS/Controllers
Commercial | Com ¦ Centrally controlled desktop PC/NETWORK PC POWER MANAGEMENT SOFTWARE | 2037 | SC D | GWh | Before Competition Groups | 159.6063 | 0 | 0 | 9905.3499 | 0.016113 | 16 | Commercial_2037_SC D_GWh_Before Competition Groups_16 | Centrally controlled desktop PC/NETWORK PC POWER MANAGEMENT SOFTWARE | 1.611% | 0 | 159.6063 | Commercial_2037_SC D_GWh_Before Competition Groups_Centrally controlled desktop PC/NETWORK PC POWER MANAGEMENT SOFTWARE
Commercial | Com ¦ Demand Control Ventilation | 2037 | SC D | GWh | Before Competition Groups | 158.5902 | 0 | 0 | 9905.3499 | 0.016011 | 17 | Commercial_2037_SC D_GWh_Before Competition Groups_17 | Demand Control Ventilation | 1.601% | 0 | 158.5902 | Commercial_2037_SC D_GWh_Before Competition Groups_Demand Control Ventilation
Commercial | Com ¦ Variable Frequency Drive (VFD) | 2037 | SC D | GWh | Before Competition Groups | 141.4001 | 0 | 0 | 9905.3499 | 0.014275 | 18 | Commercial_2037_SC D_GWh_Before Competition Groups_18 | Variable Frequency Drive (VFD) | 1.428% | 0 | 141.4001 | Commercial_2037_SC D_GWh_Before Competition Groups_Variable Frequency Drive (VFD)
Commercial | Com ¦ VFD on Pumps | 2037 | SC D | GWh | Before Competition Groups | 131.3832 | 0 | 0 | 9905.3499 | 0.013264 | 19 | Commercial_2037_SC D_GWh_Before Competition Groups_19 | VFD on Pumps | 1.326% | 0 | 131.3832 | Commercial_2037_SC D_GWh_Before Competition Groups_VFD on Pumps
Commercial | Com ¦ Education and Capacity Building/Energy Behavior | 2037 | SC D | GWh | Before Competition Groups | 124.2999 | 0 | 0 | 9905.3499 | 0.012549 | 20 | Commercial_2037_SC D_GWh_Before Competition Groups_20 | Education and Capacity Building/Energy Behavior | 1.255% | 0 | 124.2999 | Commercial_2037_SC D_GWh_Before Competition Groups_Education and Capacity Building/Energy Behavior
Commercial | Com ¦ ENERGY STAR LED LAMPS (General Service Lamps) | 2037 | SC D | GWh | Before Competition Groups | 118.1339 | 0 | 0 | 9905.3499 | 0.011926 | 21 | Commercial_2037_SC D_GWh_Before Competition Groups_21 | ENERGY STAR LED LAMPS (General Service Lamps) | 1.193% | 0 | 118.1339 | Commercial_2037_SC D_GWh_Before Competition Groups_ENERGY STAR LED LAMPS (General Service Lamps)
Commercial | Com ¦ LED or Equivalent Sign Lighting | 2037 | SC D | GWh | Before Competition Groups | 118.0698 | 0 | 0 | 9905.3499 | 0.01192 | 22 | Commercial_2037_SC D_GWh_Before Competition Groups_22 | LED or Equivalent Sign Lighting | 1.192% | 0 | 118.0698 | Commercial_2037_SC D_GWh_Before Competition Groups_LED or Equivalent Sign Lighting
Commercial | Com ¦ Adaptive Thermostats | 2037 | SC D | GWh | Before Competition Groups | 112.5606 | 0 | 0 | 9905.3499 | 0.011364 | 23 | Commercial_2037_SC D_GWh_Before Competition Groups_23 | Adaptive Thermostats | 1.136% | 0 | 112.5606 | Commercial_2037_SC D_GWh_Before Competition Groups_Adaptive Thermostats
Commercial | Com ¦ Unitary Air-Conditioning Unit | 2037 | SC D | GWh | Before Competition Groups | 100.8485 | 0 | 0 | 9905.3499 | 0.010181 | 24 | Commercial_2037_SC D_GWh_Before Competition Groups_24 | Unitary Air-Conditioning Unit | 1.018% | 0 | 100.8485 | Commercial_2037_SC D_GWh_Before Competition Groups_Unitary Air-Conditioning Unit
Commercial | Com ¦ Door Gasket Freezer/Refrigerator | 2037 | SC D | GWh | Before Competition Groups | 70.1948 | 0 | 0 | 9905.3499 | 0.0070866 | 25 | Commercial_2037_SC D_GWh_Before Competition Groups_25 | Door Gasket Freezer/Refrigerator | 0.7087% | 0 | 70.1948 | Commercial_2037_SC D_GWh_Before Competition Groups_Door Gasket Freezer/Refrigerator
Commercial | Com ¦ Demand Control Kitchen Ventilation | 2037 | SC D | GWh | Before Competition Groups | 68.4636 | 0 | 0 | 9905.3499 | 0.0069118 | 26 | Commercial_2037_SC D_GWh_Before Competition Groups_26 | Demand Control Kitchen Ventilation | 0.6912% | 0 | 68.4636 | Commercial_2037_SC D_GWh_Before Competition Groups_Demand Control Kitchen Ventilation
Commercial | Com ¦ ECM MOTORS FOR EVAPORATOR FANS for refrigeration (WALK-IN) | 2037 | SC D | GWh | Before Competition Groups | 67.2315 | 0 | 0 | 9905.3499 | 0.0067874 | 27 | Commercial_2037_SC D_GWh_Before Competition Groups_27 | ECM MOTORS FOR EVAPORATOR FANS for refrigeration (WALK-IN) | 0.6787% | 0 | 67.2315 | Commercial_2037_SC D_GWh_Before Competition Groups_ECM MOTORS FOR EVAPORATOR FANS for refrigeration (WALK-IN)
Commercial | Com ¦ Condensing Unit Heaters or other Efficient Unit Heating System | 2037 | SC D | GWh | Before Competition Groups | 65.2393 | 0 | 0 | 9905.3499 | 0.0065863 | 28 | Commercial_2037_SC D_GWh_Before Competition Groups_28 | Condensing Unit Heaters or other Efficient Unit Heating System | 0.6586% | 0 | 65.2393 | Commercial_2037_SC D_GWh_Before Competition Groups_Condensing Unit Heaters or other Efficient Unit Heating System
Commercial | Com ¦ Air Handler with Dedicated Outdoor Air Systems | 2037 | SC D | GWh | Before Competition Groups | 62.638 | 0 | 0 | 9905.3499 | 0.0063237 | 29 | Commercial_2037_SC D_GWh_Before Competition Groups_29 | Air Handler with Dedicated Outdoor Air Systems | 0.6324% | 0 | 62.638 | Commercial_2037_SC D_GWh_Before Competition Groups_Air Handler with Dedicated Outdoor Air Systems
Commercial | Com ¦ Evaporator Fan Controls | 2037 | SC D | GWh | Before Competition Groups | 54.3753 | 0 | 0 | 9905.3499 | 0.0054895 | 30 | Commercial_2037_SC D_GWh_Before Competition Groups_30 | Evaporator Fan Controls | 0.5489% | 0 | 54.3753 | Commercial_2037_SC D_GWh_Before Competition Groups_Evaporator Fan Controls
Commercial | Com ¦ Refrigerated Display Case LED | 2037 | SC D | GWh | Before Competition Groups | 50.1462 | 0 | 0 | 9905.3499 | 0.0050625 | 31 | Commercial_2037_SC D_GWh_Before Competition Groups_31 | Refrigerated Display Case LED | 0.5063% | 0 | 50.1462 | Commercial_2037_SC D_GWh_Before Competition Groups_Refrigerated Display Case LED
Commercial | Com ¦ Occupancy Sensors | 2037 | SC D | GWh | Before Competition Groups | 41.015 | 0 | 0 | 9905.3499 | 0.0041407 | 32 | Commercial_2037_SC D_GWh_Before Competition Groups_32 | Occupancy Sensors | 0.4141% | 0 | 41.015 | Commercial_2037_SC D_GWh_Before Competition Groups_Occupancy Sensors
Commercial | Com ¦ Freezer Case Light Sensor | 2037 | SC D | GWh | Before Competition Groups | 39.081 | 0 | 0 | 9905.3499 | 0.0039454 | 33 | Commercial_2037_SC D_GWh_Before Competition Groups_33 | Freezer Case Light Sensor | 0.3945% | 0 | 39.081 | Commercial_2037_SC D_GWh_Before Competition Groups_Freezer Case Light Sensor
Commercial | Com ¦ Chilled Water Optimization | 2037 | SC D | GWh | Before Competition Groups | 35.8992 | 0 | 0 | 9905.3499 | 0.0036242 | 34 | Commercial_2037_SC D_GWh_Before Competition Groups_34 | Chilled Water Optimization | 0.3624% | 0 | 35.8992 | Commercial_2037_SC D_GWh_Before Competition Groups_Chilled Water Optimization
Commercial | Com ¦ ENERGY STAR Griddle (74% eff) | 2037 | SC D | GWh | Before Competition Groups | 35.4566 | 0 | 0 | 9905.3499 | 0.0035795 | 35 | Commercial_2037_SC D_GWh_Before Competition Groups_35 | ENERGY STAR Griddle (74% eff) | 0.358% | 0 | 35.4566 | Commercial_2037_SC D_GWh_Before Competition Groups_ENERGY STAR Griddle (74% eff)
Commercial | Com ¦ BEVERAGE VENDING MACHINE CONTROLS | 2037 | SC D | GWh | Before Competition Groups | 26.9223 | 0 | 0 | 9905.3499 | 0.002718 | 36 | Commercial_2037_SC D_GWh_Before Competition Groups_36 | BEVERAGE VENDING MACHINE CONTROLS | 0.2718% | 0 | 26.9223 | Commercial_2037_SC D_GWh_Before Competition Groups_BEVERAGE VENDING MACHINE CONTROLS
Commercial | Com ¦ Elec Storage WH 2.30 Et | 2037 | SC D | GWh | Before Competition Groups | 23.6901 | 0 | 0 | 9905.3499 | 0.0023917 | 37 | Commercial_2037_SC D_GWh_Before Competition Groups_37 | Elec Storage WH 2.30 Et | 0.2392% | 0 | 23.6901 | Commercial_2037_SC D_GWh_Before Competition Groups_Elec Storage WH 2.30 Et
Commercial | Com ¦ Temperature Adjustment in Commercial Freezers | 2037 | SC D | GWh | Before Competition Groups | 20.8079 | 0 | 0 | 9905.3499 | 0.0021007 | 38 | Commercial_2037_SC D_GWh_Before Competition Groups_38 | Temperature Adjustment in Commercial Freezers | 0.2101% | 0 | 20.8079 | Commercial_2037_SC D_GWh_Before Competition Groups_Temperature Adjustment in Commercial Freezers
Commercial | Com ¦ Water Source Heat Pump (4 ton) | 2037 | SC D | GWh | Before Competition Groups | 17.6145 | 0 | 0 | 9905.3499 | 0.0017783 | 39 | Commercial_2037_SC D_GWh_Before Competition Groups_39 | Water Source Heat Pump (4 ton) | 0.1778% | 0 | 17.6145 | Commercial_2037_SC D_GWh_Before Competition Groups_Water Source Heat Pump (4 ton)
Commercial | Com ¦ CO Sensors for parking garage exhaust fans | 2037 | SC D | GWh | Before Competition Groups | 17.3025 | 0 | 0 | 9905.3499 | 0.0017468 | 40 | Commercial_2037_SC D_GWh_Before Competition Groups_40 | CO Sensors for parking garage exhaust fans | 0.1747% | 0 | 17.3025 | Commercial_2037_SC D_GWh_Before Competition Groups_CO Sensors for parking garage exhaust fans
Commercial | Com ¦ Vertical Night Covers | 2037 | SC D | GWh | Before Competition Groups | 15.5179 | 0 | 0 | 9905.3499 | 0.0015666 | 41 | Commercial_2037_SC D_GWh_Before Competition Groups_41 | Vertical Night Covers | 0.1567% | 0 | 15.5179 | Commercial_2037_SC D_GWh_Before Competition Groups_Vertical Night Covers
Commercial | Com ¦ Energy Efficient Laboratory Fume Hood | 2037 | SC D | GWh | Before Competition Groups | 15.4754 | 0 | 0 | 9905.3499 | 0.0015623 | 42 | Commercial_2037_SC D_GWh_Before Competition Groups_42 | Energy Efficient Laboratory Fume Hood | 0.1562% | 0 | 15.4754 | Commercial_2037_SC D_GWh_Before Competition Groups_Energy Efficient Laboratory Fume Hood
Commercial | Com ¦ Outside Air Economizer | 2037 | SC D | GWh | Before Competition Groups | 15.1219 | 0 | 0 | 9905.3499 | 0.0015266 | 43 | Commercial_2037_SC D_GWh_Before Competition Groups_43 | Outside Air Economizer | 0.1527% | 0 | 15.1219 | Commercial_2037_SC D_GWh_Before Competition Groups_Outside Air Economizer
Commercial | Com ¦ Duct Insulation, R8 | 2037 | SC D | GWh | Before Competition Groups | 14.468 | 0 | 0 | 9905.3499 | 0.0014606 | 44 | Commercial_2037_SC D_GWh_Before Competition Groups_44 | Duct Insulation, R8 | 0.1461% | 0 | 14.468 | Commercial_2037_SC D_GWh_Before Competition Groups_Duct Insulation, R8
Commercial | Com ¦ Water Heating (DHW) Pipe Insulation (Add 3/4\ Foam)" | 2037 | SC D | GWh | Before Competition Groups | 13.3458 | 0 | 0 | 9905.3499 | 0.0013473 | 45 | Commercial_2037_SC D_GWh_Before Competition Groups_45 | Water Heating (DHW) Pipe Insulation (Add 3/4\ Foam)" | 0.1347% | 0 | 13.3458 | Commercial_2037_SC D_GWh_Before Competition Groups_Water Heating (DHW) Pipe Insulation (Add 3/4\ Foam)"
Commercial | Com ¦ ENERGY STAR Fryer (84% eff) | 2037 | SC D | GWh | Before Competition Groups | 12.9162 | 0 | 0 | 9905.3499 | 0.001304 | 46 | Commercial_2037_SC D_GWh_Before Competition Groups_46 | ENERGY STAR Fryer (84% eff) | 0.1304% | 0 | 12.9162 | Commercial_2037_SC D_GWh_Before Competition Groups_ENERGY STAR Fryer (84% eff)
Commercial | Com ¦ Suction Pipe Insulation Freezer/Refrigerator | 2037 | SC D | GWh | Before Competition Groups | 8.2478 | 0 | 0 | 9905.3499 | 0.00083266 | 47 | Commercial_2037_SC D_GWh_Before Competition Groups_47 | Suction Pipe Insulation Freezer/Refrigerator | 0.08327% | 0 | 8.2478 | Commercial_2037_SC D_GWh_Before Competition Groups_Suction Pipe Insulation Freezer/Refrigerator
Commercial | Com ¦ ENERGY STAR Dishwasher | 2037 | SC D | GWh | Before Competition Groups | 6.5722 | 0 | 0 | 9905.3499 | 0.0006635 | 48 | Commercial_2037_SC D_GWh_Before Competition Groups_48 | ENERGY STAR Dishwasher | 0.06635% | 0 | 6.5722 | Commercial_2037_SC D_GWh_Before Competition Groups_ENERGY STAR Dishwasher
Commercial | Com ¦ ENERGY STAR Steam Cookers | 2037 | SC D | GWh | Before Competition Groups | 6.1738 | 0 | 0 | 9905.3499 | 0.00062328 | 49 | Commercial_2037_SC D_GWh_Before Competition Groups_49 | ENERGY STAR Steam Cookers | 0.06233% | 0 | 6.1738 | Commercial_2037_SC D_GWh_Before Competition Groups_ENERGY STAR Steam Cookers
Commercial | Com ¦ Condensing Make Up Air Unit | 2037 | SC D | GWh | Before Competition Groups | 5.2616 | 0 | 0 | 9905.3499 | 0.00053118 | 50 | Commercial_2037_SC D_GWh_Before Competition Groups_50 | Condensing Make Up Air Unit | 0.05312% | 0 | 5.2616 | Commercial_2037_SC D_GWh_Before Competition Groups_Condensing Make Up Air Unit
Commercial | Com ¦ Ozone Laundry Treatment | 2037 | SC D | GWh | Before Competition Groups | 3.401 | 0 | 0 | 9905.3499 | 0.00034335 | 51 | Commercial_2037_SC D_GWh_Before Competition Groups_51 | Ozone Laundry Treatment | 0.03433% | 0 | 3.401 | Commercial_2037_SC D_GWh_Before Competition Groups_Ozone Laundry Treatment
Commercial | Com ¦ Thermostat Setback | 2037 | SC D | GWh | Before Competition Groups | 2.573 | 0 | 0 | 9905.3499 | 0.00025976 | 52 | Commercial_2037_SC D_GWh_Before Competition Groups_52 | Thermostat Setback | 0.02598% | 0 | 2.573 | Commercial_2037_SC D_GWh_Before Competition Groups_Thermostat Setback
Commercial | Com ¦ ECM MOTORS FOR HVAC APPLICATION (FAN-POWERED VAV BOX) | 2037 | SC D | GWh | Before Competition Groups | 2.1117 | 0 | 0 | 9905.3499 | 0.00021319 | 53 | Commercial_2037_SC D_GWh_Before Competition Groups_53 | ECM MOTORS FOR HVAC APPLICATION (FAN-POWERED VAV BOX) | 0.02132% | 0 | 2.1117 | Commercial_2037_SC D_GWh_Before Competition Groups_ECM MOTORS FOR HVAC APPLICATION (FAN-POWERED VAV BOX)
Commercial | Com ¦ Solar Water Preheat (Pools/DHW) | 2037 | SC D | GWh | Before Competition Groups | 1.6809 | 0 | 0 | 9905.3499 | 0.0001697 | 54 | Commercial_2037_SC D_GWh_Before Competition Groups_54 | Solar Water Preheat (Pools/DHW) | 0.01697% | 0 | 1.6809 | Commercial_2037_SC D_GWh_Before Competition Groups_Solar Water Preheat (Pools/DHW)
Commercial | Com ¦ CEE Tier 2/Energy Star Clothes Washers | 2037 | SC D | GWh | Before Competition Groups | 1.2362 | 0 | 0 | 9905.3499 | 0.0001248 | 55 | Commercial_2037_SC D_GWh_Before Competition Groups_55 | CEE Tier 2/Energy Star Clothes Washers | 0.01248% | 0 | 1.2362 | Commercial_2037_SC D_GWh_Before Competition Groups_CEE Tier 2/Energy Star Clothes Washers
Commercial | Com ¦ Notched V belts for HVAC Systems | 2037 | SC D | GWh | Before Competition Groups | 1.2114 | 0 | 0 | 9905.3499 | 0.0001223 | 56 | Commercial_2037_SC D_GWh_Before Competition Groups_56 | Notched V belts for HVAC Systems | 0.01223% | 0 | 1.2114 | Commercial_2037_SC D_GWh_Before Competition Groups_Notched V belts for HVAC Systems
Commercial | COM ¦ Ductless Mini-Split Heat Pumps | 2037 | SC D | GWh | Before Competition Groups | 0.9678 | 0 | 0 | 9905.3499 | 9.7705e-05 | 57 | Commercial_2037_SC D_GWh_Before Competition Groups_57 | Ductless Mini-Split Heat Pumps | 0.00977% | 0 | 0.9678 | Commercial_2037_SC D_GWh_Before Competition Groups_Ductless Mini-Split Heat Pumps
Commercial | Com ¦ Auto Off Time Switch or Time Clock control | 2037 | SC D | GWh | Before Competition Groups | 0.94781 | 0 | 0 | 9905.3499 | 9.5687e-05 | 58 | Commercial_2037_SC D_GWh_Before Competition Groups_58 | Auto Off Time Switch or Time Clock control | 0.009569% | 0 | 0.94781 | Commercial_2037_SC D_GWh_Before Competition Groups_Auto Off Time Switch or Time Clock control
Commercial | Com ¦ Demand controlled Circulating Systems | 2037 | SC D | GWh | Before Competition Groups | 0.88742 | 0 | 0 | 9905.3499 | 8.959e-05 | 59 | Commercial_2037_SC D_GWh_Before Competition Groups_59 | Demand controlled Circulating Systems | 0.008959% | 0 | 0.88742 | Commercial_2037_SC D_GWh_Before Competition Groups_Demand controlled Circulating Systems
Commercial | Com ¦ PTAC (12 EER/10,000 BTU) | 2037 | SC D | GWh | Before Competition Groups | 0.87564 | 0 | 0 | 9905.3499 | 8.8401e-05 | 60 | Commercial_2037_SC D_GWh_Before Competition Groups_60 | PTAC (12 EER/10,000 BTU) | 0.00884% | 0 | 0.87564 | Commercial_2037_SC D_GWh_Before Competition Groups_PTAC (12 EER/10,000 BTU)
Commercial | Com ¦ LED RECESSED DOWNLIGHTS | 2037 | SC D | GWh | Before Competition Groups | 0.63612 | 0 | 0 | 9905.3499 | 6.422e-05 | 61 | Commercial_2037_SC D_GWh_Before Competition Groups_61 | LED RECESSED DOWNLIGHTS | 0.006422% | 0 | 0.63612 | Commercial_2037_SC D_GWh_Before Competition Groups_LED RECESSED DOWNLIGHTS
Commercial | Com ¦ Low Flow Pre-Rinse Spray Nozzle | 2037 | SC D | GWh | Before Competition Groups | 0.59475 | 0 | 0 | 9905.3499 | 6.0044e-05 | 62 | Commercial_2037_SC D_GWh_Before Competition Groups_62 | Low Flow Pre-Rinse Spray Nozzle | 0.006004% | 0 | 0.59475 | Commercial_2037_SC D_GWh_Before Competition Groups_Low Flow Pre-Rinse Spray Nozzle
Commercial | Com ¦ High Efficiency Small Instantaneous Water Heater | 2037 | SC D | GWh | Before Competition Groups | 0.47028 | 0 | 0 | 9905.3499 | 4.7478e-05 | 63 | Commercial_2037_SC D_GWh_Before Competition Groups_63 | High Efficiency Small Instantaneous Water Heater | 0.004748% | 0 | 0.47028 | Commercial_2037_SC D_GWh_Before Competition Groups_High Efficiency Small Instantaneous Water Heater
Commercial | Com ¦ Commercial Hot Food Holding Cabinets | 2037 | SC D | GWh | Before Competition Groups | 0.43006 | 0 | 0 | 9905.3499 | 4.3416e-05 | 64 | Commercial_2037_SC D_GWh_Before Competition Groups_64 | Commercial Hot Food Holding Cabinets | 0.004342% | 0 | 0.43006 | Commercial_2037_SC D_GWh_Before Competition Groups_Commercial Hot Food Holding Cabinets
Commercial | Com ¦ HVAC Optimization | 2037 | SC D | GWh | Before Competition Groups | 0.40202 | 0 | 0 | 9905.3499 | 4.0586e-05 | 65 | Commercial_2037_SC D_GWh_Before Competition Groups_65 | HVAC Optimization | 0.004059% | 0 | 0.40202 | Commercial_2037_SC D_GWh_Before Competition Groups_HVAC Optimization
Commercial | Com ¦ Air Curtains | 2037 | SC D | GWh | Before Competition Groups | 0.21315 | 0 | 0 | 9905.3499 | 2.1519e-05 | 66 | Commercial_2037_SC D_GWh_Before Competition Groups_66 | Air Curtains | 0.002152% | 0 | 0.21315 | Commercial_2037_SC D_GWh_Before Competition Groups_Air Curtains
Commercial | Com ¦ Energy Recovery Ventilation and Ventilation (Enhanced) | 2037 | SC D | GWh | Before Competition Groups | 0.13581 | 0 | 0 | 9905.3499 | 1.3711e-05 | 67 | Commercial_2037_SC D_GWh_Before Competition Groups_67 | Energy Recovery Ventilation and Ventilation (Enhanced) | 0.001371% | 0 | 0.13581 | Commercial_2037_SC D_GWh_Before Competition Groups_Energy Recovery Ventilation and Ventilation (Enhanced)
Commercial | Com ¦ Wall Insulation | 2037 | SC D | GWh | Before Competition Groups | 0.12523 | 0 | 0 | 9905.3499 | 1.2643e-05 | 68 | Commercial_2037_SC D_GWh_Before Competition Groups_68 | Wall Insulation | 0.001264% | 0 | 0.12523 | Commercial_2037_SC D_GWh_Before Competition Groups_Wall Insulation
Commercial | Com ¦ Efficient compressor motor | 2037 | SC D | GWh | Before Competition Groups | 0.078993 | 0 | 0 | 9905.3499 | 7.9748e-06 | 69 | Commercial_2037_SC D_GWh_Before Competition Groups_69 | Efficient compressor motor | 0.0007975% | 0 | 0.078993 | Commercial_2037_SC D_GWh_Before Competition Groups_Efficient compressor motor
Commercial | Com ¦ Room AC (w/ louvered sides) 14 SEER from 12 SEER code | 2037 | SC D | GWh | Before Competition Groups | 0.074482 | 0 | 0 | 9905.3499 | 7.5193e-06 | 70 | Commercial_2037_SC D_GWh_Before Competition Groups_70 | Room AC (w/ louvered sides) 14 SEER from 12 SEER code | 0.0007519% | 0 | 0.074482 | Commercial_2037_SC D_GWh_Before Competition Groups_Room AC (w/ louvered sides) 14 SEER from 12 SEER code
Commercial | Com ¦ VSD Air Compressor | 2037 | SC D | GWh | Before Competition Groups | 0.0419 | 0 | 0 | 9905.3499 | 4.23e-06 | 71 | Commercial_2037_SC D_GWh_Before Competition Groups_71 | VSD Air Compressor | 0.000423% | 0 | 0.0419 | Commercial_2037_SC D_GWh_Before Competition Groups_VSD Air Compressor
Commercial | Com ¦ EC Plug Fan for Data Center (under cabinet) | 2037 | SC D | GWh | Before Competition Groups | 0.041807 | 0 | 0 | 9905.3499 | 4.2206e-06 | 72 | Commercial_2037_SC D_GWh_Before Competition Groups_72 | EC Plug Fan for Data Center (under cabinet) | 0.0004221% | 0 | 0.041807 | Commercial_2037_SC D_GWh_Before Competition Groups_EC Plug Fan for Data Center (under cabinet)
Commercial | Com ¦ High Efficiency Chiller (avg of water and air cooled) | 2037 | SC D | GWh | Before Competition Groups | 0.028056 | 0 | 0 | 9905.3499 | 2.8324e-06 | 73 | Commercial_2037_SC D_GWh_Before Competition Groups_73 | High Efficiency Chiller (avg of water and air cooled) | 0.0002832% | 0 | 0.028056 | Commercial_2037_SC D_GWh_Before Competition Groups_High Efficiency Chiller (avg of water and air cooled)
Commercial | Com ¦ LLLC - High Impact Application | 2037 | SC D | GWh | Before Competition Groups | 0.0059799 | 0 | 0 | 9905.3499 | 6.0371e-07 | 74 | Commercial_2037_SC D_GWh_Before Competition Groups_74 | LLLC - High Impact Application | 6.037e-05% | 0 | 0.0059799 | Commercial_2037_SC D_GWh_Before Competition Groups_LLLC - High Impact Application
Commercial | Com ¦ Electric Convection Combination Ovens | 2037 | SC D | GWh | Before Competition Groups | 0.0037812 | 0 | 0 | 9905.3499 | 3.8174e-07 | 75 | Commercial_2037_SC D_GWh_Before Competition Groups_75 | Electric Convection Combination Ovens | 3.817e-05% | 0 | 0.0037812 | Commercial_2037_SC D_GWh_Before Competition Groups_Electric Convection Combination Ovens
Commercial | Com ¦ LLLC - Low Impact Application | 2037 | SC D | GWh | Before Competition Groups | 0.00056 | 0 | 0 | 9905.3499 | 5.6535e-08 | 76 | Commercial_2037_SC D_GWh_Before Competition Groups_76 | LLLC - Low Impact Application | 5.653e-06% | 0 | 0.00056 | Commercial_2037_SC D_GWh_Before Competition Groups_LLLC - Low Impact Application
Commercial | Com ¦ Networked/Connected - Low Impact Application | 2037 | SC D | GWh | Before Competition Groups | 1.714e-07 | 0 | 0 | 9905.3499 | 1.7304e-11 | 77 | Commercial_2037_SC D_GWh_Before Competition Groups_77 | Networked/Connected - Low Impact Application | 1.73e-09% | 0 | 1.714e-07 | Commercial_2037_SC D_GWh_Before Competition Groups_Networked/Connected - Low Impact Application
Commercial | Com ¦ Networked/Connected - High Impact Application | 2037 | SC D | GWh | Before Competition Groups | 2.5693e-08 | 0 | 0 | 9905.3499 | 2.5939e-12 | 78 | Commercial_2037_SC D_GWh_Before Competition Groups_78 | Networked/Connected - High Impact Application | 2.594e-10% | 0 | 2.5693e-08 | Commercial_2037_SC D_GWh_Before Competition Groups_Networked/Connected - High Impact Application
Commercial | Com ¦ Indoor Daylight Sensors/Photocell Dimming Control | 2037 | SC D | GWh | Before Competition Groups | 0 | 0 | 0 | 9905.3499 | 0 | 79 | Commercial_2037_SC D_GWh_Before Competition Groups_79 | Indoor Daylight Sensors/Photocell Dimming Control | 0% | 0 | 0 | Commercial_2037_SC D_GWh_Before Competition Groups_Indoor Daylight Sensors/Photocell Dimming Control
Commercial | Com ¦ Variable Refrigerant Flow Heat Pump | 2037 | SC D | GWh | Before Competition Groups | 0 | 0 | 0 | 9905.3499 | 0 | 80 | Commercial_2037_SC D_GWh_Before Competition Groups_80 | Variable Refrigerant Flow Heat Pump | 0% | 0 | 0 | Commercial_2037_SC D_GWh_Before Competition Groups_Variable Refrigerant Flow Heat Pump
Commercial | Com ¦ Central Lighting Control System | 2037 | Technical | GWh | Before Competition Groups | 2083.6851 | 0 | 0 | 21347.093 | 0.09761 | 1 | Commercial_2037_Technical_GWh_Before Competition Groups_1 | Central Lighting Control System | 9.761% | 0 | 2083.6851 | Commercial_2037_Technical_GWh_Before Competition Groups_Central Lighting Control System
Commercial | Com ¦ Building Recommissioning, Operations and Maintenance (O&M) Improvements | 2037 | Technical | GWh | Before Competition Groups | 1767.7036 | 0 | 0 | 21347.093 | 0.082808 | 2 | Commercial_2037_Technical_GWh_Before Competition Groups_2 | Building Recommissioning, Operations and Maintenance (O&M) Improvements | 8.281% | 0 | 1767.7036 | Commercial_2037_Technical_GWh_Before Competition Groups_Building Recommissioning, Operations and Maintenance (O&M) Improvements
Commercial | Com ¦ LED Low/High Bay | 2037 | Technical | GWh | Before Competition Groups | 1083.7457 | 0 | 0 | 21347.093 | 0.050768 | 3 | Commercial_2037_Technical_GWh_Before Competition Groups_3 | LED Low/High Bay | 5.077% | 0 | 1083.7457 | Commercial_2037_Technical_GWh_Before Competition Groups_LED Low/High Bay
Commercial | Com ¦ ENERGY STAR LED LAMPS (REFLECTOR LAMPs/MR16/PAR 16) | 2037 | Technical | GWh | Before Competition Groups | 1061.5807 | 0 | 0 | 21347.093 | 0.04973 | 4 | Commercial_2037_Technical_GWh_Before Competition Groups_4 | ENERGY STAR LED LAMPS (REFLECTOR LAMPs/MR16/PAR 16) | 4.973% | 0 | 1061.5807 | Commercial_2037_Technical_GWh_Before Competition Groups_ENERGY STAR LED LAMPS (REFLECTOR LAMPs/MR16/PAR 16)
Commercial | Com ¦ LED Troffer/Surface/Suspended | 2037 | Technical | GWh | Before Competition Groups | 882.8393 | 0 | 0 | 21347.093 | 0.041356 | 5 | Commercial_2037_Technical_GWh_Before Competition Groups_5 | LED Troffer/Surface/Suspended | 4.136% | 0 | 882.8393 | Commercial_2037_Technical_GWh_Before Competition Groups_LED Troffer/Surface/Suspended
Commercial | Com ¦ LED Replacement Lamp (Tube) | 2037 | Technical | GWh | Before Competition Groups | 802.8397 | 0 | 0 | 21347.093 | 0.037609 | 6 | Commercial_2037_Technical_GWh_Before Competition Groups_6 | LED Replacement Lamp (Tube) | 3.761% | 0 | 802.8397 | Commercial_2037_Technical_GWh_Before Competition Groups_LED Replacement Lamp (Tube)
Commercial | Com ¦ LLLC - High Impact Application | 2037 | Technical | GWh | Before Competition Groups | 755.8445 | 0 | 0 | 21347.093 | 0.035407 | 7 | Commercial_2037_Technical_GWh_Before Competition Groups_7 | LLLC - High Impact Application | 3.541% | 0 | 755.8445 | Commercial_2037_Technical_GWh_Before Competition Groups_LLLC - High Impact Application
Commercial | Com ¦ High Efficiency Air Source Heat Pump | 2037 | Technical | GWh | Before Competition Groups | 753.8279 | 0 | 0 | 21347.093 | 0.035313 | 8 | Commercial_2037_Technical_GWh_Before Competition Groups_8 | High Efficiency Air Source Heat Pump | 3.531% | 0 | 753.8279 | Commercial_2037_Technical_GWh_Before Competition Groups_High Efficiency Air Source Heat Pump
Commercial | Com ¦ LLLC - Low Impact Application | 2037 | Technical | GWh | Before Competition Groups | 748.854 | 0 | 0 | 21347.093 | 0.03508 | 9 | Commercial_2037_Technical_GWh_Before Competition Groups_9 | LLLC - Low Impact Application | 3.508% | 0 | 748.854 | Commercial_2037_Technical_GWh_Before Competition Groups_LLLC - Low Impact Application
Commercial | Com ¦ Networked/Connected - High Impact Application | 2037 | Technical | GWh | Before Competition Groups | 683.4479 | 0 | 0 | 21347.093 | 0.032016 | 10 | Commercial_2037_Technical_GWh_Before Competition Groups_10 | Networked/Connected - High Impact Application | 3.202% | 0 | 683.4479 | Commercial_2037_Technical_GWh_Before Competition Groups_Networked/Connected - High Impact Application
Commercial | Com ¦ LED EXTERIOR AREA LIGHTS - LED fixture (200W) | 2037 | Technical | GWh | Before Competition Groups | 664.9658 | 0 | 0 | 21347.093 | 0.03115 | 11 | Commercial_2037_Technical_GWh_Before Competition Groups_11 | LED EXTERIOR AREA LIGHTS - LED fixture (200W) | 3.115% | 0 | 664.9658 | Commercial_2037_Technical_GWh_Before Competition Groups_LED EXTERIOR AREA LIGHTS - LED fixture (200W)
Commercial | Com ¦ Education and Capacity Building/Energy Behavior | 2037 | Technical | GWh | Before Competition Groups | 664.8709 | 0 | 0 | 21347.093 | 0.031146 | 12 | Commercial_2037_Technical_GWh_Before Competition Groups_12 | Education and Capacity Building/Energy Behavior | 3.115% | 0 | 664.8709 | Commercial_2037_Technical_GWh_Before Competition Groups_Education and Capacity Building/Energy Behavior
Commercial | Com ¦ Smart Strip Plug Outlets | 2037 | Technical | GWh | Before Competition Groups | 658.2208 | 0 | 0 | 21347.093 | 0.030834 | 13 | Commercial_2037_Technical_GWh_Before Competition Groups_13 | Smart Strip Plug Outlets | 3.083% | 0 | 658.2208 | Commercial_2037_Technical_GWh_Before Competition Groups_Smart Strip Plug Outlets
Commercial | Com ¦ Networked/Connected - Low Impact Application | 2037 | Technical | GWh | Before Competition Groups | 642.7574 | 0 | 0 | 21347.093 | 0.03011 | 14 | Commercial_2037_Technical_GWh_Before Competition Groups_14 | Networked/Connected - Low Impact Application | 3.011% | 0 | 642.7574 | Commercial_2037_Technical_GWh_Before Competition Groups_Networked/Connected - Low Impact Application
Commercial | Com ¦ LED parking lot fixture | 2037 | Technical | GWh | Before Competition Groups | 630.8388 | 0 | 0 | 21347.093 | 0.029552 | 15 | Commercial_2037_Technical_GWh_Before Competition Groups_15 | LED parking lot fixture | 2.955% | 0 | 630.8388 | Commercial_2037_Technical_GWh_Before Competition Groups_LED parking lot fixture
Commercial | Com ¦ Variable Refrigerant Flow Heat Pump | 2037 | Technical | GWh | Before Competition Groups | 532.0226 | 0 | 0 | 21347.093 | 0.024922 | 16 | Commercial_2037_Technical_GWh_Before Competition Groups_16 | Variable Refrigerant Flow Heat Pump | 2.492% | 0 | 532.0226 | Commercial_2037_Technical_GWh_Before Competition Groups_Variable Refrigerant Flow Heat Pump
Commercial | Com ¦ Refrigerated Display Case Doors | 2037 | Technical | GWh | Before Competition Groups | 498.4487 | 0 | 0 | 21347.093 | 0.02335 | 17 | Commercial_2037_Technical_GWh_Before Competition Groups_17 | Refrigerated Display Case Doors | 2.335% | 0 | 498.4487 | Commercial_2037_Technical_GWh_Before Competition Groups_Refrigerated Display Case Doors
Commercial | Com ¦ Furnace Tune-Up | 2037 | Technical | GWh | Before Competition Groups | 485.4002 | 0 | 0 | 21347.093 | 0.022738 | 18 | Commercial_2037_Technical_GWh_Before Competition Groups_18 | Furnace Tune-Up | 2.274% | 0 | 485.4002 | Commercial_2037_Technical_GWh_Before Competition Groups_Furnace Tune-Up
Commercial | Com ¦ LED street light fixture | 2037 | Technical | GWh | Before Competition Groups | 406.3167 | 0 | 0 | 21347.093 | 0.019034 | 19 | Commercial_2037_Technical_GWh_Before Competition Groups_19 | LED street light fixture | 1.903% | 0 | 406.3167 | Commercial_2037_Technical_GWh_Before Competition Groups_LED street light fixture
Commercial | Com ¦ Reach-in Shaded Pole to ECM/PSC Evaporator Fan Motor | 2037 | Technical | GWh | Before Competition Groups | 375.2912 | 0 | 0 | 21347.093 | 0.01758 | 20 | Commercial_2037_Technical_GWh_Before Competition Groups_20 | Reach-in Shaded Pole to ECM/PSC Evaporator Fan Motor | 1.758% | 0 | 375.2912 | Commercial_2037_Technical_GWh_Before Competition Groups_Reach-in Shaded Pole to ECM/PSC Evaporator Fan Motor
Commercial | Com ¦ Demand Control Ventilation | 2037 | Technical | GWh | Before Competition Groups | 341.654 | 0 | 0 | 21347.093 | 0.016005 | 21 | Commercial_2037_Technical_GWh_Before Competition Groups_21 | Demand Control Ventilation | 1.6% | 0 | 341.654 | Commercial_2037_Technical_GWh_Before Competition Groups_Demand Control Ventilation
Commercial | Com ¦ Advanced BAS/Controllers | 2037 | Technical | GWh | Before Competition Groups | 338.5261 | 0 | 0 | 21347.093 | 0.015858 | 22 | Commercial_2037_Technical_GWh_Before Competition Groups_22 | Advanced BAS/Controllers | 1.586% | 0 | 338.5261 | Commercial_2037_Technical_GWh_Before Competition Groups_Advanced BAS/Controllers
Commercial | Com ¦ Data Center Storage/Server Virtualization | 2037 | Technical | GWh | Before Competition Groups | 310.7374 | 0 | 0 | 21347.093 | 0.014556 | 23 | Commercial_2037_Technical_GWh_Before Competition Groups_23 | Data Center Storage/Server Virtualization | 1.456% | 0 | 310.7374 | Commercial_2037_Technical_GWh_Before Competition Groups_Data Center Storage/Server Virtualization
Commercial | Com ¦ Strip Curtains | 2037 | Technical | GWh | Before Competition Groups | 255.7569 | 0 | 0 | 21347.093 | 0.011981 | 24 | Commercial_2037_Technical_GWh_Before Competition Groups_24 | Strip Curtains | 1.198% | 0 | 255.7569 | Commercial_2037_Technical_GWh_Before Competition Groups_Strip Curtains
Commercial | Com ¦ Unitary Air-Conditioning Unit | 2037 | Technical | GWh | Before Competition Groups | 223.9806 | 0 | 0 | 21347.093 | 0.010492 | 25 | Commercial_2037_Technical_GWh_Before Competition Groups_25 | Unitary Air-Conditioning Unit | 1.049% | 0 | 223.9806 | Commercial_2037_Technical_GWh_Before Competition Groups_Unitary Air-Conditioning Unit
Commercial | Com ¦ Centrally controlled desktop PC/NETWORK PC POWER MANAGEMENT SOFTWARE | 2037 | Technical | GWh | Before Competition Groups | 211.9874 | 0 | 0 | 21347.093 | 0.0099305 | 26 | Commercial_2037_Technical_GWh_Before Competition Groups_26 | Centrally controlled desktop PC/NETWORK PC POWER MANAGEMENT SOFTWARE | 0.9931% | 0 | 211.9874 | Commercial_2037_Technical_GWh_Before Competition Groups_Centrally controlled desktop PC/NETWORK PC POWER MANAGEMENT SOFTWARE
Commercial | Com ¦ Door Gasket Freezer/Refrigerator | 2037 | Technical | GWh | Before Competition Groups | 205.0675 | 0 | 0 | 21347.093 | 0.0096063 | 27 | Commercial_2037_Technical_GWh_Before Competition Groups_27 | Door Gasket Freezer/Refrigerator | 0.9606% | 0 | 205.0675 | Commercial_2037_Technical_GWh_Before Competition Groups_Door Gasket Freezer/Refrigerator
Commercial | Com ¦ Refrigeration Optimization | 2037 | Technical | GWh | Before Competition Groups | 182.1308 | 0 | 0 | 21347.093 | 0.0085319 | 28 | Commercial_2037_Technical_GWh_Before Competition Groups_28 | Refrigeration Optimization | 0.8532% | 0 | 182.1308 | Commercial_2037_Technical_GWh_Before Competition Groups_Refrigeration Optimization
Commercial | Com ¦ LED or Equivalent Sign Lighting | 2037 | Technical | GWh | Before Competition Groups | 181.6593 | 0 | 0 | 21347.093 | 0.0085098 | 29 | Commercial_2037_Technical_GWh_Before Competition Groups_29 | LED or Equivalent Sign Lighting | 0.851% | 0 | 181.6593 | Commercial_2037_Technical_GWh_Before Competition Groups_LED or Equivalent Sign Lighting
Commercial | Com ¦ Variable Frequency Drive (VFD) | 2037 | Technical | GWh | Before Competition Groups | 160.8928 | 0 | 0 | 21347.093 | 0.007537 | 30 | Commercial_2037_Technical_GWh_Before Competition Groups_30 | Variable Frequency Drive (VFD) | 0.7537% | 0 | 160.8928 | Commercial_2037_Technical_GWh_Before Competition Groups_Variable Frequency Drive (VFD)
Commercial | Com ¦ Adaptive Thermostats | 2037 | Technical | GWh | Before Competition Groups | 152.778 | 0 | 0 | 21347.093 | 0.0071569 | 31 | Commercial_2037_Technical_GWh_Before Competition Groups_31 | Adaptive Thermostats | 0.7157% | 0 | 152.778 | Commercial_2037_Technical_GWh_Before Competition Groups_Adaptive Thermostats
Commercial | Com ¦ VFD on Pumps | 2037 | Technical | GWh | Before Competition Groups | 150.5766 | 0 | 0 | 21347.093 | 0.0070537 | 32 | Commercial_2037_Technical_GWh_Before Competition Groups_32 | VFD on Pumps | 0.7054% | 0 | 150.5766 | Commercial_2037_Technical_GWh_Before Competition Groups_VFD on Pumps
Commercial | Com ¦ Condensing Make Up Air Unit | 2037 | Technical | GWh | Before Competition Groups | 149.3589 | 0 | 0 | 21347.093 | 0.0069967 | 33 | Commercial_2037_Technical_GWh_Before Competition Groups_33 | Condensing Make Up Air Unit | 0.6997% | 0 | 149.3589 | Commercial_2037_Technical_GWh_Before Competition Groups_Condensing Make Up Air Unit
Commercial | Com ¦ ENERGY STAR FREEZER | 2037 | Technical | GWh | Before Competition Groups | 136.4747 | 0 | 0 | 21347.093 | 0.0063931 | 34 | Commercial_2037_Technical_GWh_Before Competition Groups_34 | ENERGY STAR FREEZER | 0.6393% | 0 | 136.4747 | Commercial_2037_Technical_GWh_Before Competition Groups_ENERGY STAR FREEZER
Commercial | Com ¦ Super-High Efficiency Furnaces (Emerging Tech) | 2037 | Technical | GWh | Before Competition Groups | 131.9225 | 0 | 0 | 21347.093 | 0.0061799 | 35 | Commercial_2037_Technical_GWh_Before Competition Groups_35 | Super-High Efficiency Furnaces (Emerging Tech) | 0.618% | 0 | 131.9225 | Commercial_2037_Technical_GWh_Before Competition Groups_Super-High Efficiency Furnaces (Emerging Tech)
Commercial | Com ¦ ENERGY STAR LED LAMPS (General Service Lamps) | 2037 | Technical | GWh | Before Competition Groups | 125.3467 | 0 | 0 | 21347.093 | 0.0058718 | 36 | Commercial_2037_Technical_GWh_Before Competition Groups_36 | ENERGY STAR LED LAMPS (General Service Lamps) | 0.5872% | 0 | 125.3467 | Commercial_2037_Technical_GWh_Before Competition Groups_ENERGY STAR LED LAMPS (General Service Lamps)
Commercial | Com ¦ ENERGY STAR ICE MACHINES - Ice Making Head | 2037 | Technical | GWh | Before Competition Groups | 124.1868 | 0 | 0 | 21347.093 | 0.0058175 | 37 | Commercial_2037_Technical_GWh_Before Competition Groups_37 | ENERGY STAR ICE MACHINES - Ice Making Head | 0.5818% | 0 | 124.1868 | Commercial_2037_Technical_GWh_Before Competition Groups_ENERGY STAR ICE MACHINES - Ice Making Head
Commercial | Com ¦ Air Handler with Dedicated Outdoor Air Systems | 2037 | Technical | GWh | Before Competition Groups | 122.7994 | 0 | 0 | 21347.093 | 0.0057525 | 38 | Commercial_2037_Technical_GWh_Before Competition Groups_38 | Air Handler with Dedicated Outdoor Air Systems | 0.5753% | 0 | 122.7994 | Commercial_2037_Technical_GWh_Before Competition Groups_Air Handler with Dedicated Outdoor Air Systems
Commercial | Com ¦ Demand Control Kitchen Ventilation | 2037 | Technical | GWh | Before Competition Groups | 119.0832 | 0 | 0 | 21347.093 | 0.0055784 | 39 | Commercial_2037_Technical_GWh_Before Competition Groups_39 | Demand Control Kitchen Ventilation | 0.5578% | 0 | 119.0832 | Commercial_2037_Technical_GWh_Before Competition Groups_Demand Control Kitchen Ventilation
Commercial | Com ¦ Indoor Daylight Sensors/Photocell Dimming Control | 2037 | Technical | GWh | Before Competition Groups | 104.3716 | 0 | 0 | 21347.093 | 0.0048893 | 40 | Commercial_2037_Technical_GWh_Before Competition Groups_40 | Indoor Daylight Sensors/Photocell Dimming Control | 0.4889% | 0 | 104.3716 | Commercial_2037_Technical_GWh_Before Competition Groups_Indoor Daylight Sensors/Photocell Dimming Control
Commercial | Com ¦ Refrigerated Display Case LED | 2037 | Technical | GWh | Before Competition Groups | 101.3393 | 0 | 0 | 21347.093 | 0.0047472 | 41 | Commercial_2037_Technical_GWh_Before Competition Groups_41 | Refrigerated Display Case LED | 0.4747% | 0 | 101.3393 | Commercial_2037_Technical_GWh_Before Competition Groups_Refrigerated Display Case LED
Commercial | Com ¦ Adding reflective (White) roof treatment or a green roof | 2037 | Technical | GWh | Before Competition Groups | 91.009 | 0 | 0 | 21347.093 | 0.0042633 | 42 | Commercial_2037_Technical_GWh_Before Competition Groups_42 | Adding reflective (White) roof treatment or a green roof | 0.4263% | 0 | 91.009 | Commercial_2037_Technical_GWh_Before Competition Groups_Adding reflective (White) roof treatment or a green roof
Commercial | Com ¦ Occupancy Sensors | 2037 | Technical | GWh | Before Competition Groups | 79.2917 | 0 | 0 | 21347.093 | 0.0037144 | 43 | Commercial_2037_Technical_GWh_Before Competition Groups_43 | Occupancy Sensors | 0.3714% | 0 | 79.2917 | Commercial_2037_Technical_GWh_Before Competition Groups_Occupancy Sensors
Commercial | Com ¦ Ground Source Heat Pump | 2037 | Technical | GWh | Before Competition Groups | 76.2242 | 0 | 0 | 21347.093 | 0.0035707 | 44 | Commercial_2037_Technical_GWh_Before Competition Groups_44 | Ground Source Heat Pump | 0.3571% | 0 | 76.2242 | Commercial_2037_Technical_GWh_Before Competition Groups_Ground Source Heat Pump
Commercial | Com ¦ ECM MOTORS FOR EVAPORATOR FANS for refrigeration (WALK-IN) | 2037 | Technical | GWh | Before Competition Groups | 76.2182 | 0 | 0 | 21347.093 | 0.0035704 | 45 | Commercial_2037_Technical_GWh_Before Competition Groups_45 | ECM MOTORS FOR EVAPORATOR FANS for refrigeration (WALK-IN) | 0.357% | 0 | 76.2182 | Commercial_2037_Technical_GWh_Before Competition Groups_ECM MOTORS FOR EVAPORATOR FANS for refrigeration (WALK-IN)
Commercial | Com ¦ Condensing Unit Heaters or other Efficient Unit Heating System | 2037 | Technical | GWh | Before Competition Groups | 73.0457 | 0 | 0 | 21347.093 | 0.0034218 | 46 | Commercial_2037_Technical_GWh_Before Competition Groups_46 | Condensing Unit Heaters or other Efficient Unit Heating System | 0.3422% | 0 | 73.0457 | Commercial_2037_Technical_GWh_Before Competition Groups_Condensing Unit Heaters or other Efficient Unit Heating System
Commercial | Com ¦ HOTEL OCCUPANCY CONTROLS (HVAC + LIGHTING) | 2037 | Technical | GWh | Before Competition Groups | 68.5496 | 0 | 0 | 21347.093 | 0.0032112 | 47 | Commercial_2037_Technical_GWh_Before Competition Groups_47 | HOTEL OCCUPANCY CONTROLS (HVAC + LIGHTING) | 0.3211% | 0 | 68.5496 | Commercial_2037_Technical_GWh_Before Competition Groups_HOTEL OCCUPANCY CONTROLS (HVAC + LIGHTING)
Commercial | Com ¦ ENERGY STAR Refrigerator | 2037 | Technical | GWh | Before Competition Groups | 67.6702 | 0 | 0 | 21347.093 | 0.00317 | 48 | Commercial_2037_Technical_GWh_Before Competition Groups_48 | ENERGY STAR Refrigerator | 0.317% | 0 | 67.6702 | Commercial_2037_Technical_GWh_Before Competition Groups_ENERGY STAR Refrigerator
Commercial | Com ¦ High R-Value Glass Doors/no-heat glass door | 2037 | Technical | GWh | Before Competition Groups | 67.4585 | 0 | 0 | 21347.093 | 0.0031601 | 49 | Commercial_2037_Technical_GWh_Before Competition Groups_49 | High R-Value Glass Doors/no-heat glass door | 0.316% | 0 | 67.4585 | Commercial_2037_Technical_GWh_Before Competition Groups_High R-Value Glass Doors/no-heat glass door
Commercial | Com ¦ Freezer Case Light Sensor | 2037 | Technical | GWh | Before Competition Groups | 62.7747 | 0 | 0 | 21347.093 | 0.0029407 | 50 | Commercial_2037_Technical_GWh_Before Competition Groups_50 | Freezer Case Light Sensor | 0.2941% | 0 | 62.7747 | Commercial_2037_Technical_GWh_Before Competition Groups_Freezer Case Light Sensor
Commercial | Com ¦ Evaporator Fan Controls | 2037 | Technical | GWh | Before Competition Groups | 61.234 | 0 | 0 | 21347.093 | 0.0028685 | 51 | Commercial_2037_Technical_GWh_Before Competition Groups_51 | Evaporator Fan Controls | 0.2868% | 0 | 61.234 | Commercial_2037_Technical_GWh_Before Competition Groups_Evaporator Fan Controls
Commercial | Com ¦ Chilled Water Optimization | 2037 | Technical | GWh | Before Competition Groups | 55.7173 | 0 | 0 | 21347.093 | 0.0026101 | 52 | Commercial_2037_Technical_GWh_Before Competition Groups_52 | Chilled Water Optimization | 0.261% | 0 | 55.7173 | Commercial_2037_Technical_GWh_Before Competition Groups_Chilled Water Optimization
Commercial | Com ¦ Elec Storage WH 2.30 Et | 2037 | Technical | GWh | Before Competition Groups | 50.7344 | 0 | 0 | 21347.093 | 0.0023766 | 53 | Commercial_2037_Technical_GWh_Before Competition Groups_53 | Elec Storage WH 2.30 Et | 0.2377% | 0 | 50.7344 | Commercial_2037_Technical_GWh_Before Competition Groups_Elec Storage WH 2.30 Et
Commercial | Com ¦ ENERGY STAR Griddle (74% eff) | 2037 | Technical | GWh | Before Competition Groups | 49.6762 | 0 | 0 | 21347.093 | 0.0023271 | 54 | Commercial_2037_Technical_GWh_Before Competition Groups_54 | ENERGY STAR Griddle (74% eff) | 0.2327% | 0 | 49.6762 | Commercial_2037_Technical_GWh_Before Competition Groups_ENERGY STAR Griddle (74% eff)
Commercial | Com ¦ BEVERAGE VENDING MACHINE CONTROLS | 2037 | Technical | GWh | Before Competition Groups | 43.1094 | 0 | 0 | 21347.093 | 0.0020195 | 55 | Commercial_2037_Technical_GWh_Before Competition Groups_55 | BEVERAGE VENDING MACHINE CONTROLS | 0.2019% | 0 | 43.1094 | Commercial_2037_Technical_GWh_Before Competition Groups_BEVERAGE VENDING MACHINE CONTROLS
Commercial | Com ¦ Refrigeration Commissioning | 2037 | Technical | GWh | Before Competition Groups | 41.9978 | 0 | 0 | 21347.093 | 0.0019674 | 56 | Commercial_2037_Technical_GWh_Before Competition Groups_56 | Refrigeration Commissioning | 0.1967% | 0 | 41.9978 | Commercial_2037_Technical_GWh_Before Competition Groups_Refrigeration Commissioning
Commercial | Com ¦ Water Source Heat Pump (4 ton) | 2037 | Technical | GWh | Before Competition Groups | 40.6015 | 0 | 0 | 21347.093 | 0.001902 | 57 | Commercial_2037_Technical_GWh_Before Competition Groups_57 | Water Source Heat Pump (4 ton) | 0.1902% | 0 | 40.6015 | Commercial_2037_Technical_GWh_Before Competition Groups_Water Source Heat Pump (4 ton)
Commercial | Com ¦ CO Sensors for parking garage exhaust fans | 2037 | Technical | GWh | Before Competition Groups | 31.1246 | 0 | 0 | 21347.093 | 0.001458 | 58 | Commercial_2037_Technical_GWh_Before Competition Groups_58 | CO Sensors for parking garage exhaust fans | 0.1458% | 0 | 31.1246 | Commercial_2037_Technical_GWh_Before Competition Groups_CO Sensors for parking garage exhaust fans
Commercial | Com ¦ Anti-sweat heat (ASH) controls - Cooler/Freezer | 2037 | Technical | GWh | Before Competition Groups | 26.1954 | 0 | 0 | 21347.093 | 0.0012271 | 59 | Commercial_2037_Technical_GWh_Before Competition Groups_59 | Anti-sweat heat (ASH) controls - Cooler/Freezer | 0.1227% | 0 | 26.1954 | Commercial_2037_Technical_GWh_Before Competition Groups_Anti-sweat heat (ASH) controls - Cooler/Freezer
Commercial | Com ¦ Temperature Adjustment in Commercial Freezers | 2037 | Technical | GWh | Before Competition Groups | 23.4152 | 0 | 0 | 21347.093 | 0.0010969 | 60 | Commercial_2037_Technical_GWh_Before Competition Groups_60 | Temperature Adjustment in Commercial Freezers | 0.1097% | 0 | 23.4152 | Commercial_2037_Technical_GWh_Before Competition Groups_Temperature Adjustment in Commercial Freezers
Commercial | Com ¦ Energy Efficient Laboratory Fume Hood | 2037 | Technical | GWh | Before Competition Groups | 20.8547 | 0 | 0 | 21347.093 | 0.00097694 | 61 | Commercial_2037_Technical_GWh_Before Competition Groups_61 | Energy Efficient Laboratory Fume Hood | 0.09769% | 0 | 20.8547 | Commercial_2037_Technical_GWh_Before Competition Groups_Energy Efficient Laboratory Fume Hood
Commercial | Com ¦ Vertical Night Covers | 2037 | Technical | GWh | Before Competition Groups | 18.1638 | 0 | 0 | 21347.093 | 0.00085088 | 62 | Commercial_2037_Technical_GWh_Before Competition Groups_62 | Vertical Night Covers | 0.08509% | 0 | 18.1638 | Commercial_2037_Technical_GWh_Before Competition Groups_Vertical Night Covers
Commercial | Com ¦ Outside Air Economizer | 2037 | Technical | GWh | Before Competition Groups | 18.115 | 0 | 0 | 21347.093 | 0.0008486 | 63 | Commercial_2037_Technical_GWh_Before Competition Groups_63 | Outside Air Economizer | 0.08486% | 0 | 18.115 | Commercial_2037_Technical_GWh_Before Competition Groups_Outside Air Economizer
Commercial | Com ¦ ENERGY STAR Fryer (84% eff) | 2037 | Technical | GWh | Before Competition Groups | 17.8342 | 0 | 0 | 21347.093 | 0.00083544 | 64 | Commercial_2037_Technical_GWh_Before Competition Groups_64 | ENERGY STAR Fryer (84% eff) | 0.08354% | 0 | 17.8342 | Commercial_2037_Technical_GWh_Before Competition Groups_ENERGY STAR Fryer (84% eff)
Commercial | Com ¦ Duct Insulation, R8 | 2037 | Technical | GWh | Before Competition Groups | 16.1707 | 0 | 0 | 21347.093 | 0.00075751 | 65 | Commercial_2037_Technical_GWh_Before Competition Groups_65 | Duct Insulation, R8 | 0.07575% | 0 | 16.1707 | Commercial_2037_Technical_GWh_Before Competition Groups_Duct Insulation, R8
Commercial | Com ¦ Water Heating (DHW) Pipe Insulation (Add 3/4\ Foam)" | 2037 | Technical | GWh | Before Competition Groups | 15.6339 | 0 | 0 | 21347.093 | 0.00073236 | 66 | Commercial_2037_Technical_GWh_Before Competition Groups_66 | Water Heating (DHW) Pipe Insulation (Add 3/4\ Foam)" | 0.07324% | 0 | 15.6339 | Commercial_2037_Technical_GWh_Before Competition Groups_Water Heating (DHW) Pipe Insulation (Add 3/4\ Foam)"
Commercial | Com ¦ Roof Insulation/Ceiling Insulation (R25 Code to R35) | 2037 | Technical | GWh | Before Competition Groups | 14.603 | 0 | 0 | 21347.093 | 0.00068408 | 67 | Commercial_2037_Technical_GWh_Before Competition Groups_67 | Roof Insulation/Ceiling Insulation (R25 Code to R35) | 0.06841% | 0 | 14.603 | Commercial_2037_Technical_GWh_Before Competition Groups_Roof Insulation/Ceiling Insulation (R25 Code to R35)
Commercial | Com ¦ High Efficiency Small Instantaneous Water Heater | 2037 | Technical | GWh | Before Competition Groups | 13.9384 | 0 | 0 | 21347.093 | 0.00065294 | 68 | Commercial_2037_Technical_GWh_Before Competition Groups_68 | High Efficiency Small Instantaneous Water Heater | 0.06529% | 0 | 13.9384 | Commercial_2037_Technical_GWh_Before Competition Groups_High Efficiency Small Instantaneous Water Heater
Commercial | Com ¦ ENERGY STAR Dishwasher | 2037 | Technical | GWh | Before Competition Groups | 13.1582 | 0 | 0 | 21347.093 | 0.00061639 | 69 | Commercial_2037_Technical_GWh_Before Competition Groups_69 | ENERGY STAR Dishwasher | 0.06164% | 0 | 13.1582 | Commercial_2037_Technical_GWh_Before Competition Groups_ENERGY STAR Dishwasher
Commercial | Com ¦ LED RECESSED DOWNLIGHTS | 2037 | Technical | GWh | Before Competition Groups | 11.0618 | 0 | 0 | 21347.093 | 0.00051819 | 70 | Commercial_2037_Technical_GWh_Before Competition Groups_70 | LED RECESSED DOWNLIGHTS | 0.05182% | 0 | 11.0618 | Commercial_2037_Technical_GWh_Before Competition Groups_LED RECESSED DOWNLIGHTS
Commercial | Com ¦ Suction Pipe Insulation Freezer/Refrigerator | 2037 | Technical | GWh | Before Competition Groups | 9.9273 | 0 | 0 | 21347.093 | 0.00046504 | 71 | Commercial_2037_Technical_GWh_Before Competition Groups_71 | Suction Pipe Insulation Freezer/Refrigerator | 0.0465% | 0 | 9.9273 | Commercial_2037_Technical_GWh_Before Competition Groups_Suction Pipe Insulation Freezer/Refrigerator
Commercial | Com ¦ ENERGY STAR Steam Cookers | 2037 | Technical | GWh | Before Competition Groups | 8.7109 | 0 | 0 | 21347.093 | 0.00040806 | 72 | Commercial_2037_Technical_GWh_Before Competition Groups_72 | ENERGY STAR Steam Cookers | 0.04081% | 0 | 8.7109 | Commercial_2037_Technical_GWh_Before Competition Groups_ENERGY STAR Steam Cookers
Commercial | Com ¦ Evaporator Coil Defrost (Cooler) | 2037 | Technical | GWh | Before Competition Groups | 8.1811 | 0 | 0 | 21347.093 | 0.00038324 | 73 | Commercial_2037_Technical_GWh_Before Competition Groups_73 | Evaporator Coil Defrost (Cooler) | 0.03832% | 0 | 8.1811 | Commercial_2037_Technical_GWh_Before Competition Groups_Evaporator Coil Defrost (Cooler)
Commercial | Com ¦ SYNCHRONOUS BELT | 2037 | Technical | GWh | Before Competition Groups | 6.7844 | 0 | 0 | 21347.093 | 0.00031781 | 74 | Commercial_2037_Technical_GWh_Before Competition Groups_74 | SYNCHRONOUS BELT | 0.03178% | 0 | 6.7844 | Commercial_2037_Technical_GWh_Before Competition Groups_SYNCHRONOUS BELT
Commercial | Com ¦ Ozone Laundry Treatment | 2037 | Technical | GWh | Before Competition Groups | 6.6705 | 0 | 0 | 21347.093 | 0.00031248 | 75 | Commercial_2037_Technical_GWh_Before Competition Groups_75 | Ozone Laundry Treatment | 0.03125% | 0 | 6.6705 | Commercial_2037_Technical_GWh_Before Competition Groups_Ozone Laundry Treatment
Commercial | Com ¦ Solar Water Preheat (Pools/DHW) | 2037 | Technical | GWh | Before Competition Groups | 4.3529 | 0 | 0 | 21347.093 | 0.00020391 | 76 | Commercial_2037_Technical_GWh_Before Competition Groups_76 | Solar Water Preheat (Pools/DHW) | 0.02039% | 0 | 4.3529 | Commercial_2037_Technical_GWh_Before Competition Groups_Solar Water Preheat (Pools/DHW)
Commercial | Com ¦ Efficient compressor motor | 2037 | Technical | GWh | Before Competition Groups | 3.8379 | 0 | 0 | 21347.093 | 0.00017978 | 77 | Commercial_2037_Technical_GWh_Before Competition Groups_77 | Efficient compressor motor | 0.01798% | 0 | 3.8379 | Commercial_2037_Technical_GWh_Before Competition Groups_Efficient compressor motor
Commercial | Com ¦ Heat Pump Water Heater (50 Gallons) | 2037 | Technical | GWh | Before Competition Groups | 3.5815 | 0 | 0 | 21347.093 | 0.00016777 | 78 | Commercial_2037_Technical_GWh_Before Competition Groups_78 | Heat Pump Water Heater (50 Gallons) | 0.01678% | 0 | 3.5815 | Commercial_2037_Technical_GWh_Before Competition Groups_Heat Pump Water Heater (50 Gallons)
Commercial | Com ¦ Notched V belts for HVAC Systems | 2037 | Technical | GWh | Before Competition Groups | 3.3922 | 0 | 0 | 21347.093 | 0.00015891 | 79 | Commercial_2037_Technical_GWh_Before Competition Groups_79 | Notched V belts for HVAC Systems | 0.01589% | 0 | 3.3922 | Commercial_2037_Technical_GWh_Before Competition Groups_Notched V belts for HVAC Systems
Commercial | Com ¦ Demand controlled Circulating Systems | 2037 | Technical | GWh | Before Competition Groups | 3.3502 | 0 | 0 | 21347.093 | 0.00015694 | 80 | Commercial_2037_Technical_GWh_Before Competition Groups_80 | Demand controlled Circulating Systems | 0.01569% | 0 | 3.3502 | Commercial_2037_Technical_GWh_Before Competition Groups_Demand controlled Circulating Systems
Commercial | Com ¦ Room AC (w/ louvered sides) 14 SEER from 12 SEER code | 2037 | Technical | GWh | Before Competition Groups | 3.0063 | 0 | 0 | 21347.093 | 0.00014083 | 81 | Commercial_2037_Technical_GWh_Before Competition Groups_81 | Room AC (w/ louvered sides) 14 SEER from 12 SEER code | 0.01408% | 0 | 3.0063 | Commercial_2037_Technical_GWh_Before Competition Groups_Room AC (w/ louvered sides) 14 SEER from 12 SEER code
Commercial | Com ¦ ECM MOTORS FOR HVAC APPLICATION (FAN-POWERED VAV BOX) | 2037 | Technical | GWh | Before Competition Groups | 2.8859 | 0 | 0 | 21347.093 | 0.00013519 | 82 | Commercial_2037_Technical_GWh_Before Competition Groups_82 | ECM MOTORS FOR HVAC APPLICATION (FAN-POWERED VAV BOX) | 0.01352% | 0 | 2.8859 | Commercial_2037_Technical_GWh_Before Competition Groups_ECM MOTORS FOR HVAC APPLICATION (FAN-POWERED VAV BOX)
Commercial | Com ¦ Thermostat Setback | 2037 | Technical | GWh | Before Competition Groups | 2.8777 | 0 | 0 | 21347.093 | 0.00013481 | 83 | Commercial_2037_Technical_GWh_Before Competition Groups_83 | Thermostat Setback | 0.01348% | 0 | 2.8777 | Commercial_2037_Technical_GWh_Before Competition Groups_Thermostat Setback
Commercial | Com ¦ Commercial Hot Food Holding Cabinets | 2037 | Technical | GWh | Before Competition Groups | 2.5056 | 0 | 0 | 21347.093 | 0.00011737 | 84 | Commercial_2037_Technical_GWh_Before Competition Groups_84 | Commercial Hot Food Holding Cabinets | 0.01174% | 0 | 2.5056 | Commercial_2037_Technical_GWh_Before Competition Groups_Commercial Hot Food Holding Cabinets
Commercial | Com ¦ PTAC (12 EER/10,000 BTU) | 2037 | Technical | GWh | Before Competition Groups | 2.362 | 0 | 0 | 21347.093 | 0.00011065 | 85 | Commercial_2037_Technical_GWh_Before Competition Groups_85 | PTAC (12 EER/10,000 BTU) | 0.01106% | 0 | 2.362 | Commercial_2037_Technical_GWh_Before Competition Groups_PTAC (12 EER/10,000 BTU)
Commercial | Com ¦ Wall Insulation | 2037 | Technical | GWh | Before Competition Groups | 1.9458 | 0 | 0 | 21347.093 | 9.1148e-05 | 86 | Commercial_2037_Technical_GWh_Before Competition Groups_86 | Wall Insulation | 0.009115% | 0 | 1.9458 | Commercial_2037_Technical_GWh_Before Competition Groups_Wall Insulation
Commercial | Com ¦ Solar Preheat Make up Air | 2037 | Technical | GWh | Before Competition Groups | 1.9215 | 0 | 0 | 21347.093 | 9.0011e-05 | 87 | Commercial_2037_Technical_GWh_Before Competition Groups_87 | Solar Preheat Make up Air | 0.009001% | 0 | 1.9215 | Commercial_2037_Technical_GWh_Before Competition Groups_Solar Preheat Make up Air
Commercial | Com ¦ CEE Tier 2/Energy Star Clothes Washers | 2037 | Technical | GWh | Before Competition Groups | 1.7093 | 0 | 0 | 21347.093 | 8.0072e-05 | 88 | Commercial_2037_Technical_GWh_Before Competition Groups_88 | CEE Tier 2/Energy Star Clothes Washers | 0.008007% | 0 | 1.7093 | Commercial_2037_Technical_GWh_Before Competition Groups_CEE Tier 2/Energy Star Clothes Washers
Commercial | COM ¦ Ductless Mini-Split Heat Pumps | 2037 | Technical | GWh | Before Competition Groups | 1.6617 | 0 | 0 | 21347.093 | 7.7844e-05 | 89 | Commercial_2037_Technical_GWh_Before Competition Groups_89 | Ductless Mini-Split Heat Pumps | 0.007784% | 0 | 1.6617 | Commercial_2037_Technical_GWh_Before Competition Groups_Ductless Mini-Split Heat Pumps
Commercial | Com ¦ Solar Electric Water Heater (50 Gallon) | 2037 | Technical | GWh | Before Competition Groups | 1.5234 | 0 | 0 | 21347.093 | 7.1365e-05 | 90 | Commercial_2037_Technical_GWh_Before Competition Groups_90 | Solar Electric Water Heater (50 Gallon) | 0.007137% | 0 | 1.5234 | Commercial_2037_Technical_GWh_Before Competition Groups_Solar Electric Water Heater (50 Gallon)
Commercial | Com ¦ Energy Recovery Ventilation and Ventilation (Enhanced) | 2037 | Technical | GWh | Before Competition Groups | 1.4854 | 0 | 0 | 21347.093 | 6.9585e-05 | 91 | Commercial_2037_Technical_GWh_Before Competition Groups_91 | Energy Recovery Ventilation and Ventilation (Enhanced) | 0.006959% | 0 | 1.4854 | Commercial_2037_Technical_GWh_Before Competition Groups_Energy Recovery Ventilation and Ventilation (Enhanced)
Commercial | Com ¦ Auto Off Time Switch or Time Clock control | 2037 | Technical | GWh | Before Competition Groups | 1.4165 | 0 | 0 | 21347.093 | 6.6358e-05 | 92 | Commercial_2037_Technical_GWh_Before Competition Groups_92 | Auto Off Time Switch or Time Clock control | 0.006636% | 0 | 1.4165 | Commercial_2037_Technical_GWh_Before Competition Groups_Auto Off Time Switch or Time Clock control
Commercial | Com ¦ HVAC Optimization | 2037 | Technical | GWh | Before Competition Groups | 0.90911 | 0 | 0 | 21347.093 | 4.2587e-05 | 93 | Commercial_2037_Technical_GWh_Before Competition Groups_93 | HVAC Optimization | 0.004259% | 0 | 0.90911 | Commercial_2037_Technical_GWh_Before Competition Groups_HVAC Optimization
Commercial | Com ¦ Low Flow Pre-Rinse Spray Nozzle | 2037 | Technical | GWh | Before Competition Groups | 0.8798 | 0 | 0 | 21347.093 | 4.1214e-05 | 94 | Commercial_2037_Technical_GWh_Before Competition Groups_94 | Low Flow Pre-Rinse Spray Nozzle | 0.004121% | 0 | 0.8798 | Commercial_2037_Technical_GWh_Before Competition Groups_Low Flow Pre-Rinse Spray Nozzle
Commercial | Com ¦ High Efficiency Chiller (avg of water and air cooled) | 2037 | Technical | GWh | Before Competition Groups | 0.78218 | 0 | 0 | 21347.093 | 3.6641e-05 | 95 | Commercial_2037_Technical_GWh_Before Competition Groups_95 | High Efficiency Chiller (avg of water and air cooled) | 0.003664% | 0 | 0.78218 | Commercial_2037_Technical_GWh_Before Competition Groups_High Efficiency Chiller (avg of water and air cooled)
Commercial | Com ¦ eCube | 2037 | Technical | GWh | Before Competition Groups | 0.30983 | 0 | 0 | 21347.093 | 1.4514e-05 | 96 | Commercial_2037_Technical_GWh_Before Competition Groups_96 | eCube | 0.001451% | 0 | 0.30983 | Commercial_2037_Technical_GWh_Before Competition Groups_eCube
Commercial | Com ¦ EC Plug Fan for Data Center (under cabinet) | 2037 | Technical | GWh | Before Competition Groups | 0.21594 | 0 | 0 | 21347.093 | 1.0116e-05 | 97 | Commercial_2037_Technical_GWh_Before Competition Groups_97 | EC Plug Fan for Data Center (under cabinet) | 0.001012% | 0 | 0.21594 | Commercial_2037_Technical_GWh_Before Competition Groups_EC Plug Fan for Data Center (under cabinet)
Commercial | Com ¦ Air Curtains | 2037 | Technical | GWh | Before Competition Groups | 0.062676 | 0 | 0 | 21347.093 | 2.936e-06 | 98 | Commercial_2037_Technical_GWh_Before Competition Groups_98 | Air Curtains | 0.0002936% | 0 | 0.062676 | Commercial_2037_Technical_GWh_Before Competition Groups_Air Curtains
Commercial | Com ¦ VSD Air Compressor | 2037 | Technical | GWh | Before Competition Groups | 0.060851 | 0 | 0 | 21347.093 | 2.8505e-06 | 99 | Commercial_2037_Technical_GWh_Before Competition Groups_99 | VSD Air Compressor | 0.0002851% | 0 | 0.060851 | Commercial_2037_Technical_GWh_Before Competition Groups_VSD Air Compressor
Commercial | Com ¦ Exterior Photocell | 2037 | Technical | GWh | Before Competition Groups | 0.055575 | 0 | 0 | 21347.093 | 2.6034e-06 | 100 | Commercial_2037_Technical_GWh_Before Competition Groups_100 | Exterior Photocell | 0.0002603% | 0 | 0.055575 | Commercial_2037_Technical_GWh_Before Competition Groups_Exterior Photocell
Commercial | Com ¦ High Efficiency Induction Cooking | 2037 | Technical | GWh | Before Competition Groups | 0.0091737 | 0 | 0 | 21347.093 | 4.2974e-07 | 101 | Commercial_2037_Technical_GWh_Before Competition Groups_101 | High Efficiency Induction Cooking | 4.297e-05% | 0 | 0.0091737 | Commercial_2037_Technical_GWh_Before Competition Groups_High Efficiency Induction Cooking
Commercial | Com ¦ Electric Convection Combination Ovens | 2037 | Technical | GWh | Before Competition Groups | 0.0047372 | 0 | 0 | 21347.093 | 2.2191e-07 | 102 | Commercial_2037_Technical_GWh_Before Competition Groups_102 | Electric Convection Combination Ovens | 2.219e-05% | 0 | 0.0047372 | Commercial_2037_Technical_GWh_Before Competition Groups_Electric Convection Combination Ovens
Commercial | Com ¦ Building Recommissioning, Operations and Maintenance (O&M) Improvements | 2038 | Economic | GWh | Before Competition Groups | 1732.1727 | 0 | 0 | 14276.556 | 0.12133 | 1 | Commercial_2038_Economic_GWh_Before Competition Groups_1 | Building Recommissioning, Operations and Maintenance (O&M) Improvements | 12.13% | 0 | 1732.1727 | Commercial_2038_Economic_GWh_Before Competition Groups_Building Recommissioning, Operations and Maintenance (O&M) Improvements
Commercial | Com ¦ LED Low/High Bay | 2038 | Economic | GWh | Before Competition Groups | 1061.9624 | 0 | 0 | 14276.556 | 0.074385 | 2 | Commercial_2038_Economic_GWh_Before Competition Groups_2 | LED Low/High Bay | 7.439% | 0 | 1061.9624 | Commercial_2038_Economic_GWh_Before Competition Groups_LED Low/High Bay
Commercial | Com ¦ ENERGY STAR LED LAMPS (REFLECTOR LAMPs/MR16/PAR 16) | 2038 | Economic | GWh | Before Competition Groups | 958.6663 | 0 | 0 | 14276.556 | 0.06715 | 3 | Commercial_2038_Economic_GWh_Before Competition Groups_3 | ENERGY STAR LED LAMPS (REFLECTOR LAMPs/MR16/PAR 16) | 6.715% | 0 | 958.6663 | Commercial_2038_Economic_GWh_Before Competition Groups_ENERGY STAR LED LAMPS (REFLECTOR LAMPs/MR16/PAR 16)
Commercial | Com ¦ LED Troffer/Surface/Suspended | 2038 | Economic | GWh | Before Competition Groups | 865.0942 | 0 | 0 | 14276.556 | 0.060595 | 4 | Commercial_2038_Economic_GWh_Before Competition Groups_4 | LED Troffer/Surface/Suspended | 6.06% | 0 | 865.0942 | Commercial_2038_Economic_GWh_Before Competition Groups_LED Troffer/Surface/Suspended
Commercial | Com ¦ LED Replacement Lamp (Tube) | 2038 | Economic | GWh | Before Competition Groups | 829.8574 | 0 | 0 | 14276.556 | 0.058127 | 5 | Commercial_2038_Economic_GWh_Before Competition Groups_5 | LED Replacement Lamp (Tube) | 5.813% | 0 | 829.8574 | Commercial_2038_Economic_GWh_Before Competition Groups_LED Replacement Lamp (Tube)
Commercial | Com ¦ High Efficiency Air Source Heat Pump | 2038 | Economic | GWh | Before Competition Groups | 780.2434 | 0 | 0 | 14276.556 | 0.054652 | 6 | Commercial_2038_Economic_GWh_Before Competition Groups_6 | High Efficiency Air Source Heat Pump | 5.465% | 0 | 780.2434 | Commercial_2038_Economic_GWh_Before Competition Groups_High Efficiency Air Source Heat Pump
Commercial | Com ¦ LED EXTERIOR AREA LIGHTS - LED fixture (200W) | 2038 | Economic | GWh | Before Competition Groups | 668.969 | 0 | 0 | 14276.556 | 0.046858 | 7 | Commercial_2038_Economic_GWh_Before Competition Groups_7 | LED EXTERIOR AREA LIGHTS - LED fixture (200W) | 4.686% | 0 | 668.969 | Commercial_2038_Economic_GWh_Before Competition Groups_LED EXTERIOR AREA LIGHTS - LED fixture (200W)
Commercial | Com ¦ Education and Capacity Building/Energy Behavior | 2038 | Economic | GWh | Before Competition Groups | 650.618 | 0 | 0 | 14276.556 | 0.045572 | 8 | Commercial_2038_Economic_GWh_Before Competition Groups_8 | Education and Capacity Building/Energy Behavior | 4.557% | 0 | 650.618 | Commercial_2038_Economic_GWh_Before Competition Groups_Education and Capacity Building/Energy Behavior
Commercial | Com ¦ LED parking lot fixture | 2038 | Economic | GWh | Before Competition Groups | 634.2181 | 0 | 0 | 14276.556 | 0.044424 | 9 | Commercial_2038_Economic_GWh_Before Competition Groups_9 | LED parking lot fixture | 4.442% | 0 | 634.2181 | Commercial_2038_Economic_GWh_Before Competition Groups_LED parking lot fixture
Commercial | Com ¦ Furnace Tune-Up | 2038 | Economic | GWh | Before Competition Groups | 475.6436 | 0 | 0 | 14276.556 | 0.033316 | 10 | Commercial_2038_Economic_GWh_Before Competition Groups_10 | Furnace Tune-Up | 3.332% | 0 | 475.6436 | Commercial_2038_Economic_GWh_Before Competition Groups_Furnace Tune-Up
Commercial | Com ¦ LED street light fixture | 2038 | Economic | GWh | Before Competition Groups | 408.7407 | 0 | 0 | 14276.556 | 0.02863 | 11 | Commercial_2038_Economic_GWh_Before Competition Groups_11 | LED street light fixture | 2.863% | 0 | 408.7407 | Commercial_2038_Economic_GWh_Before Competition Groups_LED street light fixture
Commercial | Com ¦ Refrigerated Display Case Doors | 2038 | Economic | GWh | Before Competition Groups | 408.3633 | 0 | 0 | 14276.556 | 0.028604 | 12 | Commercial_2038_Economic_GWh_Before Competition Groups_12 | Refrigerated Display Case Doors | 2.86% | 0 | 408.3633 | Commercial_2038_Economic_GWh_Before Competition Groups_Refrigerated Display Case Doors
Commercial | Com ¦ LLLC - High Impact Application | 2038 | Economic | GWh | Before Competition Groups | 397.4396 | 0 | 0 | 14276.556 | 0.027839 | 13 | Commercial_2038_Economic_GWh_Before Competition Groups_13 | LLLC - High Impact Application | 2.784% | 0 | 397.4396 | Commercial_2038_Economic_GWh_Before Competition Groups_LLLC - High Impact Application
Commercial | Com ¦ Reach-in Shaded Pole to ECM/PSC Evaporator Fan Motor | 2038 | Economic | GWh | Before Competition Groups | 387.5869 | 0 | 0 | 14276.556 | 0.027148 | 14 | Commercial_2038_Economic_GWh_Before Competition Groups_14 | Reach-in Shaded Pole to ECM/PSC Evaporator Fan Motor | 2.715% | 0 | 387.5869 | Commercial_2038_Economic_GWh_Before Competition Groups_Reach-in Shaded Pole to ECM/PSC Evaporator Fan Motor
Commercial | Com ¦ Demand Control Ventilation | 2038 | Economic | GWh | Before Competition Groups | 340.449 | 0 | 0 | 14276.556 | 0.023847 | 15 | Commercial_2038_Economic_GWh_Before Competition Groups_15 | Demand Control Ventilation | 2.385% | 0 | 340.449 | Commercial_2038_Economic_GWh_Before Competition Groups_Demand Control Ventilation
Commercial | Com ¦ Advanced BAS/Controllers | 2038 | Economic | GWh | Before Competition Groups | 340.3136 | 0 | 0 | 14276.556 | 0.023837 | 16 | Commercial_2038_Economic_GWh_Before Competition Groups_16 | Advanced BAS/Controllers | 2.384% | 0 | 340.3136 | Commercial_2038_Economic_GWh_Before Competition Groups_Advanced BAS/Controllers
Commercial | Com ¦ Data Center Storage/Server Virtualization | 2038 | Economic | GWh | Before Competition Groups | 311.0672 | 0 | 0 | 14276.556 | 0.021789 | 17 | Commercial_2038_Economic_GWh_Before Competition Groups_17 | Data Center Storage/Server Virtualization | 2.179% | 0 | 311.0672 | Commercial_2038_Economic_GWh_Before Competition Groups_Data Center Storage/Server Virtualization
Commercial | Com ¦ Strip Curtains | 2038 | Economic | GWh | Before Competition Groups | 257.9387 | 0 | 0 | 14276.556 | 0.018067 | 18 | Commercial_2038_Economic_GWh_Before Competition Groups_18 | Strip Curtains | 1.807% | 0 | 257.9387 | Commercial_2038_Economic_GWh_Before Competition Groups_Strip Curtains
Commercial | Com ¦ LLLC - Low Impact Application | 2038 | Economic | GWh | Before Competition Groups | 249.1963 | 0 | 0 | 14276.556 | 0.017455 | 19 | Commercial_2038_Economic_GWh_Before Competition Groups_19 | LLLC - Low Impact Application | 1.745% | 0 | 249.1963 | Commercial_2038_Economic_GWh_Before Competition Groups_LLLC - Low Impact Application
Commercial | Com ¦ Unitary Air-Conditioning Unit | 2038 | Economic | GWh | Before Competition Groups | 230.9364 | 0 | 0 | 14276.556 | 0.016176 | 20 | Commercial_2038_Economic_GWh_Before Competition Groups_20 | Unitary Air-Conditioning Unit | 1.618% | 0 | 230.9364 | Commercial_2038_Economic_GWh_Before Competition Groups_Unitary Air-Conditioning Unit
Commercial | Com ¦ Centrally controlled desktop PC/NETWORK PC POWER MANAGEMENT SOFTWARE | 2038 | Economic | GWh | Before Competition Groups | 213.4143 | 0 | 0 | 14276.556 | 0.014949 | 21 | Commercial_2038_Economic_GWh_Before Competition Groups_21 | Centrally controlled desktop PC/NETWORK PC POWER MANAGEMENT SOFTWARE | 1.495% | 0 | 213.4143 | Commercial_2038_Economic_GWh_Before Competition Groups_Centrally controlled desktop PC/NETWORK PC POWER MANAGEMENT SOFTWARE
Commercial | Com ¦ LED or Equivalent Sign Lighting | 2038 | Economic | GWh | Before Competition Groups | 182.8692 | 0 | 0 | 14276.556 | 0.012809 | 22 | Commercial_2038_Economic_GWh_Before Competition Groups_22 | LED or Equivalent Sign Lighting | 1.281% | 0 | 182.8692 | Commercial_2038_Economic_GWh_Before Competition Groups_LED or Equivalent Sign Lighting
Commercial | Com ¦ Variable Frequency Drive (VFD) | 2038 | Economic | GWh | Before Competition Groups | 157.6589 | 0 | 0 | 14276.556 | 0.011043 | 23 | Commercial_2038_Economic_GWh_Before Competition Groups_23 | Variable Frequency Drive (VFD) | 1.104% | 0 | 157.6589 | Commercial_2038_Economic_GWh_Before Competition Groups_Variable Frequency Drive (VFD)
Commercial | Com ¦ Adaptive Thermostats | 2038 | Economic | GWh | Before Competition Groups | 154.1615 | 0 | 0 | 14276.556 | 0.010798 | 24 | Commercial_2038_Economic_GWh_Before Competition Groups_24 | Adaptive Thermostats | 1.08% | 0 | 154.1615 | Commercial_2038_Economic_GWh_Before Competition Groups_Adaptive Thermostats
Commercial | Com ¦ VFD on Pumps | 2038 | Economic | GWh | Before Competition Groups | 147.55 | 0 | 0 | 14276.556 | 0.010335 | 25 | Commercial_2038_Economic_GWh_Before Competition Groups_25 | VFD on Pumps | 1.034% | 0 | 147.55 | Commercial_2038_Economic_GWh_Before Competition Groups_VFD on Pumps
Commercial | Com ¦ ENERGY STAR LED LAMPS (General Service Lamps) | 2038 | Economic | GWh | Before Competition Groups | 124.9218 | 0 | 0 | 14276.556 | 0.0087501 | 26 | Commercial_2038_Economic_GWh_Before Competition Groups_26 | ENERGY STAR LED LAMPS (General Service Lamps) | 0.875% | 0 | 124.9218 | Commercial_2038_Economic_GWh_Before Competition Groups_ENERGY STAR LED LAMPS (General Service Lamps)
Commercial | Com ¦ Air Handler with Dedicated Outdoor Air Systems | 2038 | Economic | GWh | Before Competition Groups | 120.3312 | 0 | 0 | 14276.556 | 0.0084286 | 27 | Commercial_2038_Economic_GWh_Before Competition Groups_27 | Air Handler with Dedicated Outdoor Air Systems | 0.8429% | 0 | 120.3312 | Commercial_2038_Economic_GWh_Before Competition Groups_Air Handler with Dedicated Outdoor Air Systems
Commercial | Com ¦ Demand Control Kitchen Ventilation | 2038 | Economic | GWh | Before Competition Groups | 113.8255 | 0 | 0 | 14276.556 | 0.0079729 | 28 | Commercial_2038_Economic_GWh_Before Competition Groups_28 | Demand Control Kitchen Ventilation | 0.7973% | 0 | 113.8255 | Commercial_2038_Economic_GWh_Before Competition Groups_Demand Control Kitchen Ventilation
Commercial | Com ¦ Occupancy Sensors | 2038 | Economic | GWh | Before Competition Groups | 80.0283 | 0 | 0 | 14276.556 | 0.0056056 | 29 | Commercial_2038_Economic_GWh_Before Competition Groups_29 | Occupancy Sensors | 0.5606% | 0 | 80.0283 | Commercial_2038_Economic_GWh_Before Competition Groups_Occupancy Sensors
Commercial | Com ¦ Refrigerated Display Case LED | 2038 | Economic | GWh | Before Competition Groups | 79.6165 | 0 | 0 | 14276.556 | 0.0055767 | 30 | Commercial_2038_Economic_GWh_Before Competition Groups_30 | Refrigerated Display Case LED | 0.5577% | 0 | 79.6165 | Commercial_2038_Economic_GWh_Before Competition Groups_Refrigerated Display Case LED
Commercial | Com ¦ ECM MOTORS FOR EVAPORATOR FANS for refrigeration (WALK-IN) | 2038 | Economic | GWh | Before Competition Groups | 74.6862 | 0 | 0 | 14276.556 | 0.0052314 | 31 | Commercial_2038_Economic_GWh_Before Competition Groups_31 | ECM MOTORS FOR EVAPORATOR FANS for refrigeration (WALK-IN) | 0.5231% | 0 | 74.6862 | Commercial_2038_Economic_GWh_Before Competition Groups_ECM MOTORS FOR EVAPORATOR FANS for refrigeration (WALK-IN)
Commercial | Com ¦ Condensing Unit Heaters or other Efficient Unit Heating System | 2038 | Economic | GWh | Before Competition Groups | 71.5775 | 0 | 0 | 14276.556 | 0.0050136 | 32 | Commercial_2038_Economic_GWh_Before Competition Groups_32 | Condensing Unit Heaters or other Efficient Unit Heating System | 0.5014% | 0 | 71.5775 | Commercial_2038_Economic_GWh_Before Competition Groups_Condensing Unit Heaters or other Efficient Unit Heating System
Commercial | Com ¦ Freezer Case Light Sensor | 2038 | Economic | GWh | Before Competition Groups | 61.5129 | 0 | 0 | 14276.556 | 0.0043087 | 33 | Commercial_2038_Economic_GWh_Before Competition Groups_33 | Freezer Case Light Sensor | 0.4309% | 0 | 61.5129 | Commercial_2038_Economic_GWh_Before Competition Groups_Freezer Case Light Sensor
Commercial | Com ¦ Evaporator Fan Controls | 2038 | Economic | GWh | Before Competition Groups | 60.0032 | 0 | 0 | 14276.556 | 0.0042029 | 34 | Commercial_2038_Economic_GWh_Before Competition Groups_34 | Evaporator Fan Controls | 0.4203% | 0 | 60.0032 | Commercial_2038_Economic_GWh_Before Competition Groups_Evaporator Fan Controls
Commercial | Com ¦ Networked/Connected - High Impact Application | 2038 | Economic | GWh | Before Competition Groups | 58.3455 | 0 | 0 | 14276.556 | 0.0040868 | 35 | Commercial_2038_Economic_GWh_Before Competition Groups_35 | Networked/Connected - High Impact Application | 0.4087% | 0 | 58.3455 | Commercial_2038_Economic_GWh_Before Competition Groups_Networked/Connected - High Impact Application
Commercial | Com ¦ Chilled Water Optimization | 2038 | Economic | GWh | Before Competition Groups | 57.7692 | 0 | 0 | 14276.556 | 0.0040464 | 36 | Commercial_2038_Economic_GWh_Before Competition Groups_36 | Chilled Water Optimization | 0.4046% | 0 | 57.7692 | Commercial_2038_Economic_GWh_Before Competition Groups_Chilled Water Optimization
Commercial | Com ¦ Door Gasket Freezer/Refrigerator | 2038 | Economic | GWh | Before Competition Groups | 52.8425 | 0 | 0 | 14276.556 | 0.0037013 | 37 | Commercial_2038_Economic_GWh_Before Competition Groups_37 | Door Gasket Freezer/Refrigerator | 0.3701% | 0 | 52.8425 | Commercial_2038_Economic_GWh_Before Competition Groups_Door Gasket Freezer/Refrigerator
Commercial | Com ¦ Elec Storage WH 2.30 Et | 2038 | Economic | GWh | Before Competition Groups | 51.4479 | 0 | 0 | 14276.556 | 0.0036037 | 38 | Commercial_2038_Economic_GWh_Before Competition Groups_38 | Elec Storage WH 2.30 Et | 0.3604% | 0 | 51.4479 | Commercial_2038_Economic_GWh_Before Competition Groups_Elec Storage WH 2.30 Et
Commercial | Com ¦ ENERGY STAR Griddle (74% eff) | 2038 | Economic | GWh | Before Competition Groups | 51.1774 | 0 | 0 | 14276.556 | 0.0035847 | 39 | Commercial_2038_Economic_GWh_Before Competition Groups_39 | ENERGY STAR Griddle (74% eff) | 0.3585% | 0 | 51.1774 | Commercial_2038_Economic_GWh_Before Competition Groups_ENERGY STAR Griddle (74% eff)
Commercial | Com ¦ BEVERAGE VENDING MACHINE CONTROLS | 2038 | Economic | GWh | Before Competition Groups | 43.3752 | 0 | 0 | 14276.556 | 0.0030382 | 40 | Commercial_2038_Economic_GWh_Before Competition Groups_40 | BEVERAGE VENDING MACHINE CONTROLS | 0.3038% | 0 | 43.3752 | Commercial_2038_Economic_GWh_Before Competition Groups_BEVERAGE VENDING MACHINE CONTROLS
Commercial | Com ¦ Water Source Heat Pump (4 ton) | 2038 | Economic | GWh | Before Competition Groups | 41.997 | 0 | 0 | 14276.556 | 0.0029417 | 41 | Commercial_2038_Economic_GWh_Before Competition Groups_41 | Water Source Heat Pump (4 ton) | 0.2942% | 0 | 41.997 | Commercial_2038_Economic_GWh_Before Competition Groups_Water Source Heat Pump (4 ton)
Commercial | Com ¦ CO Sensors for parking garage exhaust fans | 2038 | Economic | GWh | Before Competition Groups | 31.436 | 0 | 0 | 14276.556 | 0.0022019 | 42 | Commercial_2038_Economic_GWh_Before Competition Groups_42 | CO Sensors for parking garage exhaust fans | 0.2202% | 0 | 31.436 | Commercial_2038_Economic_GWh_Before Competition Groups_CO Sensors for parking garage exhaust fans
Commercial | Com ¦ Networked/Connected - Low Impact Application | 2038 | Economic | GWh | Before Competition Groups | 27.0773 | 0 | 0 | 14276.556 | 0.0018966 | 43 | Commercial_2038_Economic_GWh_Before Competition Groups_43 | Networked/Connected - Low Impact Application | 0.1897% | 0 | 27.0773 | Commercial_2038_Economic_GWh_Before Competition Groups_Networked/Connected - Low Impact Application
Commercial | Com ¦ Temperature Adjustment in Commercial Freezers | 2038 | Economic | GWh | Before Competition Groups | 22.9445 | 0 | 0 | 14276.556 | 0.0016071 | 44 | Commercial_2038_Economic_GWh_Before Competition Groups_44 | Temperature Adjustment in Commercial Freezers | 0.1607% | 0 | 22.9445 | Commercial_2038_Economic_GWh_Before Competition Groups_Temperature Adjustment in Commercial Freezers
Commercial | Com ¦ Energy Efficient Laboratory Fume Hood | 2038 | Economic | GWh | Before Competition Groups | 20.4355 | 0 | 0 | 14276.556 | 0.0014314 | 45 | Commercial_2038_Economic_GWh_Before Competition Groups_45 | Energy Efficient Laboratory Fume Hood | 0.1431% | 0 | 20.4355 | Commercial_2038_Economic_GWh_Before Competition Groups_Energy Efficient Laboratory Fume Hood
Commercial | Com ¦ Condensing Make Up Air Unit | 2038 | Economic | GWh | Before Competition Groups | 19.403 | 0 | 0 | 14276.556 | 0.0013591 | 46 | Commercial_2038_Economic_GWh_Before Competition Groups_46 | Condensing Make Up Air Unit | 0.1359% | 0 | 19.403 | Commercial_2038_Economic_GWh_Before Competition Groups_Condensing Make Up Air Unit
Commercial | Com ¦ ENERGY STAR Fryer (84% eff) | 2038 | Economic | GWh | Before Competition Groups | 18.3775 | 0 | 0 | 14276.556 | 0.0012873 | 47 | Commercial_2038_Economic_GWh_Before Competition Groups_47 | ENERGY STAR Fryer (84% eff) | 0.1287% | 0 | 18.3775 | Commercial_2038_Economic_GWh_Before Competition Groups_ENERGY STAR Fryer (84% eff)
Commercial | Com ¦ Outside Air Economizer | 2038 | Economic | GWh | Before Competition Groups | 18.2792 | 0 | 0 | 14276.556 | 0.0012804 | 48 | Commercial_2038_Economic_GWh_Before Competition Groups_48 | Outside Air Economizer | 0.128% | 0 | 18.2792 | Commercial_2038_Economic_GWh_Before Competition Groups_Outside Air Economizer
Commercial | Com ¦ Vertical Night Covers | 2038 | Economic | GWh | Before Competition Groups | 17.7987 | 0 | 0 | 14276.556 | 0.0012467 | 49 | Commercial_2038_Economic_GWh_Before Competition Groups_49 | Vertical Night Covers | 0.1247% | 0 | 17.7987 | Commercial_2038_Economic_GWh_Before Competition Groups_Vertical Night Covers
Commercial | Com ¦ Duct Insulation, R8 | 2038 | Economic | GWh | Before Competition Groups | 15.8457 | 0 | 0 | 14276.556 | 0.0011099 | 50 | Commercial_2038_Economic_GWh_Before Competition Groups_50 | Duct Insulation, R8 | 0.111% | 0 | 15.8457 | Commercial_2038_Economic_GWh_Before Competition Groups_Duct Insulation, R8
Commercial | Com ¦ Water Heating (DHW) Pipe Insulation (Add 3/4\ Foam)" | 2038 | Economic | GWh | Before Competition Groups | 15.3196 | 0 | 0 | 14276.556 | 0.0010731 | 51 | Commercial_2038_Economic_GWh_Before Competition Groups_51 | Water Heating (DHW) Pipe Insulation (Add 3/4\ Foam)" | 0.1073% | 0 | 15.3196 | Commercial_2038_Economic_GWh_Before Competition Groups_Water Heating (DHW) Pipe Insulation (Add 3/4\ Foam)"
Commercial | Com ¦ ENERGY STAR Dishwasher | 2038 | Economic | GWh | Before Competition Groups | 13.3612 | 0 | 0 | 14276.556 | 0.00093588 | 52 | Commercial_2038_Economic_GWh_Before Competition Groups_52 | ENERGY STAR Dishwasher | 0.09359% | 0 | 13.3612 | Commercial_2038_Economic_GWh_Before Competition Groups_ENERGY STAR Dishwasher
Commercial | Com ¦ Suction Pipe Insulation Freezer/Refrigerator | 2038 | Economic | GWh | Before Competition Groups | 9.7277 | 0 | 0 | 14276.556 | 0.00068138 | 53 | Commercial_2038_Economic_GWh_Before Competition Groups_53 | Suction Pipe Insulation Freezer/Refrigerator | 0.06814% | 0 | 9.7277 | Commercial_2038_Economic_GWh_Before Competition Groups_Suction Pipe Insulation Freezer/Refrigerator
Commercial | Com ¦ High Efficiency Small Instantaneous Water Heater | 2038 | Economic | GWh | Before Competition Groups | 9.5113 | 0 | 0 | 14276.556 | 0.00066622 | 54 | Commercial_2038_Economic_GWh_Before Competition Groups_54 | High Efficiency Small Instantaneous Water Heater | 0.06662% | 0 | 9.5113 | Commercial_2038_Economic_GWh_Before Competition Groups_High Efficiency Small Instantaneous Water Heater
Commercial | Com ¦ ENERGY STAR Steam Cookers | 2038 | Economic | GWh | Before Competition Groups | 8.9698 | 0 | 0 | 14276.556 | 0.00062829 | 55 | Commercial_2038_Economic_GWh_Before Competition Groups_55 | ENERGY STAR Steam Cookers | 0.06283% | 0 | 8.9698 | Commercial_2038_Economic_GWh_Before Competition Groups_ENERGY STAR Steam Cookers
Commercial | Com ¦ Ozone Laundry Treatment | 2038 | Economic | GWh | Before Competition Groups | 6.7185 | 0 | 0 | 14276.556 | 0.0004706 | 56 | Commercial_2038_Economic_GWh_Before Competition Groups_56 | Ozone Laundry Treatment | 0.04706% | 0 | 6.7185 | Commercial_2038_Economic_GWh_Before Competition Groups_Ozone Laundry Treatment
Commercial | Com ¦ Solar Water Preheat (Pools/DHW) | 2038 | Economic | GWh | Before Competition Groups | 4.498 | 0 | 0 | 14276.556 | 0.00031506 | 57 | Commercial_2038_Economic_GWh_Before Competition Groups_57 | Solar Water Preheat (Pools/DHW) | 0.03151% | 0 | 4.498 | Commercial_2038_Economic_GWh_Before Competition Groups_Solar Water Preheat (Pools/DHW)
Commercial | Com ¦ Demand controlled Circulating Systems | 2038 | Economic | GWh | Before Competition Groups | 3.2829 | 0 | 0 | 14276.556 | 0.00022995 | 58 | Commercial_2038_Economic_GWh_Before Competition Groups_58 | Demand controlled Circulating Systems | 0.02299% | 0 | 3.2829 | Commercial_2038_Economic_GWh_Before Competition Groups_Demand controlled Circulating Systems
Commercial | Com ¦ Thermostat Setback | 2038 | Economic | GWh | Before Competition Groups | 2.928 | 0 | 0 | 14276.556 | 0.00020509 | 59 | Commercial_2038_Economic_GWh_Before Competition Groups_59 | Thermostat Setback | 0.02051% | 0 | 2.928 | Commercial_2038_Economic_GWh_Before Competition Groups_Thermostat Setback
Commercial | Com ¦ ECM MOTORS FOR HVAC APPLICATION (FAN-POWERED VAV BOX) | 2038 | Economic | GWh | Before Competition Groups | 2.8957 | 0 | 0 | 14276.556 | 0.00020283 | 60 | Commercial_2038_Economic_GWh_Before Competition Groups_60 | ECM MOTORS FOR HVAC APPLICATION (FAN-POWERED VAV BOX) | 0.02028% | 0 | 2.8957 | Commercial_2038_Economic_GWh_Before Competition Groups_ECM MOTORS FOR HVAC APPLICATION (FAN-POWERED VAV BOX)
Commercial | Com ¦ Notched V belts for HVAC Systems | 2038 | Economic | GWh | Before Competition Groups | 2.5973 | 0 | 0 | 14276.556 | 0.00018193 | 61 | Commercial_2038_Economic_GWh_Before Competition Groups_61 | Notched V belts for HVAC Systems | 0.01819% | 0 | 2.5973 | Commercial_2038_Economic_GWh_Before Competition Groups_Notched V belts for HVAC Systems
Commercial | Com ¦ PTAC (12 EER/10,000 BTU) | 2038 | Economic | GWh | Before Competition Groups | 2.3437 | 0 | 0 | 14276.556 | 0.00016416 | 62 | Commercial_2038_Economic_GWh_Before Competition Groups_62 | PTAC (12 EER/10,000 BTU) | 0.01642% | 0 | 2.3437 | Commercial_2038_Economic_GWh_Before Competition Groups_PTAC (12 EER/10,000 BTU)
Commercial | Com ¦ Efficient compressor motor | 2038 | Economic | GWh | Before Competition Groups | 2.1333 | 0 | 0 | 14276.556 | 0.00014943 | 63 | Commercial_2038_Economic_GWh_Before Competition Groups_63 | Efficient compressor motor | 0.01494% | 0 | 2.1333 | Commercial_2038_Economic_GWh_Before Competition Groups_Efficient compressor motor
Commercial | Com ¦ CEE Tier 2/Energy Star Clothes Washers | 2038 | Economic | GWh | Before Competition Groups | 1.7476 | 0 | 0 | 14276.556 | 0.00012241 | 64 | Commercial_2038_Economic_GWh_Before Competition Groups_64 | CEE Tier 2/Energy Star Clothes Washers | 0.01224% | 0 | 1.7476 | Commercial_2038_Economic_GWh_Before Competition Groups_CEE Tier 2/Energy Star Clothes Washers
Commercial | COM ¦ Ductless Mini-Split Heat Pumps | 2038 | Economic | GWh | Before Competition Groups | 1.7188 | 0 | 0 | 14276.556 | 0.00012039 | 65 | Commercial_2038_Economic_GWh_Before Competition Groups_65 | Ductless Mini-Split Heat Pumps | 0.01204% | 0 | 1.7188 | Commercial_2038_Economic_GWh_Before Competition Groups_Ductless Mini-Split Heat Pumps
Commercial | Com ¦ Indoor Daylight Sensors/Photocell Dimming Control | 2038 | Economic | GWh | Before Competition Groups | 1.6198 | 0 | 0 | 14276.556 | 0.00011346 | 66 | Commercial_2038_Economic_GWh_Before Competition Groups_66 | Indoor Daylight Sensors/Photocell Dimming Control | 0.01135% | 0 | 1.6198 | Commercial_2038_Economic_GWh_Before Competition Groups_Indoor Daylight Sensors/Photocell Dimming Control
Commercial | Com ¦ Auto Off Time Switch or Time Clock control | 2038 | Economic | GWh | Before Competition Groups | 1.4278 | 0 | 0 | 14276.556 | 0.00010001 | 67 | Commercial_2038_Economic_GWh_Before Competition Groups_67 | Auto Off Time Switch or Time Clock control | 0.01% | 0 | 1.4278 | Commercial_2038_Economic_GWh_Before Competition Groups_Auto Off Time Switch or Time Clock control
Commercial | Com ¦ Variable Refrigerant Flow Heat Pump | 2038 | Economic | GWh | Before Competition Groups | 1.0949 | 0 | 0 | 14276.556 | 7.6694e-05 | 68 | Commercial_2038_Economic_GWh_Before Competition Groups_68 | Variable Refrigerant Flow Heat Pump | 0.007669% | 0 | 1.0949 | Commercial_2038_Economic_GWh_Before Competition Groups_Variable Refrigerant Flow Heat Pump
Commercial | Com ¦ LED RECESSED DOWNLIGHTS | 2038 | Economic | GWh | Before Competition Groups | 0.93154 | 0 | 0 | 14276.556 | 6.525e-05 | 69 | Commercial_2038_Economic_GWh_Before Competition Groups_69 | LED RECESSED DOWNLIGHTS | 0.006525% | 0 | 0.93154 | Commercial_2038_Economic_GWh_Before Competition Groups_LED RECESSED DOWNLIGHTS
Commercial | Com ¦ Low Flow Pre-Rinse Spray Nozzle | 2038 | Economic | GWh | Before Competition Groups | 0.88238 | 0 | 0 | 14276.556 | 6.1806e-05 | 70 | Commercial_2038_Economic_GWh_Before Competition Groups_70 | Low Flow Pre-Rinse Spray Nozzle | 0.006181% | 0 | 0.88238 | Commercial_2038_Economic_GWh_Before Competition Groups_Low Flow Pre-Rinse Spray Nozzle
Commercial | Com ¦ Commercial Hot Food Holding Cabinets | 2038 | Economic | GWh | Before Competition Groups | 0.77303 | 0 | 0 | 14276.556 | 5.4147e-05 | 71 | Commercial_2038_Economic_GWh_Before Competition Groups_71 | Commercial Hot Food Holding Cabinets | 0.005415% | 0 | 0.77303 | Commercial_2038_Economic_GWh_Before Competition Groups_Commercial Hot Food Holding Cabinets
Commercial | Com ¦ Energy Recovery Ventilation and Ventilation (Enhanced) | 2038 | Economic | GWh | Before Competition Groups | 0.64294 | 0 | 0 | 14276.556 | 4.5035e-05 | 72 | Commercial_2038_Economic_GWh_Before Competition Groups_72 | Energy Recovery Ventilation and Ventilation (Enhanced) | 0.004503% | 0 | 0.64294 | Commercial_2038_Economic_GWh_Before Competition Groups_Energy Recovery Ventilation and Ventilation (Enhanced)
Commercial | Com ¦ HVAC Optimization | 2038 | Economic | GWh | Before Competition Groups | 0.52528 | 0 | 0 | 14276.556 | 3.6793e-05 | 73 | Commercial_2038_Economic_GWh_Before Competition Groups_73 | HVAC Optimization | 0.003679% | 0 | 0.52528 | Commercial_2038_Economic_GWh_Before Competition Groups_HVAC Optimization
Commercial | Com ¦ Wall Insulation | 2038 | Economic | GWh | Before Competition Groups | 0.21261 | 0 | 0 | 14276.556 | 1.4892e-05 | 74 | Commercial_2038_Economic_GWh_Before Competition Groups_74 | Wall Insulation | 0.001489% | 0 | 0.21261 | Commercial_2038_Economic_GWh_Before Competition Groups_Wall Insulation
Commercial | Com ¦ Room AC (w/ louvered sides) 14 SEER from 12 SEER code | 2038 | Economic | GWh | Before Competition Groups | 0.17479 | 0 | 0 | 14276.556 | 1.2243e-05 | 75 | Commercial_2038_Economic_GWh_Before Competition Groups_75 | Room AC (w/ louvered sides) 14 SEER from 12 SEER code | 0.001224% | 0 | 0.17479 | Commercial_2038_Economic_GWh_Before Competition Groups_Room AC (w/ louvered sides) 14 SEER from 12 SEER code
Commercial | Com ¦ EC Plug Fan for Data Center (under cabinet) | 2038 | Economic | GWh | Before Competition Groups | 0.10842 | 0 | 0 | 14276.556 | 7.5942e-06 | 76 | Commercial_2038_Economic_GWh_Before Competition Groups_76 | EC Plug Fan for Data Center (under cabinet) | 0.0007594% | 0 | 0.10842 | Commercial_2038_Economic_GWh_Before Competition Groups_EC Plug Fan for Data Center (under cabinet)
Commercial | Com ¦ High Efficiency Chiller (avg of water and air cooled) | 2038 | Economic | GWh | Before Competition Groups | 0.090996 | 0 | 0 | 14276.556 | 6.3738e-06 | 77 | Commercial_2038_Economic_GWh_Before Competition Groups_77 | High Efficiency Chiller (avg of water and air cooled) | 0.0006374% | 0 | 0.090996 | Commercial_2038_Economic_GWh_Before Competition Groups_High Efficiency Chiller (avg of water and air cooled)
Commercial | Com ¦ Air Curtains | 2038 | Economic | GWh | Before Competition Groups | 0.063954 | 0 | 0 | 14276.556 | 4.4796e-06 | 78 | Commercial_2038_Economic_GWh_Before Competition Groups_78 | Air Curtains | 0.000448% | 0 | 0.063954 | Commercial_2038_Economic_GWh_Before Competition Groups_Air Curtains
Commercial | Com ¦ VSD Air Compressor | 2038 | Economic | GWh | Before Competition Groups | 0.062796 | 0 | 0 | 14276.556 | 4.3985e-06 | 79 | Commercial_2038_Economic_GWh_Before Competition Groups_79 | VSD Air Compressor | 0.0004399% | 0 | 0.062796 | Commercial_2038_Economic_GWh_Before Competition Groups_VSD Air Compressor
Commercial | Com ¦ Electric Convection Combination Ovens | 2038 | Economic | GWh | Before Competition Groups | 0.0048815 | 0 | 0 | 14276.556 | 3.4192e-07 | 80 | Commercial_2038_Economic_GWh_Before Competition Groups_80 | Electric Convection Combination Ovens | 3.419e-05% | 0 | 0.0048815 | Commercial_2038_Economic_GWh_Before Competition Groups_Electric Convection Combination Ovens
Commercial | Com ¦ LED Low/High Bay | 2038 | SC A | GWh | Before Competition Groups | 1159.3982 | 0 | 0 | 10411.6968 | 0.11136 | 1 | Commercial_2038_SC A_GWh_Before Competition Groups_1 | LED Low/High Bay | 11.14% | 0 | 1159.3982 | Commercial_2038_SC A_GWh_Before Competition Groups_LED Low/High Bay
Commercial | Com ¦ LED Troffer/Surface/Suspended | 2038 | SC A | GWh | Before Competition Groups | 1023.2271 | 0 | 0 | 10411.6968 | 0.098277 | 2 | Commercial_2038_SC A_GWh_Before Competition Groups_2 | LED Troffer/Surface/Suspended | 9.828% | 0 | 1023.2271 | Commercial_2038_SC A_GWh_Before Competition Groups_LED Troffer/Surface/Suspended
Commercial | Com ¦ ENERGY STAR LED LAMPS (REFLECTOR LAMPs/MR16/PAR 16) | 2038 | SC A | GWh | Before Competition Groups | 1004.5563 | 0 | 0 | 10411.6968 | 0.096483 | 3 | Commercial_2038_SC A_GWh_Before Competition Groups_3 | ENERGY STAR LED LAMPS (REFLECTOR LAMPs/MR16/PAR 16) | 9.648% | 0 | 1004.5563 | Commercial_2038_SC A_GWh_Before Competition Groups_ENERGY STAR LED LAMPS (REFLECTOR LAMPs/MR16/PAR 16)
Commercial | Com ¦ Building Recommissioning, Operations and Maintenance (O&M) Improvements | 2038 | SC A | GWh | Before Competition Groups | 812.9059 | 0 | 0 | 10411.6968 | 0.078076 | 4 | Commercial_2038_SC A_GWh_Before Competition Groups_4 | Building Recommissioning, Operations and Maintenance (O&M) Improvements | 7.808% | 0 | 812.9059 | Commercial_2038_SC A_GWh_Before Competition Groups_Building Recommissioning, Operations and Maintenance (O&M) Improvements
Commercial | Com ¦ LED Replacement Lamp (Tube) | 2038 | SC A | GWh | Before Competition Groups | 697.7879 | 0 | 0 | 10411.6968 | 0.06702 | 5 | Commercial_2038_SC A_GWh_Before Competition Groups_5 | LED Replacement Lamp (Tube) | 6.702% | 0 | 697.7879 | Commercial_2038_SC A_GWh_Before Competition Groups_LED Replacement Lamp (Tube)
Commercial | Com ¦ LED EXTERIOR AREA LIGHTS - LED fixture (200W) | 2038 | SC A | GWh | Before Competition Groups | 664.4644 | 0 | 0 | 10411.6968 | 0.063819 | 6 | Commercial_2038_SC A_GWh_Before Competition Groups_6 | LED EXTERIOR AREA LIGHTS - LED fixture (200W) | 6.382% | 0 | 664.4644 | Commercial_2038_SC A_GWh_Before Competition Groups_LED EXTERIOR AREA LIGHTS - LED fixture (200W)
Commercial | Com ¦ LED parking lot fixture | 2038 | SC A | GWh | Before Competition Groups | 633.2567 | 0 | 0 | 10411.6968 | 0.060822 | 7 | Commercial_2038_SC A_GWh_Before Competition Groups_7 | LED parking lot fixture | 6.082% | 0 | 633.2567 | Commercial_2038_SC A_GWh_Before Competition Groups_LED parking lot fixture
Commercial | Com ¦ Furnace Tune-Up | 2038 | SC A | GWh | Before Competition Groups | 450.9602 | 0 | 0 | 10411.6968 | 0.043313 | 8 | Commercial_2038_SC A_GWh_Before Competition Groups_8 | Furnace Tune-Up | 4.331% | 0 | 450.9602 | Commercial_2038_SC A_GWh_Before Competition Groups_Furnace Tune-Up
Commercial | Com ¦ LED street light fixture | 2038 | SC A | GWh | Before Competition Groups | 401.4108 | 0 | 0 | 10411.6968 | 0.038554 | 9 | Commercial_2038_SC A_GWh_Before Competition Groups_9 | LED street light fixture | 3.855% | 0 | 401.4108 | Commercial_2038_SC A_GWh_Before Competition Groups_LED street light fixture
Commercial | Com ¦ High Efficiency Air Source Heat Pump | 2038 | SC A | GWh | Before Competition Groups | 339.4278 | 0 | 0 | 10411.6968 | 0.032601 | 10 | Commercial_2038_SC A_GWh_Before Competition Groups_10 | High Efficiency Air Source Heat Pump | 3.26% | 0 | 339.4278 | Commercial_2038_SC A_GWh_Before Competition Groups_High Efficiency Air Source Heat Pump
Commercial | Com ¦ Reach-in Shaded Pole to ECM/PSC Evaporator Fan Motor | 2038 | SC A | GWh | Before Competition Groups | 295.0485 | 0 | 0 | 10411.6968 | 0.028338 | 11 | Commercial_2038_SC A_GWh_Before Competition Groups_11 | Reach-in Shaded Pole to ECM/PSC Evaporator Fan Motor | 2.834% | 0 | 295.0485 | Commercial_2038_SC A_GWh_Before Competition Groups_Reach-in Shaded Pole to ECM/PSC Evaporator Fan Motor
Commercial | Com ¦ Refrigerated Display Case Doors | 2038 | SC A | GWh | Before Competition Groups | 242.0052 | 0 | 0 | 10411.6968 | 0.023244 | 12 | Commercial_2038_SC A_GWh_Before Competition Groups_12 | Refrigerated Display Case Doors | 2.324% | 0 | 242.0052 | Commercial_2038_SC A_GWh_Before Competition Groups_Refrigerated Display Case Doors
Commercial | Com ¦ Data Center Storage/Server Virtualization | 2038 | SC A | GWh | Before Competition Groups | 235.8654 | 0 | 0 | 10411.6968 | 0.022654 | 13 | Commercial_2038_SC A_GWh_Before Competition Groups_13 | Data Center Storage/Server Virtualization | 2.265% | 0 | 235.8654 | Commercial_2038_SC A_GWh_Before Competition Groups_Data Center Storage/Server Virtualization
Commercial | Com ¦ Strip Curtains | 2038 | SC A | GWh | Before Competition Groups | 218.8867 | 0 | 0 | 10411.6968 | 0.021023 | 14 | Commercial_2038_SC A_GWh_Before Competition Groups_14 | Strip Curtains | 2.102% | 0 | 218.8867 | Commercial_2038_SC A_GWh_Before Competition Groups_Strip Curtains
Commercial | Com ¦ Demand Control Ventilation | 2038 | SC A | GWh | Before Competition Groups | 173.0161 | 0 | 0 | 10411.6968 | 0.016617 | 15 | Commercial_2038_SC A_GWh_Before Competition Groups_15 | Demand Control Ventilation | 1.662% | 0 | 173.0161 | Commercial_2038_SC A_GWh_Before Competition Groups_Demand Control Ventilation
Commercial | Com ¦ Advanced BAS/Controllers | 2038 | SC A | GWh | Before Competition Groups | 172.0765 | 0 | 0 | 10411.6968 | 0.016527 | 16 | Commercial_2038_SC A_GWh_Before Competition Groups_16 | Advanced BAS/Controllers | 1.653% | 0 | 172.0765 | Commercial_2038_SC A_GWh_Before Competition Groups_Advanced BAS/Controllers
Commercial | Com ¦ Centrally controlled desktop PC/NETWORK PC POWER MANAGEMENT SOFTWARE | 2038 | SC A | GWh | Before Competition Groups | 166.8361 | 0 | 0 | 10411.6968 | 0.016024 | 17 | Commercial_2038_SC A_GWh_Before Competition Groups_17 | Centrally controlled desktop PC/NETWORK PC POWER MANAGEMENT SOFTWARE | 1.602% | 0 | 166.8361 | Commercial_2038_SC A_GWh_Before Competition Groups_Centrally controlled desktop PC/NETWORK PC POWER MANAGEMENT SOFTWARE
Commercial | Com ¦ Variable Frequency Drive (VFD) | 2038 | SC A | GWh | Before Competition Groups | 149.9575 | 0 | 0 | 10411.6968 | 0.014403 | 18 | Commercial_2038_SC A_GWh_Before Competition Groups_18 | Variable Frequency Drive (VFD) | 1.44% | 0 | 149.9575 | Commercial_2038_SC A_GWh_Before Competition Groups_Variable Frequency Drive (VFD)
Commercial | Com ¦ VFD on Pumps | 2038 | SC A | GWh | Before Competition Groups | 139.5943 | 0 | 0 | 10411.6968 | 0.013407 | 19 | Commercial_2038_SC A_GWh_Before Competition Groups_19 | VFD on Pumps | 1.341% | 0 | 139.5943 | Commercial_2038_SC A_GWh_Before Competition Groups_VFD on Pumps
Commercial | Com ¦ LED or Equivalent Sign Lighting | 2038 | SC A | GWh | Before Competition Groups | 138.1891 | 0 | 0 | 10411.6968 | 0.013272 | 20 | Commercial_2038_SC A_GWh_Before Competition Groups_20 | LED or Equivalent Sign Lighting | 1.327% | 0 | 138.1891 | Commercial_2038_SC A_GWh_Before Competition Groups_LED or Equivalent Sign Lighting
Commercial | Com ¦ Education and Capacity Building/Energy Behavior | 2038 | SC A | GWh | Before Competition Groups | 124.2999 | 0 | 0 | 10411.6968 | 0.011938 | 21 | Commercial_2038_SC A_GWh_Before Competition Groups_21 | Education and Capacity Building/Energy Behavior | 1.194% | 0 | 124.2999 | Commercial_2038_SC A_GWh_Before Competition Groups_Education and Capacity Building/Energy Behavior
Commercial | Com ¦ ENERGY STAR LED LAMPS (General Service Lamps) | 2038 | SC A | GWh | Before Competition Groups | 119.4186 | 0 | 0 | 10411.6968 | 0.01147 | 22 | Commercial_2038_SC A_GWh_Before Competition Groups_22 | ENERGY STAR LED LAMPS (General Service Lamps) | 1.147% | 0 | 119.4186 | Commercial_2038_SC A_GWh_Before Competition Groups_ENERGY STAR LED LAMPS (General Service Lamps)
Commercial | Com ¦ Adaptive Thermostats | 2038 | SC A | GWh | Before Competition Groups | 111.3397 | 0 | 0 | 10411.6968 | 0.010694 | 23 | Commercial_2038_SC A_GWh_Before Competition Groups_23 | Adaptive Thermostats | 1.069% | 0 | 111.3397 | Commercial_2038_SC A_GWh_Before Competition Groups_Adaptive Thermostats
Commercial | Com ¦ Door Gasket Freezer/Refrigerator | 2038 | SC A | GWh | Before Competition Groups | 75.9936 | 0 | 0 | 10411.6968 | 0.0072989 | 24 | Commercial_2038_SC A_GWh_Before Competition Groups_24 | Door Gasket Freezer/Refrigerator | 0.7299% | 0 | 75.9936 | Commercial_2038_SC A_GWh_Before Competition Groups_Door Gasket Freezer/Refrigerator
Commercial | Com ¦ Demand Control Kitchen Ventilation | 2038 | SC A | GWh | Before Competition Groups | 73.8729 | 0 | 0 | 10411.6968 | 0.0070952 | 25 | Commercial_2038_SC A_GWh_Before Competition Groups_25 | Demand Control Kitchen Ventilation | 0.7095% | 0 | 73.8729 | Commercial_2038_SC A_GWh_Before Competition Groups_Demand Control Kitchen Ventilation
Commercial | Com ¦ ECM MOTORS FOR EVAPORATOR FANS for refrigeration (WALK-IN) | 2038 | SC A | GWh | Before Competition Groups | 70.3458 | 0 | 0 | 10411.6968 | 0.0067564 | 26 | Commercial_2038_SC A_GWh_Before Competition Groups_26 | ECM MOTORS FOR EVAPORATOR FANS for refrigeration (WALK-IN) | 0.6756% | 0 | 70.3458 | Commercial_2038_SC A_GWh_Before Competition Groups_ECM MOTORS FOR EVAPORATOR FANS for refrigeration (WALK-IN)
Commercial | Com ¦ Air Handler with Dedicated Outdoor Air Systems | 2038 | SC A | GWh | Before Competition Groups | 69.4861 | 0 | 0 | 10411.6968 | 0.0066739 | 27 | Commercial_2038_SC A_GWh_Before Competition Groups_27 | Air Handler with Dedicated Outdoor Air Systems | 0.6674% | 0 | 69.4861 | Commercial_2038_SC A_GWh_Before Competition Groups_Air Handler with Dedicated Outdoor Air Systems
Commercial | Com ¦ Condensing Unit Heaters or other Efficient Unit Heating System | 2038 | SC A | GWh | Before Competition Groups | 67.8313 | 0 | 0 | 10411.6968 | 0.0065149 | 28 | Commercial_2038_SC A_GWh_Before Competition Groups_28 | Condensing Unit Heaters or other Efficient Unit Heating System | 0.6515% | 0 | 67.8313 | Commercial_2038_SC A_GWh_Before Competition Groups_Condensing Unit Heaters or other Efficient Unit Heating System
Commercial | Com ¦ Evaporator Fan Controls | 2038 | SC A | GWh | Before Competition Groups | 56.3974 | 0 | 0 | 10411.6968 | 0.0054167 | 29 | Commercial_2038_SC A_GWh_Before Competition Groups_29 | Evaporator Fan Controls | 0.5417% | 0 | 56.3974 | Commercial_2038_SC A_GWh_Before Competition Groups_Evaporator Fan Controls
Commercial | Com ¦ Refrigerated Display Case LED | 2038 | SC A | GWh | Before Competition Groups | 51.3144 | 0 | 0 | 10411.6968 | 0.0049285 | 30 | Commercial_2038_SC A_GWh_Before Competition Groups_30 | Refrigerated Display Case LED | 0.4929% | 0 | 51.3144 | Commercial_2038_SC A_GWh_Before Competition Groups_Refrigerated Display Case LED
Commercial | Com ¦ Unitary Air-Conditioning Unit | 2038 | SC A | GWh | Before Competition Groups | 49.9492 | 0 | 0 | 10411.6968 | 0.0047974 | 31 | Commercial_2038_SC A_GWh_Before Competition Groups_31 | Unitary Air-Conditioning Unit | 0.4797% | 0 | 49.9492 | Commercial_2038_SC A_GWh_Before Competition Groups_Unitary Air-Conditioning Unit
Commercial | Com ¦ Freezer Case Light Sensor | 2038 | SC A | GWh | Before Competition Groups | 48.9262 | 0 | 0 | 10411.6968 | 0.0046992 | 32 | Commercial_2038_SC A_GWh_Before Competition Groups_32 | Freezer Case Light Sensor | 0.4699% | 0 | 48.9262 | Commercial_2038_SC A_GWh_Before Competition Groups_Freezer Case Light Sensor
Commercial | Com ¦ Occupancy Sensors | 2038 | SC A | GWh | Before Competition Groups | 43.8436 | 0 | 0 | 10411.6968 | 0.004211 | 33 | Commercial_2038_SC A_GWh_Before Competition Groups_33 | Occupancy Sensors | 0.4211% | 0 | 43.8436 | Commercial_2038_SC A_GWh_Before Competition Groups_Occupancy Sensors
Commercial | Com ¦ ENERGY STAR Griddle (74% eff) | 2038 | SC A | GWh | Before Competition Groups | 36.9874 | 0 | 0 | 10411.6968 | 0.0035525 | 34 | Commercial_2038_SC A_GWh_Before Competition Groups_34 | ENERGY STAR Griddle (74% eff) | 0.3552% | 0 | 36.9874 | Commercial_2038_SC A_GWh_Before Competition Groups_ENERGY STAR Griddle (74% eff)
Commercial | Com ¦ BEVERAGE VENDING MACHINE CONTROLS | 2038 | SC A | GWh | Before Competition Groups | 29.2061 | 0 | 0 | 10411.6968 | 0.0028051 | 35 | Commercial_2038_SC A_GWh_Before Competition Groups_35 | BEVERAGE VENDING MACHINE CONTROLS | 0.2805% | 0 | 29.2061 | Commercial_2038_SC A_GWh_Before Competition Groups_BEVERAGE VENDING MACHINE CONTROLS
Commercial | Com ¦ Chilled Water Optimization | 2038 | SC A | GWh | Before Competition Groups | 28.2214 | 0 | 0 | 10411.6968 | 0.0027106 | 36 | Commercial_2038_SC A_GWh_Before Competition Groups_36 | Chilled Water Optimization | 0.2711% | 0 | 28.2214 | Commercial_2038_SC A_GWh_Before Competition Groups_Chilled Water Optimization
Commercial | Com ¦ Elec Storage WH 2.30 Et | 2038 | SC A | GWh | Before Competition Groups | 27.4543 | 0 | 0 | 10411.6968 | 0.0026369 | 37 | Commercial_2038_SC A_GWh_Before Competition Groups_37 | Elec Storage WH 2.30 Et | 0.2637% | 0 | 27.4543 | Commercial_2038_SC A_GWh_Before Competition Groups_Elec Storage WH 2.30 Et
Commercial | Com ¦ Temperature Adjustment in Commercial Freezers | 2038 | SC A | GWh | Before Competition Groups | 21.5803 | 0 | 0 | 10411.6968 | 0.0020727 | 38 | Commercial_2038_SC A_GWh_Before Competition Groups_38 | Temperature Adjustment in Commercial Freezers | 0.2073% | 0 | 21.5803 | Commercial_2038_SC A_GWh_Before Competition Groups_Temperature Adjustment in Commercial Freezers
Commercial | Com ¦ CO Sensors for parking garage exhaust fans | 2038 | SC A | GWh | Before Competition Groups | 20.5391 | 0 | 0 | 10411.6968 | 0.0019727 | 39 | Commercial_2038_SC A_GWh_Before Competition Groups_39 | CO Sensors for parking garage exhaust fans | 0.1973% | 0 | 20.5391 | Commercial_2038_SC A_GWh_Before Competition Groups_CO Sensors for parking garage exhaust fans
Commercial | Com ¦ Energy Efficient Laboratory Fume Hood | 2038 | SC A | GWh | Before Competition Groups | 17.989 | 0 | 0 | 10411.6968 | 0.0017278 | 40 | Commercial_2038_SC A_GWh_Before Competition Groups_40 | Energy Efficient Laboratory Fume Hood | 0.1728% | 0 | 17.989 | Commercial_2038_SC A_GWh_Before Competition Groups_Energy Efficient Laboratory Fume Hood
Commercial | Com ¦ Water Source Heat Pump (4 ton) | 2038 | SC A | GWh | Before Competition Groups | 16.8105 | 0 | 0 | 10411.6968 | 0.0016146 | 41 | Commercial_2038_SC A_GWh_Before Competition Groups_41 | Water Source Heat Pump (4 ton) | 0.1615% | 0 | 16.8105 | Commercial_2038_SC A_GWh_Before Competition Groups_Water Source Heat Pump (4 ton)
Commercial | Com ¦ Vertical Night Covers | 2038 | SC A | GWh | Before Competition Groups | 16.4742 | 0 | 0 | 10411.6968 | 0.0015823 | 42 | Commercial_2038_SC A_GWh_Before Competition Groups_42 | Vertical Night Covers | 0.1582% | 0 | 16.4742 | Commercial_2038_SC A_GWh_Before Competition Groups_Vertical Night Covers
Commercial | Com ¦ Outside Air Economizer | 2038 | SC A | GWh | Before Competition Groups | 15.796 | 0 | 0 | 10411.6968 | 0.0015171 | 43 | Commercial_2038_SC A_GWh_Before Competition Groups_43 | Outside Air Economizer | 0.1517% | 0 | 15.796 | Commercial_2038_SC A_GWh_Before Competition Groups_Outside Air Economizer
Commercial | Com ¦ Duct Insulation, R8 | 2038 | SC A | GWh | Before Competition Groups | 14.837 | 0 | 0 | 10411.6968 | 0.001425 | 44 | Commercial_2038_SC A_GWh_Before Competition Groups_44 | Duct Insulation, R8 | 0.1425% | 0 | 14.837 | Commercial_2038_SC A_GWh_Before Competition Groups_Duct Insulation, R8
Commercial | Com ¦ Water Heating (DHW) Pipe Insulation (Add 3/4\ Foam)" | 2038 | SC A | GWh | Before Competition Groups | 14.4505 | 0 | 0 | 10411.6968 | 0.0013879 | 45 | Commercial_2038_SC A_GWh_Before Competition Groups_45 | Water Heating (DHW) Pipe Insulation (Add 3/4\ Foam)" | 0.1388% | 0 | 14.4505 | Commercial_2038_SC A_GWh_Before Competition Groups_Water Heating (DHW) Pipe Insulation (Add 3/4\ Foam)"
Commercial | Com ¦ ENERGY STAR Fryer (84% eff) | 2038 | SC A | GWh | Before Competition Groups | 13.5931 | 0 | 0 | 10411.6968 | 0.0013056 | 46 | Commercial_2038_SC A_GWh_Before Competition Groups_46 | ENERGY STAR Fryer (84% eff) | 0.1306% | 0 | 13.5931 | Commercial_2038_SC A_GWh_Before Competition Groups_ENERGY STAR Fryer (84% eff)
Commercial | Com ¦ Condensing Make Up Air Unit | 2038 | SC A | GWh | Before Competition Groups | 10.032 | 0 | 0 | 10411.6968 | 0.00096353 | 47 | Commercial_2038_SC A_GWh_Before Competition Groups_47 | Condensing Make Up Air Unit | 0.09635% | 0 | 10.032 | Commercial_2038_SC A_GWh_Before Competition Groups_Condensing Make Up Air Unit
Commercial | Com ¦ Suction Pipe Insulation Freezer/Refrigerator | 2038 | SC A | GWh | Before Competition Groups | 8.9355 | 0 | 0 | 10411.6968 | 0.00085821 | 48 | Commercial_2038_SC A_GWh_Before Competition Groups_48 | Suction Pipe Insulation Freezer/Refrigerator | 0.08582% | 0 | 8.9355 | Commercial_2038_SC A_GWh_Before Competition Groups_Suction Pipe Insulation Freezer/Refrigerator
Commercial | Com ¦ ENERGY STAR Dishwasher | 2038 | SC A | GWh | Before Competition Groups | 7.104 | 0 | 0 | 10411.6968 | 0.00068231 | 49 | Commercial_2038_SC A_GWh_Before Competition Groups_49 | ENERGY STAR Dishwasher | 0.06823% | 0 | 7.104 | Commercial_2038_SC A_GWh_Before Competition Groups_ENERGY STAR Dishwasher
Commercial | Com ¦ ENERGY STAR Steam Cookers | 2038 | SC A | GWh | Before Competition Groups | 6.479 | 0 | 0 | 10411.6968 | 0.00062228 | 50 | Commercial_2038_SC A_GWh_Before Competition Groups_50 | ENERGY STAR Steam Cookers | 0.06223% | 0 | 6.479 | Commercial_2038_SC A_GWh_Before Competition Groups_ENERGY STAR Steam Cookers
Commercial | Com ¦ Ozone Laundry Treatment | 2038 | SC A | GWh | Before Competition Groups | 4.0867 | 0 | 0 | 10411.6968 | 0.00039251 | 51 | Commercial_2038_SC A_GWh_Before Competition Groups_51 | Ozone Laundry Treatment | 0.03925% | 0 | 4.0867 | Commercial_2038_SC A_GWh_Before Competition Groups_Ozone Laundry Treatment
Commercial | Com ¦ Demand controlled Circulating Systems | 2038 | SC A | GWh | Before Competition Groups | 2.9433 | 0 | 0 | 10411.6968 | 0.00028269 | 52 | Commercial_2038_SC A_GWh_Before Competition Groups_52 | Demand controlled Circulating Systems | 0.02827% | 0 | 2.9433 | Commercial_2038_SC A_GWh_Before Competition Groups_Demand controlled Circulating Systems
Commercial | Com ¦ Thermostat Setback | 2038 | SC A | GWh | Before Competition Groups | 2.6238 | 0 | 0 | 10411.6968 | 0.00025201 | 53 | Commercial_2038_SC A_GWh_Before Competition Groups_53 | Thermostat Setback | 0.0252% | 0 | 2.6238 | Commercial_2038_SC A_GWh_Before Competition Groups_Thermostat Setback
Commercial | Com ¦ ECM MOTORS FOR HVAC APPLICATION (FAN-POWERED VAV BOX) | 2038 | SC A | GWh | Before Competition Groups | 2.3176 | 0 | 0 | 10411.6968 | 0.0002226 | 54 | Commercial_2038_SC A_GWh_Before Competition Groups_54 | ECM MOTORS FOR HVAC APPLICATION (FAN-POWERED VAV BOX) | 0.02226% | 0 | 2.3176 | Commercial_2038_SC A_GWh_Before Competition Groups_ECM MOTORS FOR HVAC APPLICATION (FAN-POWERED VAV BOX)
Commercial | Com ¦ Solar Water Preheat (Pools/DHW) | 2038 | SC A | GWh | Before Competition Groups | 1.8587 | 0 | 0 | 10411.6968 | 0.00017852 | 55 | Commercial_2038_SC A_GWh_Before Competition Groups_55 | Solar Water Preheat (Pools/DHW) | 0.01785% | 0 | 1.8587 | Commercial_2038_SC A_GWh_Before Competition Groups_Solar Water Preheat (Pools/DHW)
Commercial | Com ¦ Notched V belts for HVAC Systems | 2038 | SC A | GWh | Before Competition Groups | 1.4138 | 0 | 0 | 10411.6968 | 0.00013579 | 56 | Commercial_2038_SC A_GWh_Before Competition Groups_56 | Notched V belts for HVAC Systems | 0.01358% | 0 | 1.4138 | Commercial_2038_SC A_GWh_Before Competition Groups_Notched V belts for HVAC Systems
Commercial | Com ¦ CEE Tier 2/Energy Star Clothes Washers | 2038 | SC A | GWh | Before Competition Groups | 1.312 | 0 | 0 | 10411.6968 | 0.00012602 | 57 | Commercial_2038_SC A_GWh_Before Competition Groups_57 | CEE Tier 2/Energy Star Clothes Washers | 0.0126% | 0 | 1.312 | Commercial_2038_SC A_GWh_Before Competition Groups_CEE Tier 2/Energy Star Clothes Washers
Commercial | COM ¦ Ductless Mini-Split Heat Pumps | 2038 | SC A | GWh | Before Competition Groups | 1.0324 | 0 | 0 | 10411.6968 | 9.9157e-05 | 58 | Commercial_2038_SC A_GWh_Before Competition Groups_58 | Ductless Mini-Split Heat Pumps | 0.009916% | 0 | 1.0324 | Commercial_2038_SC A_GWh_Before Competition Groups_Ductless Mini-Split Heat Pumps
Commercial | Com ¦ Auto Off Time Switch or Time Clock control | 2038 | SC A | GWh | Before Competition Groups | 0.99671 | 0 | 0 | 10411.6968 | 9.5729e-05 | 59 | Commercial_2038_SC A_GWh_Before Competition Groups_59 | Auto Off Time Switch or Time Clock control | 0.009573% | 0 | 0.99671 | Commercial_2038_SC A_GWh_Before Competition Groups_Auto Off Time Switch or Time Clock control
Commercial | Com ¦ PTAC (12 EER/10,000 BTU) | 2038 | SC A | GWh | Before Competition Groups | 0.90485 | 0 | 0 | 10411.6968 | 8.6907e-05 | 60 | Commercial_2038_SC A_GWh_Before Competition Groups_60 | PTAC (12 EER/10,000 BTU) | 0.008691% | 0 | 0.90485 | Commercial_2038_SC A_GWh_Before Competition Groups_PTAC (12 EER/10,000 BTU)
Commercial | Com ¦ LED RECESSED DOWNLIGHTS | 2038 | SC A | GWh | Before Competition Groups | 0.76949 | 0 | 0 | 10411.6968 | 7.3906e-05 | 61 | Commercial_2038_SC A_GWh_Before Competition Groups_61 | LED RECESSED DOWNLIGHTS | 0.007391% | 0 | 0.76949 | Commercial_2038_SC A_GWh_Before Competition Groups_LED RECESSED DOWNLIGHTS
Commercial | Com ¦ Low Flow Pre-Rinse Spray Nozzle | 2038 | SC A | GWh | Before Competition Groups | 0.60893 | 0 | 0 | 10411.6968 | 5.8485e-05 | 62 | Commercial_2038_SC A_GWh_Before Competition Groups_62 | Low Flow Pre-Rinse Spray Nozzle | 0.005849% | 0 | 0.60893 | Commercial_2038_SC A_GWh_Before Competition Groups_Low Flow Pre-Rinse Spray Nozzle
Commercial | Com ¦ High Efficiency Small Instantaneous Water Heater | 2038 | SC A | GWh | Before Competition Groups | 0.58261 | 0 | 0 | 10411.6968 | 5.5957e-05 | 63 | Commercial_2038_SC A_GWh_Before Competition Groups_63 | High Efficiency Small Instantaneous Water Heater | 0.005596% | 0 | 0.58261 | Commercial_2038_SC A_GWh_Before Competition Groups_High Efficiency Small Instantaneous Water Heater
Commercial | Com ¦ Commercial Hot Food Holding Cabinets | 2038 | SC A | GWh | Before Competition Groups | 0.45844 | 0 | 0 | 10411.6968 | 4.4031e-05 | 64 | Commercial_2038_SC A_GWh_Before Competition Groups_64 | Commercial Hot Food Holding Cabinets | 0.004403% | 0 | 0.45844 | Commercial_2038_SC A_GWh_Before Competition Groups_Commercial Hot Food Holding Cabinets
Commercial | Com ¦ HVAC Optimization | 2038 | SC A | GWh | Before Competition Groups | 0.4163 | 0 | 0 | 10411.6968 | 3.9984e-05 | 65 | Commercial_2038_SC A_GWh_Before Competition Groups_65 | HVAC Optimization | 0.003998% | 0 | 0.4163 | Commercial_2038_SC A_GWh_Before Competition Groups_HVAC Optimization
Commercial | Com ¦ Air Curtains | 2038 | SC A | GWh | Before Competition Groups | 0.24061 | 0 | 0 | 10411.6968 | 2.3109e-05 | 66 | Commercial_2038_SC A_GWh_Before Competition Groups_66 | Air Curtains | 0.002311% | 0 | 0.24061 | Commercial_2038_SC A_GWh_Before Competition Groups_Air Curtains
Commercial | Com ¦ Efficient compressor motor | 2038 | SC A | GWh | Before Competition Groups | 0.19203 | 0 | 0 | 10411.6968 | 1.8444e-05 | 67 | Commercial_2038_SC A_GWh_Before Competition Groups_67 | Efficient compressor motor | 0.001844% | 0 | 0.19203 | Commercial_2038_SC A_GWh_Before Competition Groups_Efficient compressor motor
Commercial | Com ¦ Energy Recovery Ventilation and Ventilation (Enhanced) | 2038 | SC A | GWh | Before Competition Groups | 0.15691 | 0 | 0 | 10411.6968 | 1.5071e-05 | 68 | Commercial_2038_SC A_GWh_Before Competition Groups_68 | Energy Recovery Ventilation and Ventilation (Enhanced) | 0.001507% | 0 | 0.15691 | Commercial_2038_SC A_GWh_Before Competition Groups_Energy Recovery Ventilation and Ventilation (Enhanced)
Commercial | Com ¦ Wall Insulation | 2038 | SC A | GWh | Before Competition Groups | 0.1351 | 0 | 0 | 10411.6968 | 1.2976e-05 | 69 | Commercial_2038_SC A_GWh_Before Competition Groups_69 | Wall Insulation | 0.001298% | 0 | 0.1351 | Commercial_2038_SC A_GWh_Before Competition Groups_Wall Insulation
Commercial | Com ¦ Room AC (w/ louvered sides) 14 SEER from 12 SEER code | 2038 | SC A | GWh | Before Competition Groups | 0.058242 | 0 | 0 | 10411.6968 | 5.5939e-06 | 70 | Commercial_2038_SC A_GWh_Before Competition Groups_70 | Room AC (w/ louvered sides) 14 SEER from 12 SEER code | 0.0005594% | 0 | 0.058242 | Commercial_2038_SC A_GWh_Before Competition Groups_Room AC (w/ louvered sides) 14 SEER from 12 SEER code
Commercial | Com ¦ EC Plug Fan for Data Center (under cabinet) | 2038 | SC A | GWh | Before Competition Groups | 0.049566 | 0 | 0 | 10411.6968 | 4.7606e-06 | 71 | Commercial_2038_SC A_GWh_Before Competition Groups_71 | EC Plug Fan for Data Center (under cabinet) | 0.0004761% | 0 | 0.049566 | Commercial_2038_SC A_GWh_Before Competition Groups_EC Plug Fan for Data Center (under cabinet)
Commercial | Com ¦ Variable Refrigerant Flow Heat Pump | 2038 | SC A | GWh | Before Competition Groups | 0.044082 | 0 | 0 | 10411.6968 | 4.2339e-06 | 72 | Commercial_2038_SC A_GWh_Before Competition Groups_72 | Variable Refrigerant Flow Heat Pump | 0.0004234% | 0 | 0.044082 | Commercial_2038_SC A_GWh_Before Competition Groups_Variable Refrigerant Flow Heat Pump
Commercial | Com ¦ VSD Air Compressor | 2038 | SC A | GWh | Before Competition Groups | 0.044006 | 0 | 0 | 10411.6968 | 4.2266e-06 | 73 | Commercial_2038_SC A_GWh_Before Competition Groups_73 | VSD Air Compressor | 0.0004227% | 0 | 0.044006 | Commercial_2038_SC A_GWh_Before Competition Groups_VSD Air Compressor
Commercial | Com ¦ LLLC - Low Impact Application | 2038 | SC A | GWh | Before Competition Groups | 0.024487 | 0 | 0 | 10411.6968 | 2.3519e-06 | 74 | Commercial_2038_SC A_GWh_Before Competition Groups_74 | LLLC - Low Impact Application | 0.0002352% | 0 | 0.024487 | Commercial_2038_SC A_GWh_Before Competition Groups_LLLC - Low Impact Application
Commercial | Com ¦ LLLC - High Impact Application | 2038 | SC A | GWh | Before Competition Groups | 0.022963 | 0 | 0 | 10411.6968 | 2.2055e-06 | 75 | Commercial_2038_SC A_GWh_Before Competition Groups_75 | LLLC - High Impact Application | 0.0002206% | 0 | 0.022963 | Commercial_2038_SC A_GWh_Before Competition Groups_LLLC - High Impact Application
Commercial | Com ¦ Indoor Daylight Sensors/Photocell Dimming Control | 2038 | SC A | GWh | Before Competition Groups | 0.013622 | 0 | 0 | 10411.6968 | 1.3083e-06 | 76 | Commercial_2038_SC A_GWh_Before Competition Groups_76 | Indoor Daylight Sensors/Photocell Dimming Control | 0.0001308% | 0 | 0.013622 | Commercial_2038_SC A_GWh_Before Competition Groups_Indoor Daylight Sensors/Photocell Dimming Control
Commercial | Com ¦ High Efficiency Chiller (avg of water and air cooled) | 2038 | SC A | GWh | Before Competition Groups | 0.0061745 | 0 | 0 | 10411.6968 | 5.9303e-07 | 77 | Commercial_2038_SC A_GWh_Before Competition Groups_77 | High Efficiency Chiller (avg of water and air cooled) | 5.93e-05% | 0 | 0.0061745 | Commercial_2038_SC A_GWh_Before Competition Groups_High Efficiency Chiller (avg of water and air cooled)
Commercial | Com ¦ Electric Convection Combination Ovens | 2038 | SC A | GWh | Before Competition Groups | 0.003928 | 0 | 0 | 10411.6968 | 3.7727e-07 | 78 | Commercial_2038_SC A_GWh_Before Competition Groups_78 | Electric Convection Combination Ovens | 3.773e-05% | 0 | 0.003928 | Commercial_2038_SC A_GWh_Before Competition Groups_Electric Convection Combination Ovens
Commercial | Com ¦ Networked/Connected - High Impact Application | 2038 | SC A | GWh | Before Competition Groups | 0.00054829 | 0 | 0 | 10411.6968 | 5.2661e-08 | 79 | Commercial_2038_SC A_GWh_Before Competition Groups_79 | Networked/Connected - High Impact Application | 5.266e-06% | 0 | 0.00054829 | Commercial_2038_SC A_GWh_Before Competition Groups_Networked/Connected - High Impact Application
Commercial | Com ¦ Networked/Connected - Low Impact Application | 2038 | SC A | GWh | Before Competition Groups | 2.5192e-05 | 0 | 0 | 10411.6968 | 2.4196e-09 | 80 | Commercial_2038_SC A_GWh_Before Competition Groups_80 | Networked/Connected - Low Impact Application | 2.42e-07% | 0 | 2.5192e-05 | Commercial_2038_SC A_GWh_Before Competition Groups_Networked/Connected - Low Impact Application
Commercial | Com ¦ Building Recommissioning, Operations and Maintenance (O&M) Improvements | 2038 | SC B | GWh | Before Competition Groups | 1630.6818 | 0 | 0 | 13083.5857 | 0.12464 | 1 | Commercial_2038_SC B_GWh_Before Competition Groups_1 | Building Recommissioning, Operations and Maintenance (O&M) Improvements | 12.46% | 0 | 1630.6818 | Commercial_2038_SC B_GWh_Before Competition Groups_Building Recommissioning, Operations and Maintenance (O&M) Improvements
Commercial | Com ¦ LED Low/High Bay | 2038 | SC B | GWh | Before Competition Groups | 1219.789 | 0 | 0 | 13083.5857 | 0.09323 | 2 | Commercial_2038_SC B_GWh_Before Competition Groups_2 | LED Low/High Bay | 9.323% | 0 | 1219.789 | Commercial_2038_SC B_GWh_Before Competition Groups_LED Low/High Bay
Commercial | Com ¦ LED Troffer/Surface/Suspended | 2038 | SC B | GWh | Before Competition Groups | 1035.3579 | 0 | 0 | 13083.5857 | 0.079134 | 3 | Commercial_2038_SC B_GWh_Before Competition Groups_3 | LED Troffer/Surface/Suspended | 7.913% | 0 | 1035.3579 | Commercial_2038_SC B_GWh_Before Competition Groups_LED Troffer/Surface/Suspended
Commercial | Com ¦ ENERGY STAR LED LAMPS (REFLECTOR LAMPs/MR16/PAR 16) | 2038 | SC B | GWh | Before Competition Groups | 1004.5563 | 0 | 0 | 13083.5857 | 0.07678 | 4 | Commercial_2038_SC B_GWh_Before Competition Groups_4 | ENERGY STAR LED LAMPS (REFLECTOR LAMPs/MR16/PAR 16) | 7.678% | 0 | 1004.5563 | Commercial_2038_SC B_GWh_Before Competition Groups_ENERGY STAR LED LAMPS (REFLECTOR LAMPs/MR16/PAR 16)
Commercial | Com ¦ LED Replacement Lamp (Tube) | 2038 | SC B | GWh | Before Competition Groups | 697.7879 | 0 | 0 | 13083.5857 | 0.053333 | 5 | Commercial_2038_SC B_GWh_Before Competition Groups_5 | LED Replacement Lamp (Tube) | 5.333% | 0 | 697.7879 | Commercial_2038_SC B_GWh_Before Competition Groups_LED Replacement Lamp (Tube)
Commercial | Com ¦ LED EXTERIOR AREA LIGHTS - LED fixture (200W) | 2038 | SC B | GWh | Before Competition Groups | 664.7193 | 0 | 0 | 13083.5857 | 0.050806 | 6 | Commercial_2038_SC B_GWh_Before Competition Groups_6 | LED EXTERIOR AREA LIGHTS - LED fixture (200W) | 5.081% | 0 | 664.7193 | Commercial_2038_SC B_GWh_Before Competition Groups_LED EXTERIOR AREA LIGHTS - LED fixture (200W)
Commercial | Com ¦ LED parking lot fixture | 2038 | SC B | GWh | Before Competition Groups | 633.2567 | 0 | 0 | 13083.5857 | 0.048401 | 7 | Commercial_2038_SC B_GWh_Before Competition Groups_7 | LED parking lot fixture | 4.84% | 0 | 633.2567 | Commercial_2038_SC B_GWh_Before Competition Groups_LED parking lot fixture
Commercial | Com ¦ Education and Capacity Building/Energy Behavior | 2038 | SC B | GWh | Before Competition Groups | 621.4997 | 0 | 0 | 13083.5857 | 0.047502 | 8 | Commercial_2038_SC B_GWh_Before Competition Groups_8 | Education and Capacity Building/Energy Behavior | 4.75% | 0 | 621.4997 | Commercial_2038_SC B_GWh_Before Competition Groups_Education and Capacity Building/Energy Behavior
Commercial | Com ¦ Furnace Tune-Up | 2038 | SC B | GWh | Before Competition Groups | 594.7247 | 0 | 0 | 13083.5857 | 0.045456 | 9 | Commercial_2038_SC B_GWh_Before Competition Groups_9 | Furnace Tune-Up | 4.546% | 0 | 594.7247 | Commercial_2038_SC B_GWh_Before Competition Groups_Furnace Tune-Up
Commercial | Com ¦ LED street light fixture | 2038 | SC B | GWh | Before Competition Groups | 403.0093 | 0 | 0 | 13083.5857 | 0.030803 | 10 | Commercial_2038_SC B_GWh_Before Competition Groups_10 | LED street light fixture | 3.08% | 0 | 403.0093 | Commercial_2038_SC B_GWh_Before Competition Groups_LED street light fixture
Commercial | Com ¦ Refrigerated Display Case Doors | 2038 | SC B | GWh | Before Competition Groups | 358.1901 | 0 | 0 | 13083.5857 | 0.027377 | 11 | Commercial_2038_SC B_GWh_Before Competition Groups_11 | Refrigerated Display Case Doors | 2.738% | 0 | 358.1901 | Commercial_2038_SC B_GWh_Before Competition Groups_Refrigerated Display Case Doors
Commercial | Com ¦ High Efficiency Air Source Heat Pump | 2038 | SC B | GWh | Before Competition Groups | 339.4269 | 0 | 0 | 13083.5857 | 0.025943 | 12 | Commercial_2038_SC B_GWh_Before Competition Groups_12 | High Efficiency Air Source Heat Pump | 2.594% | 0 | 339.4269 | Commercial_2038_SC B_GWh_Before Competition Groups_High Efficiency Air Source Heat Pump
Commercial | Com ¦ Reach-in Shaded Pole to ECM/PSC Evaporator Fan Motor | 2038 | SC B | GWh | Before Competition Groups | 309.2994 | 0 | 0 | 13083.5857 | 0.02364 | 13 | Commercial_2038_SC B_GWh_Before Competition Groups_13 | Reach-in Shaded Pole to ECM/PSC Evaporator Fan Motor | 2.364% | 0 | 309.2994 | Commercial_2038_SC B_GWh_Before Competition Groups_Reach-in Shaded Pole to ECM/PSC Evaporator Fan Motor
Commercial | Com ¦ Demand Control Ventilation | 2038 | SC B | GWh | Before Competition Groups | 303.0264 | 0 | 0 | 13083.5857 | 0.023161 | 14 | Commercial_2038_SC B_GWh_Before Competition Groups_14 | Demand Control Ventilation | 2.316% | 0 | 303.0264 | Commercial_2038_SC B_GWh_Before Competition Groups_Demand Control Ventilation
Commercial | Com ¦ Advanced BAS/Controllers | 2038 | SC B | GWh | Before Competition Groups | 298.4182 | 0 | 0 | 13083.5857 | 0.022809 | 15 | Commercial_2038_SC B_GWh_Before Competition Groups_15 | Advanced BAS/Controllers | 2.281% | 0 | 298.4182 | Commercial_2038_SC B_GWh_Before Competition Groups_Advanced BAS/Controllers
Commercial | Com ¦ Strip Curtains | 2038 | SC B | GWh | Before Competition Groups | 269.068 | 0 | 0 | 13083.5857 | 0.020565 | 16 | Commercial_2038_SC B_GWh_Before Competition Groups_16 | Strip Curtains | 2.057% | 0 | 269.068 | Commercial_2038_SC B_GWh_Before Competition Groups_Strip Curtains
Commercial | Com ¦ Data Center Storage/Server Virtualization | 2038 | SC B | GWh | Before Competition Groups | 250.697 | 0 | 0 | 13083.5857 | 0.019161 | 17 | Commercial_2038_SC B_GWh_Before Competition Groups_17 | Data Center Storage/Server Virtualization | 1.916% | 0 | 250.697 | Commercial_2038_SC B_GWh_Before Competition Groups_Data Center Storage/Server Virtualization
Commercial | Com ¦ Centrally controlled desktop PC/NETWORK PC POWER MANAGEMENT SOFTWARE | 2038 | SC B | GWh | Before Competition Groups | 201.7678 | 0 | 0 | 13083.5857 | 0.015421 | 18 | Commercial_2038_SC B_GWh_Before Competition Groups_18 | Centrally controlled desktop PC/NETWORK PC POWER MANAGEMENT SOFTWARE | 1.542% | 0 | 201.7678 | Commercial_2038_SC B_GWh_Before Competition Groups_Centrally controlled desktop PC/NETWORK PC POWER MANAGEMENT SOFTWARE
Commercial | Com ¦ Variable Frequency Drive (VFD) | 2038 | SC B | GWh | Before Competition Groups | 197.2759 | 0 | 0 | 13083.5857 | 0.015078 | 19 | Commercial_2038_SC B_GWh_Before Competition Groups_19 | Variable Frequency Drive (VFD) | 1.508% | 0 | 197.2759 | Commercial_2038_SC B_GWh_Before Competition Groups_Variable Frequency Drive (VFD)
Commercial | Com ¦ VFD on Pumps | 2038 | SC B | GWh | Before Competition Groups | 184.5682 | 0 | 0 | 13083.5857 | 0.014107 | 20 | Commercial_2038_SC B_GWh_Before Competition Groups_20 | VFD on Pumps | 1.411% | 0 | 184.5682 | Commercial_2038_SC B_GWh_Before Competition Groups_VFD on Pumps
Commercial | Com ¦ LED or Equivalent Sign Lighting | 2038 | SC B | GWh | Before Competition Groups | 180.3972 | 0 | 0 | 13083.5857 | 0.013788 | 21 | Commercial_2038_SC B_GWh_Before Competition Groups_21 | LED or Equivalent Sign Lighting | 1.379% | 0 | 180.3972 | Commercial_2038_SC B_GWh_Before Competition Groups_LED or Equivalent Sign Lighting
Commercial | Com ¦ Unitary Air-Conditioning Unit | 2038 | SC B | GWh | Before Competition Groups | 159.6112 | 0 | 0 | 13083.5857 | 0.012199 | 22 | Commercial_2038_SC B_GWh_Before Competition Groups_22 | Unitary Air-Conditioning Unit | 1.22% | 0 | 159.6112 | Commercial_2038_SC B_GWh_Before Competition Groups_Unitary Air-Conditioning Unit
Commercial | Com ¦ Adaptive Thermostats | 2038 | SC B | GWh | Before Competition Groups | 156.188 | 0 | 0 | 13083.5857 | 0.011938 | 23 | Commercial_2038_SC B_GWh_Before Competition Groups_23 | Adaptive Thermostats | 1.194% | 0 | 156.188 | Commercial_2038_SC B_GWh_Before Competition Groups_Adaptive Thermostats
Commercial | Com ¦ Air Handler with Dedicated Outdoor Air Systems | 2038 | SC B | GWh | Before Competition Groups | 150.2484 | 0 | 0 | 13083.5857 | 0.011484 | 24 | Commercial_2038_SC B_GWh_Before Competition Groups_24 | Air Handler with Dedicated Outdoor Air Systems | 1.148% | 0 | 150.2484 | Commercial_2038_SC B_GWh_Before Competition Groups_Air Handler with Dedicated Outdoor Air Systems
Commercial | Com ¦ ENERGY STAR LED LAMPS (General Service Lamps) | 2038 | SC B | GWh | Before Competition Groups | 119.4186 | 0 | 0 | 13083.5857 | 0.0091274 | 25 | Commercial_2038_SC B_GWh_Before Competition Groups_25 | ENERGY STAR LED LAMPS (General Service Lamps) | 0.9127% | 0 | 119.4186 | Commercial_2038_SC B_GWh_Before Competition Groups_ENERGY STAR LED LAMPS (General Service Lamps)
Commercial | Com ¦ Door Gasket Freezer/Refrigerator | 2038 | SC B | GWh | Before Competition Groups | 107.0372 | 0 | 0 | 13083.5857 | 0.008181 | 26 | Commercial_2038_SC B_GWh_Before Competition Groups_26 | Door Gasket Freezer/Refrigerator | 0.8181% | 0 | 107.0372 | Commercial_2038_SC B_GWh_Before Competition Groups_Door Gasket Freezer/Refrigerator
Commercial | Com ¦ Demand Control Kitchen Ventilation | 2038 | SC B | GWh | Before Competition Groups | 98.4118 | 0 | 0 | 13083.5857 | 0.0075218 | 27 | Commercial_2038_SC B_GWh_Before Competition Groups_27 | Demand Control Kitchen Ventilation | 0.7522% | 0 | 98.4118 | Commercial_2038_SC B_GWh_Before Competition Groups_Demand Control Kitchen Ventilation
Commercial | Com ¦ ECM MOTORS FOR EVAPORATOR FANS for refrigeration (WALK-IN) | 2038 | SC B | GWh | Before Competition Groups | 93.2447 | 0 | 0 | 13083.5857 | 0.0071268 | 28 | Commercial_2038_SC B_GWh_Before Competition Groups_28 | ECM MOTORS FOR EVAPORATOR FANS for refrigeration (WALK-IN) | 0.7127% | 0 | 93.2447 | Commercial_2038_SC B_GWh_Before Competition Groups_ECM MOTORS FOR EVAPORATOR FANS for refrigeration (WALK-IN)
Commercial | Com ¦ Condensing Unit Heaters or other Efficient Unit Heating System | 2038 | SC B | GWh | Before Competition Groups | 89.4889 | 0 | 0 | 13083.5857 | 0.0068398 | 29 | Commercial_2038_SC B_GWh_Before Competition Groups_29 | Condensing Unit Heaters or other Efficient Unit Heating System | 0.684% | 0 | 89.4889 | Commercial_2038_SC B_GWh_Before Competition Groups_Condensing Unit Heaters or other Efficient Unit Heating System
Commercial | Com ¦ Refrigerated Display Case LED | 2038 | SC B | GWh | Before Competition Groups | 77.4485 | 0 | 0 | 13083.5857 | 0.0059195 | 30 | Commercial_2038_SC B_GWh_Before Competition Groups_30 | Refrigerated Display Case LED | 0.592% | 0 | 77.4485 | Commercial_2038_SC B_GWh_Before Competition Groups_Refrigerated Display Case LED
Commercial | Com ¦ Freezer Case Light Sensor | 2038 | SC B | GWh | Before Competition Groups | 76.761 | 0 | 0 | 13083.5857 | 0.005867 | 31 | Commercial_2038_SC B_GWh_Before Competition Groups_31 | Freezer Case Light Sensor | 0.5867% | 0 | 76.761 | Commercial_2038_SC B_GWh_Before Competition Groups_Freezer Case Light Sensor
Commercial | Com ¦ Evaporator Fan Controls | 2038 | SC B | GWh | Before Competition Groups | 74.8775 | 0 | 0 | 13083.5857 | 0.005723 | 32 | Commercial_2038_SC B_GWh_Before Competition Groups_32 | Evaporator Fan Controls | 0.5723% | 0 | 74.8775 | Commercial_2038_SC B_GWh_Before Competition Groups_Evaporator Fan Controls
Commercial | Com ¦ Occupancy Sensors | 2038 | SC B | GWh | Before Competition Groups | 43.8436 | 0 | 0 | 13083.5857 | 0.003351 | 33 | Commercial_2038_SC B_GWh_Before Competition Groups_33 | Occupancy Sensors | 0.3351% | 0 | 43.8436 | Commercial_2038_SC B_GWh_Before Competition Groups_Occupancy Sensors
Commercial | Com ¦ BEVERAGE VENDING MACHINE CONTROLS | 2038 | SC B | GWh | Before Competition Groups | 39.7671 | 0 | 0 | 13083.5857 | 0.0030395 | 34 | Commercial_2038_SC B_GWh_Before Competition Groups_34 | BEVERAGE VENDING MACHINE CONTROLS | 0.3039% | 0 | 39.7671 | Commercial_2038_SC B_GWh_Before Competition Groups_BEVERAGE VENDING MACHINE CONTROLS
Commercial | Com ¦ Chilled Water Optimization | 2038 | SC B | GWh | Before Competition Groups | 37.8567 | 0 | 0 | 13083.5857 | 0.0028934 | 35 | Commercial_2038_SC B_GWh_Before Competition Groups_35 | Chilled Water Optimization | 0.2893% | 0 | 37.8567 | Commercial_2038_SC B_GWh_Before Competition Groups_Chilled Water Optimization
Commercial | Com ¦ ENERGY STAR Griddle (74% eff) | 2038 | SC B | GWh | Before Competition Groups | 36.9872 | 0 | 0 | 13083.5857 | 0.002827 | 36 | Commercial_2038_SC B_GWh_Before Competition Groups_36 | ENERGY STAR Griddle (74% eff) | 0.2827% | 0 | 36.9872 | Commercial_2038_SC B_GWh_Before Competition Groups_ENERGY STAR Griddle (74% eff)
Commercial | Com ¦ Elec Storage WH 2.30 Et | 2038 | SC B | GWh | Before Competition Groups | 36.7207 | 0 | 0 | 13083.5857 | 0.0028066 | 37 | Commercial_2038_SC B_GWh_Before Competition Groups_37 | Elec Storage WH 2.30 Et | 0.2807% | 0 | 36.7207 | Commercial_2038_SC B_GWh_Before Competition Groups_Elec Storage WH 2.30 Et
Commercial | Com ¦ CO Sensors for parking garage exhaust fans | 2038 | SC B | GWh | Before Competition Groups | 29.9023 | 0 | 0 | 13083.5857 | 0.0022855 | 38 | Commercial_2038_SC B_GWh_Before Competition Groups_38 | CO Sensors for parking garage exhaust fans | 0.2285% | 0 | 29.9023 | Commercial_2038_SC B_GWh_Before Competition Groups_CO Sensors for parking garage exhaust fans
Commercial | Com ¦ Water Source Heat Pump (4 ton) | 2038 | SC B | GWh | Before Competition Groups | 29.0479 | 0 | 0 | 13083.5857 | 0.0022202 | 39 | Commercial_2038_SC B_GWh_Before Competition Groups_39 | Water Source Heat Pump (4 ton) | 0.222% | 0 | 29.0479 | Commercial_2038_SC B_GWh_Before Competition Groups_Water Source Heat Pump (4 ton)
Commercial | Com ¦ Temperature Adjustment in Commercial Freezers | 2038 | SC B | GWh | Before Competition Groups | 28.6367 | 0 | 0 | 13083.5857 | 0.0021888 | 40 | Commercial_2038_SC B_GWh_Before Competition Groups_40 | Temperature Adjustment in Commercial Freezers | 0.2189% | 0 | 28.6367 | Commercial_2038_SC B_GWh_Before Competition Groups_Temperature Adjustment in Commercial Freezers
Commercial | Com ¦ Energy Efficient Laboratory Fume Hood | 2038 | SC B | GWh | Before Competition Groups | 24.9638 | 0 | 0 | 13083.5857 | 0.001908 | 41 | Commercial_2038_SC B_GWh_Before Competition Groups_41 | Energy Efficient Laboratory Fume Hood | 0.1908% | 0 | 24.9638 | Commercial_2038_SC B_GWh_Before Competition Groups_Energy Efficient Laboratory Fume Hood
Commercial | Com ¦ Vertical Night Covers | 2038 | SC B | GWh | Before Competition Groups | 22.2109 | 0 | 0 | 13083.5857 | 0.0016976 | 42 | Commercial_2038_SC B_GWh_Before Competition Groups_42 | Vertical Night Covers | 0.1698% | 0 | 22.2109 | Commercial_2038_SC B_GWh_Before Competition Groups_Vertical Night Covers
Commercial | Com ¦ Condensing Make Up Air Unit | 2038 | SC B | GWh | Before Competition Groups | 20.369 | 0 | 0 | 13083.5857 | 0.0015568 | 43 | Commercial_2038_SC B_GWh_Before Competition Groups_43 | Condensing Make Up Air Unit | 0.1557% | 0 | 20.369 | Commercial_2038_SC B_GWh_Before Competition Groups_Condensing Make Up Air Unit
Commercial | Com ¦ Duct Insulation, R8 | 2038 | SC B | GWh | Before Competition Groups | 19.8262 | 0 | 0 | 13083.5857 | 0.0015153 | 44 | Commercial_2038_SC B_GWh_Before Competition Groups_44 | Duct Insulation, R8 | 0.1515% | 0 | 19.8262 | Commercial_2038_SC B_GWh_Before Competition Groups_Duct Insulation, R8
Commercial | Com ¦ Outside Air Economizer | 2038 | SC B | GWh | Before Competition Groups | 19.2304 | 0 | 0 | 13083.5857 | 0.0014698 | 45 | Commercial_2038_SC B_GWh_Before Competition Groups_45 | Outside Air Economizer | 0.147% | 0 | 19.2304 | Commercial_2038_SC B_GWh_Before Competition Groups_Outside Air Economizer
Commercial | Com ¦ Water Heating (DHW) Pipe Insulation (Add 3/4\ Foam)" | 2038 | SC B | GWh | Before Competition Groups | 19.1328 | 0 | 0 | 13083.5857 | 0.0014623 | 46 | Commercial_2038_SC B_GWh_Before Competition Groups_46 | Water Heating (DHW) Pipe Insulation (Add 3/4\ Foam)" | 0.1462% | 0 | 19.1328 | Commercial_2038_SC B_GWh_Before Competition Groups_Water Heating (DHW) Pipe Insulation (Add 3/4\ Foam)"
Commercial | Com ¦ ENERGY STAR Fryer (84% eff) | 2038 | SC B | GWh | Before Competition Groups | 13.5931 | 0 | 0 | 13083.5857 | 0.0010389 | 47 | Commercial_2038_SC B_GWh_Before Competition Groups_47 | ENERGY STAR Fryer (84% eff) | 0.1039% | 0 | 13.5931 | Commercial_2038_SC B_GWh_Before Competition Groups_ENERGY STAR Fryer (84% eff)
Commercial | Com ¦ Suction Pipe Insulation Freezer/Refrigerator | 2038 | SC B | GWh | Before Competition Groups | 12.1422 | 0 | 0 | 13083.5857 | 0.00092805 | 48 | Commercial_2038_SC B_GWh_Before Competition Groups_48 | Suction Pipe Insulation Freezer/Refrigerator | 0.09281% | 0 | 12.1422 | Commercial_2038_SC B_GWh_Before Competition Groups_Suction Pipe Insulation Freezer/Refrigerator
Commercial | Com ¦ ENERGY STAR Dishwasher | 2038 | SC B | GWh | Before Competition Groups | 8.4995 | 0 | 0 | 13083.5857 | 0.00064963 | 49 | Commercial_2038_SC B_GWh_Before Competition Groups_49 | ENERGY STAR Dishwasher | 0.06496% | 0 | 8.4995 | Commercial_2038_SC B_GWh_Before Competition Groups_ENERGY STAR Dishwasher
Commercial | Com ¦ Ozone Laundry Treatment | 2038 | SC B | GWh | Before Competition Groups | 6.647 | 0 | 0 | 13083.5857 | 0.00050804 | 50 | Commercial_2038_SC B_GWh_Before Competition Groups_50 | Ozone Laundry Treatment | 0.0508% | 0 | 6.647 | Commercial_2038_SC B_GWh_Before Competition Groups_Ozone Laundry Treatment
Commercial | Com ¦ ENERGY STAR Steam Cookers | 2038 | SC B | GWh | Before Competition Groups | 6.4789 | 0 | 0 | 13083.5857 | 0.00049519 | 51 | Commercial_2038_SC B_GWh_Before Competition Groups_51 | ENERGY STAR Steam Cookers | 0.04952% | 0 | 6.4789 | Commercial_2038_SC B_GWh_Before Competition Groups_ENERGY STAR Steam Cookers
Commercial | Com ¦ Demand controlled Circulating Systems | 2038 | SC B | GWh | Before Competition Groups | 4.1109 | 0 | 0 | 13083.5857 | 0.0003142 | 52 | Commercial_2038_SC B_GWh_Before Competition Groups_52 | Demand controlled Circulating Systems | 0.03142% | 0 | 4.1109 | Commercial_2038_SC B_GWh_Before Competition Groups_Demand controlled Circulating Systems
Commercial | Com ¦ ECM MOTORS FOR HVAC APPLICATION (FAN-POWERED VAV BOX) | 2038 | SC B | GWh | Before Competition Groups | 2.924 | 0 | 0 | 13083.5857 | 0.00022348 | 53 | Commercial_2038_SC B_GWh_Before Competition Groups_53 | ECM MOTORS FOR HVAC APPLICATION (FAN-POWERED VAV BOX) | 0.02235% | 0 | 2.924 | Commercial_2038_SC B_GWh_Before Competition Groups_ECM MOTORS FOR HVAC APPLICATION (FAN-POWERED VAV BOX)
Commercial | Com ¦ Solar Water Preheat (Pools/DHW) | 2038 | SC B | GWh | Before Competition Groups | 2.888 | 0 | 0 | 13083.5857 | 0.00022074 | 54 | Commercial_2038_SC B_GWh_Before Competition Groups_54 | Solar Water Preheat (Pools/DHW) | 0.02207% | 0 | 2.888 | Commercial_2038_SC B_GWh_Before Competition Groups_Solar Water Preheat (Pools/DHW)
Commercial | Com ¦ Thermostat Setback | 2038 | SC B | GWh | Before Competition Groups | 2.634 | 0 | 0 | 13083.5857 | 0.00020132 | 55 | Commercial_2038_SC B_GWh_Before Competition Groups_55 | Thermostat Setback | 0.02013% | 0 | 2.634 | Commercial_2038_SC B_GWh_Before Competition Groups_Thermostat Setback
Commercial | Com ¦ Notched V belts for HVAC Systems | 2038 | SC B | GWh | Before Competition Groups | 1.8337 | 0 | 0 | 13083.5857 | 0.00014015 | 56 | Commercial_2038_SC B_GWh_Before Competition Groups_56 | Notched V belts for HVAC Systems | 0.01401% | 0 | 1.8337 | Commercial_2038_SC B_GWh_Before Competition Groups_Notched V belts for HVAC Systems
Commercial | Com ¦ Efficient compressor motor | 2038 | SC B | GWh | Before Competition Groups | 1.5713 | 0 | 0 | 13083.5857 | 0.0001201 | 57 | Commercial_2038_SC B_GWh_Before Competition Groups_57 | Efficient compressor motor | 0.01201% | 0 | 1.5713 | Commercial_2038_SC B_GWh_Before Competition Groups_Efficient compressor motor
Commercial | Com ¦ PTAC (12 EER/10,000 BTU) | 2038 | SC B | GWh | Before Competition Groups | 1.5134 | 0 | 0 | 13083.5857 | 0.00011567 | 58 | Commercial_2038_SC B_GWh_Before Competition Groups_58 | PTAC (12 EER/10,000 BTU) | 0.01157% | 0 | 1.5134 | Commercial_2038_SC B_GWh_Before Competition Groups_PTAC (12 EER/10,000 BTU)
Commercial | Com ¦ CEE Tier 2/Energy Star Clothes Washers | 2038 | SC B | GWh | Before Competition Groups | 1.4453 | 0 | 0 | 13083.5857 | 0.00011047 | 59 | Commercial_2038_SC B_GWh_Before Competition Groups_59 | CEE Tier 2/Energy Star Clothes Washers | 0.01105% | 0 | 1.4453 | Commercial_2038_SC B_GWh_Before Competition Groups_CEE Tier 2/Energy Star Clothes Washers
Commercial | Com ¦ Auto Off Time Switch or Time Clock control | 2038 | SC B | GWh | Before Competition Groups | 1.351 | 0 | 0 | 13083.5857 | 0.00010326 | 60 | Commercial_2038_SC B_GWh_Before Competition Groups_60 | Auto Off Time Switch or Time Clock control | 0.01033% | 0 | 1.351 | Commercial_2038_SC B_GWh_Before Competition Groups_Auto Off Time Switch or Time Clock control
Commercial | Com ¦ Variable Refrigerant Flow Heat Pump | 2038 | SC B | GWh | Before Competition Groups | 1.2894 | 0 | 0 | 13083.5857 | 9.855e-05 | 61 | Commercial_2038_SC B_GWh_Before Competition Groups_61 | Variable Refrigerant Flow Heat Pump | 0.009855% | 0 | 1.2894 | Commercial_2038_SC B_GWh_Before Competition Groups_Variable Refrigerant Flow Heat Pump
Commercial | COM ¦ Ductless Mini-Split Heat Pumps | 2038 | SC B | GWh | Before Competition Groups | 1.2309 | 0 | 0 | 13083.5857 | 9.4076e-05 | 62 | Commercial_2038_SC B_GWh_Before Competition Groups_62 | Ductless Mini-Split Heat Pumps | 0.009408% | 0 | 1.2309 | Commercial_2038_SC B_GWh_Before Competition Groups_Ductless Mini-Split Heat Pumps
Commercial | Com ¦ High Efficiency Small Instantaneous Water Heater | 2038 | SC B | GWh | Before Competition Groups | 1.032 | 0 | 0 | 13083.5857 | 7.8877e-05 | 63 | Commercial_2038_SC B_GWh_Before Competition Groups_63 | High Efficiency Small Instantaneous Water Heater | 0.007888% | 0 | 1.032 | Commercial_2038_SC B_GWh_Before Competition Groups_High Efficiency Small Instantaneous Water Heater
Commercial | Com ¦ LED RECESSED DOWNLIGHTS | 2038 | SC B | GWh | Before Competition Groups | 0.86454 | 0 | 0 | 13083.5857 | 6.6078e-05 | 64 | Commercial_2038_SC B_GWh_Before Competition Groups_64 | LED RECESSED DOWNLIGHTS | 0.006608% | 0 | 0.86454 | Commercial_2038_SC B_GWh_Before Competition Groups_LED RECESSED DOWNLIGHTS
Commercial | Com ¦ Low Flow Pre-Rinse Spray Nozzle | 2038 | SC B | GWh | Before Competition Groups | 0.67955 | 0 | 0 | 13083.5857 | 5.1939e-05 | 65 | Commercial_2038_SC B_GWh_Before Competition Groups_65 | Low Flow Pre-Rinse Spray Nozzle | 0.005194% | 0 | 0.67955 | Commercial_2038_SC B_GWh_Before Competition Groups_Low Flow Pre-Rinse Spray Nozzle
Commercial | Com ¦ Commercial Hot Food Holding Cabinets | 2038 | SC B | GWh | Before Competition Groups | 0.55183 | 0 | 0 | 13083.5857 | 4.2177e-05 | 66 | Commercial_2038_SC B_GWh_Before Competition Groups_66 | Commercial Hot Food Holding Cabinets | 0.004218% | 0 | 0.55183 | Commercial_2038_SC B_GWh_Before Competition Groups_Commercial Hot Food Holding Cabinets
Commercial | Com ¦ Energy Recovery Ventilation and Ventilation (Enhanced) | 2038 | SC B | GWh | Before Competition Groups | 0.53198 | 0 | 0 | 13083.5857 | 4.066e-05 | 67 | Commercial_2038_SC B_GWh_Before Competition Groups_67 | Energy Recovery Ventilation and Ventilation (Enhanced) | 0.004066% | 0 | 0.53198 | Commercial_2038_SC B_GWh_Before Competition Groups_Energy Recovery Ventilation and Ventilation (Enhanced)
Commercial | Com ¦ HVAC Optimization | 2038 | SC B | GWh | Before Competition Groups | 0.4163 | 0 | 0 | 13083.5857 | 3.1819e-05 | 68 | Commercial_2038_SC B_GWh_Before Competition Groups_68 | HVAC Optimization | 0.003182% | 0 | 0.4163 | Commercial_2038_SC B_GWh_Before Competition Groups_HVAC Optimization
Commercial | Com ¦ Wall Insulation | 2038 | SC B | GWh | Before Competition Groups | 0.2094 | 0 | 0 | 13083.5857 | 1.6005e-05 | 69 | Commercial_2038_SC B_GWh_Before Competition Groups_69 | Wall Insulation | 0.001601% | 0 | 0.2094 | Commercial_2038_SC B_GWh_Before Competition Groups_Wall Insulation
Commercial | Com ¦ Room AC (w/ louvered sides) 14 SEER from 12 SEER code | 2038 | SC B | GWh | Before Competition Groups | 0.12168 | 0 | 0 | 13083.5857 | 9.2999e-06 | 70 | Commercial_2038_SC B_GWh_Before Competition Groups_70 | Room AC (w/ louvered sides) 14 SEER from 12 SEER code | 0.00093% | 0 | 0.12168 | Commercial_2038_SC B_GWh_Before Competition Groups_Room AC (w/ louvered sides) 14 SEER from 12 SEER code
Commercial | Com ¦ High Efficiency Chiller (avg of water and air cooled) | 2038 | SC B | GWh | Before Competition Groups | 0.068037 | 0 | 0 | 13083.5857 | 5.2002e-06 | 71 | Commercial_2038_SC B_GWh_Before Competition Groups_71 | High Efficiency Chiller (avg of water and air cooled) | 0.00052% | 0 | 0.068037 | Commercial_2038_SC B_GWh_Before Competition Groups_High Efficiency Chiller (avg of water and air cooled)
Commercial | Com ¦ EC Plug Fan for Data Center (under cabinet) | 2038 | SC B | GWh | Before Competition Groups | 0.067968 | 0 | 0 | 13083.5857 | 5.1949e-06 | 72 | Commercial_2038_SC B_GWh_Before Competition Groups_72 | EC Plug Fan for Data Center (under cabinet) | 0.0005195% | 0 | 0.067968 | Commercial_2038_SC B_GWh_Before Competition Groups_EC Plug Fan for Data Center (under cabinet)
Commercial | Com ¦ Air Curtains | 2038 | SC B | GWh | Before Competition Groups | 0.061605 | 0 | 0 | 13083.5857 | 4.7086e-06 | 73 | Commercial_2038_SC B_GWh_Before Competition Groups_73 | Air Curtains | 0.0004709% | 0 | 0.061605 | Commercial_2038_SC B_GWh_Before Competition Groups_Air Curtains
Commercial | Com ¦ VSD Air Compressor | 2038 | SC B | GWh | Before Competition Groups | 0.048269 | 0 | 0 | 13083.5857 | 3.6892e-06 | 74 | Commercial_2038_SC B_GWh_Before Competition Groups_74 | VSD Air Compressor | 0.0003689% | 0 | 0.048269 | Commercial_2038_SC B_GWh_Before Competition Groups_VSD Air Compressor
Commercial | Com ¦ Indoor Daylight Sensors/Photocell Dimming Control | 2038 | SC B | GWh | Before Competition Groups | 0.026779 | 0 | 0 | 13083.5857 | 2.0468e-06 | 75 | Commercial_2038_SC B_GWh_Before Competition Groups_75 | Indoor Daylight Sensors/Photocell Dimming Control | 0.0002047% | 0 | 0.026779 | Commercial_2038_SC B_GWh_Before Competition Groups_Indoor Daylight Sensors/Photocell Dimming Control
Commercial | Com ¦ Electric Convection Combination Ovens | 2038 | SC B | GWh | Before Competition Groups | 0.0041029 | 0 | 0 | 13083.5857 | 3.1359e-07 | 76 | Commercial_2038_SC B_GWh_Before Competition Groups_76 | Electric Convection Combination Ovens | 3.136e-05% | 0 | 0.0041029 | Commercial_2038_SC B_GWh_Before Competition Groups_Electric Convection Combination Ovens
Commercial | Com ¦ LLLC - Low Impact Application | 2038 | SC B | GWh | Before Competition Groups | 2.9914e-18 | 0 | 0 | 13083.5857 | 2.2864e-22 | 77 | Commercial_2038_SC B_GWh_Before Competition Groups_77 | LLLC - Low Impact Application | 2.286e-20% | 0 | 2.9914e-18 | Commercial_2038_SC B_GWh_Before Competition Groups_LLLC - Low Impact Application
Commercial | Com ¦ LLLC - High Impact Application | 2038 | SC B | GWh | Before Competition Groups | 1.0975e-18 | 0 | 0 | 13083.5857 | 8.3886e-23 | 78 | Commercial_2038_SC B_GWh_Before Competition Groups_78 | LLLC - High Impact Application | 8.389e-21% | 0 | 1.0975e-18 | Commercial_2038_SC B_GWh_Before Competition Groups_LLLC - High Impact Application
Commercial | Com ¦ Networked/Connected - High Impact Application | 2038 | SC B | GWh | Before Competition Groups | 1.4389e-20 | 0 | 0 | 13083.5857 | 1.0998e-24 | 79 | Commercial_2038_SC B_GWh_Before Competition Groups_79 | Networked/Connected - High Impact Application | 1.1e-22% | 0 | 1.4389e-20 | Commercial_2038_SC B_GWh_Before Competition Groups_Networked/Connected - High Impact Application
Commercial | Com ¦ Networked/Connected - Low Impact Application | 2038 | SC B | GWh | Before Competition Groups | 8.2778e-21 | 0 | 0 | 13083.5857 | 6.3269e-25 | 80 | Commercial_2038_SC B_GWh_Before Competition Groups_80 | Networked/Connected - Low Impact Application | 6.327e-23% | 0 | 8.2778e-21 | Commercial_2038_SC B_GWh_Before Competition Groups_Networked/Connected - Low Impact Application
Commercial | Com ¦ LED Low/High Bay | 2038 | SC C | GWh | Before Competition Groups | 1218.9537 | 0 | 0 | 10851.4082 | 0.11233 | 1 | Commercial_2038_SC C_GWh_Before Competition Groups_1 | LED Low/High Bay | 11.23% | 0 | 1218.9537 | Commercial_2038_SC C_GWh_Before Competition Groups_LED Low/High Bay
Commercial | Com ¦ LED Troffer/Surface/Suspended | 2038 | SC C | GWh | Before Competition Groups | 1034.59 | 0 | 0 | 10851.4082 | 0.095342 | 2 | Commercial_2038_SC C_GWh_Before Competition Groups_2 | LED Troffer/Surface/Suspended | 9.534% | 0 | 1034.59 | Commercial_2038_SC C_GWh_Before Competition Groups_LED Troffer/Surface/Suspended
Commercial | Com ¦ ENERGY STAR LED LAMPS (REFLECTOR LAMPs/MR16/PAR 16) | 2038 | SC C | GWh | Before Competition Groups | 1004.5563 | 0 | 0 | 10851.4082 | 0.092574 | 3 | Commercial_2038_SC C_GWh_Before Competition Groups_3 | ENERGY STAR LED LAMPS (REFLECTOR LAMPs/MR16/PAR 16) | 9.257% | 0 | 1004.5563 | Commercial_2038_SC C_GWh_Before Competition Groups_ENERGY STAR LED LAMPS (REFLECTOR LAMPs/MR16/PAR 16)
Commercial | Com ¦ Building Recommissioning, Operations and Maintenance (O&M) Improvements | 2038 | SC C | GWh | Before Competition Groups | 840.381 | 0 | 0 | 10851.4082 | 0.077444 | 4 | Commercial_2038_SC C_GWh_Before Competition Groups_4 | Building Recommissioning, Operations and Maintenance (O&M) Improvements | 7.744% | 0 | 840.381 | Commercial_2038_SC C_GWh_Before Competition Groups_Building Recommissioning, Operations and Maintenance (O&M) Improvements
Commercial | Com ¦ LED Replacement Lamp (Tube) | 2038 | SC C | GWh | Before Competition Groups | 697.7879 | 0 | 0 | 10851.4082 | 0.064304 | 5 | Commercial_2038_SC C_GWh_Before Competition Groups_5 | LED Replacement Lamp (Tube) | 6.43% | 0 | 697.7879 | Commercial_2038_SC C_GWh_Before Competition Groups_LED Replacement Lamp (Tube)
Commercial | Com ¦ LED EXTERIOR AREA LIGHTS - LED fixture (200W) | 2038 | SC C | GWh | Before Competition Groups | 664.4706 | 0 | 0 | 10851.4082 | 0.061234 | 6 | Commercial_2038_SC C_GWh_Before Competition Groups_6 | LED EXTERIOR AREA LIGHTS - LED fixture (200W) | 6.123% | 0 | 664.4706 | Commercial_2038_SC C_GWh_Before Competition Groups_LED EXTERIOR AREA LIGHTS - LED fixture (200W)
Commercial | Com ¦ LED parking lot fixture | 2038 | SC C | GWh | Before Competition Groups | 633.2567 | 0 | 0 | 10851.4082 | 0.058357 | 7 | Commercial_2038_SC C_GWh_Before Competition Groups_7 | LED parking lot fixture | 5.836% | 0 | 633.2567 | Commercial_2038_SC C_GWh_Before Competition Groups_LED parking lot fixture
Commercial | Com ¦ Furnace Tune-Up | 2038 | SC C | GWh | Before Competition Groups | 450.9602 | 0 | 0 | 10851.4082 | 0.041558 | 8 | Commercial_2038_SC C_GWh_Before Competition Groups_8 | Furnace Tune-Up | 4.156% | 0 | 450.9602 | Commercial_2038_SC C_GWh_Before Competition Groups_Furnace Tune-Up
Commercial | Com ¦ LED street light fixture | 2038 | SC C | GWh | Before Competition Groups | 403.0093 | 0 | 0 | 10851.4082 | 0.037139 | 9 | Commercial_2038_SC C_GWh_Before Competition Groups_9 | LED street light fixture | 3.714% | 0 | 403.0093 | Commercial_2038_SC C_GWh_Before Competition Groups_LED street light fixture
Commercial | Com ¦ High Efficiency Air Source Heat Pump | 2038 | SC C | GWh | Before Competition Groups | 339.4278 | 0 | 0 | 10851.4082 | 0.03128 | 10 | Commercial_2038_SC C_GWh_Before Competition Groups_10 | High Efficiency Air Source Heat Pump | 3.128% | 0 | 339.4278 | Commercial_2038_SC C_GWh_Before Competition Groups_High Efficiency Air Source Heat Pump
Commercial | Com ¦ Refrigerated Display Case Doors | 2038 | SC C | GWh | Before Competition Groups | 312.047 | 0 | 0 | 10851.4082 | 0.028756 | 11 | Commercial_2038_SC C_GWh_Before Competition Groups_11 | Refrigerated Display Case Doors | 2.876% | 0 | 312.047 | Commercial_2038_SC C_GWh_Before Competition Groups_Refrigerated Display Case Doors
Commercial | Com ¦ Reach-in Shaded Pole to ECM/PSC Evaporator Fan Motor | 2038 | SC C | GWh | Before Competition Groups | 295.0485 | 0 | 0 | 10851.4082 | 0.02719 | 12 | Commercial_2038_SC C_GWh_Before Competition Groups_12 | Reach-in Shaded Pole to ECM/PSC Evaporator Fan Motor | 2.719% | 0 | 295.0485 | Commercial_2038_SC C_GWh_Before Competition Groups_Reach-in Shaded Pole to ECM/PSC Evaporator Fan Motor
Commercial | Com ¦ Data Center Storage/Server Virtualization | 2038 | SC C | GWh | Before Competition Groups | 235.8654 | 0 | 0 | 10851.4082 | 0.021736 | 13 | Commercial_2038_SC C_GWh_Before Competition Groups_13 | Data Center Storage/Server Virtualization | 2.174% | 0 | 235.8654 | Commercial_2038_SC C_GWh_Before Competition Groups_Data Center Storage/Server Virtualization
Commercial | Com ¦ Strip Curtains | 2038 | SC C | GWh | Before Competition Groups | 218.8931 | 0 | 0 | 10851.4082 | 0.020172 | 14 | Commercial_2038_SC C_GWh_Before Competition Groups_14 | Strip Curtains | 2.017% | 0 | 218.8931 | Commercial_2038_SC C_GWh_Before Competition Groups_Strip Curtains
Commercial | Com ¦ Demand Control Ventilation | 2038 | SC C | GWh | Before Competition Groups | 216.3201 | 0 | 0 | 10851.4082 | 0.019935 | 15 | Commercial_2038_SC C_GWh_Before Competition Groups_15 | Demand Control Ventilation | 1.993% | 0 | 216.3201 | Commercial_2038_SC C_GWh_Before Competition Groups_Demand Control Ventilation
Commercial | Com ¦ Advanced BAS/Controllers | 2038 | SC C | GWh | Before Competition Groups | 183.6064 | 0 | 0 | 10851.4082 | 0.01692 | 16 | Commercial_2038_SC C_GWh_Before Competition Groups_16 | Advanced BAS/Controllers | 1.692% | 0 | 183.6064 | Commercial_2038_SC C_GWh_Before Competition Groups_Advanced BAS/Controllers
Commercial | Com ¦ LED or Equivalent Sign Lighting | 2038 | SC C | GWh | Before Competition Groups | 180.3972 | 0 | 0 | 10851.4082 | 0.016624 | 17 | Commercial_2038_SC C_GWh_Before Competition Groups_17 | LED or Equivalent Sign Lighting | 1.662% | 0 | 180.3972 | Commercial_2038_SC C_GWh_Before Competition Groups_LED or Equivalent Sign Lighting
Commercial | Com ¦ Centrally controlled desktop PC/NETWORK PC POWER MANAGEMENT SOFTWARE | 2038 | SC C | GWh | Before Competition Groups | 166.8361 | 0 | 0 | 10851.4082 | 0.015375 | 18 | Commercial_2038_SC C_GWh_Before Competition Groups_18 | Centrally controlled desktop PC/NETWORK PC POWER MANAGEMENT SOFTWARE | 1.537% | 0 | 166.8361 | Commercial_2038_SC C_GWh_Before Competition Groups_Centrally controlled desktop PC/NETWORK PC POWER MANAGEMENT SOFTWARE
Commercial | Com ¦ Variable Frequency Drive (VFD) | 2038 | SC C | GWh | Before Competition Groups | 149.9575 | 0 | 0 | 10851.4082 | 0.013819 | 19 | Commercial_2038_SC C_GWh_Before Competition Groups_19 | Variable Frequency Drive (VFD) | 1.382% | 0 | 149.9575 | Commercial_2038_SC C_GWh_Before Competition Groups_Variable Frequency Drive (VFD)
Commercial | Com ¦ VFD on Pumps | 2038 | SC C | GWh | Before Competition Groups | 140.1513 | 0 | 0 | 10851.4082 | 0.012915 | 20 | Commercial_2038_SC C_GWh_Before Competition Groups_20 | VFD on Pumps | 1.292% | 0 | 140.1513 | Commercial_2038_SC C_GWh_Before Competition Groups_VFD on Pumps
Commercial | Com ¦ Unitary Air-Conditioning Unit | 2038 | SC C | GWh | Before Competition Groups | 127.4669 | 0 | 0 | 10851.4082 | 0.011747 | 21 | Commercial_2038_SC C_GWh_Before Competition Groups_21 | Unitary Air-Conditioning Unit | 1.175% | 0 | 127.4669 | Commercial_2038_SC C_GWh_Before Competition Groups_Unitary Air-Conditioning Unit
Commercial | Com ¦ Education and Capacity Building/Energy Behavior | 2038 | SC C | GWh | Before Competition Groups | 124.2999 | 0 | 0 | 10851.4082 | 0.011455 | 22 | Commercial_2038_SC C_GWh_Before Competition Groups_22 | Education and Capacity Building/Energy Behavior | 1.145% | 0 | 124.2999 | Commercial_2038_SC C_GWh_Before Competition Groups_Education and Capacity Building/Energy Behavior
Commercial | Com ¦ Adaptive Thermostats | 2038 | SC C | GWh | Before Competition Groups | 122.3616 | 0 | 0 | 10851.4082 | 0.011276 | 23 | Commercial_2038_SC C_GWh_Before Competition Groups_23 | Adaptive Thermostats | 1.128% | 0 | 122.3616 | Commercial_2038_SC C_GWh_Before Competition Groups_Adaptive Thermostats
Commercial | Com ¦ ENERGY STAR LED LAMPS (General Service Lamps) | 2038 | SC C | GWh | Before Competition Groups | 119.4186 | 0 | 0 | 10851.4082 | 0.011005 | 24 | Commercial_2038_SC C_GWh_Before Competition Groups_24 | ENERGY STAR LED LAMPS (General Service Lamps) | 1.1% | 0 | 119.4186 | Commercial_2038_SC C_GWh_Before Competition Groups_ENERGY STAR LED LAMPS (General Service Lamps)
Commercial | Com ¦ Air Handler with Dedicated Outdoor Air Systems | 2038 | SC C | GWh | Before Competition Groups | 87.6765 | 0 | 0 | 10851.4082 | 0.0080797 | 25 | Commercial_2038_SC C_GWh_Before Competition Groups_25 | Air Handler with Dedicated Outdoor Air Systems | 0.808% | 0 | 87.6765 | Commercial_2038_SC C_GWh_Before Competition Groups_Air Handler with Dedicated Outdoor Air Systems
Commercial | Com ¦ Door Gasket Freezer/Refrigerator | 2038 | SC C | GWh | Before Competition Groups | 81.6204 | 0 | 0 | 10851.4082 | 0.0075216 | 26 | Commercial_2038_SC C_GWh_Before Competition Groups_26 | Door Gasket Freezer/Refrigerator | 0.7522% | 0 | 81.6204 | Commercial_2038_SC C_GWh_Before Competition Groups_Door Gasket Freezer/Refrigerator
Commercial | Com ¦ Demand Control Kitchen Ventilation | 2038 | SC C | GWh | Before Competition Groups | 76.8005 | 0 | 0 | 10851.4082 | 0.0070775 | 27 | Commercial_2038_SC C_GWh_Before Competition Groups_27 | Demand Control Kitchen Ventilation | 0.7077% | 0 | 76.8005 | Commercial_2038_SC C_GWh_Before Competition Groups_Demand Control Kitchen Ventilation
Commercial | Com ¦ ECM MOTORS FOR EVAPORATOR FANS for refrigeration (WALK-IN) | 2038 | SC C | GWh | Before Competition Groups | 70.3458 | 0 | 0 | 10851.4082 | 0.0064826 | 28 | Commercial_2038_SC C_GWh_Before Competition Groups_28 | ECM MOTORS FOR EVAPORATOR FANS for refrigeration (WALK-IN) | 0.6483% | 0 | 70.3458 | Commercial_2038_SC C_GWh_Before Competition Groups_ECM MOTORS FOR EVAPORATOR FANS for refrigeration (WALK-IN)
Commercial | Com ¦ Condensing Unit Heaters or other Efficient Unit Heating System | 2038 | SC C | GWh | Before Competition Groups | 67.8313 | 0 | 0 | 10851.4082 | 0.0062509 | 29 | Commercial_2038_SC C_GWh_Before Competition Groups_29 | Condensing Unit Heaters or other Efficient Unit Heating System | 0.6251% | 0 | 67.8313 | Commercial_2038_SC C_GWh_Before Competition Groups_Condensing Unit Heaters or other Efficient Unit Heating System
Commercial | Com ¦ Refrigerated Display Case LED | 2038 | SC C | GWh | Before Competition Groups | 65.3227 | 0 | 0 | 10851.4082 | 0.0060197 | 30 | Commercial_2038_SC C_GWh_Before Competition Groups_30 | Refrigerated Display Case LED | 0.602% | 0 | 65.3227 | Commercial_2038_SC C_GWh_Before Competition Groups_Refrigerated Display Case LED
Commercial | Com ¦ Freezer Case Light Sensor | 2038 | SC C | GWh | Before Competition Groups | 57.8164 | 0 | 0 | 10851.4082 | 0.005328 | 31 | Commercial_2038_SC C_GWh_Before Competition Groups_31 | Freezer Case Light Sensor | 0.5328% | 0 | 57.8164 | Commercial_2038_SC C_GWh_Before Competition Groups_Freezer Case Light Sensor
Commercial | Com ¦ Evaporator Fan Controls | 2038 | SC C | GWh | Before Competition Groups | 56.3974 | 0 | 0 | 10851.4082 | 0.0051972 | 32 | Commercial_2038_SC C_GWh_Before Competition Groups_32 | Evaporator Fan Controls | 0.5197% | 0 | 56.3974 | Commercial_2038_SC C_GWh_Before Competition Groups_Evaporator Fan Controls
Commercial | Com ¦ Occupancy Sensors | 2038 | SC C | GWh | Before Competition Groups | 43.8436 | 0 | 0 | 10851.4082 | 0.0040404 | 33 | Commercial_2038_SC C_GWh_Before Competition Groups_33 | Occupancy Sensors | 0.404% | 0 | 43.8436 | Commercial_2038_SC C_GWh_Before Competition Groups_Occupancy Sensors
Commercial | Com ¦ Chilled Water Optimization | 2038 | SC C | GWh | Before Competition Groups | 37.8578 | 0 | 0 | 10851.4082 | 0.0034887 | 34 | Commercial_2038_SC C_GWh_Before Competition Groups_34 | Chilled Water Optimization | 0.3489% | 0 | 37.8578 | Commercial_2038_SC C_GWh_Before Competition Groups_Chilled Water Optimization
Commercial | Com ¦ ENERGY STAR Griddle (74% eff) | 2038 | SC C | GWh | Before Competition Groups | 36.9874 | 0 | 0 | 10851.4082 | 0.0034085 | 35 | Commercial_2038_SC C_GWh_Before Competition Groups_35 | ENERGY STAR Griddle (74% eff) | 0.3409% | 0 | 36.9874 | Commercial_2038_SC C_GWh_Before Competition Groups_ENERGY STAR Griddle (74% eff)
Commercial | Com ¦ BEVERAGE VENDING MACHINE CONTROLS | 2038 | SC C | GWh | Before Competition Groups | 29.6225 | 0 | 0 | 10851.4082 | 0.0027298 | 36 | Commercial_2038_SC C_GWh_Before Competition Groups_36 | BEVERAGE VENDING MACHINE CONTROLS | 0.273% | 0 | 29.6225 | Commercial_2038_SC C_GWh_Before Competition Groups_BEVERAGE VENDING MACHINE CONTROLS
Commercial | Com ¦ Elec Storage WH 2.30 Et | 2038 | SC C | GWh | Before Competition Groups | 27.4928 | 0 | 0 | 10851.4082 | 0.0025336 | 37 | Commercial_2038_SC C_GWh_Before Competition Groups_37 | Elec Storage WH 2.30 Et | 0.2534% | 0 | 27.4928 | Commercial_2038_SC C_GWh_Before Competition Groups_Elec Storage WH 2.30 Et
Commercial | Com ¦ Water Source Heat Pump (4 ton) | 2038 | SC C | GWh | Before Competition Groups | 23.198 | 0 | 0 | 10851.4082 | 0.0021378 | 38 | Commercial_2038_SC C_GWh_Before Competition Groups_38 | Water Source Heat Pump (4 ton) | 0.2138% | 0 | 23.198 | Commercial_2038_SC C_GWh_Before Competition Groups_Water Source Heat Pump (4 ton)
Commercial | Com ¦ CO Sensors for parking garage exhaust fans | 2038 | SC C | GWh | Before Competition Groups | 22.7546 | 0 | 0 | 10851.4082 | 0.0020969 | 39 | Commercial_2038_SC C_GWh_Before Competition Groups_39 | CO Sensors for parking garage exhaust fans | 0.2097% | 0 | 22.7546 | Commercial_2038_SC C_GWh_Before Competition Groups_CO Sensors for parking garage exhaust fans
Commercial | Com ¦ Temperature Adjustment in Commercial Freezers | 2038 | SC C | GWh | Before Competition Groups | 21.5803 | 0 | 0 | 10851.4082 | 0.0019887 | 40 | Commercial_2038_SC C_GWh_Before Competition Groups_40 | Temperature Adjustment in Commercial Freezers | 0.1989% | 0 | 21.5803 | Commercial_2038_SC C_GWh_Before Competition Groups_Temperature Adjustment in Commercial Freezers
Commercial | Com ¦ Energy Efficient Laboratory Fume Hood | 2038 | SC C | GWh | Before Competition Groups | 19.133 | 0 | 0 | 10851.4082 | 0.0017632 | 41 | Commercial_2038_SC C_GWh_Before Competition Groups_41 | Energy Efficient Laboratory Fume Hood | 0.1763% | 0 | 19.133 | Commercial_2038_SC C_GWh_Before Competition Groups_Energy Efficient Laboratory Fume Hood
Commercial | Com ¦ Condensing Make Up Air Unit | 2038 | SC C | GWh | Before Competition Groups | 18.3389 | 0 | 0 | 10851.4082 | 0.00169 | 42 | Commercial_2038_SC C_GWh_Before Competition Groups_42 | Condensing Make Up Air Unit | 0.169% | 0 | 18.3389 | Commercial_2038_SC C_GWh_Before Competition Groups_Condensing Make Up Air Unit
Commercial | Com ¦ Vertical Night Covers | 2038 | SC C | GWh | Before Competition Groups | 16.7292 | 0 | 0 | 10851.4082 | 0.0015417 | 43 | Commercial_2038_SC C_GWh_Before Competition Groups_43 | Vertical Night Covers | 0.1542% | 0 | 16.7292 | Commercial_2038_SC C_GWh_Before Competition Groups_Vertical Night Covers
Commercial | Com ¦ Outside Air Economizer | 2038 | SC C | GWh | Before Competition Groups | 15.796 | 0 | 0 | 10851.4082 | 0.0014557 | 44 | Commercial_2038_SC C_GWh_Before Competition Groups_44 | Outside Air Economizer | 0.1456% | 0 | 15.796 | Commercial_2038_SC C_GWh_Before Competition Groups_Outside Air Economizer
Commercial | Com ¦ Duct Insulation, R8 | 2038 | SC C | GWh | Before Competition Groups | 15.0617 | 0 | 0 | 10851.4082 | 0.001388 | 45 | Commercial_2038_SC C_GWh_Before Competition Groups_45 | Duct Insulation, R8 | 0.1388% | 0 | 15.0617 | Commercial_2038_SC C_GWh_Before Competition Groups_Duct Insulation, R8
Commercial | Com ¦ Water Heating (DHW) Pipe Insulation (Add 3/4\ Foam)" | 2038 | SC C | GWh | Before Competition Groups | 14.4505 | 0 | 0 | 10851.4082 | 0.0013317 | 46 | Commercial_2038_SC C_GWh_Before Competition Groups_46 | Water Heating (DHW) Pipe Insulation (Add 3/4\ Foam)" | 0.1332% | 0 | 14.4505 | Commercial_2038_SC C_GWh_Before Competition Groups_Water Heating (DHW) Pipe Insulation (Add 3/4\ Foam)"
Commercial | Com ¦ ENERGY STAR Fryer (84% eff) | 2038 | SC C | GWh | Before Competition Groups | 13.5931 | 0 | 0 | 10851.4082 | 0.0012527 | 47 | Commercial_2038_SC C_GWh_Before Competition Groups_47 | ENERGY STAR Fryer (84% eff) | 0.1253% | 0 | 13.5931 | Commercial_2038_SC C_GWh_Before Competition Groups_ENERGY STAR Fryer (84% eff)
Commercial | Com ¦ Suction Pipe Insulation Freezer/Refrigerator | 2038 | SC C | GWh | Before Competition Groups | 9.1534 | 0 | 0 | 10851.4082 | 0.00084353 | 48 | Commercial_2038_SC C_GWh_Before Competition Groups_48 | Suction Pipe Insulation Freezer/Refrigerator | 0.08435% | 0 | 9.1534 | Commercial_2038_SC C_GWh_Before Competition Groups_Suction Pipe Insulation Freezer/Refrigerator
Commercial | Com ¦ ENERGY STAR Dishwasher | 2038 | SC C | GWh | Before Competition Groups | 7.8418 | 0 | 0 | 10851.4082 | 0.00072266 | 49 | Commercial_2038_SC C_GWh_Before Competition Groups_49 | ENERGY STAR Dishwasher | 0.07227% | 0 | 7.8418 | Commercial_2038_SC C_GWh_Before Competition Groups_ENERGY STAR Dishwasher
Commercial | Com ¦ ENERGY STAR Steam Cookers | 2038 | SC C | GWh | Before Competition Groups | 6.479 | 0 | 0 | 10851.4082 | 0.00059706 | 50 | Commercial_2038_SC C_GWh_Before Competition Groups_50 | ENERGY STAR Steam Cookers | 0.05971% | 0 | 6.479 | Commercial_2038_SC C_GWh_Before Competition Groups_ENERGY STAR Steam Cookers
Commercial | Com ¦ Ozone Laundry Treatment | 2038 | SC C | GWh | Before Competition Groups | 5.0257 | 0 | 0 | 10851.4082 | 0.00046313 | 51 | Commercial_2038_SC C_GWh_Before Competition Groups_51 | Ozone Laundry Treatment | 0.04631% | 0 | 5.0257 | Commercial_2038_SC C_GWh_Before Competition Groups_Ozone Laundry Treatment
Commercial | Com ¦ Demand controlled Circulating Systems | 2038 | SC C | GWh | Before Competition Groups | 3.0732 | 0 | 0 | 10851.4082 | 0.0002832 | 52 | Commercial_2038_SC C_GWh_Before Competition Groups_52 | Demand controlled Circulating Systems | 0.02832% | 0 | 3.0732 | Commercial_2038_SC C_GWh_Before Competition Groups_Demand controlled Circulating Systems
Commercial | Com ¦ Thermostat Setback | 2038 | SC C | GWh | Before Competition Groups | 2.6238 | 0 | 0 | 10851.4082 | 0.0002418 | 53 | Commercial_2038_SC C_GWh_Before Competition Groups_53 | Thermostat Setback | 0.02418% | 0 | 2.6238 | Commercial_2038_SC C_GWh_Before Competition Groups_Thermostat Setback
Commercial | Com ¦ ECM MOTORS FOR HVAC APPLICATION (FAN-POWERED VAV BOX) | 2038 | SC C | GWh | Before Competition Groups | 2.3413 | 0 | 0 | 10851.4082 | 0.00021576 | 54 | Commercial_2038_SC C_GWh_Before Competition Groups_54 | ECM MOTORS FOR HVAC APPLICATION (FAN-POWERED VAV BOX) | 0.02158% | 0 | 2.3413 | Commercial_2038_SC C_GWh_Before Competition Groups_ECM MOTORS FOR HVAC APPLICATION (FAN-POWERED VAV BOX)
Commercial | Com ¦ Solar Water Preheat (Pools/DHW) | 2038 | SC C | GWh | Before Competition Groups | 1.8587 | 0 | 0 | 10851.4082 | 0.00017129 | 55 | Commercial_2038_SC C_GWh_Before Competition Groups_55 | Solar Water Preheat (Pools/DHW) | 0.01713% | 0 | 1.8587 | Commercial_2038_SC C_GWh_Before Competition Groups_Solar Water Preheat (Pools/DHW)
Commercial | Com ¦ Notched V belts for HVAC Systems | 2038 | SC C | GWh | Before Competition Groups | 1.4535 | 0 | 0 | 10851.4082 | 0.00013395 | 56 | Commercial_2038_SC C_GWh_Before Competition Groups_56 | Notched V belts for HVAC Systems | 0.01339% | 0 | 1.4535 | Commercial_2038_SC C_GWh_Before Competition Groups_Notched V belts for HVAC Systems
Commercial | Com ¦ CEE Tier 2/Energy Star Clothes Washers | 2038 | SC C | GWh | Before Competition Groups | 1.3507 | 0 | 0 | 10851.4082 | 0.00012447 | 57 | Commercial_2038_SC C_GWh_Before Competition Groups_57 | CEE Tier 2/Energy Star Clothes Washers | 0.01245% | 0 | 1.3507 | Commercial_2038_SC C_GWh_Before Competition Groups_CEE Tier 2/Energy Star Clothes Washers
Commercial | Com ¦ Variable Refrigerant Flow Heat Pump | 2038 | SC C | GWh | Before Competition Groups | 1.1983 | 0 | 0 | 10851.4082 | 0.00011043 | 58 | Commercial_2038_SC C_GWh_Before Competition Groups_58 | Variable Refrigerant Flow Heat Pump | 0.01104% | 0 | 1.1983 | Commercial_2038_SC C_GWh_Before Competition Groups_Variable Refrigerant Flow Heat Pump
Commercial | COM ¦ Ductless Mini-Split Heat Pumps | 2038 | SC C | GWh | Before Competition Groups | 1.0324 | 0 | 0 | 10851.4082 | 9.5139e-05 | 59 | Commercial_2038_SC C_GWh_Before Competition Groups_59 | Ductless Mini-Split Heat Pumps | 0.009514% | 0 | 1.0324 | Commercial_2038_SC C_GWh_Before Competition Groups_Ductless Mini-Split Heat Pumps
Commercial | Com ¦ Auto Off Time Switch or Time Clock control | 2038 | SC C | GWh | Before Competition Groups | 0.99671 | 0 | 0 | 10851.4082 | 9.185e-05 | 60 | Commercial_2038_SC C_GWh_Before Competition Groups_60 | Auto Off Time Switch or Time Clock control | 0.009185% | 0 | 0.99671 | Commercial_2038_SC C_GWh_Before Competition Groups_Auto Off Time Switch or Time Clock control
Commercial | Com ¦ PTAC (12 EER/10,000 BTU) | 2038 | SC C | GWh | Before Competition Groups | 0.98023 | 0 | 0 | 10851.4082 | 9.0332e-05 | 61 | Commercial_2038_SC C_GWh_Before Competition Groups_61 | PTAC (12 EER/10,000 BTU) | 0.009033% | 0 | 0.98023 | Commercial_2038_SC C_GWh_Before Competition Groups_PTAC (12 EER/10,000 BTU)
Commercial | Com ¦ LED RECESSED DOWNLIGHTS | 2038 | SC C | GWh | Before Competition Groups | 0.86454 | 0 | 0 | 10851.4082 | 7.9671e-05 | 62 | Commercial_2038_SC C_GWh_Before Competition Groups_62 | LED RECESSED DOWNLIGHTS | 0.007967% | 0 | 0.86454 | Commercial_2038_SC C_GWh_Before Competition Groups_LED RECESSED DOWNLIGHTS
Commercial | Com ¦ Efficient compressor motor | 2038 | SC C | GWh | Before Competition Groups | 0.7219 | 0 | 0 | 10851.4082 | 6.6526e-05 | 63 | Commercial_2038_SC C_GWh_Before Competition Groups_63 | Efficient compressor motor | 0.006653% | 0 | 0.7219 | Commercial_2038_SC C_GWh_Before Competition Groups_Efficient compressor motor
Commercial | Com ¦ LLLC - High Impact Application | 2038 | SC C | GWh | Before Competition Groups | 0.65423 | 0 | 0 | 10851.4082 | 6.029e-05 | 64 | Commercial_2038_SC C_GWh_Before Competition Groups_64 | LLLC - High Impact Application | 0.006029% | 0 | 0.65423 | Commercial_2038_SC C_GWh_Before Competition Groups_LLLC - High Impact Application
Commercial | Com ¦ High Efficiency Small Instantaneous Water Heater | 2038 | SC C | GWh | Before Competition Groups | 0.64552 | 0 | 0 | 10851.4082 | 5.9488e-05 | 65 | Commercial_2038_SC C_GWh_Before Competition Groups_65 | High Efficiency Small Instantaneous Water Heater | 0.005949% | 0 | 0.64552 | Commercial_2038_SC C_GWh_Before Competition Groups_High Efficiency Small Instantaneous Water Heater
Commercial | Com ¦ Low Flow Pre-Rinse Spray Nozzle | 2038 | SC C | GWh | Before Competition Groups | 0.60893 | 0 | 0 | 10851.4082 | 5.6115e-05 | 66 | Commercial_2038_SC C_GWh_Before Competition Groups_66 | Low Flow Pre-Rinse Spray Nozzle | 0.005612% | 0 | 0.60893 | Commercial_2038_SC C_GWh_Before Competition Groups_Low Flow Pre-Rinse Spray Nozzle
Commercial | Com ¦ Commercial Hot Food Holding Cabinets | 2038 | SC C | GWh | Before Competition Groups | 0.45844 | 0 | 0 | 10851.4082 | 4.2247e-05 | 67 | Commercial_2038_SC C_GWh_Before Competition Groups_67 | Commercial Hot Food Holding Cabinets | 0.004225% | 0 | 0.45844 | Commercial_2038_SC C_GWh_Before Competition Groups_Commercial Hot Food Holding Cabinets
Commercial | Com ¦ HVAC Optimization | 2038 | SC C | GWh | Before Competition Groups | 0.4163 | 0 | 0 | 10851.4082 | 3.8364e-05 | 68 | Commercial_2038_SC C_GWh_Before Competition Groups_68 | HVAC Optimization | 0.003836% | 0 | 0.4163 | Commercial_2038_SC C_GWh_Before Competition Groups_HVAC Optimization
Commercial | Com ¦ LLLC - Low Impact Application | 2038 | SC C | GWh | Before Competition Groups | 0.39841 | 0 | 0 | 10851.4082 | 3.6715e-05 | 69 | Commercial_2038_SC C_GWh_Before Competition Groups_69 | LLLC - Low Impact Application | 0.003672% | 0 | 0.39841 | Commercial_2038_SC C_GWh_Before Competition Groups_LLLC - Low Impact Application
Commercial | Com ¦ Air Curtains | 2038 | SC C | GWh | Before Competition Groups | 0.25301 | 0 | 0 | 10851.4082 | 2.3316e-05 | 70 | Commercial_2038_SC C_GWh_Before Competition Groups_70 | Air Curtains | 0.002332% | 0 | 0.25301 | Commercial_2038_SC C_GWh_Before Competition Groups_Air Curtains
Commercial | Com ¦ Energy Recovery Ventilation and Ventilation (Enhanced) | 2038 | SC C | GWh | Before Competition Groups | 0.23563 | 0 | 0 | 10851.4082 | 2.1714e-05 | 71 | Commercial_2038_SC C_GWh_Before Competition Groups_71 | Energy Recovery Ventilation and Ventilation (Enhanced) | 0.002171% | 0 | 0.23563 | Commercial_2038_SC C_GWh_Before Competition Groups_Energy Recovery Ventilation and Ventilation (Enhanced)
Commercial | Com ¦ Wall Insulation | 2038 | SC C | GWh | Before Competition Groups | 0.14989 | 0 | 0 | 10851.4082 | 1.3813e-05 | 72 | Commercial_2038_SC C_GWh_Before Competition Groups_72 | Wall Insulation | 0.001381% | 0 | 0.14989 | Commercial_2038_SC C_GWh_Before Competition Groups_Wall Insulation
Commercial | Com ¦ Room AC (w/ louvered sides) 14 SEER from 12 SEER code | 2038 | SC C | GWh | Before Competition Groups | 0.08217 | 0 | 0 | 10851.4082 | 7.5722e-06 | 73 | Commercial_2038_SC C_GWh_Before Competition Groups_73 | Room AC (w/ louvered sides) 14 SEER from 12 SEER code | 0.0007572% | 0 | 0.08217 | Commercial_2038_SC C_GWh_Before Competition Groups_Room AC (w/ louvered sides) 14 SEER from 12 SEER code
Commercial | Com ¦ High Efficiency Chiller (avg of water and air cooled) | 2038 | SC C | GWh | Before Competition Groups | 0.068042 | 0 | 0 | 10851.4082 | 6.2704e-06 | 74 | Commercial_2038_SC C_GWh_Before Competition Groups_74 | High Efficiency Chiller (avg of water and air cooled) | 0.000627% | 0 | 0.068042 | Commercial_2038_SC C_GWh_Before Competition Groups_High Efficiency Chiller (avg of water and air cooled)
Commercial | Com ¦ EC Plug Fan for Data Center (under cabinet) | 2038 | SC C | GWh | Before Competition Groups | 0.051744 | 0 | 0 | 10851.4082 | 4.7684e-06 | 75 | Commercial_2038_SC C_GWh_Before Competition Groups_75 | EC Plug Fan for Data Center (under cabinet) | 0.0004768% | 0 | 0.051744 | Commercial_2038_SC C_GWh_Before Competition Groups_EC Plug Fan for Data Center (under cabinet)
Commercial | Com ¦ VSD Air Compressor | 2038 | SC C | GWh | Before Competition Groups | 0.044006 | 0 | 0 | 10851.4082 | 4.0553e-06 | 76 | Commercial_2038_SC C_GWh_Before Competition Groups_76 | VSD Air Compressor | 0.0004055% | 0 | 0.044006 | Commercial_2038_SC C_GWh_Before Competition Groups_VSD Air Compressor
Commercial | Com ¦ Indoor Daylight Sensors/Photocell Dimming Control | 2038 | SC C | GWh | Before Competition Groups | 0.026781 | 0 | 0 | 10851.4082 | 2.468e-06 | 77 | Commercial_2038_SC C_GWh_Before Competition Groups_77 | Indoor Daylight Sensors/Photocell Dimming Control | 0.0002468% | 0 | 0.026781 | Commercial_2038_SC C_GWh_Before Competition Groups_Indoor Daylight Sensors/Photocell Dimming Control
Commercial | Com ¦ Electric Convection Combination Ovens | 2038 | SC C | GWh | Before Competition Groups | 0.003928 | 0 | 0 | 10851.4082 | 3.6198e-07 | 78 | Commercial_2038_SC C_GWh_Before Competition Groups_78 | Electric Convection Combination Ovens | 3.62e-05% | 0 | 0.003928 | Commercial_2038_SC C_GWh_Before Competition Groups_Electric Convection Combination Ovens
Commercial | Com ¦ Networked/Connected - High Impact Application | 2038 | SC C | GWh | Before Competition Groups | 0.0021945 | 0 | 0 | 10851.4082 | 2.0223e-07 | 79 | Commercial_2038_SC C_GWh_Before Competition Groups_79 | Networked/Connected - High Impact Application | 2.022e-05% | 0 | 0.0021945 | Commercial_2038_SC C_GWh_Before Competition Groups_Networked/Connected - High Impact Application
Commercial | Com ¦ Networked/Connected - Low Impact Application | 2038 | SC C | GWh | Before Competition Groups | 0.00010724 | 0 | 0 | 10851.4082 | 9.8825e-09 | 80 | Commercial_2038_SC C_GWh_Before Competition Groups_80 | Networked/Connected - Low Impact Application | 9.883e-07% | 0 | 0.00010724 | Commercial_2038_SC C_GWh_Before Competition Groups_Networked/Connected - Low Impact Application
Commercial | Com ¦ LED Low/High Bay | 2038 | SC D | GWh | Before Competition Groups | 1066.3243 | 0 | 0 | 10220.2737 | 0.10433 | 1 | Commercial_2038_SC D_GWh_Before Competition Groups_1 | LED Low/High Bay | 10.43% | 0 | 1066.3243 | Commercial_2038_SC D_GWh_Before Competition Groups_LED Low/High Bay
Commercial | Com ¦ ENERGY STAR LED LAMPS (REFLECTOR LAMPs/MR16/PAR 16) | 2038 | SC D | GWh | Before Competition Groups | 1004.5495 | 0 | 0 | 10220.2737 | 0.09829 | 2 | Commercial_2038_SC D_GWh_Before Competition Groups_2 | ENERGY STAR LED LAMPS (REFLECTOR LAMPs/MR16/PAR 16) | 9.829% | 0 | 1004.5495 | Commercial_2038_SC D_GWh_Before Competition Groups_ENERGY STAR LED LAMPS (REFLECTOR LAMPs/MR16/PAR 16)
Commercial | Com ¦ LED Troffer/Surface/Suspended | 2038 | SC D | GWh | Before Competition Groups | 957.1074 | 0 | 0 | 10220.2737 | 0.093648 | 3 | Commercial_2038_SC D_GWh_Before Competition Groups_3 | LED Troffer/Surface/Suspended | 9.365% | 0 | 957.1074 | Commercial_2038_SC D_GWh_Before Competition Groups_LED Troffer/Surface/Suspended
Commercial | Com ¦ Building Recommissioning, Operations and Maintenance (O&M) Improvements | 2038 | SC D | GWh | Before Competition Groups | 835.1499 | 0 | 0 | 10220.2737 | 0.081715 | 4 | Commercial_2038_SC D_GWh_Before Competition Groups_4 | Building Recommissioning, Operations and Maintenance (O&M) Improvements | 8.172% | 0 | 835.1499 | Commercial_2038_SC D_GWh_Before Competition Groups_Building Recommissioning, Operations and Maintenance (O&M) Improvements
Commercial | Com ¦ LED Replacement Lamp (Tube) | 2038 | SC D | GWh | Before Competition Groups | 697.7879 | 0 | 0 | 10220.2737 | 0.068275 | 5 | Commercial_2038_SC D_GWh_Before Competition Groups_5 | LED Replacement Lamp (Tube) | 6.827% | 0 | 697.7879 | Commercial_2038_SC D_GWh_Before Competition Groups_LED Replacement Lamp (Tube)
Commercial | Com ¦ LED EXTERIOR AREA LIGHTS - LED fixture (200W) | 2038 | SC D | GWh | Before Competition Groups | 661.3472 | 0 | 0 | 10220.2737 | 0.064709 | 6 | Commercial_2038_SC D_GWh_Before Competition Groups_6 | LED EXTERIOR AREA LIGHTS - LED fixture (200W) | 6.471% | 0 | 661.3472 | Commercial_2038_SC D_GWh_Before Competition Groups_LED EXTERIOR AREA LIGHTS - LED fixture (200W)
Commercial | Com ¦ LED parking lot fixture | 2038 | SC D | GWh | Before Competition Groups | 633.2567 | 0 | 0 | 10220.2737 | 0.061961 | 7 | Commercial_2038_SC D_GWh_Before Competition Groups_7 | LED parking lot fixture | 6.196% | 0 | 633.2567 | Commercial_2038_SC D_GWh_Before Competition Groups_LED parking lot fixture
Commercial | Com ¦ Furnace Tune-Up | 2038 | SC D | GWh | Before Competition Groups | 450.9088 | 0 | 0 | 10220.2737 | 0.044119 | 8 | Commercial_2038_SC D_GWh_Before Competition Groups_8 | Furnace Tune-Up | 4.412% | 0 | 450.9088 | Commercial_2038_SC D_GWh_Before Competition Groups_Furnace Tune-Up
Commercial | Com ¦ High Efficiency Air Source Heat Pump | 2038 | SC D | GWh | Before Competition Groups | 339.4278 | 0 | 0 | 10220.2737 | 0.033211 | 9 | Commercial_2038_SC D_GWh_Before Competition Groups_9 | High Efficiency Air Source Heat Pump | 3.321% | 0 | 339.4278 | Commercial_2038_SC D_GWh_Before Competition Groups_High Efficiency Air Source Heat Pump
Commercial | Com ¦ LED street light fixture | 2038 | SC D | GWh | Before Competition Groups | 327.6951 | 0 | 0 | 10220.2737 | 0.032063 | 10 | Commercial_2038_SC D_GWh_Before Competition Groups_10 | LED street light fixture | 3.206% | 0 | 327.6951 | Commercial_2038_SC D_GWh_Before Competition Groups_LED street light fixture
Commercial | Com ¦ Reach-in Shaded Pole to ECM/PSC Evaporator Fan Motor | 2038 | SC D | GWh | Before Competition Groups | 295.0485 | 0 | 0 | 10220.2737 | 0.028869 | 11 | Commercial_2038_SC D_GWh_Before Competition Groups_11 | Reach-in Shaded Pole to ECM/PSC Evaporator Fan Motor | 2.887% | 0 | 295.0485 | Commercial_2038_SC D_GWh_Before Competition Groups_Reach-in Shaded Pole to ECM/PSC Evaporator Fan Motor
Commercial | Com ¦ Data Center Storage/Server Virtualization | 2038 | SC D | GWh | Before Competition Groups | 235.8654 | 0 | 0 | 10220.2737 | 0.023078 | 12 | Commercial_2038_SC D_GWh_Before Competition Groups_12 | Data Center Storage/Server Virtualization | 2.308% | 0 | 235.8654 | Commercial_2038_SC D_GWh_Before Competition Groups_Data Center Storage/Server Virtualization
Commercial | Com ¦ Refrigerated Display Case Doors | 2038 | SC D | GWh | Before Competition Groups | 222.4453 | 0 | 0 | 10220.2737 | 0.021765 | 13 | Commercial_2038_SC D_GWh_Before Competition Groups_13 | Refrigerated Display Case Doors | 2.177% | 0 | 222.4453 | Commercial_2038_SC D_GWh_Before Competition Groups_Refrigerated Display Case Doors
Commercial | Com ¦ Strip Curtains | 2038 | SC D | GWh | Before Competition Groups | 218.8074 | 0 | 0 | 10220.2737 | 0.021409 | 14 | Commercial_2038_SC D_GWh_Before Competition Groups_14 | Strip Curtains | 2.141% | 0 | 218.8074 | Commercial_2038_SC D_GWh_Before Competition Groups_Strip Curtains
Commercial | Com ¦ Advanced BAS/Controllers | 2038 | SC D | GWh | Before Competition Groups | 195.573 | 0 | 0 | 10220.2737 | 0.019136 | 15 | Commercial_2038_SC D_GWh_Before Competition Groups_15 | Advanced BAS/Controllers | 1.914% | 0 | 195.573 | Commercial_2038_SC D_GWh_Before Competition Groups_Advanced BAS/Controllers
Commercial | Com ¦ Demand Control Ventilation | 2038 | SC D | GWh | Before Competition Groups | 168.3161 | 0 | 0 | 10220.2737 | 0.016469 | 16 | Commercial_2038_SC D_GWh_Before Competition Groups_16 | Demand Control Ventilation | 1.647% | 0 | 168.3161 | Commercial_2038_SC D_GWh_Before Competition Groups_Demand Control Ventilation
Commercial | Com ¦ Centrally controlled desktop PC/NETWORK PC POWER MANAGEMENT SOFTWARE | 2038 | SC D | GWh | Before Competition Groups | 166.6735 | 0 | 0 | 10220.2737 | 0.016308 | 17 | Commercial_2038_SC D_GWh_Before Competition Groups_17 | Centrally controlled desktop PC/NETWORK PC POWER MANAGEMENT SOFTWARE | 1.631% | 0 | 166.6735 | Commercial_2038_SC D_GWh_Before Competition Groups_Centrally controlled desktop PC/NETWORK PC POWER MANAGEMENT SOFTWARE
Commercial | Com ¦ Variable Frequency Drive (VFD) | 2038 | SC D | GWh | Before Competition Groups | 146.729 | 0 | 0 | 10220.2737 | 0.014357 | 18 | Commercial_2038_SC D_GWh_Before Competition Groups_18 | Variable Frequency Drive (VFD) | 1.436% | 0 | 146.729 | Commercial_2038_SC D_GWh_Before Competition Groups_Variable Frequency Drive (VFD)
Commercial | Com ¦ VFD on Pumps | 2038 | SC D | GWh | Before Competition Groups | 136.3879 | 0 | 0 | 10220.2737 | 0.013345 | 19 | Commercial_2038_SC D_GWh_Before Competition Groups_19 | VFD on Pumps | 1.334% | 0 | 136.3879 | Commercial_2038_SC D_GWh_Before Competition Groups_VFD on Pumps
Commercial | Com ¦ Education and Capacity Building/Energy Behavior | 2038 | SC D | GWh | Before Competition Groups | 124.2999 | 0 | 0 | 10220.2737 | 0.012162 | 20 | Commercial_2038_SC D_GWh_Before Competition Groups_20 | Education and Capacity Building/Energy Behavior | 1.216% | 0 | 124.2999 | Commercial_2038_SC D_GWh_Before Competition Groups_Education and Capacity Building/Energy Behavior
Commercial | Com ¦ LED or Equivalent Sign Lighting | 2038 | SC D | GWh | Before Competition Groups | 120.5565 | 0 | 0 | 10220.2737 | 0.011796 | 21 | Commercial_2038_SC D_GWh_Before Competition Groups_21 | LED or Equivalent Sign Lighting | 1.18% | 0 | 120.5565 | Commercial_2038_SC D_GWh_Before Competition Groups_LED or Equivalent Sign Lighting
Commercial | Com ¦ ENERGY STAR LED LAMPS (General Service Lamps) | 2038 | SC D | GWh | Before Competition Groups | 119.4119 | 0 | 0 | 10220.2737 | 0.011684 | 22 | Commercial_2038_SC D_GWh_Before Competition Groups_22 | ENERGY STAR LED LAMPS (General Service Lamps) | 1.168% | 0 | 119.4119 | Commercial_2038_SC D_GWh_Before Competition Groups_ENERGY STAR LED LAMPS (General Service Lamps)
Commercial | Com ¦ Adaptive Thermostats | 2038 | SC D | GWh | Before Competition Groups | 118.0128 | 0 | 0 | 10220.2737 | 0.011547 | 23 | Commercial_2038_SC D_GWh_Before Competition Groups_23 | Adaptive Thermostats | 1.155% | 0 | 118.0128 | Commercial_2038_SC D_GWh_Before Competition Groups_Adaptive Thermostats
Commercial | Com ¦ Unitary Air-Conditioning Unit | 2038 | SC D | GWh | Before Competition Groups | 108.267 | 0 | 0 | 10220.2737 | 0.010593 | 24 | Commercial_2038_SC D_GWh_Before Competition Groups_24 | Unitary Air-Conditioning Unit | 1.059% | 0 | 108.267 | Commercial_2038_SC D_GWh_Before Competition Groups_Unitary Air-Conditioning Unit
Commercial | Com ¦ Door Gasket Freezer/Refrigerator | 2038 | SC D | GWh | Before Competition Groups | 73.9632 | 0 | 0 | 10220.2737 | 0.0072369 | 25 | Commercial_2038_SC D_GWh_Before Competition Groups_25 | Door Gasket Freezer/Refrigerator | 0.7237% | 0 | 73.9632 | Commercial_2038_SC D_GWh_Before Competition Groups_Door Gasket Freezer/Refrigerator
Commercial | Com ¦ Demand Control Kitchen Ventilation | 2038 | SC D | GWh | Before Competition Groups | 72.6835 | 0 | 0 | 10220.2737 | 0.0071117 | 26 | Commercial_2038_SC D_GWh_Before Competition Groups_26 | Demand Control Kitchen Ventilation | 0.7112% | 0 | 72.6835 | Commercial_2038_SC D_GWh_Before Competition Groups_Demand Control Kitchen Ventilation
Commercial | Com ¦ ECM MOTORS FOR EVAPORATOR FANS for refrigeration (WALK-IN) | 2038 | SC D | GWh | Before Competition Groups | 69.7629 | 0 | 0 | 10220.2737 | 0.0068259 | 27 | Commercial_2038_SC D_GWh_Before Competition Groups_27 | ECM MOTORS FOR EVAPORATOR FANS for refrigeration (WALK-IN) | 0.6826% | 0 | 69.7629 | Commercial_2038_SC D_GWh_Before Competition Groups_ECM MOTORS FOR EVAPORATOR FANS for refrigeration (WALK-IN)
Commercial | Com ¦ Condensing Unit Heaters or other Efficient Unit Heating System | 2038 | SC D | GWh | Before Competition Groups | 67.6294 | 0 | 0 | 10220.2737 | 0.0066172 | 28 | Commercial_2038_SC D_GWh_Before Competition Groups_28 | Condensing Unit Heaters or other Efficient Unit Heating System | 0.6617% | 0 | 67.6294 | Commercial_2038_SC D_GWh_Before Competition Groups_Condensing Unit Heaters or other Efficient Unit Heating System
Commercial | Com ¦ Air Handler with Dedicated Outdoor Air Systems | 2038 | SC D | GWh | Before Competition Groups | 65.9975 | 0 | 0 | 10220.2737 | 0.0064575 | 29 | Commercial_2038_SC D_GWh_Before Competition Groups_29 | Air Handler with Dedicated Outdoor Air Systems | 0.6458% | 0 | 65.9975 | Commercial_2038_SC D_GWh_Before Competition Groups_Air Handler with Dedicated Outdoor Air Systems
Commercial | Com ¦ Evaporator Fan Controls | 2038 | SC D | GWh | Before Competition Groups | 56.3974 | 0 | 0 | 10220.2737 | 0.0055182 | 30 | Commercial_2038_SC D_GWh_Before Competition Groups_30 | Evaporator Fan Controls | 0.5518% | 0 | 56.3974 | Commercial_2038_SC D_GWh_Before Competition Groups_Evaporator Fan Controls
Commercial | Com ¦ Refrigerated Display Case LED | 2038 | SC D | GWh | Before Competition Groups | 52.3284 | 0 | 0 | 10220.2737 | 0.0051201 | 31 | Commercial_2038_SC D_GWh_Before Competition Groups_31 | Refrigerated Display Case LED | 0.512% | 0 | 52.3284 | Commercial_2038_SC D_GWh_Before Competition Groups_Refrigerated Display Case LED
Commercial | Com ¦ Occupancy Sensors | 2038 | SC D | GWh | Before Competition Groups | 43.8436 | 0 | 0 | 10220.2737 | 0.0042899 | 32 | Commercial_2038_SC D_GWh_Before Competition Groups_32 | Occupancy Sensors | 0.429% | 0 | 43.8436 | Commercial_2038_SC D_GWh_Before Competition Groups_Occupancy Sensors
Commercial | Com ¦ Freezer Case Light Sensor | 2038 | SC D | GWh | Before Competition Groups | 41.0953 | 0 | 0 | 10220.2737 | 0.004021 | 33 | Commercial_2038_SC D_GWh_Before Competition Groups_33 | Freezer Case Light Sensor | 0.4021% | 0 | 41.0953 | Commercial_2038_SC D_GWh_Before Competition Groups_Freezer Case Light Sensor
Commercial | Com ¦ Chilled Water Optimization | 2038 | SC D | GWh | Before Competition Groups | 37.8578 | 0 | 0 | 10220.2737 | 0.0037042 | 34 | Commercial_2038_SC D_GWh_Before Competition Groups_34 | Chilled Water Optimization | 0.3704% | 0 | 37.8578 | Commercial_2038_SC D_GWh_Before Competition Groups_Chilled Water Optimization
Commercial | Com ¦ ENERGY STAR Griddle (74% eff) | 2038 | SC D | GWh | Before Competition Groups | 36.9874 | 0 | 0 | 10220.2737 | 0.003619 | 35 | Commercial_2038_SC D_GWh_Before Competition Groups_35 | ENERGY STAR Griddle (74% eff) | 0.3619% | 0 | 36.9874 | Commercial_2038_SC D_GWh_Before Competition Groups_ENERGY STAR Griddle (74% eff)
Commercial | Com ¦ BEVERAGE VENDING MACHINE CONTROLS | 2038 | SC D | GWh | Before Competition Groups | 28.5833 | 0 | 0 | 10220.2737 | 0.0027967 | 36 | Commercial_2038_SC D_GWh_Before Competition Groups_36 | BEVERAGE VENDING MACHINE CONTROLS | 0.2797% | 0 | 28.5833 | Commercial_2038_SC D_GWh_Before Competition Groups_BEVERAGE VENDING MACHINE CONTROLS
Commercial | Com ¦ Elec Storage WH 2.30 Et | 2038 | SC D | GWh | Before Competition Groups | 25.2764 | 0 | 0 | 10220.2737 | 0.0024732 | 37 | Commercial_2038_SC D_GWh_Before Competition Groups_37 | Elec Storage WH 2.30 Et | 0.2473% | 0 | 25.2764 | Commercial_2038_SC D_GWh_Before Competition Groups_Elec Storage WH 2.30 Et
Commercial | Com ¦ Temperature Adjustment in Commercial Freezers | 2038 | SC D | GWh | Before Competition Groups | 21.5803 | 0 | 0 | 10220.2737 | 0.0021115 | 38 | Commercial_2038_SC D_GWh_Before Competition Groups_38 | Temperature Adjustment in Commercial Freezers | 0.2112% | 0 | 21.5803 | Commercial_2038_SC D_GWh_Before Competition Groups_Temperature Adjustment in Commercial Freezers
Commercial | Com ¦ Water Source Heat Pump (4 ton) | 2038 | SC D | GWh | Before Competition Groups | 18.8959 | 0 | 0 | 10220.2737 | 0.0018489 | 39 | Commercial_2038_SC D_GWh_Before Competition Groups_39 | Water Source Heat Pump (4 ton) | 0.1849% | 0 | 18.8959 | Commercial_2038_SC D_GWh_Before Competition Groups_Water Source Heat Pump (4 ton)
Commercial | Com ¦ CO Sensors for parking garage exhaust fans | 2038 | SC D | GWh | Before Competition Groups | 18.3128 | 0 | 0 | 10220.2737 | 0.0017918 | 40 | Commercial_2038_SC D_GWh_Before Competition Groups_40 | CO Sensors for parking garage exhaust fans | 0.1792% | 0 | 18.3128 | Commercial_2038_SC D_GWh_Before Competition Groups_CO Sensors for parking garage exhaust fans
Commercial | Com ¦ Energy Efficient Laboratory Fume Hood | 2038 | SC D | GWh | Before Competition Groups | 16.1969 | 0 | 0 | 10220.2737 | 0.0015848 | 41 | Commercial_2038_SC D_GWh_Before Competition Groups_41 | Energy Efficient Laboratory Fume Hood | 0.1585% | 0 | 16.1969 | Commercial_2038_SC D_GWh_Before Competition Groups_Energy Efficient Laboratory Fume Hood
Commercial | Com ¦ Vertical Night Covers | 2038 | SC D | GWh | Before Competition Groups | 16.1384 | 0 | 0 | 10220.2737 | 0.0015791 | 42 | Commercial_2038_SC D_GWh_Before Competition Groups_42 | Vertical Night Covers | 0.1579% | 0 | 16.1384 | Commercial_2038_SC D_GWh_Before Competition Groups_Vertical Night Covers
Commercial | Com ¦ Outside Air Economizer | 2038 | SC D | GWh | Before Competition Groups | 15.796 | 0 | 0 | 10220.2737 | 0.0015456 | 43 | Commercial_2038_SC D_GWh_Before Competition Groups_43 | Outside Air Economizer | 0.1546% | 0 | 15.796 | Commercial_2038_SC D_GWh_Before Competition Groups_Outside Air Economizer
Commercial | Com ¦ Duct Insulation, R8 | 2038 | SC D | GWh | Before Competition Groups | 14.9936 | 0 | 0 | 10220.2737 | 0.001467 | 44 | Commercial_2038_SC D_GWh_Before Competition Groups_44 | Duct Insulation, R8 | 0.1467% | 0 | 14.9936 | Commercial_2038_SC D_GWh_Before Competition Groups_Duct Insulation, R8
Commercial | Com ¦ Water Heating (DHW) Pipe Insulation (Add 3/4\ Foam)" | 2038 | SC D | GWh | Before Competition Groups | 13.8787 | 0 | 0 | 10220.2737 | 0.001358 | 45 | Commercial_2038_SC D_GWh_Before Competition Groups_45 | Water Heating (DHW) Pipe Insulation (Add 3/4\ Foam)" | 0.1358% | 0 | 13.8787 | Commercial_2038_SC D_GWh_Before Competition Groups_Water Heating (DHW) Pipe Insulation (Add 3/4\ Foam)"
Commercial | Com ¦ ENERGY STAR Fryer (84% eff) | 2038 | SC D | GWh | Before Competition Groups | 13.4735 | 0 | 0 | 10220.2737 | 0.0013183 | 46 | Commercial_2038_SC D_GWh_Before Competition Groups_46 | ENERGY STAR Fryer (84% eff) | 0.1318% | 0 | 13.4735 | Commercial_2038_SC D_GWh_Before Competition Groups_ENERGY STAR Fryer (84% eff)
Commercial | Com ¦ Suction Pipe Insulation Freezer/Refrigerator | 2038 | SC D | GWh | Before Competition Groups | 8.5921 | 0 | 0 | 10220.2737 | 0.0008407 | 47 | Commercial_2038_SC D_GWh_Before Competition Groups_47 | Suction Pipe Insulation Freezer/Refrigerator | 0.08407% | 0 | 8.5921 | Commercial_2038_SC D_GWh_Before Competition Groups_Suction Pipe Insulation Freezer/Refrigerator
Commercial | Com ¦ ENERGY STAR Dishwasher | 2038 | SC D | GWh | Before Competition Groups | 6.924 | 0 | 0 | 10220.2737 | 0.00067747 | 48 | Commercial_2038_SC D_GWh_Before Competition Groups_48 | ENERGY STAR Dishwasher | 0.06775% | 0 | 6.924 | Commercial_2038_SC D_GWh_Before Competition Groups_ENERGY STAR Dishwasher
Commercial | Com ¦ ENERGY STAR Steam Cookers | 2038 | SC D | GWh | Before Competition Groups | 6.4367 | 0 | 0 | 10220.2737 | 0.0006298 | 49 | Commercial_2038_SC D_GWh_Before Competition Groups_49 | ENERGY STAR Steam Cookers | 0.06298% | 0 | 6.4367 | Commercial_2038_SC D_GWh_Before Competition Groups_ENERGY STAR Steam Cookers
Commercial | Com ¦ Condensing Make Up Air Unit | 2038 | SC D | GWh | Before Competition Groups | 6.3428 | 0 | 0 | 10220.2737 | 0.00062061 | 50 | Commercial_2038_SC D_GWh_Before Competition Groups_50 | Condensing Make Up Air Unit | 0.06206% | 0 | 6.3428 | Commercial_2038_SC D_GWh_Before Competition Groups_Condensing Make Up Air Unit
Commercial | Com ¦ Ozone Laundry Treatment | 2038 | SC D | GWh | Before Competition Groups | 3.6009 | 0 | 0 | 10220.2737 | 0.00035233 | 51 | Commercial_2038_SC D_GWh_Before Competition Groups_51 | Ozone Laundry Treatment | 0.03523% | 0 | 3.6009 | Commercial_2038_SC D_GWh_Before Competition Groups_Ozone Laundry Treatment
Commercial | Com ¦ Thermostat Setback | 2038 | SC D | GWh | Before Competition Groups | 2.6238 | 0 | 0 | 10220.2737 | 0.00025673 | 52 | Commercial_2038_SC D_GWh_Before Competition Groups_52 | Thermostat Setback | 0.02567% | 0 | 2.6238 | Commercial_2038_SC D_GWh_Before Competition Groups_Thermostat Setback
Commercial | Com ¦ ECM MOTORS FOR HVAC APPLICATION (FAN-POWERED VAV BOX) | 2038 | SC D | GWh | Before Competition Groups | 2.217 | 0 | 0 | 10220.2737 | 0.00021692 | 53 | Commercial_2038_SC D_GWh_Before Competition Groups_53 | ECM MOTORS FOR HVAC APPLICATION (FAN-POWERED VAV BOX) | 0.02169% | 0 | 2.217 | Commercial_2038_SC D_GWh_Before Competition Groups_ECM MOTORS FOR HVAC APPLICATION (FAN-POWERED VAV BOX)
Commercial | Com ¦ Solar Water Preheat (Pools/DHW) | 2038 | SC D | GWh | Before Competition Groups | 1.8587 | 0 | 0 | 10220.2737 | 0.00018187 | 54 | Commercial_2038_SC D_GWh_Before Competition Groups_54 | Solar Water Preheat (Pools/DHW) | 0.01819% | 0 | 1.8587 | Commercial_2038_SC D_GWh_Before Competition Groups_Solar Water Preheat (Pools/DHW)
Commercial | Com ¦ Notched V belts for HVAC Systems | 2038 | SC D | GWh | Before Competition Groups | 1.2918 | 0 | 0 | 10220.2737 | 0.0001264 | 55 | Commercial_2038_SC D_GWh_Before Competition Groups_55 | Notched V belts for HVAC Systems | 0.01264% | 0 | 1.2918 | Commercial_2038_SC D_GWh_Before Competition Groups_Notched V belts for HVAC Systems
Commercial | Com ¦ CEE Tier 2/Energy Star Clothes Washers | 2038 | SC D | GWh | Before Competition Groups | 1.2825 | 0 | 0 | 10220.2737 | 0.00012549 | 56 | Commercial_2038_SC D_GWh_Before Competition Groups_56 | CEE Tier 2/Energy Star Clothes Washers | 0.01255% | 0 | 1.2825 | Commercial_2038_SC D_GWh_Before Competition Groups_CEE Tier 2/Energy Star Clothes Washers
Commercial | COM ¦ Ductless Mini-Split Heat Pumps | 2038 | SC D | GWh | Before Competition Groups | 1.0324 | 0 | 0 | 10220.2737 | 0.00010101 | 57 | Commercial_2038_SC D_GWh_Before Competition Groups_57 | Ductless Mini-Split Heat Pumps | 0.0101% | 0 | 1.0324 | Commercial_2038_SC D_GWh_Before Competition Groups_Ductless Mini-Split Heat Pumps
Commercial | Com ¦ Auto Off Time Switch or Time Clock control | 2038 | SC D | GWh | Before Competition Groups | 0.99671 | 0 | 0 | 10220.2737 | 9.7522e-05 | 58 | Commercial_2038_SC D_GWh_Before Competition Groups_58 | Auto Off Time Switch or Time Clock control | 0.009752% | 0 | 0.99671 | Commercial_2038_SC D_GWh_Before Competition Groups_Auto Off Time Switch or Time Clock control
Commercial | Com ¦ PTAC (12 EER/10,000 BTU) | 2038 | SC D | GWh | Before Competition Groups | 0.94057 | 0 | 0 | 10220.2737 | 9.203e-05 | 59 | Commercial_2038_SC D_GWh_Before Competition Groups_59 | PTAC (12 EER/10,000 BTU) | 0.009203% | 0 | 0.94057 | Commercial_2038_SC D_GWh_Before Competition Groups_PTAC (12 EER/10,000 BTU)
Commercial | Com ¦ Demand controlled Circulating Systems | 2038 | SC D | GWh | Before Competition Groups | 0.91774 | 0 | 0 | 10220.2737 | 8.9796e-05 | 60 | Commercial_2038_SC D_GWh_Before Competition Groups_60 | Demand controlled Circulating Systems | 0.00898% | 0 | 0.91774 | Commercial_2038_SC D_GWh_Before Competition Groups_Demand controlled Circulating Systems
Commercial | Com ¦ LED RECESSED DOWNLIGHTS | 2038 | SC D | GWh | Before Competition Groups | 0.70086 | 0 | 0 | 10220.2737 | 6.8576e-05 | 61 | Commercial_2038_SC D_GWh_Before Competition Groups_61 | LED RECESSED DOWNLIGHTS | 0.006858% | 0 | 0.70086 | Commercial_2038_SC D_GWh_Before Competition Groups_LED RECESSED DOWNLIGHTS
Commercial | Com ¦ Low Flow Pre-Rinse Spray Nozzle | 2038 | SC D | GWh | Before Competition Groups | 0.60674 | 0 | 0 | 10220.2737 | 5.9366e-05 | 62 | Commercial_2038_SC D_GWh_Before Competition Groups_62 | Low Flow Pre-Rinse Spray Nozzle | 0.005937% | 0 | 0.60674 | Commercial_2038_SC D_GWh_Before Competition Groups_Low Flow Pre-Rinse Spray Nozzle
Commercial | Com ¦ High Efficiency Small Instantaneous Water Heater | 2038 | SC D | GWh | Before Competition Groups | 0.53372 | 0 | 0 | 10220.2737 | 5.2222e-05 | 63 | Commercial_2038_SC D_GWh_Before Competition Groups_63 | High Efficiency Small Instantaneous Water Heater | 0.005222% | 0 | 0.53372 | Commercial_2038_SC D_GWh_Before Competition Groups_High Efficiency Small Instantaneous Water Heater
Commercial | Com ¦ Commercial Hot Food Holding Cabinets | 2038 | SC D | GWh | Before Competition Groups | 0.45844 | 0 | 0 | 10220.2737 | 4.4856e-05 | 64 | Commercial_2038_SC D_GWh_Before Competition Groups_64 | Commercial Hot Food Holding Cabinets | 0.004486% | 0 | 0.45844 | Commercial_2038_SC D_GWh_Before Competition Groups_Commercial Hot Food Holding Cabinets
Commercial | Com ¦ HVAC Optimization | 2038 | SC D | GWh | Before Competition Groups | 0.4163 | 0 | 0 | 10220.2737 | 4.0733e-05 | 65 | Commercial_2038_SC D_GWh_Before Competition Groups_65 | HVAC Optimization | 0.004073% | 0 | 0.4163 | Commercial_2038_SC D_GWh_Before Competition Groups_HVAC Optimization
Commercial | Com ¦ Air Curtains | 2038 | SC D | GWh | Before Competition Groups | 0.22476 | 0 | 0 | 10220.2737 | 2.1992e-05 | 66 | Commercial_2038_SC D_GWh_Before Competition Groups_66 | Air Curtains | 0.002199% | 0 | 0.22476 | Commercial_2038_SC D_GWh_Before Competition Groups_Air Curtains
Commercial | Com ¦ Energy Recovery Ventilation and Ventilation (Enhanced) | 2038 | SC D | GWh | Before Competition Groups | 0.15006 | 0 | 0 | 10220.2737 | 1.4682e-05 | 67 | Commercial_2038_SC D_GWh_Before Competition Groups_67 | Energy Recovery Ventilation and Ventilation (Enhanced) | 0.001468% | 0 | 0.15006 | Commercial_2038_SC D_GWh_Before Competition Groups_Energy Recovery Ventilation and Ventilation (Enhanced)
Commercial | Com ¦ Wall Insulation | 2038 | SC D | GWh | Before Competition Groups | 0.13106 | 0 | 0 | 10220.2737 | 1.2823e-05 | 68 | Commercial_2038_SC D_GWh_Before Competition Groups_68 | Wall Insulation | 0.001282% | 0 | 0.13106 | Commercial_2038_SC D_GWh_Before Competition Groups_Wall Insulation
Commercial | Com ¦ Efficient compressor motor | 2038 | SC D | GWh | Before Competition Groups | 0.085642 | 0 | 0 | 10220.2737 | 8.3796e-06 | 69 | Commercial_2038_SC D_GWh_Before Competition Groups_69 | Efficient compressor motor | 0.000838% | 0 | 0.085642 | Commercial_2038_SC D_GWh_Before Competition Groups_Efficient compressor motor
Commercial | Com ¦ Room AC (w/ louvered sides) 14 SEER from 12 SEER code | 2038 | SC D | GWh | Before Competition Groups | 0.082086 | 0 | 0 | 10220.2737 | 8.0316e-06 | 70 | Commercial_2038_SC D_GWh_Before Competition Groups_70 | Room AC (w/ louvered sides) 14 SEER from 12 SEER code | 0.0008032% | 0 | 0.082086 | Commercial_2038_SC D_GWh_Before Competition Groups_Room AC (w/ louvered sides) 14 SEER from 12 SEER code
Commercial | Com ¦ Variable Refrigerant Flow Heat Pump | 2038 | SC D | GWh | Before Competition Groups | 0.064265 | 0 | 0 | 10220.2737 | 6.288e-06 | 71 | Commercial_2038_SC D_GWh_Before Competition Groups_71 | Variable Refrigerant Flow Heat Pump | 0.0006288% | 0 | 0.064265 | Commercial_2038_SC D_GWh_Before Competition Groups_Variable Refrigerant Flow Heat Pump
Commercial | Com ¦ EC Plug Fan for Data Center (under cabinet) | 2038 | SC D | GWh | Before Competition Groups | 0.045605 | 0 | 0 | 10220.2737 | 4.4622e-06 | 72 | Commercial_2038_SC D_GWh_Before Competition Groups_72 | EC Plug Fan for Data Center (under cabinet) | 0.0004462% | 0 | 0.045605 | Commercial_2038_SC D_GWh_Before Competition Groups_EC Plug Fan for Data Center (under cabinet)
Commercial | Com ¦ VSD Air Compressor | 2038 | SC D | GWh | Before Competition Groups | 0.044006 | 0 | 0 | 10220.2737 | 4.3057e-06 | 73 | Commercial_2038_SC D_GWh_Before Competition Groups_73 | VSD Air Compressor | 0.0004306% | 0 | 0.044006 | Commercial_2038_SC D_GWh_Before Competition Groups_VSD Air Compressor
Commercial | Com ¦ High Efficiency Chiller (avg of water and air cooled) | 2038 | SC D | GWh | Before Competition Groups | 0.029124 | 0 | 0 | 10220.2737 | 2.8496e-06 | 74 | Commercial_2038_SC D_GWh_Before Competition Groups_74 | High Efficiency Chiller (avg of water and air cooled) | 0.000285% | 0 | 0.029124 | Commercial_2038_SC D_GWh_Before Competition Groups_High Efficiency Chiller (avg of water and air cooled)
Commercial | Com ¦ Indoor Daylight Sensors/Photocell Dimming Control | 2038 | SC D | GWh | Before Competition Groups | 0.011618 | 0 | 0 | 10220.2737 | 1.1368e-06 | 75 | Commercial_2038_SC D_GWh_Before Competition Groups_75 | Indoor Daylight Sensors/Photocell Dimming Control | 0.0001137% | 0 | 0.011618 | Commercial_2038_SC D_GWh_Before Competition Groups_Indoor Daylight Sensors/Photocell Dimming Control
Commercial | Com ¦ LLLC - High Impact Application | 2038 | SC D | GWh | Before Competition Groups | 0.0059799 | 0 | 0 | 10220.2737 | 5.851e-07 | 76 | Commercial_2038_SC D_GWh_Before Competition Groups_76 | LLLC - High Impact Application | 5.851e-05% | 0 | 0.0059799 | Commercial_2038_SC D_GWh_Before Competition Groups_LLLC - High Impact Application
Commercial | Com ¦ Electric Convection Combination Ovens | 2038 | SC D | GWh | Before Competition Groups | 0.003928 | 0 | 0 | 10220.2737 | 3.8433e-07 | 77 | Commercial_2038_SC D_GWh_Before Competition Groups_77 | Electric Convection Combination Ovens | 3.843e-05% | 0 | 0.003928 | Commercial_2038_SC D_GWh_Before Competition Groups_Electric Convection Combination Ovens
Commercial | Com ¦ LLLC - Low Impact Application | 2038 | SC D | GWh | Before Competition Groups | 0.00056006 | 0 | 0 | 10220.2737 | 5.4799e-08 | 78 | Commercial_2038_SC D_GWh_Before Competition Groups_78 | LLLC - Low Impact Application | 5.48e-06% | 0 | 0.00056006 | Commercial_2038_SC D_GWh_Before Competition Groups_LLLC - Low Impact Application
Commercial | Com ¦ Networked/Connected - Low Impact Application | 2038 | SC D | GWh | Before Competition Groups | 1.7141e-07 | 0 | 0 | 10220.2737 | 1.6771e-11 | 79 | Commercial_2038_SC D_GWh_Before Competition Groups_79 | Networked/Connected - Low Impact Application | 1.677e-09% | 0 | 1.7141e-07 | Commercial_2038_SC D_GWh_Before Competition Groups_Networked/Connected - Low Impact Application
Commercial | Com ¦ Networked/Connected - High Impact Application | 2038 | SC D | GWh | Before Competition Groups | 2.5718e-08 | 0 | 0 | 10220.2737 | 2.5164e-12 | 80 | Commercial_2038_SC D_GWh_Before Competition Groups_80 | Networked/Connected - High Impact Application | 2.516e-10% | 0 | 2.5718e-08 | Commercial_2038_SC D_GWh_Before Competition Groups_Networked/Connected - High Impact Application
Commercial | Com ¦ Central Lighting Control System | 2038 | Technical | GWh | Before Competition Groups | 2154.7704 | 0 | 0 | 21417.4748 | 0.10061 | 1 | Commercial_2038_Technical_GWh_Before Competition Groups_1 | Central Lighting Control System | 10.06% | 0 | 2154.7704 | Commercial_2038_Technical_GWh_Before Competition Groups_Central Lighting Control System
Commercial | Com ¦ Building Recommissioning, Operations and Maintenance (O&M) Improvements | 2038 | Technical | GWh | Before Competition Groups | 1732.1727 | 0 | 0 | 21417.4748 | 0.080877 | 2 | Commercial_2038_Technical_GWh_Before Competition Groups_2 | Building Recommissioning, Operations and Maintenance (O&M) Improvements | 8.088% | 0 | 1732.1727 | Commercial_2038_Technical_GWh_Before Competition Groups_Building Recommissioning, Operations and Maintenance (O&M) Improvements
Commercial | Com ¦ ENERGY STAR LED LAMPS (REFLECTOR LAMPs/MR16/PAR 16) | 2038 | Technical | GWh | Before Competition Groups | 1065.9757 | 0 | 0 | 21417.4748 | 0.049771 | 3 | Commercial_2038_Technical_GWh_Before Competition Groups_3 | ENERGY STAR LED LAMPS (REFLECTOR LAMPs/MR16/PAR 16) | 4.977% | 0 | 1065.9757 | Commercial_2038_Technical_GWh_Before Competition Groups_ENERGY STAR LED LAMPS (REFLECTOR LAMPs/MR16/PAR 16)
Commercial | Com ¦ LED Low/High Bay | 2038 | Technical | GWh | Before Competition Groups | 1061.9624 | 0 | 0 | 21417.4748 | 0.049584 | 4 | Commercial_2038_Technical_GWh_Before Competition Groups_4 | LED Low/High Bay | 4.958% | 0 | 1061.9624 | Commercial_2038_Technical_GWh_Before Competition Groups_LED Low/High Bay
Commercial | Com ¦ LED Troffer/Surface/Suspended | 2038 | Technical | GWh | Before Competition Groups | 865.0942 | 0 | 0 | 21417.4748 | 0.040392 | 5 | Commercial_2038_Technical_GWh_Before Competition Groups_5 | LED Troffer/Surface/Suspended | 4.039% | 0 | 865.0942 | Commercial_2038_Technical_GWh_Before Competition Groups_LED Troffer/Surface/Suspended
Commercial | Com ¦ LED Replacement Lamp (Tube) | 2038 | Technical | GWh | Before Competition Groups | 829.8574 | 0 | 0 | 21417.4748 | 0.038747 | 6 | Commercial_2038_Technical_GWh_Before Competition Groups_6 | LED Replacement Lamp (Tube) | 3.875% | 0 | 829.8574 | Commercial_2038_Technical_GWh_Before Competition Groups_LED Replacement Lamp (Tube)
Commercial | Com ¦ High Efficiency Air Source Heat Pump | 2038 | Technical | GWh | Before Competition Groups | 780.2434 | 0 | 0 | 21417.4748 | 0.03643 | 7 | Commercial_2038_Technical_GWh_Before Competition Groups_7 | High Efficiency Air Source Heat Pump | 3.643% | 0 | 780.2434 | Commercial_2038_Technical_GWh_Before Competition Groups_High Efficiency Air Source Heat Pump
Commercial | Com ¦ LLLC - High Impact Application | 2038 | Technical | GWh | Before Competition Groups | 740.6521 | 0 | 0 | 21417.4748 | 0.034582 | 8 | Commercial_2038_Technical_GWh_Before Competition Groups_8 | LLLC - High Impact Application | 3.458% | 0 | 740.6521 | Commercial_2038_Technical_GWh_Before Competition Groups_LLLC - High Impact Application
Commercial | Com ¦ LLLC - Low Impact Application | 2038 | Technical | GWh | Before Competition Groups | 733.802 | 0 | 0 | 21417.4748 | 0.034262 | 9 | Commercial_2038_Technical_GWh_Before Competition Groups_9 | LLLC - Low Impact Application | 3.426% | 0 | 733.802 | Commercial_2038_Technical_GWh_Before Competition Groups_LLLC - Low Impact Application
Commercial | Com ¦ Smart Strip Plug Outlets | 2038 | Technical | GWh | Before Competition Groups | 673.138 | 0 | 0 | 21417.4748 | 0.031429 | 10 | Commercial_2038_Technical_GWh_Before Competition Groups_10 | Smart Strip Plug Outlets | 3.143% | 0 | 673.138 | Commercial_2038_Technical_GWh_Before Competition Groups_Smart Strip Plug Outlets
Commercial | Com ¦ Networked/Connected - High Impact Application | 2038 | Technical | GWh | Before Competition Groups | 669.7106 | 0 | 0 | 21417.4748 | 0.031269 | 11 | Commercial_2038_Technical_GWh_Before Competition Groups_11 | Networked/Connected - High Impact Application | 3.127% | 0 | 669.7106 | Commercial_2038_Technical_GWh_Before Competition Groups_Networked/Connected - High Impact Application
Commercial | Com ¦ LED EXTERIOR AREA LIGHTS - LED fixture (200W) | 2038 | Technical | GWh | Before Competition Groups | 668.969 | 0 | 0 | 21417.4748 | 0.031235 | 12 | Commercial_2038_Technical_GWh_Before Competition Groups_12 | LED EXTERIOR AREA LIGHTS - LED fixture (200W) | 3.123% | 0 | 668.969 | Commercial_2038_Technical_GWh_Before Competition Groups_LED EXTERIOR AREA LIGHTS - LED fixture (200W)
Commercial | Com ¦ Education and Capacity Building/Energy Behavior | 2038 | Technical | GWh | Before Competition Groups | 651.507 | 0 | 0 | 21417.4748 | 0.030419 | 13 | Commercial_2038_Technical_GWh_Before Competition Groups_13 | Education and Capacity Building/Energy Behavior | 3.042% | 0 | 651.507 | Commercial_2038_Technical_GWh_Before Competition Groups_Education and Capacity Building/Energy Behavior
Commercial | Com ¦ LED parking lot fixture | 2038 | Technical | GWh | Before Competition Groups | 634.2181 | 0 | 0 | 21417.4748 | 0.029612 | 14 | Commercial_2038_Technical_GWh_Before Competition Groups_14 | LED parking lot fixture | 2.961% | 0 | 634.2181 | Commercial_2038_Technical_GWh_Before Competition Groups_LED parking lot fixture
Commercial | Com ¦ Networked/Connected - Low Impact Application | 2038 | Technical | GWh | Before Competition Groups | 629.838 | 0 | 0 | 21417.4748 | 0.029408 | 15 | Commercial_2038_Technical_GWh_Before Competition Groups_15 | Networked/Connected - Low Impact Application | 2.941% | 0 | 629.838 | Commercial_2038_Technical_GWh_Before Competition Groups_Networked/Connected - Low Impact Application
Commercial | Com ¦ Variable Refrigerant Flow Heat Pump | 2038 | Technical | GWh | Before Competition Groups | 541.0954 | 0 | 0 | 21417.4748 | 0.025264 | 16 | Commercial_2038_Technical_GWh_Before Competition Groups_16 | Variable Refrigerant Flow Heat Pump | 2.526% | 0 | 541.0954 | Commercial_2038_Technical_GWh_Before Competition Groups_Variable Refrigerant Flow Heat Pump
Commercial | Com ¦ Refrigerated Display Case Doors | 2038 | Technical | GWh | Before Competition Groups | 512.8936 | 0 | 0 | 21417.4748 | 0.023947 | 17 | Commercial_2038_Technical_GWh_Before Competition Groups_17 | Refrigerated Display Case Doors | 2.395% | 0 | 512.8936 | Commercial_2038_Technical_GWh_Before Competition Groups_Refrigerated Display Case Doors
Commercial | Com ¦ Furnace Tune-Up | 2038 | Technical | GWh | Before Competition Groups | 475.6436 | 0 | 0 | 21417.4748 | 0.022208 | 18 | Commercial_2038_Technical_GWh_Before Competition Groups_18 | Furnace Tune-Up | 2.221% | 0 | 475.6436 | Commercial_2038_Technical_GWh_Before Competition Groups_Furnace Tune-Up
Commercial | Com ¦ LED street light fixture | 2038 | Technical | GWh | Before Competition Groups | 408.7407 | 0 | 0 | 21417.4748 | 0.019084 | 19 | Commercial_2038_Technical_GWh_Before Competition Groups_19 | LED street light fixture | 1.908% | 0 | 408.7407 | Commercial_2038_Technical_GWh_Before Competition Groups_LED street light fixture
Commercial | Com ¦ Reach-in Shaded Pole to ECM/PSC Evaporator Fan Motor | 2038 | Technical | GWh | Before Competition Groups | 387.5869 | 0 | 0 | 21417.4748 | 0.018097 | 20 | Commercial_2038_Technical_GWh_Before Competition Groups_20 | Reach-in Shaded Pole to ECM/PSC Evaporator Fan Motor | 1.81% | 0 | 387.5869 | Commercial_2038_Technical_GWh_Before Competition Groups_Reach-in Shaded Pole to ECM/PSC Evaporator Fan Motor
Commercial | Com ¦ Demand Control Ventilation | 2038 | Technical | GWh | Before Competition Groups | 346.5012 | 0 | 0 | 21417.4748 | 0.016178 | 21 | Commercial_2038_Technical_GWh_Before Competition Groups_21 | Demand Control Ventilation | 1.618% | 0 | 346.5012 | Commercial_2038_Technical_GWh_Before Competition Groups_Demand Control Ventilation
Commercial | Com ¦ Advanced BAS/Controllers | 2038 | Technical | GWh | Before Competition Groups | 340.3136 | 0 | 0 | 21417.4748 | 0.01589 | 22 | Commercial_2038_Technical_GWh_Before Competition Groups_22 | Advanced BAS/Controllers | 1.589% | 0 | 340.3136 | Commercial_2038_Technical_GWh_Before Competition Groups_Advanced BAS/Controllers
Commercial | Com ¦ Data Center Storage/Server Virtualization | 2038 | Technical | GWh | Before Competition Groups | 311.0672 | 0 | 0 | 21417.4748 | 0.014524 | 23 | Commercial_2038_Technical_GWh_Before Competition Groups_23 | Data Center Storage/Server Virtualization | 1.452% | 0 | 311.0672 | Commercial_2038_Technical_GWh_Before Competition Groups_Data Center Storage/Server Virtualization
Commercial | Com ¦ Strip Curtains | 2038 | Technical | GWh | Before Competition Groups | 257.9387 | 0 | 0 | 21417.4748 | 0.012043 | 24 | Commercial_2038_Technical_GWh_Before Competition Groups_24 | Strip Curtains | 1.204% | 0 | 257.9387 | Commercial_2038_Technical_GWh_Before Competition Groups_Strip Curtains
Commercial | Com ¦ Unitary Air-Conditioning Unit | 2038 | Technical | GWh | Before Competition Groups | 231.7242 | 0 | 0 | 21417.4748 | 0.010819 | 25 | Commercial_2038_Technical_GWh_Before Competition Groups_25 | Unitary Air-Conditioning Unit | 1.082% | 0 | 231.7242 | Commercial_2038_Technical_GWh_Before Competition Groups_Unitary Air-Conditioning Unit
Commercial | Com ¦ Centrally controlled desktop PC/NETWORK PC POWER MANAGEMENT SOFTWARE | 2038 | Technical | GWh | Before Competition Groups | 213.4143 | 0 | 0 | 21417.4748 | 0.0099645 | 26 | Commercial_2038_Technical_GWh_Before Competition Groups_26 | Centrally controlled desktop PC/NETWORK PC POWER MANAGEMENT SOFTWARE | 0.9964% | 0 | 213.4143 | Commercial_2038_Technical_GWh_Before Competition Groups_Centrally controlled desktop PC/NETWORK PC POWER MANAGEMENT SOFTWARE
Commercial | Com ¦ Door Gasket Freezer/Refrigerator | 2038 | Technical | GWh | Before Competition Groups | 205.2852 | 0 | 0 | 21417.4748 | 0.0095849 | 27 | Commercial_2038_Technical_GWh_Before Competition Groups_27 | Door Gasket Freezer/Refrigerator | 0.9585% | 0 | 205.2852 | Commercial_2038_Technical_GWh_Before Competition Groups_Door Gasket Freezer/Refrigerator
Commercial | Com ¦ Refrigeration Optimization | 2038 | Technical | GWh | Before Competition Groups | 184.2631 | 0 | 0 | 21417.4748 | 0.0086034 | 28 | Commercial_2038_Technical_GWh_Before Competition Groups_28 | Refrigeration Optimization | 0.8603% | 0 | 184.2631 | Commercial_2038_Technical_GWh_Before Competition Groups_Refrigeration Optimization
Commercial | Com ¦ LED or Equivalent Sign Lighting | 2038 | Technical | GWh | Before Competition Groups | 182.8692 | 0 | 0 | 21417.4748 | 0.0085383 | 29 | Commercial_2038_Technical_GWh_Before Competition Groups_29 | LED or Equivalent Sign Lighting | 0.8538% | 0 | 182.8692 | Commercial_2038_Technical_GWh_Before Competition Groups_LED or Equivalent Sign Lighting
Commercial | Com ¦ Variable Frequency Drive (VFD) | 2038 | Technical | GWh | Before Competition Groups | 157.6589 | 0 | 0 | 21417.4748 | 0.0073612 | 30 | Commercial_2038_Technical_GWh_Before Competition Groups_30 | Variable Frequency Drive (VFD) | 0.7361% | 0 | 157.6589 | Commercial_2038_Technical_GWh_Before Competition Groups_Variable Frequency Drive (VFD)
Commercial | Com ¦ Condensing Make Up Air Unit | 2038 | Technical | GWh | Before Competition Groups | 155.2261 | 0 | 0 | 21417.4748 | 0.0072476 | 31 | Commercial_2038_Technical_GWh_Before Competition Groups_31 | Condensing Make Up Air Unit | 0.7248% | 0 | 155.2261 | Commercial_2038_Technical_GWh_Before Competition Groups_Condensing Make Up Air Unit
Commercial | Com ¦ Adaptive Thermostats | 2038 | Technical | GWh | Before Competition Groups | 154.1615 | 0 | 0 | 21417.4748 | 0.0071979 | 32 | Commercial_2038_Technical_GWh_Before Competition Groups_32 | Adaptive Thermostats | 0.7198% | 0 | 154.1615 | Commercial_2038_Technical_GWh_Before Competition Groups_Adaptive Thermostats
Commercial | Com ¦ VFD on Pumps | 2038 | Technical | GWh | Before Competition Groups | 147.55 | 0 | 0 | 21417.4748 | 0.0068892 | 33 | Commercial_2038_Technical_GWh_Before Competition Groups_33 | VFD on Pumps | 0.6889% | 0 | 147.55 | Commercial_2038_Technical_GWh_Before Competition Groups_VFD on Pumps
Commercial | Com ¦ ENERGY STAR FREEZER | 2038 | Technical | GWh | Before Competition Groups | 138.1509 | 0 | 0 | 21417.4748 | 0.0064504 | 34 | Commercial_2038_Technical_GWh_Before Competition Groups_34 | ENERGY STAR FREEZER | 0.645% | 0 | 138.1509 | Commercial_2038_Technical_GWh_Before Competition Groups_ENERGY STAR FREEZER
Commercial | Com ¦ Super-High Efficiency Furnaces (Emerging Tech) | 2038 | Technical | GWh | Before Competition Groups | 136.8911 | 0 | 0 | 21417.4748 | 0.0063916 | 35 | Commercial_2038_Technical_GWh_Before Competition Groups_35 | Super-High Efficiency Furnaces (Emerging Tech) | 0.6392% | 0 | 136.8911 | Commercial_2038_Technical_GWh_Before Competition Groups_Super-High Efficiency Furnaces (Emerging Tech)
Commercial | Com ¦ ENERGY STAR ICE MACHINES - Ice Making Head | 2038 | Technical | GWh | Before Competition Groups | 126.1264 | 0 | 0 | 21417.4748 | 0.0058889 | 36 | Commercial_2038_Technical_GWh_Before Competition Groups_36 | ENERGY STAR ICE MACHINES - Ice Making Head | 0.5889% | 0 | 126.1264 | Commercial_2038_Technical_GWh_Before Competition Groups_ENERGY STAR ICE MACHINES - Ice Making Head
Commercial | Com ¦ ENERGY STAR LED LAMPS (General Service Lamps) | 2038 | Technical | GWh | Before Competition Groups | 125.8061 | 0 | 0 | 21417.4748 | 0.005874 | 37 | Commercial_2038_Technical_GWh_Before Competition Groups_37 | ENERGY STAR LED LAMPS (General Service Lamps) | 0.5874% | 0 | 125.8061 | Commercial_2038_Technical_GWh_Before Competition Groups_ENERGY STAR LED LAMPS (General Service Lamps)
Commercial | Com ¦ Demand Control Kitchen Ventilation | 2038 | Technical | GWh | Before Competition Groups | 120.9078 | 0 | 0 | 21417.4748 | 0.0056453 | 38 | Commercial_2038_Technical_GWh_Before Competition Groups_38 | Demand Control Kitchen Ventilation | 0.5645% | 0 | 120.9078 | Commercial_2038_Technical_GWh_Before Competition Groups_Demand Control Kitchen Ventilation
Commercial | Com ¦ Air Handler with Dedicated Outdoor Air Systems | 2038 | Technical | GWh | Before Competition Groups | 120.3312 | 0 | 0 | 21417.4748 | 0.0056184 | 39 | Commercial_2038_Technical_GWh_Before Competition Groups_39 | Air Handler with Dedicated Outdoor Air Systems | 0.5618% | 0 | 120.3312 | Commercial_2038_Technical_GWh_Before Competition Groups_Air Handler with Dedicated Outdoor Air Systems
Commercial | Com ¦ Indoor Daylight Sensors/Photocell Dimming Control | 2038 | Technical | GWh | Before Competition Groups | 105.2993 | 0 | 0 | 21417.4748 | 0.0049165 | 40 | Commercial_2038_Technical_GWh_Before Competition Groups_40 | Indoor Daylight Sensors/Photocell Dimming Control | 0.4917% | 0 | 105.2993 | Commercial_2038_Technical_GWh_Before Competition Groups_Indoor Daylight Sensors/Photocell Dimming Control
Commercial | Com ¦ Refrigerated Display Case LED | 2038 | Technical | GWh | Before Competition Groups | 100.5924 | 0 | 0 | 21417.4748 | 0.0046967 | 41 | Commercial_2038_Technical_GWh_Before Competition Groups_41 | Refrigerated Display Case LED | 0.4697% | 0 | 100.5924 | Commercial_2038_Technical_GWh_Before Competition Groups_Refrigerated Display Case LED
Commercial | Com ¦ Adding reflective (White) roof treatment or a green roof | 2038 | Technical | GWh | Before Competition Groups | 91.8375 | 0 | 0 | 21417.4748 | 0.004288 | 42 | Commercial_2038_Technical_GWh_Before Competition Groups_42 | Adding reflective (White) roof treatment or a green roof | 0.4288% | 0 | 91.8375 | Commercial_2038_Technical_GWh_Before Competition Groups_Adding reflective (White) roof treatment or a green roof
Commercial | Com ¦ Occupancy Sensors | 2038 | Technical | GWh | Before Competition Groups | 80.0283 | 0 | 0 | 21417.4748 | 0.0037366 | 43 | Commercial_2038_Technical_GWh_Before Competition Groups_43 | Occupancy Sensors | 0.3737% | 0 | 80.0283 | Commercial_2038_Technical_GWh_Before Competition Groups_Occupancy Sensors
Commercial | Com ¦ Ground Source Heat Pump | 2038 | Technical | GWh | Before Competition Groups | 78.8994 | 0 | 0 | 21417.4748 | 0.0036839 | 44 | Commercial_2038_Technical_GWh_Before Competition Groups_44 | Ground Source Heat Pump | 0.3684% | 0 | 78.8994 | Commercial_2038_Technical_GWh_Before Competition Groups_Ground Source Heat Pump
Commercial | Com ¦ ECM MOTORS FOR EVAPORATOR FANS for refrigeration (WALK-IN) | 2038 | Technical | GWh | Before Competition Groups | 74.6862 | 0 | 0 | 21417.4748 | 0.0034872 | 45 | Commercial_2038_Technical_GWh_Before Competition Groups_45 | ECM MOTORS FOR EVAPORATOR FANS for refrigeration (WALK-IN) | 0.3487% | 0 | 74.6862 | Commercial_2038_Technical_GWh_Before Competition Groups_ECM MOTORS FOR EVAPORATOR FANS for refrigeration (WALK-IN)
Commercial | Com ¦ Condensing Unit Heaters or other Efficient Unit Heating System | 2038 | Technical | GWh | Before Competition Groups | 71.5775 | 0 | 0 | 21417.4748 | 0.003342 | 46 | Commercial_2038_Technical_GWh_Before Competition Groups_46 | Condensing Unit Heaters or other Efficient Unit Heating System | 0.3342% | 0 | 71.5775 | Commercial_2038_Technical_GWh_Before Competition Groups_Condensing Unit Heaters or other Efficient Unit Heating System
Commercial | Com ¦ HOTEL OCCUPANCY CONTROLS (HVAC + LIGHTING) | 2038 | Technical | GWh | Before Competition Groups | 68.8286 | 0 | 0 | 21417.4748 | 0.0032137 | 47 | Commercial_2038_Technical_GWh_Before Competition Groups_47 | HOTEL OCCUPANCY CONTROLS (HVAC + LIGHTING) | 0.3214% | 0 | 68.8286 | Commercial_2038_Technical_GWh_Before Competition Groups_HOTEL OCCUPANCY CONTROLS (HVAC + LIGHTING)
Commercial | Com ¦ ENERGY STAR Refrigerator | 2038 | Technical | GWh | Before Competition Groups | 68.5405 | 0 | 0 | 21417.4748 | 0.0032002 | 48 | Commercial_2038_Technical_GWh_Before Competition Groups_48 | ENERGY STAR Refrigerator | 0.32% | 0 | 68.5405 | Commercial_2038_Technical_GWh_Before Competition Groups_ENERGY STAR Refrigerator
Commercial | Com ¦ High R-Value Glass Doors/no-heat glass door | 2038 | Technical | GWh | Before Competition Groups | 66.1026 | 0 | 0 | 21417.4748 | 0.0030864 | 49 | Commercial_2038_Technical_GWh_Before Competition Groups_49 | High R-Value Glass Doors/no-heat glass door | 0.3086% | 0 | 66.1026 | Commercial_2038_Technical_GWh_Before Competition Groups_High R-Value Glass Doors/no-heat glass door
Commercial | Com ¦ Freezer Case Light Sensor | 2038 | Technical | GWh | Before Competition Groups | 61.5129 | 0 | 0 | 21417.4748 | 0.0028721 | 50 | Commercial_2038_Technical_GWh_Before Competition Groups_50 | Freezer Case Light Sensor | 0.2872% | 0 | 61.5129 | Commercial_2038_Technical_GWh_Before Competition Groups_Freezer Case Light Sensor
Commercial | Com ¦ Evaporator Fan Controls | 2038 | Technical | GWh | Before Competition Groups | 60.0032 | 0 | 0 | 21417.4748 | 0.0028016 | 51 | Commercial_2038_Technical_GWh_Before Competition Groups_51 | Evaporator Fan Controls | 0.2802% | 0 | 60.0032 | Commercial_2038_Technical_GWh_Before Competition Groups_Evaporator Fan Controls
Commercial | Com ¦ Chilled Water Optimization | 2038 | Technical | GWh | Before Competition Groups | 57.7692 | 0 | 0 | 21417.4748 | 0.0026973 | 52 | Commercial_2038_Technical_GWh_Before Competition Groups_52 | Chilled Water Optimization | 0.2697% | 0 | 57.7692 | Commercial_2038_Technical_GWh_Before Competition Groups_Chilled Water Optimization
Commercial | Com ¦ Elec Storage WH 2.30 Et | 2038 | Technical | GWh | Before Competition Groups | 51.4479 | 0 | 0 | 21417.4748 | 0.0024021 | 53 | Commercial_2038_Technical_GWh_Before Competition Groups_53 | Elec Storage WH 2.30 Et | 0.2402% | 0 | 51.4479 | Commercial_2038_Technical_GWh_Before Competition Groups_Elec Storage WH 2.30 Et
Commercial | Com ¦ ENERGY STAR Griddle (74% eff) | 2038 | Technical | GWh | Before Competition Groups | 51.1774 | 0 | 0 | 21417.4748 | 0.0023895 | 54 | Commercial_2038_Technical_GWh_Before Competition Groups_54 | ENERGY STAR Griddle (74% eff) | 0.239% | 0 | 51.1774 | Commercial_2038_Technical_GWh_Before Competition Groups_ENERGY STAR Griddle (74% eff)
Commercial | Com ¦ BEVERAGE VENDING MACHINE CONTROLS | 2038 | Technical | GWh | Before Competition Groups | 43.3752 | 0 | 0 | 21417.4748 | 0.0020252 | 55 | Commercial_2038_Technical_GWh_Before Competition Groups_55 | BEVERAGE VENDING MACHINE CONTROLS | 0.2025% | 0 | 43.3752 | Commercial_2038_Technical_GWh_Before Competition Groups_BEVERAGE VENDING MACHINE CONTROLS
Commercial | Com ¦ Water Source Heat Pump (4 ton) | 2038 | Technical | GWh | Before Competition Groups | 41.997 | 0 | 0 | 21417.4748 | 0.0019609 | 56 | Commercial_2038_Technical_GWh_Before Competition Groups_56 | Water Source Heat Pump (4 ton) | 0.1961% | 0 | 41.997 | Commercial_2038_Technical_GWh_Before Competition Groups_Water Source Heat Pump (4 ton)
Commercial | Com ¦ Refrigeration Commissioning | 2038 | Technical | GWh | Before Competition Groups | 41.1536 | 0 | 0 | 21417.4748 | 0.0019215 | 57 | Commercial_2038_Technical_GWh_Before Competition Groups_57 | Refrigeration Commissioning | 0.1921% | 0 | 41.1536 | Commercial_2038_Technical_GWh_Before Competition Groups_Refrigeration Commissioning
Commercial | Com ¦ CO Sensors for parking garage exhaust fans | 2038 | Technical | GWh | Before Competition Groups | 31.436 | 0 | 0 | 21417.4748 | 0.0014678 | 58 | Commercial_2038_Technical_GWh_Before Competition Groups_58 | CO Sensors for parking garage exhaust fans | 0.1468% | 0 | 31.436 | Commercial_2038_Technical_GWh_Before Competition Groups_CO Sensors for parking garage exhaust fans
Commercial | Com ¦ Anti-sweat heat (ASH) controls - Cooler/Freezer | 2038 | Technical | GWh | Before Competition Groups | 26.3233 | 0 | 0 | 21417.4748 | 0.0012291 | 59 | Commercial_2038_Technical_GWh_Before Competition Groups_59 | Anti-sweat heat (ASH) controls - Cooler/Freezer | 0.1229% | 0 | 26.3233 | Commercial_2038_Technical_GWh_Before Competition Groups_Anti-sweat heat (ASH) controls - Cooler/Freezer
Commercial | Com ¦ Temperature Adjustment in Commercial Freezers | 2038 | Technical | GWh | Before Competition Groups | 22.9445 | 0 | 0 | 21417.4748 | 0.0010713 | 60 | Commercial_2038_Technical_GWh_Before Competition Groups_60 | Temperature Adjustment in Commercial Freezers | 0.1071% | 0 | 22.9445 | Commercial_2038_Technical_GWh_Before Competition Groups_Temperature Adjustment in Commercial Freezers
Commercial | Com ¦ Energy Efficient Laboratory Fume Hood | 2038 | Technical | GWh | Before Competition Groups | 20.4355 | 0 | 0 | 21417.4748 | 0.00095415 | 61 | Commercial_2038_Technical_GWh_Before Competition Groups_61 | Energy Efficient Laboratory Fume Hood | 0.09542% | 0 | 20.4355 | Commercial_2038_Technical_GWh_Before Competition Groups_Energy Efficient Laboratory Fume Hood
Commercial | Com ¦ ENERGY STAR Fryer (84% eff) | 2038 | Technical | GWh | Before Competition Groups | 18.3775 | 0 | 0 | 21417.4748 | 0.00085806 | 62 | Commercial_2038_Technical_GWh_Before Competition Groups_62 | ENERGY STAR Fryer (84% eff) | 0.08581% | 0 | 18.3775 | Commercial_2038_Technical_GWh_Before Competition Groups_ENERGY STAR Fryer (84% eff)
Commercial | Com ¦ Outside Air Economizer | 2038 | Technical | GWh | Before Competition Groups | 18.2792 | 0 | 0 | 21417.4748 | 0.00085347 | 63 | Commercial_2038_Technical_GWh_Before Competition Groups_63 | Outside Air Economizer | 0.08535% | 0 | 18.2792 | Commercial_2038_Technical_GWh_Before Competition Groups_Outside Air Economizer
Commercial | Com ¦ Vertical Night Covers | 2038 | Technical | GWh | Before Competition Groups | 17.7987 | 0 | 0 | 21417.4748 | 0.00083104 | 64 | Commercial_2038_Technical_GWh_Before Competition Groups_64 | Vertical Night Covers | 0.0831% | 0 | 17.7987 | Commercial_2038_Technical_GWh_Before Competition Groups_Vertical Night Covers
Commercial | Com ¦ Duct Insulation, R8 | 2038 | Technical | GWh | Before Competition Groups | 15.8457 | 0 | 0 | 21417.4748 | 0.00073985 | 65 | Commercial_2038_Technical_GWh_Before Competition Groups_65 | Duct Insulation, R8 | 0.07398% | 0 | 15.8457 | Commercial_2038_Technical_GWh_Before Competition Groups_Duct Insulation, R8
Commercial | Com ¦ Water Heating (DHW) Pipe Insulation (Add 3/4\ Foam)" | 2038 | Technical | GWh | Before Competition Groups | 15.3196 | 0 | 0 | 21417.4748 | 0.00071529 | 66 | Commercial_2038_Technical_GWh_Before Competition Groups_66 | Water Heating (DHW) Pipe Insulation (Add 3/4\ Foam)" | 0.07153% | 0 | 15.3196 | Commercial_2038_Technical_GWh_Before Competition Groups_Water Heating (DHW) Pipe Insulation (Add 3/4\ Foam)"
Commercial | Com ¦ Roof Insulation/Ceiling Insulation (R25 Code to R35) | 2038 | Technical | GWh | Before Competition Groups | 14.7575 | 0 | 0 | 21417.4748 | 0.00068904 | 67 | Commercial_2038_Technical_GWh_Before Competition Groups_67 | Roof Insulation/Ceiling Insulation (R25 Code to R35) | 0.0689% | 0 | 14.7575 | Commercial_2038_Technical_GWh_Before Competition Groups_Roof Insulation/Ceiling Insulation (R25 Code to R35)
Commercial | Com ¦ High Efficiency Small Instantaneous Water Heater | 2038 | Technical | GWh | Before Competition Groups | 14.1369 | 0 | 0 | 21417.4748 | 0.00066006 | 68 | Commercial_2038_Technical_GWh_Before Competition Groups_68 | High Efficiency Small Instantaneous Water Heater | 0.06601% | 0 | 14.1369 | Commercial_2038_Technical_GWh_Before Competition Groups_High Efficiency Small Instantaneous Water Heater
Commercial | Com ¦ ENERGY STAR Dishwasher | 2038 | Technical | GWh | Before Competition Groups | 13.3612 | 0 | 0 | 21417.4748 | 0.00062384 | 69 | Commercial_2038_Technical_GWh_Before Competition Groups_69 | ENERGY STAR Dishwasher | 0.06238% | 0 | 13.3612 | Commercial_2038_Technical_GWh_Before Competition Groups_ENERGY STAR Dishwasher
Commercial | Com ¦ LED RECESSED DOWNLIGHTS | 2038 | Technical | GWh | Before Competition Groups | 11.1277 | 0 | 0 | 21417.4748 | 0.00051956 | 70 | Commercial_2038_Technical_GWh_Before Competition Groups_70 | LED RECESSED DOWNLIGHTS | 0.05196% | 0 | 11.1277 | Commercial_2038_Technical_GWh_Before Competition Groups_LED RECESSED DOWNLIGHTS
Commercial | Com ¦ Suction Pipe Insulation Freezer/Refrigerator | 2038 | Technical | GWh | Before Competition Groups | 9.7277 | 0 | 0 | 21417.4748 | 0.0004542 | 71 | Commercial_2038_Technical_GWh_Before Competition Groups_71 | Suction Pipe Insulation Freezer/Refrigerator | 0.04542% | 0 | 9.7277 | Commercial_2038_Technical_GWh_Before Competition Groups_Suction Pipe Insulation Freezer/Refrigerator
Commercial | Com ¦ ENERGY STAR Steam Cookers | 2038 | Technical | GWh | Before Competition Groups | 8.9698 | 0 | 0 | 21417.4748 | 0.00041881 | 72 | Commercial_2038_Technical_GWh_Before Competition Groups_72 | ENERGY STAR Steam Cookers | 0.04188% | 0 | 8.9698 | Commercial_2038_Technical_GWh_Before Competition Groups_ENERGY STAR Steam Cookers
Commercial | Com ¦ Evaporator Coil Defrost (Cooler) | 2038 | Technical | GWh | Before Competition Groups | 8.0166 | 0 | 0 | 21417.4748 | 0.0003743 | 73 | Commercial_2038_Technical_GWh_Before Competition Groups_73 | Evaporator Coil Defrost (Cooler) | 0.03743% | 0 | 8.0166 | Commercial_2038_Technical_GWh_Before Competition Groups_Evaporator Coil Defrost (Cooler)
Commercial | Com ¦ SYNCHRONOUS BELT | 2038 | Technical | GWh | Before Competition Groups | 6.838 | 0 | 0 | 21417.4748 | 0.00031927 | 74 | Commercial_2038_Technical_GWh_Before Competition Groups_74 | SYNCHRONOUS BELT | 0.03193% | 0 | 6.838 | Commercial_2038_Technical_GWh_Before Competition Groups_SYNCHRONOUS BELT
Commercial | Com ¦ Ozone Laundry Treatment | 2038 | Technical | GWh | Before Competition Groups | 6.7185 | 0 | 0 | 21417.4748 | 0.00031369 | 75 | Commercial_2038_Technical_GWh_Before Competition Groups_75 | Ozone Laundry Treatment | 0.03137% | 0 | 6.7185 | Commercial_2038_Technical_GWh_Before Competition Groups_Ozone Laundry Treatment
Commercial | Com ¦ Solar Water Preheat (Pools/DHW) | 2038 | Technical | GWh | Before Competition Groups | 4.498 | 0 | 0 | 21417.4748 | 0.00021002 | 76 | Commercial_2038_Technical_GWh_Before Competition Groups_76 | Solar Water Preheat (Pools/DHW) | 0.021% | 0 | 4.498 | Commercial_2038_Technical_GWh_Before Competition Groups_Solar Water Preheat (Pools/DHW)
Commercial | Com ¦ Efficient compressor motor | 2038 | Technical | GWh | Before Competition Groups | 3.7607 | 0 | 0 | 21417.4748 | 0.00017559 | 77 | Commercial_2038_Technical_GWh_Before Competition Groups_77 | Efficient compressor motor | 0.01756% | 0 | 3.7607 | Commercial_2038_Technical_GWh_Before Competition Groups_Efficient compressor motor
Commercial | Com ¦ Heat Pump Water Heater (50 Gallons) | 2038 | Technical | GWh | Before Competition Groups | 3.6939 | 0 | 0 | 21417.4748 | 0.00017247 | 78 | Commercial_2038_Technical_GWh_Before Competition Groups_78 | Heat Pump Water Heater (50 Gallons) | 0.01725% | 0 | 3.6939 | Commercial_2038_Technical_GWh_Before Competition Groups_Heat Pump Water Heater (50 Gallons)
Commercial | Com ¦ Notched V belts for HVAC Systems | 2038 | Technical | GWh | Before Competition Groups | 3.419 | 0 | 0 | 21417.4748 | 0.00015964 | 79 | Commercial_2038_Technical_GWh_Before Competition Groups_79 | Notched V belts for HVAC Systems | 0.01596% | 0 | 3.419 | Commercial_2038_Technical_GWh_Before Competition Groups_Notched V belts for HVAC Systems
Commercial | Com ¦ Demand controlled Circulating Systems | 2038 | Technical | GWh | Before Competition Groups | 3.2829 | 0 | 0 | 21417.4748 | 0.00015328 | 80 | Commercial_2038_Technical_GWh_Before Competition Groups_80 | Demand controlled Circulating Systems | 0.01533% | 0 | 3.2829 | Commercial_2038_Technical_GWh_Before Competition Groups_Demand controlled Circulating Systems
Commercial | Com ¦ Room AC (w/ louvered sides) 14 SEER from 12 SEER code | 2038 | Technical | GWh | Before Competition Groups | 3.0842 | 0 | 0 | 21417.4748 | 0.000144 | 81 | Commercial_2038_Technical_GWh_Before Competition Groups_81 | Room AC (w/ louvered sides) 14 SEER from 12 SEER code | 0.0144% | 0 | 3.0842 | Commercial_2038_Technical_GWh_Before Competition Groups_Room AC (w/ louvered sides) 14 SEER from 12 SEER code
Commercial | Com ¦ Thermostat Setback | 2038 | Technical | GWh | Before Competition Groups | 2.928 | 0 | 0 | 21417.4748 | 0.00013671 | 82 | Commercial_2038_Technical_GWh_Before Competition Groups_82 | Thermostat Setback | 0.01367% | 0 | 2.928 | Commercial_2038_Technical_GWh_Before Competition Groups_Thermostat Setback
Commercial | Com ¦ ECM MOTORS FOR HVAC APPLICATION (FAN-POWERED VAV BOX) | 2038 | Technical | GWh | Before Competition Groups | 2.9136 | 0 | 0 | 21417.4748 | 0.00013604 | 83 | Commercial_2038_Technical_GWh_Before Competition Groups_83 | ECM MOTORS FOR HVAC APPLICATION (FAN-POWERED VAV BOX) | 0.0136% | 0 | 2.9136 | Commercial_2038_Technical_GWh_Before Competition Groups_ECM MOTORS FOR HVAC APPLICATION (FAN-POWERED VAV BOX)
Commercial | Com ¦ Commercial Hot Food Holding Cabinets | 2038 | Technical | GWh | Before Competition Groups | 2.5804 | 0 | 0 | 21417.4748 | 0.00012048 | 84 | Commercial_2038_Technical_GWh_Before Competition Groups_84 | Commercial Hot Food Holding Cabinets | 0.01205% | 0 | 2.5804 | Commercial_2038_Technical_GWh_Before Competition Groups_Commercial Hot Food Holding Cabinets
Commercial | Com ¦ PTAC (12 EER/10,000 BTU) | 2038 | Technical | GWh | Before Competition Groups | 2.3873 | 0 | 0 | 21417.4748 | 0.00011147 | 85 | Commercial_2038_Technical_GWh_Before Competition Groups_85 | PTAC (12 EER/10,000 BTU) | 0.01115% | 0 | 2.3873 | Commercial_2038_Technical_GWh_Before Competition Groups_PTAC (12 EER/10,000 BTU)
Commercial | Com ¦ Energy Recovery Ventilation and Ventilation (Enhanced) | 2038 | Technical | GWh | Before Competition Groups | 2.012 | 0 | 0 | 21417.4748 | 9.3942e-05 | 86 | Commercial_2038_Technical_GWh_Before Competition Groups_86 | Energy Recovery Ventilation and Ventilation (Enhanced) | 0.009394% | 0 | 2.012 | Commercial_2038_Technical_GWh_Before Competition Groups_Energy Recovery Ventilation and Ventilation (Enhanced)
Commercial | Com ¦ Wall Insulation | 2038 | Technical | GWh | Before Competition Groups | 1.9066 | 0 | 0 | 21417.4748 | 8.9023e-05 | 87 | Commercial_2038_Technical_GWh_Before Competition Groups_87 | Wall Insulation | 0.008902% | 0 | 1.9066 | Commercial_2038_Technical_GWh_Before Competition Groups_Wall Insulation
Commercial | Com ¦ Solar Preheat Make up Air | 2038 | Technical | GWh | Before Competition Groups | 1.8829 | 0 | 0 | 21417.4748 | 8.7912e-05 | 88 | Commercial_2038_Technical_GWh_Before Competition Groups_88 | Solar Preheat Make up Air | 0.008791% | 0 | 1.8829 | Commercial_2038_Technical_GWh_Before Competition Groups_Solar Preheat Make up Air
Commercial | Com ¦ CEE Tier 2/Energy Star Clothes Washers | 2038 | Technical | GWh | Before Competition Groups | 1.7476 | 0 | 0 | 21417.4748 | 8.1597e-05 | 89 | Commercial_2038_Technical_GWh_Before Competition Groups_89 | CEE Tier 2/Energy Star Clothes Washers | 0.00816% | 0 | 1.7476 | Commercial_2038_Technical_GWh_Before Competition Groups_CEE Tier 2/Energy Star Clothes Washers
Commercial | COM ¦ Ductless Mini-Split Heat Pumps | 2038 | Technical | GWh | Before Competition Groups | 1.7188 | 0 | 0 | 21417.4748 | 8.0251e-05 | 90 | Commercial_2038_Technical_GWh_Before Competition Groups_90 | Ductless Mini-Split Heat Pumps | 0.008025% | 0 | 1.7188 | Commercial_2038_Technical_GWh_Before Competition Groups_Ductless Mini-Split Heat Pumps
Commercial | Com ¦ Solar Electric Water Heater (50 Gallon) | 2038 | Technical | GWh | Before Competition Groups | 1.5715 | 0 | 0 | 21417.4748 | 7.3376e-05 | 91 | Commercial_2038_Technical_GWh_Before Competition Groups_91 | Solar Electric Water Heater (50 Gallon) | 0.007338% | 0 | 1.5715 | Commercial_2038_Technical_GWh_Before Competition Groups_Solar Electric Water Heater (50 Gallon)
Commercial | Com ¦ Auto Off Time Switch or Time Clock control | 2038 | Technical | GWh | Before Competition Groups | 1.4278 | 0 | 0 | 21417.4748 | 6.6666e-05 | 92 | Commercial_2038_Technical_GWh_Before Competition Groups_92 | Auto Off Time Switch or Time Clock control | 0.006667% | 0 | 1.4278 | Commercial_2038_Technical_GWh_Before Competition Groups_Auto Off Time Switch or Time Clock control
Commercial | Com ¦ HVAC Optimization | 2038 | Technical | GWh | Before Competition Groups | 0.92584 | 0 | 0 | 21417.4748 | 4.3228e-05 | 93 | Commercial_2038_Technical_GWh_Before Competition Groups_93 | HVAC Optimization | 0.004323% | 0 | 0.92584 | Commercial_2038_Technical_GWh_Before Competition Groups_HVAC Optimization
Commercial | Com ¦ Low Flow Pre-Rinse Spray Nozzle | 2038 | Technical | GWh | Before Competition Groups | 0.88238 | 0 | 0 | 21417.4748 | 4.1199e-05 | 94 | Commercial_2038_Technical_GWh_Before Competition Groups_94 | Low Flow Pre-Rinse Spray Nozzle | 0.00412% | 0 | 0.88238 | Commercial_2038_Technical_GWh_Before Competition Groups_Low Flow Pre-Rinse Spray Nozzle
Commercial | Com ¦ High Efficiency Chiller (avg of water and air cooled) | 2038 | Technical | GWh | Before Competition Groups | 0.81333 | 0 | 0 | 21417.4748 | 3.7975e-05 | 95 | Commercial_2038_Technical_GWh_Before Competition Groups_95 | High Efficiency Chiller (avg of water and air cooled) | 0.003797% | 0 | 0.81333 | Commercial_2038_Technical_GWh_Before Competition Groups_High Efficiency Chiller (avg of water and air cooled)
Commercial | Com ¦ eCube | 2038 | Technical | GWh | Before Competition Groups | 0.3228 | 0 | 0 | 21417.4748 | 1.5072e-05 | 96 | Commercial_2038_Technical_GWh_Before Competition Groups_96 | eCube | 0.001507% | 0 | 0.3228 | Commercial_2038_Technical_GWh_Before Competition Groups_eCube
Commercial | Com ¦ EC Plug Fan for Data Center (under cabinet) | 2038 | Technical | GWh | Before Competition Groups | 0.21897 | 0 | 0 | 21417.4748 | 1.0224e-05 | 97 | Commercial_2038_Technical_GWh_Before Competition Groups_97 | EC Plug Fan for Data Center (under cabinet) | 0.001022% | 0 | 0.21897 | Commercial_2038_Technical_GWh_Before Competition Groups_EC Plug Fan for Data Center (under cabinet)
Commercial | Com ¦ Air Curtains | 2038 | Technical | GWh | Before Competition Groups | 0.063954 | 0 | 0 | 21417.4748 | 2.9861e-06 | 98 | Commercial_2038_Technical_GWh_Before Competition Groups_98 | Air Curtains | 0.0002986% | 0 | 0.063954 | Commercial_2038_Technical_GWh_Before Competition Groups_Air Curtains
Commercial | Com ¦ VSD Air Compressor | 2038 | Technical | GWh | Before Competition Groups | 0.062796 | 0 | 0 | 21417.4748 | 2.932e-06 | 99 | Commercial_2038_Technical_GWh_Before Competition Groups_99 | VSD Air Compressor | 0.0002932% | 0 | 0.062796 | Commercial_2038_Technical_GWh_Before Competition Groups_VSD Air Compressor
Commercial | Com ¦ Exterior Photocell | 2038 | Technical | GWh | Before Competition Groups | 0.054458 | 0 | 0 | 21417.4748 | 2.5427e-06 | 100 | Commercial_2038_Technical_GWh_Before Competition Groups_100 | Exterior Photocell | 0.0002543% | 0 | 0.054458 | Commercial_2038_Technical_GWh_Before Competition Groups_Exterior Photocell
Commercial | Com ¦ High Efficiency Induction Cooking | 2038 | Technical | GWh | Before Competition Groups | 0.0092944 | 0 | 0 | 21417.4748 | 4.3396e-07 | 101 | Commercial_2038_Technical_GWh_Before Competition Groups_101 | High Efficiency Induction Cooking | 4.34e-05% | 0 | 0.0092944 | Commercial_2038_Technical_GWh_Before Competition Groups_High Efficiency Induction Cooking
Commercial | Com ¦ Electric Convection Combination Ovens | 2038 | Technical | GWh | Before Competition Groups | 0.0048815 | 0 | 0 | 21417.4748 | 2.2792e-07 | 102 | Commercial_2038_Technical_GWh_Before Competition Groups_102 | Electric Convection Combination Ovens | 2.279e-05% | 0 | 0.0048815 | Commercial_2038_Technical_GWh_Before Competition Groups_Electric Convection Combination Ovens
Commercial | Com ¦ Building Recommissioning, Operations and Maintenance (O&M) Improvements | 2019 | Economic | million_m3 | Before Competition Groups | 295.0325 | 0 | 0 | 1272.7092 | 0.23181 | 1 | Commercial_2019_Economic_million_m3_Before Competition Groups_1 | Building Recommissioning, Operations and Maintenance (O&M) Improvements | 23.18% | 0 | 295.0325 | Commercial_2019_Economic_million_m3_Before Competition Groups_Building Recommissioning, Operations and Maintenance (O&M) Improvements
Commercial | Com ¦ Adaptive Thermostats | 2019 | Economic | million_m3 | Before Competition Groups | 129.9168 | 0 | 0 | 1272.7092 | 0.10208 | 2 | Commercial_2019_Economic_million_m3_Before Competition Groups_2 | Adaptive Thermostats | 10.21% | 0 | 129.9168 | Commercial_2019_Economic_million_m3_Before Competition Groups_Adaptive Thermostats
Commercial | Com ¦ Boilers - Advanced Controls (Steam Systems) | 2019 | Economic | million_m3 | Before Competition Groups | 127.9543 | 0 | 0 | 1272.7092 | 0.10054 | 3 | Commercial_2019_Economic_million_m3_Before Competition Groups_3 | Boilers - Advanced Controls (Steam Systems) | 10.05% | 0 | 127.9543 | Commercial_2019_Economic_million_m3_Before Competition Groups_Boilers - Advanced Controls (Steam Systems)
Commercial | Com ¦ Demand Control Ventilation | 2019 | Economic | million_m3 | Before Competition Groups | 120.322 | 0 | 0 | 1272.7092 | 0.09454 | 4 | Commercial_2019_Economic_million_m3_Before Competition Groups_4 | Demand Control Ventilation | 9.454% | 0 | 120.322 | Commercial_2019_Economic_million_m3_Before Competition Groups_Demand Control Ventilation
Commercial | Com ¦ Air Handler with Dedicated Outdoor Air Systems | 2019 | Economic | million_m3 | Before Competition Groups | 109.7635 | 0 | 0 | 1272.7092 | 0.086244 | 5 | Commercial_2019_Economic_million_m3_Before Competition Groups_5 | Air Handler with Dedicated Outdoor Air Systems | 8.624% | 0 | 109.7635 | Commercial_2019_Economic_million_m3_Before Competition Groups_Air Handler with Dedicated Outdoor Air Systems
Commercial | Com ¦ Advanced BAS/Controllers | 2019 | Economic | million_m3 | Before Competition Groups | 66.6881 | 0 | 0 | 1272.7092 | 0.052399 | 6 | Commercial_2019_Economic_million_m3_Before Competition Groups_6 | Advanced BAS/Controllers | 5.24% | 0 | 66.6881 | Commercial_2019_Economic_million_m3_Before Competition Groups_Advanced BAS/Controllers
Commercial | Com ¦ Destratification | 2019 | Economic | million_m3 | Before Competition Groups | 59.2573 | 0 | 0 | 1272.7092 | 0.04656 | 7 | Commercial_2019_Economic_million_m3_Before Competition Groups_7 | Destratification | 4.656% | 0 | 59.2573 | Commercial_2019_Economic_million_m3_Before Competition Groups_Destratification
Commercial | Com ¦ Steam System Optimization | 2019 | Economic | million_m3 | Before Competition Groups | 59.218 | 0 | 0 | 1272.7092 | 0.046529 | 8 | Commercial_2019_Economic_million_m3_Before Competition Groups_8 | Steam System Optimization | 4.653% | 0 | 59.218 | Commercial_2019_Economic_million_m3_Before Competition Groups_Steam System Optimization
Commercial | Com ¦ Furnace Tune-Up | 2019 | Economic | million_m3 | Before Competition Groups | 55.75 | 0 | 0 | 1272.7092 | 0.043804 | 9 | Commercial_2019_Economic_million_m3_Before Competition Groups_9 | Furnace Tune-Up | 4.38% | 0 | 55.75 | Commercial_2019_Economic_million_m3_Before Competition Groups_Furnace Tune-Up
Commercial | Com ¦ Education and Capacity Building/Energy Behavior | 2019 | Economic | million_m3 | Before Competition Groups | 45.9164 | 0 | 0 | 1272.7092 | 0.036078 | 10 | Commercial_2019_Economic_million_m3_Before Competition Groups_10 | Education and Capacity Building/Energy Behavior | 3.608% | 0 | 45.9164 | Commercial_2019_Economic_million_m3_Before Competition Groups_Education and Capacity Building/Energy Behavior
Commercial | Com ¦ Demand Control Kitchen Ventilation | 2019 | Economic | million_m3 | Before Competition Groups | 41.731 | 0 | 0 | 1272.7092 | 0.032789 | 11 | Commercial_2019_Economic_million_m3_Before Competition Groups_11 | Demand Control Kitchen Ventilation | 3.279% | 0 | 41.731 | Commercial_2019_Economic_million_m3_Before Competition Groups_Demand Control Kitchen Ventilation
Commercial | Com ¦ Wall Insulation | 2019 | Economic | million_m3 | Before Competition Groups | 31.1778 | 0 | 0 | 1272.7092 | 0.024497 | 12 | Commercial_2019_Economic_million_m3_Before Competition Groups_12 | Wall Insulation | 2.45% | 0 | 31.1778 | Commercial_2019_Economic_million_m3_Before Competition Groups_Wall Insulation
Commercial | Com ¦ Condensing Boiler ¦ Std | 2019 | Economic | million_m3 | Before Competition Groups | 25.4702 | 0 | 0 | 1272.7092 | 0.020013 | 13 | Commercial_2019_Economic_million_m3_Before Competition Groups_13 | Condensing Boiler ¦ Std | 2.001% | 0 | 25.4702 | Commercial_2019_Economic_million_m3_Before Competition Groups_Condensing Boiler ¦ Std
Commercial | Com ¦ Gas Fired Rooftop Units | 2019 | Economic | million_m3 | Before Competition Groups | 19.4119 | 0 | 0 | 1272.7092 | 0.015252 | 14 | Commercial_2019_Economic_million_m3_Before Competition Groups_14 | Gas Fired Rooftop Units | 1.525% | 0 | 19.4119 | Commercial_2019_Economic_million_m3_Before Competition Groups_Gas Fired Rooftop Units
Commercial | Com ¦ Energy Efficient Laboratory Fume Hood | 2019 | Economic | million_m3 | Before Competition Groups | 17.7688 | 0 | 0 | 1272.7092 | 0.013961 | 15 | Commercial_2019_Economic_million_m3_Before Competition Groups_15 | Energy Efficient Laboratory Fume Hood | 1.396% | 0 | 17.7688 | Commercial_2019_Economic_million_m3_Before Competition Groups_Energy Efficient Laboratory Fume Hood
Commercial | Com ¦ Demand controlled Circulating Systems | 2019 | Economic | million_m3 | Before Competition Groups | 16.3847 | 0 | 0 | 1272.7092 | 0.012874 | 16 | Commercial_2019_Economic_million_m3_Before Competition Groups_16 | Demand controlled Circulating Systems | 1.287% | 0 | 16.3847 | Commercial_2019_Economic_million_m3_Before Competition Groups_Demand controlled Circulating Systems
Commercial | Com ¦ Duct Insulation, R8 | 2019 | Economic | million_m3 | Before Competition Groups | 12.8001 | 0 | 0 | 1272.7092 | 0.010057 | 17 | Commercial_2019_Economic_million_m3_Before Competition Groups_17 | Duct Insulation, R8 | 1.006% | 0 | 12.8001 | Commercial_2019_Economic_million_m3_Before Competition Groups_Duct Insulation, R8
Commercial | Com ¦ Condensing Make Up Air Unit | 2019 | Economic | million_m3 | Before Competition Groups | 8.7566 | 0 | 0 | 1272.7092 | 0.0068803 | 18 | Commercial_2019_Economic_million_m3_Before Competition Groups_18 | Condensing Make Up Air Unit | 0.688% | 0 | 8.7566 | Commercial_2019_Economic_million_m3_Before Competition Groups_Condensing Make Up Air Unit
Commercial | Com ¦ Gas Fired Heat Pump | 2019 | Economic | million_m3 | Before Competition Groups | 7.5357 | 0 | 0 | 1272.7092 | 0.005921 | 19 | Commercial_2019_Economic_million_m3_Before Competition Groups_19 | Gas Fired Heat Pump | 0.5921% | 0 | 7.5357 | Commercial_2019_Economic_million_m3_Before Competition Groups_Gas Fired Heat Pump
Commercial | Com ¦ Ozone Laundry Treatment | 2019 | Economic | million_m3 | Before Competition Groups | 7.002 | 0 | 0 | 1272.7092 | 0.0055016 | 20 | Commercial_2019_Economic_million_m3_Before Competition Groups_20 | Ozone Laundry Treatment | 0.5502% | 0 | 7.002 | Commercial_2019_Economic_million_m3_Before Competition Groups_Ozone Laundry Treatment
Commercial | Com ¦ Condensing Unit Heaters or other Efficient Unit Heating System | 2019 | Economic | million_m3 | Before Competition Groups | 5.2908 | 0 | 0 | 1272.7092 | 0.0041571 | 21 | Commercial_2019_Economic_million_m3_Before Competition Groups_21 | Condensing Unit Heaters or other Efficient Unit Heating System | 0.4157% | 0 | 5.2908 | Commercial_2019_Economic_million_m3_Before Competition Groups_Condensing Unit Heaters or other Efficient Unit Heating System
Commercial | Com ¦ ENERGY STAR Dishwasher | 2019 | Economic | million_m3 | Before Competition Groups | 2.3462 | 0 | 0 | 1272.7092 | 0.0018435 | 22 | Commercial_2019_Economic_million_m3_Before Competition Groups_22 | ENERGY STAR Dishwasher | 0.1843% | 0 | 2.3462 | Commercial_2019_Economic_million_m3_Before Competition Groups_ENERGY STAR Dishwasher
Commercial | Com ¦ Energy Recovery Ventilation and Ventilation (Enhanced) | 2019 | Economic | million_m3 | Before Competition Groups | 1.3639 | 0 | 0 | 1272.7092 | 0.0010716 | 23 | Commercial_2019_Economic_million_m3_Before Competition Groups_23 | Energy Recovery Ventilation and Ventilation (Enhanced) | 0.1072% | 0 | 1.3639 | Commercial_2019_Economic_million_m3_Before Competition Groups_Energy Recovery Ventilation and Ventilation (Enhanced)
Commercial | Com ¦ Drain Water Heat Recovery (DWHR) ¦ Retro | 2019 | Economic | million_m3 | Before Competition Groups | 1.3541 | 0 | 0 | 1272.7092 | 0.001064 | 24 | Commercial_2019_Economic_million_m3_Before Competition Groups_24 | Drain Water Heat Recovery (DWHR) ¦ Retro | 0.1064% | 0 | 1.3541 | Commercial_2019_Economic_million_m3_Before Competition Groups_Drain Water Heat Recovery (DWHR) ¦ Retro
Commercial | Com ¦ ENERGY STAR Fryer (84% eff) | 2019 | Economic | million_m3 | Before Competition Groups | 0.91254 | 0 | 0 | 1272.7092 | 0.00071701 | 25 | Commercial_2019_Economic_million_m3_Before Competition Groups_25 | ENERGY STAR Fryer (84% eff) | 0.0717% | 0 | 0.91254 | Commercial_2019_Economic_million_m3_Before Competition Groups_ENERGY STAR Fryer (84% eff)
Commercial | Com ¦ Infrared Heaters | 2019 | Economic | million_m3 | Before Competition Groups | 0.84201 | 0 | 0 | 1272.7092 | 0.00066159 | 26 | Commercial_2019_Economic_million_m3_Before Competition Groups_26 | Infrared Heaters | 0.06616% | 0 | 0.84201 | Commercial_2019_Economic_million_m3_Before Competition Groups_Infrared Heaters
Commercial | Com ¦ Heat Recovery Ventilator | 2019 | Economic | million_m3 | Before Competition Groups | 0.7881 | 0 | 0 | 1272.7092 | 0.00061923 | 27 | Commercial_2019_Economic_million_m3_Before Competition Groups_27 | Heat Recovery Ventilator | 0.06192% | 0 | 0.7881 | Commercial_2019_Economic_million_m3_Before Competition Groups_Heat Recovery Ventilator
Commercial | Com ¦ High Efficiency Underfired Broilers | 2019 | Economic | million_m3 | Before Competition Groups | 0.77389 | 0 | 0 | 1272.7092 | 0.00060807 | 28 | Commercial_2019_Economic_million_m3_Before Competition Groups_28 | High Efficiency Underfired Broilers | 0.06081% | 0 | 0.77389 | Commercial_2019_Economic_million_m3_Before Competition Groups_High Efficiency Underfired Broilers
Commercial | Com ¦ ENERGY STAR Griddle (74% eff) | 2019 | Economic | million_m3 | Before Competition Groups | 0.59203 | 0 | 0 | 1272.7092 | 0.00046517 | 29 | Commercial_2019_Economic_million_m3_Before Competition Groups_29 | ENERGY STAR Griddle (74% eff) | 0.04652% | 0 | 0.59203 | Commercial_2019_Economic_million_m3_Before Competition Groups_ENERGY STAR Griddle (74% eff)
Commercial | Com ¦ CEE Tier 2/Energy Star Clothes Washers | 2019 | Economic | million_m3 | Before Competition Groups | 0.17612 | 0 | 0 | 1272.7092 | 0.00013838 | 30 | Commercial_2019_Economic_million_m3_Before Competition Groups_30 | CEE Tier 2/Energy Star Clothes Washers | 0.01384% | 0 | 0.17612 | Commercial_2019_Economic_million_m3_Before Competition Groups_CEE Tier 2/Energy Star Clothes Washers
Commercial | Com ¦ Low Flow Pre-Rinse Spray Nozzle | 2019 | Economic | million_m3 | Before Competition Groups | 0.14595 | 0 | 0 | 1272.7092 | 0.00011468 | 31 | Commercial_2019_Economic_million_m3_Before Competition Groups_31 | Low Flow Pre-Rinse Spray Nozzle | 0.01147% | 0 | 0.14595 | Commercial_2019_Economic_million_m3_Before Competition Groups_Low Flow Pre-Rinse Spray Nozzle
Commercial | Com ¦ Air Curtains | 2019 | Economic | million_m3 | Before Competition Groups | 0.12744 | 0 | 0 | 1272.7092 | 0.00010013 | 32 | Commercial_2019_Economic_million_m3_Before Competition Groups_32 | Air Curtains | 0.01001% | 0 | 0.12744 | Commercial_2019_Economic_million_m3_Before Competition Groups_Air Curtains
Commercial | Com ¦ ENERGY STAR Steam Cooker | 2019 | Economic | million_m3 | Before Competition Groups | 0.065286 | 0 | 0 | 1272.7092 | 5.1297e-05 | 33 | Commercial_2019_Economic_million_m3_Before Competition Groups_33 | ENERGY STAR Steam Cooker | 0.00513% | 0 | 0.065286 | Commercial_2019_Economic_million_m3_Before Competition Groups_ENERGY STAR Steam Cooker
Commercial | Com ¦ Drain Water Heat Recovery (DWHR) ¦New | 2019 | Economic | million_m3 | Before Competition Groups | 0.045637 | 0 | 0 | 1272.7092 | 3.5858e-05 | 34 | Commercial_2019_Economic_million_m3_Before Competition Groups_34 | Drain Water Heat Recovery (DWHR) ¦New | 0.003586% | 0 | 0.045637 | Commercial_2019_Economic_million_m3_Before Competition Groups_Drain Water Heat Recovery (DWHR) ¦New
Commercial | Com ¦ Solar Water Preheat (Pools/DHW) | 2019 | Economic | million_m3 | Before Competition Groups | 0.027418 | 0 | 0 | 1272.7092 | 2.1543e-05 | 35 | Commercial_2019_Economic_million_m3_Before Competition Groups_35 | Solar Water Preheat (Pools/DHW) | 0.002154% | 0 | 0.027418 | Commercial_2019_Economic_million_m3_Before Competition Groups_Solar Water Preheat (Pools/DHW)
Commercial | Com ¦ Gas Heat Pump Water Heater | 2019 | Economic | million_m3 | Before Competition Groups | 0 | 0 | 0 | 1272.7092 | 0 | 36 | Commercial_2019_Economic_million_m3_Before Competition Groups_36 | Gas Heat Pump Water Heater | 0% | 0 | 0 | Commercial_2019_Economic_million_m3_Before Competition Groups_Gas Heat Pump Water Heater
Commercial | Com ¦ Boilers - Advanced Controls (Steam Systems) | 2019 | SC A | million_m3 | Before Competition Groups | 4.7141 | 0 | 0 | 28.9398 | 0.16289 | 1 | Commercial_2019_SC A_million_m3_Before Competition Groups_1 | Boilers - Advanced Controls (Steam Systems) | 16.29% | 0 | 4.7141 | Commercial_2019_SC A_million_m3_Before Competition Groups_Boilers - Advanced Controls (Steam Systems)
Commercial | Com ¦ Adaptive Thermostats | 2019 | SC A | million_m3 | Before Competition Groups | 3.598 | 0 | 0 | 28.9398 | 0.12433 | 2 | Commercial_2019_SC A_million_m3_Before Competition Groups_2 | Adaptive Thermostats | 12.43% | 0 | 3.598 | Commercial_2019_SC A_million_m3_Before Competition Groups_Adaptive Thermostats
Commercial | Com ¦ Demand Control Ventilation | 2019 | SC A | million_m3 | Before Competition Groups | 2.7948 | 0 | 0 | 28.9398 | 0.096574 | 3 | Commercial_2019_SC A_million_m3_Before Competition Groups_3 | Demand Control Ventilation | 9.657% | 0 | 2.7948 | Commercial_2019_SC A_million_m3_Before Competition Groups_Demand Control Ventilation
Commercial | Com ¦ Building Recommissioning, Operations and Maintenance (O&M) Improvements | 2019 | SC A | million_m3 | Before Competition Groups | 2.621 | 0 | 0 | 28.9398 | 0.090568 | 4 | Commercial_2019_SC A_million_m3_Before Competition Groups_4 | Building Recommissioning, Operations and Maintenance (O&M) Improvements | 9.057% | 0 | 2.621 | Commercial_2019_SC A_million_m3_Before Competition Groups_Building Recommissioning, Operations and Maintenance (O&M) Improvements
Commercial | Com ¦ Air Handler with Dedicated Outdoor Air Systems | 2019 | SC A | million_m3 | Before Competition Groups | 1.5934 | 0 | 0 | 28.9398 | 0.05506 | 5 | Commercial_2019_SC A_million_m3_Before Competition Groups_5 | Air Handler with Dedicated Outdoor Air Systems | 5.506% | 0 | 1.5934 | Commercial_2019_SC A_million_m3_Before Competition Groups_Air Handler with Dedicated Outdoor Air Systems
Commercial | Com ¦ Advanced BAS/Controllers | 2019 | SC A | million_m3 | Before Competition Groups | 1.5768 | 0 | 0 | 28.9398 | 0.054485 | 6 | Commercial_2019_SC A_million_m3_Before Competition Groups_6 | Advanced BAS/Controllers | 5.449% | 0 | 1.5768 | Commercial_2019_SC A_million_m3_Before Competition Groups_Advanced BAS/Controllers
Commercial | Com ¦ Condensing Boiler ¦ Std | 2019 | SC A | million_m3 | Before Competition Groups | 1.513 | 0 | 0 | 28.9398 | 0.05228 | 7 | Commercial_2019_SC A_million_m3_Before Competition Groups_7 | Condensing Boiler ¦ Std | 5.228% | 0 | 1.513 | Commercial_2019_SC A_million_m3_Before Competition Groups_Condensing Boiler ¦ Std
Commercial | Com ¦ Condensing Make Up Air Unit | 2019 | SC A | million_m3 | Before Competition Groups | 1.3438 | 0 | 0 | 28.9398 | 0.046434 | 8 | Commercial_2019_SC A_million_m3_Before Competition Groups_8 | Condensing Make Up Air Unit | 4.643% | 0 | 1.3438 | Commercial_2019_SC A_million_m3_Before Competition Groups_Condensing Make Up Air Unit
Commercial | Com ¦ Gas Fired Heat Pump | 2019 | SC A | million_m3 | Before Competition Groups | 1.3314 | 0 | 0 | 28.9398 | 0.046005 | 9 | Commercial_2019_SC A_million_m3_Before Competition Groups_9 | Gas Fired Heat Pump | 4.6% | 0 | 1.3314 | Commercial_2019_SC A_million_m3_Before Competition Groups_Gas Fired Heat Pump
Commercial | Com ¦ Steam System Optimization | 2019 | SC A | million_m3 | Before Competition Groups | 1.1386 | 0 | 0 | 28.9398 | 0.039345 | 10 | Commercial_2019_SC A_million_m3_Before Competition Groups_10 | Steam System Optimization | 3.935% | 0 | 1.1386 | Commercial_2019_SC A_million_m3_Before Competition Groups_Steam System Optimization
Commercial | Com ¦ Destratification | 2019 | SC A | million_m3 | Before Competition Groups | 1.1218 | 0 | 0 | 28.9398 | 0.038763 | 11 | Commercial_2019_SC A_million_m3_Before Competition Groups_11 | Destratification | 3.876% | 0 | 1.1218 | Commercial_2019_SC A_million_m3_Before Competition Groups_Destratification
Commercial | Com ¦ Demand Control Kitchen Ventilation | 2019 | SC A | million_m3 | Before Competition Groups | 1.0928 | 0 | 0 | 28.9398 | 0.03776 | 12 | Commercial_2019_SC A_million_m3_Before Competition Groups_12 | Demand Control Kitchen Ventilation | 3.776% | 0 | 1.0928 | Commercial_2019_SC A_million_m3_Before Competition Groups_Demand Control Kitchen Ventilation
Commercial | Com ¦ Furnace Tune-Up | 2019 | SC A | million_m3 | Before Competition Groups | 1.0617 | 0 | 0 | 28.9398 | 0.036688 | 13 | Commercial_2019_SC A_million_m3_Before Competition Groups_13 | Furnace Tune-Up | 3.669% | 0 | 1.0617 | Commercial_2019_SC A_million_m3_Before Competition Groups_Furnace Tune-Up
Commercial | Com ¦ Wall Insulation | 2019 | SC A | million_m3 | Before Competition Groups | 0.60051 | 0 | 0 | 28.9398 | 0.02075 | 14 | Commercial_2019_SC A_million_m3_Before Competition Groups_14 | Wall Insulation | 2.075% | 0 | 0.60051 | Commercial_2019_SC A_million_m3_Before Competition Groups_Wall Insulation
Commercial | Com ¦ Education and Capacity Building/Energy Behavior | 2019 | SC A | million_m3 | Before Competition Groups | 0.52032 | 0 | 0 | 28.9398 | 0.017979 | 15 | Commercial_2019_SC A_million_m3_Before Competition Groups_15 | Education and Capacity Building/Energy Behavior | 1.798% | 0 | 0.52032 | Commercial_2019_SC A_million_m3_Before Competition Groups_Education and Capacity Building/Energy Behavior
Commercial | Com ¦ Condensing Unit Heaters or other Efficient Unit Heating System | 2019 | SC A | million_m3 | Before Competition Groups | 0.39836 | 0 | 0 | 28.9398 | 0.013765 | 16 | Commercial_2019_SC A_million_m3_Before Competition Groups_16 | Condensing Unit Heaters or other Efficient Unit Heating System | 1.377% | 0 | 0.39836 | Commercial_2019_SC A_million_m3_Before Competition Groups_Condensing Unit Heaters or other Efficient Unit Heating System
Commercial | Com ¦ Demand controlled Circulating Systems | 2019 | SC A | million_m3 | Before Competition Groups | 0.30059 | 0 | 0 | 28.9398 | 0.010387 | 17 | Commercial_2019_SC A_million_m3_Before Competition Groups_17 | Demand controlled Circulating Systems | 1.039% | 0 | 0.30059 | Commercial_2019_SC A_million_m3_Before Competition Groups_Demand controlled Circulating Systems
Commercial | Com ¦ ENERGY STAR Fryer (84% eff) | 2019 | SC A | million_m3 | Before Competition Groups | 0.2808 | 0 | 0 | 28.9398 | 0.0097027 | 18 | Commercial_2019_SC A_million_m3_Before Competition Groups_18 | ENERGY STAR Fryer (84% eff) | 0.9703% | 0 | 0.2808 | Commercial_2019_SC A_million_m3_Before Competition Groups_ENERGY STAR Fryer (84% eff)
Commercial | Com ¦ High Efficiency Underfired Broilers | 2019 | SC A | million_m3 | Before Competition Groups | 0.26006 | 0 | 0 | 28.9398 | 0.0089862 | 19 | Commercial_2019_SC A_million_m3_Before Competition Groups_19 | High Efficiency Underfired Broilers | 0.8986% | 0 | 0.26006 | Commercial_2019_SC A_million_m3_Before Competition Groups_High Efficiency Underfired Broilers
Commercial | Com ¦ Gas Fired Rooftop Units | 2019 | SC A | million_m3 | Before Competition Groups | 0.24344 | 0 | 0 | 28.9398 | 0.0084119 | 20 | Commercial_2019_SC A_million_m3_Before Competition Groups_20 | Gas Fired Rooftop Units | 0.8412% | 0 | 0.24344 | Commercial_2019_SC A_million_m3_Before Competition Groups_Gas Fired Rooftop Units
Commercial | Com ¦ Duct Insulation, R8 | 2019 | SC A | million_m3 | Before Competition Groups | 0.21299 | 0 | 0 | 28.9398 | 0.0073597 | 21 | Commercial_2019_SC A_million_m3_Before Competition Groups_21 | Duct Insulation, R8 | 0.736% | 0 | 0.21299 | Commercial_2019_SC A_million_m3_Before Competition Groups_Duct Insulation, R8
Commercial | Com ¦ Energy Efficient Laboratory Fume Hood | 2019 | SC A | million_m3 | Before Competition Groups | 0.14342 | 0 | 0 | 28.9398 | 0.0049559 | 22 | Commercial_2019_SC A_million_m3_Before Competition Groups_22 | Energy Efficient Laboratory Fume Hood | 0.4956% | 0 | 0.14342 | Commercial_2019_SC A_million_m3_Before Competition Groups_Energy Efficient Laboratory Fume Hood
Commercial | Com ¦ Ozone Laundry Treatment | 2019 | SC A | million_m3 | Before Competition Groups | 0.10431 | 0 | 0 | 28.9398 | 0.0036043 | 23 | Commercial_2019_SC A_million_m3_Before Competition Groups_23 | Ozone Laundry Treatment | 0.3604% | 0 | 0.10431 | Commercial_2019_SC A_million_m3_Before Competition Groups_Ozone Laundry Treatment
Commercial | Com ¦ ENERGY STAR Griddle (74% eff) | 2019 | SC A | million_m3 | Before Competition Groups | 0.097868 | 0 | 0 | 28.9398 | 0.0033818 | 24 | Commercial_2019_SC A_million_m3_Before Competition Groups_24 | ENERGY STAR Griddle (74% eff) | 0.3382% | 0 | 0.097868 | Commercial_2019_SC A_million_m3_Before Competition Groups_ENERGY STAR Griddle (74% eff)
Commercial | Com ¦ ENERGY STAR Dishwasher | 2019 | SC A | million_m3 | Before Competition Groups | 0.09558 | 0 | 0 | 28.9398 | 0.0033027 | 25 | Commercial_2019_SC A_million_m3_Before Competition Groups_25 | ENERGY STAR Dishwasher | 0.3303% | 0 | 0.09558 | Commercial_2019_SC A_million_m3_Before Competition Groups_ENERGY STAR Dishwasher
Commercial | Com ¦ CEE Tier 2/Energy Star Clothes Washers | 2019 | SC A | million_m3 | Before Competition Groups | 0.048786 | 0 | 0 | 28.9398 | 0.0016858 | 26 | Commercial_2019_SC A_million_m3_Before Competition Groups_26 | CEE Tier 2/Energy Star Clothes Washers | 0.1686% | 0 | 0.048786 | Commercial_2019_SC A_million_m3_Before Competition Groups_CEE Tier 2/Energy Star Clothes Washers
Commercial | Com ¦ Infrared Heaters | 2019 | SC A | million_m3 | Before Competition Groups | 0.031678 | 0 | 0 | 28.9398 | 0.0010946 | 27 | Commercial_2019_SC A_million_m3_Before Competition Groups_27 | Infrared Heaters | 0.1095% | 0 | 0.031678 | Commercial_2019_SC A_million_m3_Before Competition Groups_Infrared Heaters
Commercial | Com ¦ ENERGY STAR Steam Cooker | 2019 | SC A | million_m3 | Before Competition Groups | 0.030026 | 0 | 0 | 28.9398 | 0.0010375 | 28 | Commercial_2019_SC A_million_m3_Before Competition Groups_28 | ENERGY STAR Steam Cooker | 0.1038% | 0 | 0.030026 | Commercial_2019_SC A_million_m3_Before Competition Groups_ENERGY STAR Steam Cooker
Commercial | Com ¦ Low Flow Pre-Rinse Spray Nozzle | 2019 | SC A | million_m3 | Before Competition Groups | 0.028345 | 0 | 0 | 28.9398 | 0.00097946 | 29 | Commercial_2019_SC A_million_m3_Before Competition Groups_29 | Low Flow Pre-Rinse Spray Nozzle | 0.09795% | 0 | 0.028345 | Commercial_2019_SC A_million_m3_Before Competition Groups_Low Flow Pre-Rinse Spray Nozzle
Commercial | Com ¦ Drain Water Heat Recovery (DWHR) ¦ Retro | 2019 | SC A | million_m3 | Before Competition Groups | 0.026917 | 0 | 0 | 28.9398 | 0.0009301 | 30 | Commercial_2019_SC A_million_m3_Before Competition Groups_30 | Drain Water Heat Recovery (DWHR) ¦ Retro | 0.09301% | 0 | 0.026917 | Commercial_2019_SC A_million_m3_Before Competition Groups_Drain Water Heat Recovery (DWHR) ¦ Retro
Commercial | Com ¦ Energy Recovery Ventilation and Ventilation (Enhanced) | 2019 | SC A | million_m3 | Before Competition Groups | 0.0083462 | 0 | 0 | 28.9398 | 0.0002884 | 31 | Commercial_2019_SC A_million_m3_Before Competition Groups_31 | Energy Recovery Ventilation and Ventilation (Enhanced) | 0.02884% | 0 | 0.0083462 | Commercial_2019_SC A_million_m3_Before Competition Groups_Energy Recovery Ventilation and Ventilation (Enhanced)
Commercial | Com ¦ Drain Water Heat Recovery (DWHR) ¦New | 2019 | SC A | million_m3 | Before Competition Groups | 0.0045849 | 0 | 0 | 28.9398 | 0.00015843 | 32 | Commercial_2019_SC A_million_m3_Before Competition Groups_32 | Drain Water Heat Recovery (DWHR) ¦New | 0.01584% | 0 | 0.0045849 | Commercial_2019_SC A_million_m3_Before Competition Groups_Drain Water Heat Recovery (DWHR) ¦New
Commercial | Com ¦ Heat Recovery Ventilator | 2019 | SC A | million_m3 | Before Competition Groups | 0.0016965 | 0 | 0 | 28.9398 | 5.8622e-05 | 33 | Commercial_2019_SC A_million_m3_Before Competition Groups_33 | Heat Recovery Ventilator | 0.005862% | 0 | 0.0016965 | Commercial_2019_SC A_million_m3_Before Competition Groups_Heat Recovery Ventilator
Commercial | Com ¦ Air Curtains | 2019 | SC A | million_m3 | Before Competition Groups | 4.4249e-06 | 0 | 0 | 28.9398 | 1.529e-07 | 34 | Commercial_2019_SC A_million_m3_Before Competition Groups_34 | Air Curtains | 1.529e-05% | 0 | 4.4249e-06 | Commercial_2019_SC A_million_m3_Before Competition Groups_Air Curtains
Commercial | Com ¦ Gas Heat Pump Water Heater | 2019 | SC A | million_m3 | Before Competition Groups | 0 | 0 | 0 | 28.9398 | 0 | 35 | Commercial_2019_SC A_million_m3_Before Competition Groups_35 | Gas Heat Pump Water Heater | 0% | 0 | 0 | Commercial_2019_SC A_million_m3_Before Competition Groups_Gas Heat Pump Water Heater
Commercial | Com ¦ Solar Water Preheat (Pools/DHW) | 2019 | SC A | million_m3 | Before Competition Groups | 0 | 0 | 0 | 28.9398 | 0 | 36 | Commercial_2019_SC A_million_m3_Before Competition Groups_36 | Solar Water Preheat (Pools/DHW) | 0% | 0 | 0 | Commercial_2019_SC A_million_m3_Before Competition Groups_Solar Water Preheat (Pools/DHW)
Commercial | Com ¦ Adaptive Thermostats | 2019 | SC B | million_m3 | Before Competition Groups | 7.5519 | 0 | 0 | 54.1747 | 0.1394 | 1 | Commercial_2019_SC B_million_m3_Before Competition Groups_1 | Adaptive Thermostats | 13.94% | 0 | 7.5519 | Commercial_2019_SC B_million_m3_Before Competition Groups_Adaptive Thermostats
Commercial | Com ¦ Demand Control Ventilation | 2019 | SC B | million_m3 | Before Competition Groups | 6.603 | 0 | 0 | 54.1747 | 0.12188 | 2 | Commercial_2019_SC B_million_m3_Before Competition Groups_2 | Demand Control Ventilation | 12.19% | 0 | 6.603 | Commercial_2019_SC B_million_m3_Before Competition Groups_Demand Control Ventilation
Commercial | Com ¦ Air Handler with Dedicated Outdoor Air Systems | 2019 | SC B | million_m3 | Before Competition Groups | 5.4663 | 0 | 0 | 54.1747 | 0.1009 | 3 | Commercial_2019_SC B_million_m3_Before Competition Groups_3 | Air Handler with Dedicated Outdoor Air Systems | 10.09% | 0 | 5.4663 | Commercial_2019_SC B_million_m3_Before Competition Groups_Air Handler with Dedicated Outdoor Air Systems
Commercial | Com ¦ Boilers - Advanced Controls (Steam Systems) | 2019 | SC B | million_m3 | Before Competition Groups | 4.714 | 0 | 0 | 54.1747 | 0.087015 | 4 | Commercial_2019_SC B_million_m3_Before Competition Groups_4 | Boilers - Advanced Controls (Steam Systems) | 8.702% | 0 | 4.714 | Commercial_2019_SC B_million_m3_Before Competition Groups_Boilers - Advanced Controls (Steam Systems)
Commercial | Com ¦ Steam System Optimization | 2019 | SC B | million_m3 | Before Competition Groups | 2.9822 | 0 | 0 | 54.1747 | 0.055047 | 5 | Commercial_2019_SC B_million_m3_Before Competition Groups_5 | Steam System Optimization | 5.505% | 0 | 2.9822 | Commercial_2019_SC B_million_m3_Before Competition Groups_Steam System Optimization
Commercial | Com ¦ Destratification | 2019 | SC B | million_m3 | Before Competition Groups | 2.9379 | 0 | 0 | 54.1747 | 0.054231 | 6 | Commercial_2019_SC B_million_m3_Before Competition Groups_6 | Destratification | 5.423% | 0 | 2.9379 | Commercial_2019_SC B_million_m3_Before Competition Groups_Destratification
Commercial | Com ¦ Furnace Tune-Up | 2019 | SC B | million_m3 | Before Competition Groups | 2.7808 | 0 | 0 | 54.1747 | 0.051329 | 7 | Commercial_2019_SC B_million_m3_Before Competition Groups_7 | Furnace Tune-Up | 5.133% | 0 | 2.7808 | Commercial_2019_SC B_million_m3_Before Competition Groups_Furnace Tune-Up
Commercial | Com ¦ Building Recommissioning, Operations and Maintenance (O&M) Improvements | 2019 | SC B | million_m3 | Before Competition Groups | 2.7131 | 0 | 0 | 54.1747 | 0.050081 | 8 | Commercial_2019_SC B_million_m3_Before Competition Groups_8 | Building Recommissioning, Operations and Maintenance (O&M) Improvements | 5.008% | 0 | 2.7131 | Commercial_2019_SC B_million_m3_Before Competition Groups_Building Recommissioning, Operations and Maintenance (O&M) Improvements
Commercial | Com ¦ Condensing Boiler ¦ Std | 2019 | SC B | million_m3 | Before Competition Groups | 2.6053 | 0 | 0 | 54.1747 | 0.048091 | 9 | Commercial_2019_SC B_million_m3_Before Competition Groups_9 | Condensing Boiler ¦ Std | 4.809% | 0 | 2.6053 | Commercial_2019_SC B_million_m3_Before Competition Groups_Condensing Boiler ¦ Std
Commercial | Com ¦ Education and Capacity Building/Energy Behavior | 2019 | SC B | million_m3 | Before Competition Groups | 2.6016 | 0 | 0 | 54.1747 | 0.048022 | 10 | Commercial_2019_SC B_million_m3_Before Competition Groups_10 | Education and Capacity Building/Energy Behavior | 4.802% | 0 | 2.6016 | Commercial_2019_SC B_million_m3_Before Competition Groups_Education and Capacity Building/Energy Behavior
Commercial | Com ¦ Demand Control Kitchen Ventilation | 2019 | SC B | million_m3 | Before Competition Groups | 2.3054 | 0 | 0 | 54.1747 | 0.042554 | 11 | Commercial_2019_SC B_million_m3_Before Competition Groups_11 | Demand Control Kitchen Ventilation | 4.255% | 0 | 2.3054 | Commercial_2019_SC B_million_m3_Before Competition Groups_Demand Control Kitchen Ventilation
Commercial | Com ¦ Advanced BAS/Controllers | 2019 | SC B | million_m3 | Before Competition Groups | 1.6335 | 0 | 0 | 54.1747 | 0.030153 | 12 | Commercial_2019_SC B_million_m3_Before Competition Groups_12 | Advanced BAS/Controllers | 3.015% | 0 | 1.6335 | Commercial_2019_SC B_million_m3_Before Competition Groups_Advanced BAS/Controllers
Commercial | Com ¦ Wall Insulation | 2019 | SC B | million_m3 | Before Competition Groups | 1.5727 | 0 | 0 | 54.1747 | 0.029031 | 13 | Commercial_2019_SC B_million_m3_Before Competition Groups_13 | Wall Insulation | 2.903% | 0 | 1.5727 | Commercial_2019_SC B_million_m3_Before Competition Groups_Wall Insulation
Commercial | Com ¦ Gas Fired Heat Pump | 2019 | SC B | million_m3 | Before Competition Groups | 1.4719 | 0 | 0 | 54.1747 | 0.02717 | 14 | Commercial_2019_SC B_million_m3_Before Competition Groups_14 | Gas Fired Heat Pump | 2.717% | 0 | 1.4719 | Commercial_2019_SC B_million_m3_Before Competition Groups_Gas Fired Heat Pump
Commercial | Com ¦ Condensing Make Up Air Unit | 2019 | SC B | million_m3 | Before Competition Groups | 1.3438 | 0 | 0 | 54.1747 | 0.024805 | 15 | Commercial_2019_SC B_million_m3_Before Competition Groups_15 | Condensing Make Up Air Unit | 2.481% | 0 | 1.3438 | Commercial_2019_SC B_million_m3_Before Competition Groups_Condensing Make Up Air Unit
Commercial | Com ¦ Energy Efficient Laboratory Fume Hood | 2019 | SC B | million_m3 | Before Competition Groups | 0.88381 | 0 | 0 | 54.1747 | 0.016314 | 16 | Commercial_2019_SC B_million_m3_Before Competition Groups_16 | Energy Efficient Laboratory Fume Hood | 1.631% | 0 | 0.88381 | Commercial_2019_SC B_million_m3_Before Competition Groups_Energy Efficient Laboratory Fume Hood
Commercial | Com ¦ Demand controlled Circulating Systems | 2019 | SC B | million_m3 | Before Competition Groups | 0.82632 | 0 | 0 | 54.1747 | 0.015253 | 17 | Commercial_2019_SC B_million_m3_Before Competition Groups_17 | Demand controlled Circulating Systems | 1.525% | 0 | 0.82632 | Commercial_2019_SC B_million_m3_Before Competition Groups_Demand controlled Circulating Systems
Commercial | Com ¦ Duct Insulation, R8 | 2019 | SC B | million_m3 | Before Competition Groups | 0.64159 | 0 | 0 | 54.1747 | 0.011843 | 18 | Commercial_2019_SC B_million_m3_Before Competition Groups_18 | Duct Insulation, R8 | 1.184% | 0 | 0.64159 | Commercial_2019_SC B_million_m3_Before Competition Groups_Duct Insulation, R8
Commercial | Com ¦ Condensing Unit Heaters or other Efficient Unit Heating System | 2019 | SC B | million_m3 | Before Competition Groups | 0.51922 | 0 | 0 | 54.1747 | 0.0095842 | 19 | Commercial_2019_SC B_million_m3_Before Competition Groups_19 | Condensing Unit Heaters or other Efficient Unit Heating System | 0.9584% | 0 | 0.51922 | Commercial_2019_SC B_million_m3_Before Competition Groups_Condensing Unit Heaters or other Efficient Unit Heating System
Commercial | Com ¦ ENERGY STAR Fryer (84% eff) | 2019 | SC B | million_m3 | Before Competition Groups | 0.41962 | 0 | 0 | 54.1747 | 0.0077457 | 20 | Commercial_2019_SC B_million_m3_Before Competition Groups_20 | ENERGY STAR Fryer (84% eff) | 0.7746% | 0 | 0.41962 | Commercial_2019_SC B_million_m3_Before Competition Groups_ENERGY STAR Fryer (84% eff)
Commercial | Com ¦ Ozone Laundry Treatment | 2019 | SC B | million_m3 | Before Competition Groups | 0.36661 | 0 | 0 | 54.1747 | 0.0067672 | 21 | Commercial_2019_SC B_million_m3_Before Competition Groups_21 | Ozone Laundry Treatment | 0.6767% | 0 | 0.36661 | Commercial_2019_SC B_million_m3_Before Competition Groups_Ozone Laundry Treatment
Commercial | Com ¦ ENERGY STAR Griddle (74% eff) | 2019 | SC B | million_m3 | Before Competition Groups | 0.27524 | 0 | 0 | 54.1747 | 0.0050806 | 22 | Commercial_2019_SC B_million_m3_Before Competition Groups_22 | ENERGY STAR Griddle (74% eff) | 0.5081% | 0 | 0.27524 | Commercial_2019_SC B_million_m3_Before Competition Groups_ENERGY STAR Griddle (74% eff)
Commercial | Com ¦ High Efficiency Underfired Broilers | 2019 | SC B | million_m3 | Before Competition Groups | 0.26005 | 0 | 0 | 54.1747 | 0.0048003 | 23 | Commercial_2019_SC B_million_m3_Before Competition Groups_23 | High Efficiency Underfired Broilers | 0.48% | 0 | 0.26005 | Commercial_2019_SC B_million_m3_Before Competition Groups_High Efficiency Underfired Broilers
Commercial | Com ¦ Gas Fired Rooftop Units | 2019 | SC B | million_m3 | Before Competition Groups | 0.2438 | 0 | 0 | 54.1747 | 0.0045003 | 24 | Commercial_2019_SC B_million_m3_Before Competition Groups_24 | Gas Fired Rooftop Units | 0.45% | 0 | 0.2438 | Commercial_2019_SC B_million_m3_Before Competition Groups_Gas Fired Rooftop Units
Commercial | Com ¦ ENERGY STAR Dishwasher | 2019 | SC B | million_m3 | Before Competition Groups | 0.11748 | 0 | 0 | 54.1747 | 0.0021685 | 25 | Commercial_2019_SC B_million_m3_Before Competition Groups_25 | ENERGY STAR Dishwasher | 0.2168% | 0 | 0.11748 | Commercial_2019_SC B_million_m3_Before Competition Groups_ENERGY STAR Dishwasher
Commercial | Com ¦ Drain Water Heat Recovery (DWHR) ¦ Retro | 2019 | SC B | million_m3 | Before Competition Groups | 0.070496 | 0 | 0 | 54.1747 | 0.0013013 | 26 | Commercial_2019_SC B_million_m3_Before Competition Groups_26 | Drain Water Heat Recovery (DWHR) ¦ Retro | 0.1301% | 0 | 0.070496 | Commercial_2019_SC B_million_m3_Before Competition Groups_Drain Water Heat Recovery (DWHR) ¦ Retro
Commercial | Com ¦ CEE Tier 2/Energy Star Clothes Washers | 2019 | SC B | million_m3 | Before Competition Groups | 0.057752 | 0 | 0 | 54.1747 | 0.001066 | 27 | Commercial_2019_SC B_million_m3_Before Competition Groups_27 | CEE Tier 2/Energy Star Clothes Washers | 0.1066% | 0 | 0.057752 | Commercial_2019_SC B_million_m3_Before Competition Groups_CEE Tier 2/Energy Star Clothes Washers
Commercial | Com ¦ Energy Recovery Ventilation and Ventilation (Enhanced) | 2019 | SC B | million_m3 | Before Competition Groups | 0.057749 | 0 | 0 | 54.1747 | 0.001066 | 28 | Commercial_2019_SC B_million_m3_Before Competition Groups_28 | Energy Recovery Ventilation and Ventilation (Enhanced) | 0.1066% | 0 | 0.057749 | Commercial_2019_SC B_million_m3_Before Competition Groups_Energy Recovery Ventilation and Ventilation (Enhanced)
Commercial | Com ¦ Infrared Heaters | 2019 | SC B | million_m3 | Before Competition Groups | 0.041235 | 0 | 0 | 54.1747 | 0.00076114 | 29 | Commercial_2019_SC B_million_m3_Before Competition Groups_29 | Infrared Heaters | 0.07611% | 0 | 0.041235 | Commercial_2019_SC B_million_m3_Before Competition Groups_Infrared Heaters
Commercial | Com ¦ Heat Recovery Ventilator | 2019 | SC B | million_m3 | Before Competition Groups | 0.036141 | 0 | 0 | 54.1747 | 0.00066712 | 30 | Commercial_2019_SC B_million_m3_Before Competition Groups_30 | Heat Recovery Ventilator | 0.06671% | 0 | 0.036141 | Commercial_2019_SC B_million_m3_Before Competition Groups_Heat Recovery Ventilator
Commercial | Com ¦ Low Flow Pre-Rinse Spray Nozzle | 2019 | SC B | million_m3 | Before Competition Groups | 0.032141 | 0 | 0 | 54.1747 | 0.00059328 | 31 | Commercial_2019_SC B_million_m3_Before Competition Groups_31 | Low Flow Pre-Rinse Spray Nozzle | 0.05933% | 0 | 0.032141 | Commercial_2019_SC B_million_m3_Before Competition Groups_Low Flow Pre-Rinse Spray Nozzle
Commercial | Com ¦ ENERGY STAR Steam Cooker | 2019 | SC B | million_m3 | Before Competition Groups | 0.030026 | 0 | 0 | 54.1747 | 0.00055424 | 32 | Commercial_2019_SC B_million_m3_Before Competition Groups_32 | ENERGY STAR Steam Cooker | 0.05542% | 0 | 0.030026 | Commercial_2019_SC B_million_m3_Before Competition Groups_ENERGY STAR Steam Cooker
Commercial | Com ¦ Air Curtains | 2019 | SC B | million_m3 | Before Competition Groups | 0.0072795 | 0 | 0 | 54.1747 | 0.00013437 | 33 | Commercial_2019_SC B_million_m3_Before Competition Groups_33 | Air Curtains | 0.01344% | 0 | 0.0072795 | Commercial_2019_SC B_million_m3_Before Competition Groups_Air Curtains
Commercial | Com ¦ Drain Water Heat Recovery (DWHR) ¦New | 2019 | SC B | million_m3 | Before Competition Groups | 0.0045848 | 0 | 0 | 54.1747 | 8.4631e-05 | 34 | Commercial_2019_SC B_million_m3_Before Competition Groups_34 | Drain Water Heat Recovery (DWHR) ¦New | 0.008463% | 0 | 0.0045848 | Commercial_2019_SC B_million_m3_Before Competition Groups_Drain Water Heat Recovery (DWHR) ¦New
Commercial | Com ¦ Gas Heat Pump Water Heater | 2019 | SC B | million_m3 | Before Competition Groups | 0 | 0 | 0 | 54.1747 | 0 | 35 | Commercial_2019_SC B_million_m3_Before Competition Groups_35 | Gas Heat Pump Water Heater | 0% | 0 | 0 | Commercial_2019_SC B_million_m3_Before Competition Groups_Gas Heat Pump Water Heater
Commercial | Com ¦ Solar Water Preheat (Pools/DHW) | 2019 | SC B | million_m3 | Before Competition Groups | 0 | 0 | 0 | 54.1747 | 0 | 36 | Commercial_2019_SC B_million_m3_Before Competition Groups_36 | Solar Water Preheat (Pools/DHW) | 0% | 0 | 0 | Commercial_2019_SC B_million_m3_Before Competition Groups_Solar Water Preheat (Pools/DHW)
Commercial | Com ¦ Boilers - Advanced Controls (Steam Systems) | 2019 | SC C | million_m3 | Before Competition Groups | 4.7141 | 0 | 0 | 29.7236 | 0.1586 | 1 | Commercial_2019_SC C_million_m3_Before Competition Groups_1 | Boilers - Advanced Controls (Steam Systems) | 15.86% | 0 | 4.7141 | Commercial_2019_SC C_million_m3_Before Competition Groups_Boilers - Advanced Controls (Steam Systems)
Commercial | Com ¦ Adaptive Thermostats | 2019 | SC C | million_m3 | Before Competition Groups | 3.598 | 0 | 0 | 29.7236 | 0.12105 | 2 | Commercial_2019_SC C_million_m3_Before Competition Groups_2 | Adaptive Thermostats | 12.1% | 0 | 3.598 | Commercial_2019_SC C_million_m3_Before Competition Groups_Adaptive Thermostats
Commercial | Com ¦ Demand Control Ventilation | 2019 | SC C | million_m3 | Before Competition Groups | 2.8806 | 0 | 0 | 29.7236 | 0.096914 | 3 | Commercial_2019_SC C_million_m3_Before Competition Groups_3 | Demand Control Ventilation | 9.691% | 0 | 2.8806 | Commercial_2019_SC C_million_m3_Before Competition Groups_Demand Control Ventilation
Commercial | Com ¦ Building Recommissioning, Operations and Maintenance (O&M) Improvements | 2019 | SC C | million_m3 | Before Competition Groups | 2.6322 | 0 | 0 | 29.7236 | 0.088558 | 4 | Commercial_2019_SC C_million_m3_Before Competition Groups_4 | Building Recommissioning, Operations and Maintenance (O&M) Improvements | 8.856% | 0 | 2.6322 | Commercial_2019_SC C_million_m3_Before Competition Groups_Building Recommissioning, Operations and Maintenance (O&M) Improvements
Commercial | Com ¦ Condensing Boiler ¦ Std | 2019 | SC C | million_m3 | Before Competition Groups | 1.8213 | 0 | 0 | 29.7236 | 0.061273 | 5 | Commercial_2019_SC C_million_m3_Before Competition Groups_5 | Condensing Boiler ¦ Std | 6.127% | 0 | 1.8213 | Commercial_2019_SC C_million_m3_Before Competition Groups_Condensing Boiler ¦ Std
Commercial | Com ¦ Air Handler with Dedicated Outdoor Air Systems | 2019 | SC C | million_m3 | Before Competition Groups | 1.7086 | 0 | 0 | 29.7236 | 0.057484 | 6 | Commercial_2019_SC C_million_m3_Before Competition Groups_6 | Air Handler with Dedicated Outdoor Air Systems | 5.748% | 0 | 1.7086 | Commercial_2019_SC C_million_m3_Before Competition Groups_Air Handler with Dedicated Outdoor Air Systems
Commercial | Com ¦ Advanced BAS/Controllers | 2019 | SC C | million_m3 | Before Competition Groups | 1.5873 | 0 | 0 | 29.7236 | 0.053403 | 7 | Commercial_2019_SC C_million_m3_Before Competition Groups_7 | Advanced BAS/Controllers | 5.34% | 0 | 1.5873 | Commercial_2019_SC C_million_m3_Before Competition Groups_Advanced BAS/Controllers
Commercial | Com ¦ Gas Fired Heat Pump | 2019 | SC C | million_m3 | Before Competition Groups | 1.3844 | 0 | 0 | 29.7236 | 0.046576 | 8 | Commercial_2019_SC C_million_m3_Before Competition Groups_8 | Gas Fired Heat Pump | 4.658% | 0 | 1.3844 | Commercial_2019_SC C_million_m3_Before Competition Groups_Gas Fired Heat Pump
Commercial | Com ¦ Condensing Make Up Air Unit | 2019 | SC C | million_m3 | Before Competition Groups | 1.3438 | 0 | 0 | 29.7236 | 0.045211 | 9 | Commercial_2019_SC C_million_m3_Before Competition Groups_9 | Condensing Make Up Air Unit | 4.521% | 0 | 1.3438 | Commercial_2019_SC C_million_m3_Before Competition Groups_Condensing Make Up Air Unit
Commercial | Com ¦ Steam System Optimization | 2019 | SC C | million_m3 | Before Competition Groups | 1.1386 | 0 | 0 | 29.7236 | 0.038308 | 10 | Commercial_2019_SC C_million_m3_Before Competition Groups_10 | Steam System Optimization | 3.831% | 0 | 1.1386 | Commercial_2019_SC C_million_m3_Before Competition Groups_Steam System Optimization
Commercial | Com ¦ Destratification | 2019 | SC C | million_m3 | Before Competition Groups | 1.1218 | 0 | 0 | 29.7236 | 0.03774 | 11 | Commercial_2019_SC C_million_m3_Before Competition Groups_11 | Destratification | 3.774% | 0 | 1.1218 | Commercial_2019_SC C_million_m3_Before Competition Groups_Destratification
Commercial | Com ¦ Demand Control Kitchen Ventilation | 2019 | SC C | million_m3 | Before Competition Groups | 1.112 | 0 | 0 | 29.7236 | 0.03741 | 12 | Commercial_2019_SC C_million_m3_Before Competition Groups_12 | Demand Control Kitchen Ventilation | 3.741% | 0 | 1.112 | Commercial_2019_SC C_million_m3_Before Competition Groups_Demand Control Kitchen Ventilation
Commercial | Com ¦ Furnace Tune-Up | 2019 | SC C | million_m3 | Before Competition Groups | 1.0617 | 0 | 0 | 29.7236 | 0.035721 | 13 | Commercial_2019_SC C_million_m3_Before Competition Groups_13 | Furnace Tune-Up | 3.572% | 0 | 1.0617 | Commercial_2019_SC C_million_m3_Before Competition Groups_Furnace Tune-Up
Commercial | Com ¦ Wall Insulation | 2019 | SC C | million_m3 | Before Competition Groups | 0.60051 | 0 | 0 | 29.7236 | 0.020203 | 14 | Commercial_2019_SC C_million_m3_Before Competition Groups_14 | Wall Insulation | 2.02% | 0 | 0.60051 | Commercial_2019_SC C_million_m3_Before Competition Groups_Wall Insulation
Commercial | Com ¦ Education and Capacity Building/Energy Behavior | 2019 | SC C | million_m3 | Before Competition Groups | 0.52032 | 0 | 0 | 29.7236 | 0.017505 | 15 | Commercial_2019_SC C_million_m3_Before Competition Groups_15 | Education and Capacity Building/Energy Behavior | 1.751% | 0 | 0.52032 | Commercial_2019_SC C_million_m3_Before Competition Groups_Education and Capacity Building/Energy Behavior
Commercial | Com ¦ Condensing Unit Heaters or other Efficient Unit Heating System | 2019 | SC C | million_m3 | Before Competition Groups | 0.4336 | 0 | 0 | 29.7236 | 0.014588 | 16 | Commercial_2019_SC C_million_m3_Before Competition Groups_16 | Condensing Unit Heaters or other Efficient Unit Heating System | 1.459% | 0 | 0.4336 | Commercial_2019_SC C_million_m3_Before Competition Groups_Condensing Unit Heaters or other Efficient Unit Heating System
Commercial | Com ¦ ENERGY STAR Fryer (84% eff) | 2019 | SC C | million_m3 | Before Competition Groups | 0.31039 | 0 | 0 | 29.7236 | 0.010442 | 17 | Commercial_2019_SC C_million_m3_Before Competition Groups_17 | ENERGY STAR Fryer (84% eff) | 1.044% | 0 | 0.31039 | Commercial_2019_SC C_million_m3_Before Competition Groups_ENERGY STAR Fryer (84% eff)
Commercial | Com ¦ Demand controlled Circulating Systems | 2019 | SC C | million_m3 | Before Competition Groups | 0.3041 | 0 | 0 | 29.7236 | 0.010231 | 18 | Commercial_2019_SC C_million_m3_Before Competition Groups_18 | Demand controlled Circulating Systems | 1.023% | 0 | 0.3041 | Commercial_2019_SC C_million_m3_Before Competition Groups_Demand controlled Circulating Systems
Commercial | Com ¦ High Efficiency Underfired Broilers | 2019 | SC C | million_m3 | Before Competition Groups | 0.26006 | 0 | 0 | 29.7236 | 0.0087492 | 19 | Commercial_2019_SC C_million_m3_Before Competition Groups_19 | High Efficiency Underfired Broilers | 0.8749% | 0 | 0.26006 | Commercial_2019_SC C_million_m3_Before Competition Groups_High Efficiency Underfired Broilers
Commercial | Com ¦ Gas Fired Rooftop Units | 2019 | SC C | million_m3 | Before Competition Groups | 0.24363 | 0 | 0 | 29.7236 | 0.0081967 | 20 | Commercial_2019_SC C_million_m3_Before Competition Groups_20 | Gas Fired Rooftop Units | 0.8197% | 0 | 0.24363 | Commercial_2019_SC C_million_m3_Before Competition Groups_Gas Fired Rooftop Units
Commercial | Com ¦ Duct Insulation, R8 | 2019 | SC C | million_m3 | Before Competition Groups | 0.22978 | 0 | 0 | 29.7236 | 0.0077307 | 21 | Commercial_2019_SC C_million_m3_Before Competition Groups_21 | Duct Insulation, R8 | 0.7731% | 0 | 0.22978 | Commercial_2019_SC C_million_m3_Before Competition Groups_Duct Insulation, R8
Commercial | Com ¦ Energy Efficient Laboratory Fume Hood | 2019 | SC C | million_m3 | Before Competition Groups | 0.18421 | 0 | 0 | 29.7236 | 0.0061974 | 22 | Commercial_2019_SC C_million_m3_Before Competition Groups_22 | Energy Efficient Laboratory Fume Hood | 0.6197% | 0 | 0.18421 | Commercial_2019_SC C_million_m3_Before Competition Groups_Energy Efficient Laboratory Fume Hood
Commercial | Com ¦ ENERGY STAR Griddle (74% eff) | 2019 | SC C | million_m3 | Before Competition Groups | 0.12366 | 0 | 0 | 29.7236 | 0.0041603 | 23 | Commercial_2019_SC C_million_m3_Before Competition Groups_23 | ENERGY STAR Griddle (74% eff) | 0.416% | 0 | 0.12366 | Commercial_2019_SC C_million_m3_Before Competition Groups_ENERGY STAR Griddle (74% eff)
Commercial | Com ¦ Ozone Laundry Treatment | 2019 | SC C | million_m3 | Before Competition Groups | 0.11737 | 0 | 0 | 29.7236 | 0.0039488 | 24 | Commercial_2019_SC C_million_m3_Before Competition Groups_24 | Ozone Laundry Treatment | 0.3949% | 0 | 0.11737 | Commercial_2019_SC C_million_m3_Before Competition Groups_Ozone Laundry Treatment
Commercial | Com ¦ ENERGY STAR Dishwasher | 2019 | SC C | million_m3 | Before Competition Groups | 0.10123 | 0 | 0 | 29.7236 | 0.0034057 | 25 | Commercial_2019_SC C_million_m3_Before Competition Groups_25 | ENERGY STAR Dishwasher | 0.3406% | 0 | 0.10123 | Commercial_2019_SC C_million_m3_Before Competition Groups_ENERGY STAR Dishwasher
Commercial | Com ¦ CEE Tier 2/Energy Star Clothes Washers | 2019 | SC C | million_m3 | Before Competition Groups | 0.051393 | 0 | 0 | 29.7236 | 0.001729 | 26 | Commercial_2019_SC C_million_m3_Before Competition Groups_26 | CEE Tier 2/Energy Star Clothes Washers | 0.1729% | 0 | 0.051393 | Commercial_2019_SC C_million_m3_Before Competition Groups_CEE Tier 2/Energy Star Clothes Washers
Commercial | Com ¦ Infrared Heaters | 2019 | SC C | million_m3 | Before Competition Groups | 0.03505 | 0 | 0 | 29.7236 | 0.0011792 | 27 | Commercial_2019_SC C_million_m3_Before Competition Groups_27 | Infrared Heaters | 0.1179% | 0 | 0.03505 | Commercial_2019_SC C_million_m3_Before Competition Groups_Infrared Heaters
Commercial | Com ¦ ENERGY STAR Steam Cooker | 2019 | SC C | million_m3 | Before Competition Groups | 0.030026 | 0 | 0 | 29.7236 | 0.0010102 | 28 | Commercial_2019_SC C_million_m3_Before Competition Groups_28 | ENERGY STAR Steam Cooker | 0.101% | 0 | 0.030026 | Commercial_2019_SC C_million_m3_Before Competition Groups_ENERGY STAR Steam Cooker
Commercial | Com ¦ Low Flow Pre-Rinse Spray Nozzle | 2019 | SC C | million_m3 | Before Competition Groups | 0.029214 | 0 | 0 | 29.7236 | 0.00098284 | 29 | Commercial_2019_SC C_million_m3_Before Competition Groups_29 | Low Flow Pre-Rinse Spray Nozzle | 0.09828% | 0 | 0.029214 | Commercial_2019_SC C_million_m3_Before Competition Groups_Low Flow Pre-Rinse Spray Nozzle
Commercial | Com ¦ Drain Water Heat Recovery (DWHR) ¦ Retro | 2019 | SC C | million_m3 | Before Competition Groups | 0.026917 | 0 | 0 | 29.7236 | 0.00090558 | 30 | Commercial_2019_SC C_million_m3_Before Competition Groups_30 | Drain Water Heat Recovery (DWHR) ¦ Retro | 0.09056% | 0 | 0.026917 | Commercial_2019_SC C_million_m3_Before Competition Groups_Drain Water Heat Recovery (DWHR) ¦ Retro
Commercial | Com ¦ Energy Recovery Ventilation and Ventilation (Enhanced) | 2019 | SC C | million_m3 | Before Competition Groups | 0.010407 | 0 | 0 | 29.7236 | 0.00035012 | 31 | Commercial_2019_SC C_million_m3_Before Competition Groups_31 | Energy Recovery Ventilation and Ventilation (Enhanced) | 0.03501% | 0 | 0.010407 | Commercial_2019_SC C_million_m3_Before Competition Groups_Energy Recovery Ventilation and Ventilation (Enhanced)
Commercial | Com ¦ Drain Water Heat Recovery (DWHR) ¦New | 2019 | SC C | million_m3 | Before Competition Groups | 0.0045849 | 0 | 0 | 29.7236 | 0.00015425 | 32 | Commercial_2019_SC C_million_m3_Before Competition Groups_32 | Drain Water Heat Recovery (DWHR) ¦New | 0.01543% | 0 | 0.0045849 | Commercial_2019_SC C_million_m3_Before Competition Groups_Drain Water Heat Recovery (DWHR) ¦New
Commercial | Com ¦ Heat Recovery Ventilator | 2019 | SC C | million_m3 | Before Competition Groups | 0.0026388 | 0 | 0 | 29.7236 | 8.8777e-05 | 33 | Commercial_2019_SC C_million_m3_Before Competition Groups_33 | Heat Recovery Ventilator | 0.008878% | 0 | 0.0026388 | Commercial_2019_SC C_million_m3_Before Competition Groups_Heat Recovery Ventilator
Commercial | Com ¦ Air Curtains | 2019 | SC C | million_m3 | Before Competition Groups | 5.4941e-06 | 0 | 0 | 29.7236 | 1.8484e-07 | 34 | Commercial_2019_SC C_million_m3_Before Competition Groups_34 | Air Curtains | 1.848e-05% | 0 | 5.4941e-06 | Commercial_2019_SC C_million_m3_Before Competition Groups_Air Curtains
Commercial | Com ¦ Gas Heat Pump Water Heater | 2019 | SC C | million_m3 | Before Competition Groups | 0 | 0 | 0 | 29.7236 | 0 | 35 | Commercial_2019_SC C_million_m3_Before Competition Groups_35 | Gas Heat Pump Water Heater | 0% | 0 | 0 | Commercial_2019_SC C_million_m3_Before Competition Groups_Gas Heat Pump Water Heater
Commercial | Com ¦ Solar Water Preheat (Pools/DHW) | 2019 | SC C | million_m3 | Before Competition Groups | 0 | 0 | 0 | 29.7236 | 0 | 36 | Commercial_2019_SC C_million_m3_Before Competition Groups_36 | Solar Water Preheat (Pools/DHW) | 0% | 0 | 0 | Commercial_2019_SC C_million_m3_Before Competition Groups_Solar Water Preheat (Pools/DHW)
Commercial | Com ¦ Building Recommissioning, Operations and Maintenance (O&M) Improvements | 2019 | Technical | million_m3 | Before Competition Groups | 295.0325 | 0 | 0 | 1460.1085 | 0.20206 | 1 | Commercial_2019_Technical_million_m3_Before Competition Groups_1 | Building Recommissioning, Operations and Maintenance (O&M) Improvements | 20.21% | 0 | 295.0325 | Commercial_2019_Technical_million_m3_Before Competition Groups_Building Recommissioning, Operations and Maintenance (O&M) Improvements
Commercial | Com ¦ Adaptive Thermostats | 2019 | Technical | million_m3 | Before Competition Groups | 129.9168 | 0 | 0 | 1460.1085 | 0.088978 | 2 | Commercial_2019_Technical_million_m3_Before Competition Groups_2 | Adaptive Thermostats | 8.898% | 0 | 129.9168 | Commercial_2019_Technical_million_m3_Before Competition Groups_Adaptive Thermostats
Commercial | Com ¦ Boilers - Advanced Controls (Steam Systems) | 2019 | Technical | million_m3 | Before Competition Groups | 127.9543 | 0 | 0 | 1460.1085 | 0.087633 | 3 | Commercial_2019_Technical_million_m3_Before Competition Groups_3 | Boilers - Advanced Controls (Steam Systems) | 8.763% | 0 | 127.9543 | Commercial_2019_Technical_million_m3_Before Competition Groups_Boilers - Advanced Controls (Steam Systems)
Commercial | Com ¦ Demand Control Ventilation | 2019 | Technical | million_m3 | Before Competition Groups | 125.6876 | 0 | 0 | 1460.1085 | 0.086081 | 4 | Commercial_2019_Technical_million_m3_Before Competition Groups_4 | Demand Control Ventilation | 8.608% | 0 | 125.6876 | Commercial_2019_Technical_million_m3_Before Competition Groups_Demand Control Ventilation
Commercial | Com ¦ Air Handler with Dedicated Outdoor Air Systems | 2019 | Technical | million_m3 | Before Competition Groups | 109.9441 | 0 | 0 | 1460.1085 | 0.075299 | 5 | Commercial_2019_Technical_million_m3_Before Competition Groups_5 | Air Handler with Dedicated Outdoor Air Systems | 7.53% | 0 | 109.9441 | Commercial_2019_Technical_million_m3_Before Competition Groups_Air Handler with Dedicated Outdoor Air Systems
Commercial | Com ¦ Education and Capacity Building/Energy Behavior | 2019 | Technical | million_m3 | Before Competition Groups | 93.6928 | 0 | 0 | 1460.1085 | 0.064168 | 6 | Commercial_2019_Technical_million_m3_Before Competition Groups_6 | Education and Capacity Building/Energy Behavior | 6.417% | 0 | 93.6928 | Commercial_2019_Technical_million_m3_Before Competition Groups_Education and Capacity Building/Energy Behavior
Commercial | Com ¦ Advanced BAS/Controllers | 2019 | Technical | million_m3 | Before Competition Groups | 66.6881 | 0 | 0 | 1460.1085 | 0.045673 | 7 | Commercial_2019_Technical_million_m3_Before Competition Groups_7 | Advanced BAS/Controllers | 4.567% | 0 | 66.6881 | Commercial_2019_Technical_million_m3_Before Competition Groups_Advanced BAS/Controllers
Commercial | Com ¦ Destratification | 2019 | Technical | million_m3 | Before Competition Groups | 59.2573 | 0 | 0 | 1460.1085 | 0.040584 | 8 | Commercial_2019_Technical_million_m3_Before Competition Groups_8 | Destratification | 4.058% | 0 | 59.2573 | Commercial_2019_Technical_million_m3_Before Competition Groups_Destratification
Commercial | Com ¦ Steam System Optimization | 2019 | Technical | million_m3 | Before Competition Groups | 59.218 | 0 | 0 | 1460.1085 | 0.040557 | 9 | Commercial_2019_Technical_million_m3_Before Competition Groups_9 | Steam System Optimization | 4.056% | 0 | 59.218 | Commercial_2019_Technical_million_m3_Before Competition Groups_Steam System Optimization
Commercial | Com ¦ Furnace Tune-Up | 2019 | Technical | million_m3 | Before Competition Groups | 55.75 | 0 | 0 | 1460.1085 | 0.038182 | 10 | Commercial_2019_Technical_million_m3_Before Competition Groups_10 | Furnace Tune-Up | 3.818% | 0 | 55.75 | Commercial_2019_Technical_million_m3_Before Competition Groups_Furnace Tune-Up
Commercial | Com ¦ Demand Control Kitchen Ventilation | 2019 | Technical | million_m3 | Before Competition Groups | 41.731 | 0 | 0 | 1460.1085 | 0.028581 | 11 | Commercial_2019_Technical_million_m3_Before Competition Groups_11 | Demand Control Kitchen Ventilation | 2.858% | 0 | 41.731 | Commercial_2019_Technical_million_m3_Before Competition Groups_Demand Control Kitchen Ventilation
Commercial | Com ¦ High Efficiency Condensing Furnace AFUE 95% from 80% code | 2019 | Technical | million_m3 | Before Competition Groups | 40.9539 | 0 | 0 | 1460.1085 | 0.028049 | 12 | Commercial_2019_Technical_million_m3_Before Competition Groups_12 | High Efficiency Condensing Furnace AFUE 95% from 80% code | 2.805% | 0 | 40.9539 | Commercial_2019_Technical_million_m3_Before Competition Groups_High Efficiency Condensing Furnace AFUE 95% from 80% code
Commercial | Com ¦ Energy Recovery Ventilation and Ventilation (Enhanced) | 2019 | Technical | million_m3 | Before Competition Groups | 37.8633 | 0 | 0 | 1460.1085 | 0.025932 | 13 | Commercial_2019_Technical_million_m3_Before Competition Groups_13 | Energy Recovery Ventilation and Ventilation (Enhanced) | 2.593% | 0 | 37.8633 | Commercial_2019_Technical_million_m3_Before Competition Groups_Energy Recovery Ventilation and Ventilation (Enhanced)
Commercial | Com ¦ Wall Insulation | 2019 | Technical | million_m3 | Before Competition Groups | 31.1778 | 0 | 0 | 1460.1085 | 0.021353 | 14 | Commercial_2019_Technical_million_m3_Before Competition Groups_14 | Wall Insulation | 2.135% | 0 | 31.1778 | Commercial_2019_Technical_million_m3_Before Competition Groups_Wall Insulation
Commercial | Com ¦ Heat Recovery Ventilator | 2019 | Technical | million_m3 | Before Competition Groups | 29.02 | 0 | 0 | 1460.1085 | 0.019875 | 15 | Commercial_2019_Technical_million_m3_Before Competition Groups_15 | Heat Recovery Ventilator | 1.988% | 0 | 29.02 | Commercial_2019_Technical_million_m3_Before Competition Groups_Heat Recovery Ventilator
Commercial | Com ¦ Condensing Boiler ¦ Std | 2019 | Technical | million_m3 | Before Competition Groups | 25.4702 | 0 | 0 | 1460.1085 | 0.017444 | 16 | Commercial_2019_Technical_million_m3_Before Competition Groups_16 | Condensing Boiler ¦ Std | 1.744% | 0 | 25.4702 | Commercial_2019_Technical_million_m3_Before Competition Groups_Condensing Boiler ¦ Std
Commercial | Com ¦ Energy Efficient Laboratory Fume Hood | 2019 | Technical | million_m3 | Before Competition Groups | 22.0256 | 0 | 0 | 1460.1085 | 0.015085 | 17 | Commercial_2019_Technical_million_m3_Before Competition Groups_17 | Energy Efficient Laboratory Fume Hood | 1.508% | 0 | 22.0256 | Commercial_2019_Technical_million_m3_Before Competition Groups_Energy Efficient Laboratory Fume Hood
Commercial | Com ¦ Gas Fired Rooftop Units | 2019 | Technical | million_m3 | Before Competition Groups | 19.4119 | 0 | 0 | 1460.1085 | 0.013295 | 18 | Commercial_2019_Technical_million_m3_Before Competition Groups_18 | Gas Fired Rooftop Units | 1.329% | 0 | 19.4119 | Commercial_2019_Technical_million_m3_Before Competition Groups_Gas Fired Rooftop Units
Commercial | Com ¦ Demand controlled Circulating Systems | 2019 | Technical | million_m3 | Before Competition Groups | 16.3847 | 0 | 0 | 1460.1085 | 0.011222 | 19 | Commercial_2019_Technical_million_m3_Before Competition Groups_19 | Demand controlled Circulating Systems | 1.122% | 0 | 16.3847 | Commercial_2019_Technical_million_m3_Before Competition Groups_Demand controlled Circulating Systems
Commercial | Com ¦ Duct Insulation, R8 | 2019 | Technical | million_m3 | Before Competition Groups | 12.8001 | 0 | 0 | 1460.1085 | 0.0087665 | 20 | Commercial_2019_Technical_million_m3_Before Competition Groups_20 | Duct Insulation, R8 | 0.8767% | 0 | 12.8001 | Commercial_2019_Technical_million_m3_Before Competition Groups_Duct Insulation, R8
Commercial | Com ¦ Condensing Make Up Air Unit | 2019 | Technical | million_m3 | Before Competition Groups | 8.7566 | 0 | 0 | 1460.1085 | 0.0059972 | 21 | Commercial_2019_Technical_million_m3_Before Competition Groups_21 | Condensing Make Up Air Unit | 0.5997% | 0 | 8.7566 | Commercial_2019_Technical_million_m3_Before Competition Groups_Condensing Make Up Air Unit
Commercial | Com ¦ Roof Insulation/Ceiling Insulation (R25 Code to R35) | 2019 | Technical | million_m3 | Before Competition Groups | 7.7269 | 0 | 0 | 1460.1085 | 0.005292 | 22 | Commercial_2019_Technical_million_m3_Before Competition Groups_22 | Roof Insulation/Ceiling Insulation (R25 Code to R35) | 0.5292% | 0 | 7.7269 | Commercial_2019_Technical_million_m3_Before Competition Groups_Roof Insulation/Ceiling Insulation (R25 Code to R35)
Commercial | Com ¦ Gas Fired Heat Pump | 2019 | Technical | million_m3 | Before Competition Groups | 7.5995 | 0 | 0 | 1460.1085 | 0.0052048 | 23 | Commercial_2019_Technical_million_m3_Before Competition Groups_23 | Gas Fired Heat Pump | 0.5205% | 0 | 7.5995 | Commercial_2019_Technical_million_m3_Before Competition Groups_Gas Fired Heat Pump
Commercial | Com ¦ Ozone Laundry Treatment | 2019 | Technical | million_m3 | Before Competition Groups | 7.002 | 0 | 0 | 1460.1085 | 0.0047955 | 24 | Commercial_2019_Technical_million_m3_Before Competition Groups_24 | Ozone Laundry Treatment | 0.4796% | 0 | 7.002 | Commercial_2019_Technical_million_m3_Before Competition Groups_Ozone Laundry Treatment
Commercial | Com ¦ Condensing Unit Heaters or other Efficient Unit Heating System | 2019 | Technical | million_m3 | Before Competition Groups | 5.2908 | 0 | 0 | 1460.1085 | 0.0036236 | 25 | Commercial_2019_Technical_million_m3_Before Competition Groups_25 | Condensing Unit Heaters or other Efficient Unit Heating System | 0.3624% | 0 | 5.2908 | Commercial_2019_Technical_million_m3_Before Competition Groups_Condensing Unit Heaters or other Efficient Unit Heating System
Commercial | Com ¦ Boiler Measures | 2019 | Technical | million_m3 | Before Competition Groups | 4.3579 | 0 | 0 | 1460.1085 | 0.0029846 | 26 | Commercial_2019_Technical_million_m3_Before Competition Groups_26 | Boiler Measures | 0.2985% | 0 | 4.3579 | Commercial_2019_Technical_million_m3_Before Competition Groups_Boiler Measures
Commercial | Com ¦ Ice Rink Heat Recovery | 2019 | Technical | million_m3 | Before Competition Groups | 4.1124 | 0 | 0 | 1460.1085 | 0.0028165 | 27 | Commercial_2019_Technical_million_m3_Before Competition Groups_27 | Ice Rink Heat Recovery | 0.2817% | 0 | 4.1124 | Commercial_2019_Technical_million_m3_Before Competition Groups_Ice Rink Heat Recovery
Commercial | Com ¦ HOTEL OCCUPANCY CONTROLS (HVAC + LIGHTING) | 2019 | Technical | million_m3 | Before Competition Groups | 3.5982 | 0 | 0 | 1460.1085 | 0.0024643 | 28 | Commercial_2019_Technical_million_m3_Before Competition Groups_28 | HOTEL OCCUPANCY CONTROLS (HVAC + LIGHTING) | 0.2464% | 0 | 3.5982 | Commercial_2019_Technical_million_m3_Before Competition Groups_HOTEL OCCUPANCY CONTROLS (HVAC + LIGHTING)
Commercial | Com ¦ ENERGY STAR Dishwasher | 2019 | Technical | million_m3 | Before Competition Groups | 2.3462 | 0 | 0 | 1460.1085 | 0.0016069 | 29 | Commercial_2019_Technical_million_m3_Before Competition Groups_29 | ENERGY STAR Dishwasher | 0.1607% | 0 | 2.3462 | Commercial_2019_Technical_million_m3_Before Competition Groups_ENERGY STAR Dishwasher
Commercial | Com ¦ Super-High Efficiency Furnaces (Emerging Tech) | 2019 | Technical | million_m3 | Before Competition Groups | 2.3086 | 0 | 0 | 1460.1085 | 0.0015811 | 30 | Commercial_2019_Technical_million_m3_Before Competition Groups_30 | Super-High Efficiency Furnaces (Emerging Tech) | 0.1581% | 0 | 2.3086 | Commercial_2019_Technical_million_m3_Before Competition Groups_Super-High Efficiency Furnaces (Emerging Tech)
Commercial | Com ¦ Drain Water Heat Recovery (DWHR) ¦ Retro | 2019 | Technical | million_m3 | Before Competition Groups | 1.3541 | 0 | 0 | 1460.1085 | 0.0009274 | 31 | Commercial_2019_Technical_million_m3_Before Competition Groups_31 | Drain Water Heat Recovery (DWHR) ¦ Retro | 0.09274% | 0 | 1.3541 | Commercial_2019_Technical_million_m3_Before Competition Groups_Drain Water Heat Recovery (DWHR) ¦ Retro
Commercial | Com ¦ ENERGY STAR Fryer (84% eff) | 2019 | Technical | million_m3 | Before Competition Groups | 0.91254 | 0 | 0 | 1460.1085 | 0.00062498 | 32 | Commercial_2019_Technical_million_m3_Before Competition Groups_32 | ENERGY STAR Fryer (84% eff) | 0.0625% | 0 | 0.91254 | Commercial_2019_Technical_million_m3_Before Competition Groups_ENERGY STAR Fryer (84% eff)
Commercial | Com ¦ Infrared Heaters | 2019 | Technical | million_m3 | Before Competition Groups | 0.8445 | 0 | 0 | 1460.1085 | 0.00057838 | 33 | Commercial_2019_Technical_million_m3_Before Competition Groups_33 | Infrared Heaters | 0.05784% | 0 | 0.8445 | Commercial_2019_Technical_million_m3_Before Competition Groups_Infrared Heaters
Commercial | Com ¦ High Efficiency Underfired Broilers | 2019 | Technical | million_m3 | Before Competition Groups | 0.77389 | 0 | 0 | 1460.1085 | 0.00053002 | 34 | Commercial_2019_Technical_million_m3_Before Competition Groups_34 | High Efficiency Underfired Broilers | 0.053% | 0 | 0.77389 | Commercial_2019_Technical_million_m3_Before Competition Groups_High Efficiency Underfired Broilers
Commercial | Com ¦ Condensing Storage Water Heater | 2019 | Technical | million_m3 | Before Competition Groups | 0.72598 | 0 | 0 | 1460.1085 | 0.00049721 | 35 | Commercial_2019_Technical_million_m3_Before Competition Groups_35 | Condensing Storage Water Heater | 0.04972% | 0 | 0.72598 | Commercial_2019_Technical_million_m3_Before Competition Groups_Condensing Storage Water Heater
Commercial | Com ¦ ENERGY STAR Griddle (74% eff) | 2019 | Technical | million_m3 | Before Competition Groups | 0.59203 | 0 | 0 | 1460.1085 | 0.00040547 | 36 | Commercial_2019_Technical_million_m3_Before Competition Groups_36 | ENERGY STAR Griddle (74% eff) | 0.04055% | 0 | 0.59203 | Commercial_2019_Technical_million_m3_Before Competition Groups_ENERGY STAR Griddle (74% eff)
Commercial | Com ¦ Condensing Tankless Water Heater | 2019 | Technical | million_m3 | Before Competition Groups | 0.4215 | 0 | 0 | 1460.1085 | 0.00028868 | 37 | Commercial_2019_Technical_million_m3_Before Competition Groups_37 | Condensing Tankless Water Heater | 0.02887% | 0 | 0.4215 | Commercial_2019_Technical_million_m3_Before Competition Groups_Condensing Tankless Water Heater
Commercial | Com ¦ Gas Heat Pump Water Heater | 2019 | Technical | million_m3 | Before Competition Groups | 0.36104 | 0 | 0 | 1460.1085 | 0.00024727 | 38 | Commercial_2019_Technical_million_m3_Before Competition Groups_38 | Gas Heat Pump Water Heater | 0.02473% | 0 | 0.36104 | Commercial_2019_Technical_million_m3_Before Competition Groups_Gas Heat Pump Water Heater
Commercial | Com ¦ Dock Door Seals | 2019 | Technical | million_m3 | Before Competition Groups | 0.29609 | 0 | 0 | 1460.1085 | 0.00020279 | 39 | Commercial_2019_Technical_million_m3_Before Competition Groups_39 | Dock Door Seals | 0.02028% | 0 | 0.29609 | Commercial_2019_Technical_million_m3_Before Competition Groups_Dock Door Seals
Commercial | Com ¦ CEE Tier 2/Energy Star Clothes Washers | 2019 | Technical | million_m3 | Before Competition Groups | 0.17612 | 0 | 0 | 1460.1085 | 0.00012062 | 40 | Commercial_2019_Technical_million_m3_Before Competition Groups_40 | CEE Tier 2/Energy Star Clothes Washers | 0.01206% | 0 | 0.17612 | Commercial_2019_Technical_million_m3_Before Competition Groups_CEE Tier 2/Energy Star Clothes Washers
Commercial | Com ¦ Low Flow Pre-Rinse Spray Nozzle | 2019 | Technical | million_m3 | Before Competition Groups | 0.14595 | 0 | 0 | 1460.1085 | 9.996e-05 | 41 | Commercial_2019_Technical_million_m3_Before Competition Groups_41 | Low Flow Pre-Rinse Spray Nozzle | 0.009996% | 0 | 0.14595 | Commercial_2019_Technical_million_m3_Before Competition Groups_Low Flow Pre-Rinse Spray Nozzle
Commercial | Com ¦ Air Curtains | 2019 | Technical | million_m3 | Before Competition Groups | 0.12744 | 0 | 0 | 1460.1085 | 8.7279e-05 | 42 | Commercial_2019_Technical_million_m3_Before Competition Groups_42 | Air Curtains | 0.008728% | 0 | 0.12744 | Commercial_2019_Technical_million_m3_Before Competition Groups_Air Curtains
Commercial | Com ¦ Solar Preheat Make up Air | 2019 | Technical | million_m3 | Before Competition Groups | 0.074053 | 0 | 0 | 1460.1085 | 5.0717e-05 | 43 | Commercial_2019_Technical_million_m3_Before Competition Groups_43 | Solar Preheat Make up Air | 0.005072% | 0 | 0.074053 | Commercial_2019_Technical_million_m3_Before Competition Groups_Solar Preheat Make up Air
Commercial | Com ¦ Super High Perf Glazing ¦RET | 2019 | Technical | million_m3 | Before Competition Groups | 0.066911 | 0 | 0 | 1460.1085 | 4.5826e-05 | 44 | Commercial_2019_Technical_million_m3_Before Competition Groups_44 | Super High Perf Glazing ¦RET | 0.004583% | 0 | 0.066911 | Commercial_2019_Technical_million_m3_Before Competition Groups_Super High Perf Glazing ¦RET
Commercial | Com ¦ ENERGY STAR Steam Cooker | 2019 | Technical | million_m3 | Before Competition Groups | 0.065286 | 0 | 0 | 1460.1085 | 4.4713e-05 | 45 | Commercial_2019_Technical_million_m3_Before Competition Groups_45 | ENERGY STAR Steam Cooker | 0.004471% | 0 | 0.065286 | Commercial_2019_Technical_million_m3_Before Competition Groups_ENERGY STAR Steam Cooker
Commercial | Com ¦ Drain Water Heat Recovery (DWHR) ¦New | 2019 | Technical | million_m3 | Before Competition Groups | 0.045637 | 0 | 0 | 1460.1085 | 3.1256e-05 | 46 | Commercial_2019_Technical_million_m3_Before Competition Groups_46 | Drain Water Heat Recovery (DWHR) ¦New | 0.003126% | 0 | 0.045637 | Commercial_2019_Technical_million_m3_Before Competition Groups_Drain Water Heat Recovery (DWHR) ¦New
Commercial | Com ¦ Solar Water Preheat (Pools/DHW) | 2019 | Technical | million_m3 | Before Competition Groups | 0.028535 | 0 | 0 | 1460.1085 | 1.9543e-05 | 47 | Commercial_2019_Technical_million_m3_Before Competition Groups_47 | Solar Water Preheat (Pools/DHW) | 0.001954% | 0 | 0.028535 | Commercial_2019_Technical_million_m3_Before Competition Groups_Solar Water Preheat (Pools/DHW)
Commercial | Com ¦ Gas Convection Oven | 2019 | Technical | million_m3 | Before Competition Groups | 0.015241 | 0 | 0 | 1460.1085 | 1.0438e-05 | 48 | Commercial_2019_Technical_million_m3_Before Competition Groups_48 | Gas Convection Oven | 0.001044% | 0 | 0.015241 | Commercial_2019_Technical_million_m3_Before Competition Groups_Gas Convection Oven
Commercial | Com ¦ Super High Perf Glazing ¦New | 2019 | Technical | million_m3 | Before Competition Groups | 0.0024683 | 0 | 0 | 1460.1085 | 1.6905e-06 | 49 | Commercial_2019_Technical_million_m3_Before Competition Groups_49 | Super High Perf Glazing ¦New | 0.000169% | 0 | 0.0024683 | Commercial_2019_Technical_million_m3_Before Competition Groups_Super High Perf Glazing ¦New
Commercial | Com ¦ Building Recommissioning, Operations and Maintenance (O&M) Improvements | 2020 | Economic | million_m3 | Before Competition Groups | 288.9109 | 0 | 0 | 1354.1353 | 0.21335 | 1 | Commercial_2020_Economic_million_m3_Before Competition Groups_1 | Building Recommissioning, Operations and Maintenance (O&M) Improvements | 21.34% | 0 | 288.9109 | Commercial_2020_Economic_million_m3_Before Competition Groups_Building Recommissioning, Operations and Maintenance (O&M) Improvements
Commercial | Com ¦ Adaptive Thermostats | 2020 | Economic | million_m3 | Before Competition Groups | 130.4675 | 0 | 0 | 1354.1353 | 0.096347 | 2 | Commercial_2020_Economic_million_m3_Before Competition Groups_2 | Adaptive Thermostats | 9.635% | 0 | 130.4675 | Commercial_2020_Economic_million_m3_Before Competition Groups_Adaptive Thermostats
Commercial | Com ¦ Boilers - Advanced Controls (Steam Systems) | 2020 | Economic | million_m3 | Before Competition Groups | 130.0993 | 0 | 0 | 1354.1353 | 0.096076 | 3 | Commercial_2020_Economic_million_m3_Before Competition Groups_3 | Boilers - Advanced Controls (Steam Systems) | 9.608% | 0 | 130.0993 | Commercial_2020_Economic_million_m3_Before Competition Groups_Boilers - Advanced Controls (Steam Systems)
Commercial | Com ¦ Demand Control Ventilation | 2020 | Economic | million_m3 | Before Competition Groups | 128.8754 | 0 | 0 | 1354.1353 | 0.095172 | 4 | Commercial_2020_Economic_million_m3_Before Competition Groups_4 | Demand Control Ventilation | 9.517% | 0 | 128.8754 | Commercial_2020_Economic_million_m3_Before Competition Groups_Demand Control Ventilation
Commercial | Com ¦ Air Handler with Dedicated Outdoor Air Systems | 2020 | Economic | million_m3 | Before Competition Groups | 107.7247 | 0 | 0 | 1354.1353 | 0.079552 | 5 | Commercial_2020_Economic_million_m3_Before Competition Groups_5 | Air Handler with Dedicated Outdoor Air Systems | 7.955% | 0 | 107.7247 | Commercial_2020_Economic_million_m3_Before Competition Groups_Air Handler with Dedicated Outdoor Air Systems
Commercial | Com ¦ Advanced BAS/Controllers | 2020 | Economic | million_m3 | Before Competition Groups | 67.6201 | 0 | 0 | 1354.1353 | 0.049936 | 6 | Commercial_2020_Economic_million_m3_Before Competition Groups_6 | Advanced BAS/Controllers | 4.994% | 0 | 67.6201 | Commercial_2020_Economic_million_m3_Before Competition Groups_Advanced BAS/Controllers
Commercial | Com ¦ Steam System Optimization | 2020 | Economic | million_m3 | Before Competition Groups | 57.9852 | 0 | 0 | 1354.1353 | 0.042821 | 7 | Commercial_2020_Economic_million_m3_Before Competition Groups_7 | Steam System Optimization | 4.282% | 0 | 57.9852 | Commercial_2020_Economic_million_m3_Before Competition Groups_Steam System Optimization
Commercial | Com ¦ Destratification | 2020 | Economic | million_m3 | Before Competition Groups | 57.394 | 0 | 0 | 1354.1353 | 0.042384 | 8 | Commercial_2020_Economic_million_m3_Before Competition Groups_8 | Destratification | 4.238% | 0 | 57.394 | Commercial_2020_Economic_million_m3_Before Competition Groups_Destratification
Commercial | Com ¦ Furnace Tune-Up | 2020 | Economic | million_m3 | Before Competition Groups | 54.6291 | 0 | 0 | 1354.1353 | 0.040342 | 9 | Commercial_2020_Economic_million_m3_Before Competition Groups_9 | Furnace Tune-Up | 4.034% | 0 | 54.6291 | Commercial_2020_Economic_million_m3_Before Competition Groups_Furnace Tune-Up
Commercial | Com ¦ Education and Capacity Building/Energy Behavior | 2020 | Economic | million_m3 | Before Competition Groups | 52.5157 | 0 | 0 | 1354.1353 | 0.038782 | 10 | Commercial_2020_Economic_million_m3_Before Competition Groups_10 | Education and Capacity Building/Energy Behavior | 3.878% | 0 | 52.5157 | Commercial_2020_Economic_million_m3_Before Competition Groups_Education and Capacity Building/Energy Behavior
Commercial | Com ¦ Condensing Boiler ¦ Std | 2020 | Economic | million_m3 | Before Competition Groups | 50.275 | 0 | 0 | 1354.1353 | 0.037127 | 11 | Commercial_2020_Economic_million_m3_Before Competition Groups_11 | Condensing Boiler ¦ Std | 3.713% | 0 | 50.275 | Commercial_2020_Economic_million_m3_Before Competition Groups_Condensing Boiler ¦ Std
Commercial | Com ¦ Demand Control Kitchen Ventilation | 2020 | Economic | million_m3 | Before Competition Groups | 44.7667 | 0 | 0 | 1354.1353 | 0.033059 | 12 | Commercial_2020_Economic_million_m3_Before Competition Groups_12 | Demand Control Kitchen Ventilation | 3.306% | 0 | 44.7667 | Commercial_2020_Economic_million_m3_Before Competition Groups_Demand Control Kitchen Ventilation
Commercial | Com ¦ Gas Fired Rooftop Units | 2020 | Economic | million_m3 | Before Competition Groups | 38.0039 | 0 | 0 | 1354.1353 | 0.028065 | 13 | Commercial_2020_Economic_million_m3_Before Competition Groups_13 | Gas Fired Rooftop Units | 2.807% | 0 | 38.0039 | Commercial_2020_Economic_million_m3_Before Competition Groups_Gas Fired Rooftop Units
Commercial | Com ¦ Wall Insulation | 2020 | Economic | million_m3 | Before Competition Groups | 30.5508 | 0 | 0 | 1354.1353 | 0.022561 | 14 | Commercial_2020_Economic_million_m3_Before Competition Groups_14 | Wall Insulation | 2.256% | 0 | 30.5508 | Commercial_2020_Economic_million_m3_Before Competition Groups_Wall Insulation
Commercial | Com ¦ Energy Efficient Laboratory Fume Hood | 2020 | Economic | million_m3 | Before Competition Groups | 21.5769 | 0 | 0 | 1354.1353 | 0.015934 | 15 | Commercial_2020_Economic_million_m3_Before Competition Groups_15 | Energy Efficient Laboratory Fume Hood | 1.593% | 0 | 21.5769 | Commercial_2020_Economic_million_m3_Before Competition Groups_Energy Efficient Laboratory Fume Hood
Commercial | Com ¦ Condensing Make Up Air Unit | 2020 | Economic | million_m3 | Before Competition Groups | 17.2551 | 0 | 0 | 1354.1353 | 0.012743 | 16 | Commercial_2020_Economic_million_m3_Before Competition Groups_16 | Condensing Make Up Air Unit | 1.274% | 0 | 17.2551 | Commercial_2020_Economic_million_m3_Before Competition Groups_Condensing Make Up Air Unit
Commercial | Com ¦ Demand controlled Circulating Systems | 2020 | Economic | million_m3 | Before Competition Groups | 16.0518 | 0 | 0 | 1354.1353 | 0.011854 | 17 | Commercial_2020_Economic_million_m3_Before Competition Groups_17 | Demand controlled Circulating Systems | 1.185% | 0 | 16.0518 | Commercial_2020_Economic_million_m3_Before Competition Groups_Demand controlled Circulating Systems
Commercial | Com ¦ Gas Fired Heat Pump | 2020 | Economic | million_m3 | Before Competition Groups | 14.8213 | 0 | 0 | 1354.1353 | 0.010945 | 18 | Commercial_2020_Economic_million_m3_Before Competition Groups_18 | Gas Fired Heat Pump | 1.095% | 0 | 14.8213 | Commercial_2020_Economic_million_m3_Before Competition Groups_Gas Fired Heat Pump
Commercial | Com ¦ Duct Insulation, R8 | 2020 | Economic | million_m3 | Before Competition Groups | 12.5399 | 0 | 0 | 1354.1353 | 0.0092604 | 19 | Commercial_2020_Economic_million_m3_Before Competition Groups_19 | Duct Insulation, R8 | 0.926% | 0 | 12.5399 | Commercial_2020_Economic_million_m3_Before Competition Groups_Duct Insulation, R8
Commercial | Com ¦ Condensing Unit Heaters or other Efficient Unit Heating System | 2020 | Economic | million_m3 | Before Competition Groups | 10.3956 | 0 | 0 | 1354.1353 | 0.0076769 | 20 | Commercial_2020_Economic_million_m3_Before Competition Groups_20 | Condensing Unit Heaters or other Efficient Unit Heating System | 0.7677% | 0 | 10.3956 | Commercial_2020_Economic_million_m3_Before Competition Groups_Condensing Unit Heaters or other Efficient Unit Heating System
Commercial | Com ¦ Ozone Laundry Treatment | 2020 | Economic | million_m3 | Before Competition Groups | 7.0675 | 0 | 0 | 1354.1353 | 0.0052192 | 21 | Commercial_2020_Economic_million_m3_Before Competition Groups_21 | Ozone Laundry Treatment | 0.5219% | 0 | 7.0675 | Commercial_2020_Economic_million_m3_Before Competition Groups_Ozone Laundry Treatment
Commercial | Com ¦ ENERGY STAR Dishwasher | 2020 | Economic | million_m3 | Before Competition Groups | 2.5064 | 0 | 0 | 1354.1353 | 0.0018509 | 22 | Commercial_2020_Economic_million_m3_Before Competition Groups_22 | ENERGY STAR Dishwasher | 0.1851% | 0 | 2.5064 | Commercial_2020_Economic_million_m3_Before Competition Groups_ENERGY STAR Dishwasher
Commercial | Com ¦ Heat Recovery Ventilator | 2020 | Economic | million_m3 | Before Competition Groups | 2.1638 | 0 | 0 | 1354.1353 | 0.0015979 | 23 | Commercial_2020_Economic_million_m3_Before Competition Groups_23 | Heat Recovery Ventilator | 0.1598% | 0 | 2.1638 | Commercial_2020_Economic_million_m3_Before Competition Groups_Heat Recovery Ventilator
Commercial | Com ¦ ENERGY STAR Fryer (84% eff) | 2020 | Economic | million_m3 | Before Competition Groups | 1.7716 | 0 | 0 | 1354.1353 | 0.0013083 | 24 | Commercial_2020_Economic_million_m3_Before Competition Groups_24 | ENERGY STAR Fryer (84% eff) | 0.1308% | 0 | 1.7716 | Commercial_2020_Economic_million_m3_Before Competition Groups_ENERGY STAR Fryer (84% eff)
Commercial | Com ¦ Infrared Heaters | 2020 | Economic | million_m3 | Before Competition Groups | 1.6553 | 0 | 0 | 1354.1353 | 0.0012224 | 25 | Commercial_2020_Economic_million_m3_Before Competition Groups_25 | Infrared Heaters | 0.1222% | 0 | 1.6553 | Commercial_2020_Economic_million_m3_Before Competition Groups_Infrared Heaters
Commercial | Com ¦ Energy Recovery Ventilation and Ventilation (Enhanced) | 2020 | Economic | million_m3 | Before Competition Groups | 1.538 | 0 | 0 | 1354.1353 | 0.0011358 | 26 | Commercial_2020_Economic_million_m3_Before Competition Groups_26 | Energy Recovery Ventilation and Ventilation (Enhanced) | 0.1136% | 0 | 1.538 | Commercial_2020_Economic_million_m3_Before Competition Groups_Energy Recovery Ventilation and Ventilation (Enhanced)
Commercial | Com ¦ High Efficiency Underfired Broilers | 2020 | Economic | million_m3 | Before Competition Groups | 1.5024 | 0 | 0 | 1354.1353 | 0.0011095 | 27 | Commercial_2020_Economic_million_m3_Before Competition Groups_27 | High Efficiency Underfired Broilers | 0.1109% | 0 | 1.5024 | Commercial_2020_Economic_million_m3_Before Competition Groups_High Efficiency Underfired Broilers
Commercial | Com ¦ Drain Water Heat Recovery (DWHR) ¦ Retro | 2020 | Economic | million_m3 | Before Competition Groups | 1.3269 | 0 | 0 | 1354.1353 | 0.00097987 | 28 | Commercial_2020_Economic_million_m3_Before Competition Groups_28 | Drain Water Heat Recovery (DWHR) ¦ Retro | 0.09799% | 0 | 1.3269 | Commercial_2020_Economic_million_m3_Before Competition Groups_Drain Water Heat Recovery (DWHR) ¦ Retro
Commercial | Com ¦ ENERGY STAR Griddle (74% eff) | 2020 | Economic | million_m3 | Before Competition Groups | 1.1487 | 0 | 0 | 1354.1353 | 0.0008483 | 29 | Commercial_2020_Economic_million_m3_Before Competition Groups_29 | ENERGY STAR Griddle (74% eff) | 0.08483% | 0 | 1.1487 | Commercial_2020_Economic_million_m3_Before Competition Groups_ENERGY STAR Griddle (74% eff)
Commercial | Com ¦ CEE Tier 2/Energy Star Clothes Washers | 2020 | Economic | million_m3 | Before Competition Groups | 0.33201 | 0 | 0 | 1354.1353 | 0.00024518 | 30 | Commercial_2020_Economic_million_m3_Before Competition Groups_30 | CEE Tier 2/Energy Star Clothes Washers | 0.02452% | 0 | 0.33201 | Commercial_2020_Economic_million_m3_Before Competition Groups_CEE Tier 2/Energy Star Clothes Washers
Commercial | Com ¦ Low Flow Pre-Rinse Spray Nozzle | 2020 | Economic | million_m3 | Before Competition Groups | 0.26271 | 0 | 0 | 1354.1353 | 0.00019401 | 31 | Commercial_2020_Economic_million_m3_Before Competition Groups_31 | Low Flow Pre-Rinse Spray Nozzle | 0.0194% | 0 | 0.26271 | Commercial_2020_Economic_million_m3_Before Competition Groups_Low Flow Pre-Rinse Spray Nozzle
Commercial | Com ¦ Air Curtains | 2020 | Economic | million_m3 | Before Competition Groups | 0.13001 | 0 | 0 | 1354.1353 | 9.601e-05 | 32 | Commercial_2020_Economic_million_m3_Before Competition Groups_32 | Air Curtains | 0.009601% | 0 | 0.13001 | Commercial_2020_Economic_million_m3_Before Competition Groups_Air Curtains
Commercial | Com ¦ ENERGY STAR Steam Cooker | 2020 | Economic | million_m3 | Before Competition Groups | 0.12674 | 0 | 0 | 1354.1353 | 9.3597e-05 | 33 | Commercial_2020_Economic_million_m3_Before Competition Groups_33 | ENERGY STAR Steam Cooker | 0.00936% | 0 | 0.12674 | Commercial_2020_Economic_million_m3_Before Competition Groups_ENERGY STAR Steam Cooker
Commercial | Com ¦ Drain Water Heat Recovery (DWHR) ¦New | 2020 | Economic | million_m3 | Before Competition Groups | 0.091071 | 0 | 0 | 1354.1353 | 6.7254e-05 | 34 | Commercial_2020_Economic_million_m3_Before Competition Groups_34 | Drain Water Heat Recovery (DWHR) ¦New | 0.006725% | 0 | 0.091071 | Commercial_2020_Economic_million_m3_Before Competition Groups_Drain Water Heat Recovery (DWHR) ¦New
Commercial | Com ¦ Solar Water Preheat (Pools/DHW) | 2020 | Economic | million_m3 | Before Competition Groups | 0.053401 | 0 | 0 | 1354.1353 | 3.9435e-05 | 35 | Commercial_2020_Economic_million_m3_Before Competition Groups_35 | Solar Water Preheat (Pools/DHW) | 0.003944% | 0 | 0.053401 | Commercial_2020_Economic_million_m3_Before Competition Groups_Solar Water Preheat (Pools/DHW)
Commercial | Com ¦ Gas Heat Pump Water Heater | 2020 | Economic | million_m3 | Before Competition Groups | 0 | 0 | 0 | 1354.1353 | 0 | 36 | Commercial_2020_Economic_million_m3_Before Competition Groups_36 | Gas Heat Pump Water Heater | 0% | 0 | 0 | Commercial_2020_Economic_million_m3_Before Competition Groups_Gas Heat Pump Water Heater
Commercial | Com ¦ Boilers - Advanced Controls (Steam Systems) | 2020 | SC A | million_m3 | Before Competition Groups | 9.5246 | 0 | 0 | 60.7634 | 0.15675 | 1 | Commercial_2020_SC A_million_m3_Before Competition Groups_1 | Boilers - Advanced Controls (Steam Systems) | 15.67% | 0 | 9.5246 | Commercial_2020_SC A_million_m3_Before Competition Groups_Boilers - Advanced Controls (Steam Systems)
Commercial | Com ¦ Adaptive Thermostats | 2020 | SC A | million_m3 | Before Competition Groups | 7.498 | 0 | 0 | 60.7634 | 0.1234 | 2 | Commercial_2020_SC A_million_m3_Before Competition Groups_2 | Adaptive Thermostats | 12.34% | 0 | 7.498 | Commercial_2020_SC A_million_m3_Before Competition Groups_Adaptive Thermostats
Commercial | Com ¦ Demand Control Ventilation | 2020 | SC A | million_m3 | Before Competition Groups | 5.9637 | 0 | 0 | 60.7634 | 0.098147 | 3 | Commercial_2020_SC A_million_m3_Before Competition Groups_3 | Demand Control Ventilation | 9.815% | 0 | 5.9637 | Commercial_2020_SC A_million_m3_Before Competition Groups_Demand Control Ventilation
Commercial | Com ¦ Building Recommissioning, Operations and Maintenance (O&M) Improvements | 2020 | SC A | million_m3 | Before Competition Groups | 5.4529 | 0 | 0 | 60.7634 | 0.08974 | 4 | Commercial_2020_SC A_million_m3_Before Competition Groups_4 | Building Recommissioning, Operations and Maintenance (O&M) Improvements | 8.974% | 0 | 5.4529 | Commercial_2020_SC A_million_m3_Before Competition Groups_Building Recommissioning, Operations and Maintenance (O&M) Improvements
Commercial | Com ¦ Air Handler with Dedicated Outdoor Air Systems | 2020 | SC A | million_m3 | Before Competition Groups | 3.3271 | 0 | 0 | 60.7634 | 0.054755 | 5 | Commercial_2020_SC A_million_m3_Before Competition Groups_5 | Air Handler with Dedicated Outdoor Air Systems | 5.476% | 0 | 3.3271 | Commercial_2020_SC A_million_m3_Before Competition Groups_Air Handler with Dedicated Outdoor Air Systems
Commercial | Com ¦ Condensing Boiler ¦ Std | 2020 | SC A | million_m3 | Before Competition Groups | 3.247 | 0 | 0 | 60.7634 | 0.053436 | 6 | Commercial_2020_SC A_million_m3_Before Competition Groups_6 | Condensing Boiler ¦ Std | 5.344% | 0 | 3.247 | Commercial_2020_SC A_million_m3_Before Competition Groups_Condensing Boiler ¦ Std
Commercial | Com ¦ Advanced BAS/Controllers | 2020 | SC A | million_m3 | Before Competition Groups | 3.1964 | 0 | 0 | 60.7634 | 0.052604 | 7 | Commercial_2020_SC A_million_m3_Before Competition Groups_7 | Advanced BAS/Controllers | 5.26% | 0 | 3.1964 | Commercial_2020_SC A_million_m3_Before Competition Groups_Advanced BAS/Controllers
Commercial | Com ¦ Condensing Make Up Air Unit | 2020 | SC A | million_m3 | Before Competition Groups | 2.8462 | 0 | 0 | 60.7634 | 0.04684 | 8 | Commercial_2020_SC A_million_m3_Before Competition Groups_8 | Condensing Make Up Air Unit | 4.684% | 0 | 2.8462 | Commercial_2020_SC A_million_m3_Before Competition Groups_Condensing Make Up Air Unit
Commercial | Com ¦ Gas Fired Heat Pump | 2020 | SC A | million_m3 | Before Competition Groups | 2.8025 | 0 | 0 | 60.7634 | 0.046122 | 9 | Commercial_2020_SC A_million_m3_Before Competition Groups_9 | Gas Fired Heat Pump | 4.612% | 0 | 2.8025 | Commercial_2020_SC A_million_m3_Before Competition Groups_Gas Fired Heat Pump
Commercial | Com ¦ Steam System Optimization | 2020 | SC A | million_m3 | Before Competition Groups | 2.4178 | 0 | 0 | 60.7634 | 0.039791 | 10 | Commercial_2020_SC A_million_m3_Before Competition Groups_10 | Steam System Optimization | 3.979% | 0 | 2.4178 | Commercial_2020_SC A_million_m3_Before Competition Groups_Steam System Optimization
Commercial | Com ¦ Destratification | 2020 | SC A | million_m3 | Before Competition Groups | 2.3727 | 0 | 0 | 60.7634 | 0.039048 | 11 | Commercial_2020_SC A_million_m3_Before Competition Groups_11 | Destratification | 3.905% | 0 | 2.3727 | Commercial_2020_SC A_million_m3_Before Competition Groups_Destratification
Commercial | Com ¦ Demand Control Kitchen Ventilation | 2020 | SC A | million_m3 | Before Competition Groups | 2.3369 | 0 | 0 | 60.7634 | 0.038459 | 12 | Commercial_2020_SC A_million_m3_Before Competition Groups_12 | Demand Control Kitchen Ventilation | 3.846% | 0 | 2.3369 | Commercial_2020_SC A_million_m3_Before Competition Groups_Demand Control Kitchen Ventilation
Commercial | Com ¦ Furnace Tune-Up | 2020 | SC A | million_m3 | Before Competition Groups | 2.2538 | 0 | 0 | 60.7634 | 0.037091 | 13 | Commercial_2020_SC A_million_m3_Before Competition Groups_13 | Furnace Tune-Up | 3.709% | 0 | 2.2538 | Commercial_2020_SC A_million_m3_Before Competition Groups_Furnace Tune-Up
Commercial | Com ¦ Wall Insulation | 2020 | SC A | million_m3 | Before Competition Groups | 1.2757 | 0 | 0 | 60.7634 | 0.020994 | 14 | Commercial_2020_SC A_million_m3_Before Competition Groups_14 | Wall Insulation | 2.099% | 0 | 1.2757 | Commercial_2020_SC A_million_m3_Before Competition Groups_Wall Insulation
Commercial | Com ¦ Education and Capacity Building/Energy Behavior | 2020 | SC A | million_m3 | Before Competition Groups | 1.1276 | 0 | 0 | 60.7634 | 0.018558 | 15 | Commercial_2020_SC A_million_m3_Before Competition Groups_15 | Education and Capacity Building/Energy Behavior | 1.856% | 0 | 1.1276 | Commercial_2020_SC A_million_m3_Before Competition Groups_Education and Capacity Building/Energy Behavior
Commercial | Com ¦ Condensing Unit Heaters or other Efficient Unit Heating System | 2020 | SC A | million_m3 | Before Competition Groups | 0.86736 | 0 | 0 | 60.7634 | 0.014274 | 16 | Commercial_2020_SC A_million_m3_Before Competition Groups_16 | Condensing Unit Heaters or other Efficient Unit Heating System | 1.427% | 0 | 0.86736 | Commercial_2020_SC A_million_m3_Before Competition Groups_Condensing Unit Heaters or other Efficient Unit Heating System
Commercial | Com ¦ Gas Fired Rooftop Units | 2020 | SC A | million_m3 | Before Competition Groups | 0.75294 | 0 | 0 | 60.7634 | 0.012391 | 17 | Commercial_2020_SC A_million_m3_Before Competition Groups_17 | Gas Fired Rooftop Units | 1.239% | 0 | 0.75294 | Commercial_2020_SC A_million_m3_Before Competition Groups_Gas Fired Rooftop Units
Commercial | Com ¦ Demand controlled Circulating Systems | 2020 | SC A | million_m3 | Before Competition Groups | 0.63715 | 0 | 0 | 60.7634 | 0.010486 | 18 | Commercial_2020_SC A_million_m3_Before Competition Groups_18 | Demand controlled Circulating Systems | 1.049% | 0 | 0.63715 | Commercial_2020_SC A_million_m3_Before Competition Groups_Demand controlled Circulating Systems
Commercial | Com ¦ ENERGY STAR Fryer (84% eff) | 2020 | SC A | million_m3 | Before Competition Groups | 0.56044 | 0 | 0 | 60.7634 | 0.0092234 | 19 | Commercial_2020_SC A_million_m3_Before Competition Groups_19 | ENERGY STAR Fryer (84% eff) | 0.9223% | 0 | 0.56044 | Commercial_2020_SC A_million_m3_Before Competition Groups_ENERGY STAR Fryer (84% eff)
Commercial | Com ¦ High Efficiency Underfired Broilers | 2020 | SC A | million_m3 | Before Competition Groups | 0.5337 | 0 | 0 | 60.7634 | 0.0087832 | 20 | Commercial_2020_SC A_million_m3_Before Competition Groups_20 | High Efficiency Underfired Broilers | 0.8783% | 0 | 0.5337 | Commercial_2020_SC A_million_m3_Before Competition Groups_High Efficiency Underfired Broilers
Commercial | Com ¦ Duct Insulation, R8 | 2020 | SC A | million_m3 | Before Competition Groups | 0.44351 | 0 | 0 | 60.7634 | 0.007299 | 21 | Commercial_2020_SC A_million_m3_Before Competition Groups_21 | Duct Insulation, R8 | 0.7299% | 0 | 0.44351 | Commercial_2020_SC A_million_m3_Before Competition Groups_Duct Insulation, R8
Commercial | Com ¦ Energy Efficient Laboratory Fume Hood | 2020 | SC A | million_m3 | Before Competition Groups | 0.32966 | 0 | 0 | 60.7634 | 0.0054253 | 22 | Commercial_2020_SC A_million_m3_Before Competition Groups_22 | Energy Efficient Laboratory Fume Hood | 0.5425% | 0 | 0.32966 | Commercial_2020_SC A_million_m3_Before Competition Groups_Energy Efficient Laboratory Fume Hood
Commercial | Com ¦ Ozone Laundry Treatment | 2020 | SC A | million_m3 | Before Competition Groups | 0.21516 | 0 | 0 | 60.7634 | 0.0035409 | 23 | Commercial_2020_SC A_million_m3_Before Competition Groups_23 | Ozone Laundry Treatment | 0.3541% | 0 | 0.21516 | Commercial_2020_SC A_million_m3_Before Competition Groups_Ozone Laundry Treatment
Commercial | Com ¦ ENERGY STAR Griddle (74% eff) | 2020 | SC A | million_m3 | Before Competition Groups | 0.20759 | 0 | 0 | 60.7634 | 0.0034163 | 24 | Commercial_2020_SC A_million_m3_Before Competition Groups_24 | ENERGY STAR Griddle (74% eff) | 0.3416% | 0 | 0.20759 | Commercial_2020_SC A_million_m3_Before Competition Groups_ENERGY STAR Griddle (74% eff)
Commercial | Com ¦ ENERGY STAR Dishwasher | 2020 | SC A | million_m3 | Before Competition Groups | 0.1922 | 0 | 0 | 60.7634 | 0.0031631 | 25 | Commercial_2020_SC A_million_m3_Before Competition Groups_25 | ENERGY STAR Dishwasher | 0.3163% | 0 | 0.1922 | Commercial_2020_SC A_million_m3_Before Competition Groups_ENERGY STAR Dishwasher
Commercial | Com ¦ CEE Tier 2/Energy Star Clothes Washers | 2020 | SC A | million_m3 | Before Competition Groups | 0.098401 | 0 | 0 | 60.7634 | 0.0016194 | 26 | Commercial_2020_SC A_million_m3_Before Competition Groups_26 | CEE Tier 2/Energy Star Clothes Washers | 0.1619% | 0 | 0.098401 | Commercial_2020_SC A_million_m3_Before Competition Groups_CEE Tier 2/Energy Star Clothes Washers
Commercial | Com ¦ Infrared Heaters | 2020 | SC A | million_m3 | Before Competition Groups | 0.072994 | 0 | 0 | 60.7634 | 0.0012013 | 27 | Commercial_2020_SC A_million_m3_Before Competition Groups_27 | Infrared Heaters | 0.1201% | 0 | 0.072994 | Commercial_2020_SC A_million_m3_Before Competition Groups_Infrared Heaters
Commercial | Com ¦ ENERGY STAR Steam Cooker | 2020 | SC A | million_m3 | Before Competition Groups | 0.05986 | 0 | 0 | 60.7634 | 0.00098513 | 28 | Commercial_2020_SC A_million_m3_Before Competition Groups_28 | ENERGY STAR Steam Cooker | 0.09851% | 0 | 0.05986 | Commercial_2020_SC A_million_m3_Before Competition Groups_ENERGY STAR Steam Cooker
Commercial | Com ¦ Drain Water Heat Recovery (DWHR) ¦ Retro | 2020 | SC A | million_m3 | Before Competition Groups | 0.057299 | 0 | 0 | 60.7634 | 0.00094298 | 29 | Commercial_2020_SC A_million_m3_Before Competition Groups_29 | Drain Water Heat Recovery (DWHR) ¦ Retro | 0.0943% | 0 | 0.057299 | Commercial_2020_SC A_million_m3_Before Competition Groups_Drain Water Heat Recovery (DWHR) ¦ Retro
Commercial | Com ¦ Low Flow Pre-Rinse Spray Nozzle | 2020 | SC A | million_m3 | Before Competition Groups | 0.056243 | 0 | 0 | 60.7634 | 0.00092561 | 30 | Commercial_2020_SC A_million_m3_Before Competition Groups_30 | Low Flow Pre-Rinse Spray Nozzle | 0.09256% | 0 | 0.056243 | Commercial_2020_SC A_million_m3_Before Competition Groups_Low Flow Pre-Rinse Spray Nozzle
Commercial | Com ¦ Energy Recovery Ventilation and Ventilation (Enhanced) | 2020 | SC A | million_m3 | Before Competition Groups | 0.020182 | 0 | 0 | 60.7634 | 0.00033214 | 31 | Commercial_2020_SC A_million_m3_Before Competition Groups_31 | Energy Recovery Ventilation and Ventilation (Enhanced) | 0.03321% | 0 | 0.020182 | Commercial_2020_SC A_million_m3_Before Competition Groups_Energy Recovery Ventilation and Ventilation (Enhanced)
Commercial | Com ¦ Drain Water Heat Recovery (DWHR) ¦New | 2020 | SC A | million_m3 | Before Competition Groups | 0.0091493 | 0 | 0 | 60.7634 | 0.00015057 | 32 | Commercial_2020_SC A_million_m3_Before Competition Groups_32 | Drain Water Heat Recovery (DWHR) ¦New | 0.01506% | 0 | 0.0091493 | Commercial_2020_SC A_million_m3_Before Competition Groups_Drain Water Heat Recovery (DWHR) ¦New
Commercial | Com ¦ Heat Recovery Ventilator | 2020 | SC A | million_m3 | Before Competition Groups | 0.0062392 | 0 | 0 | 60.7634 | 0.00010268 | 33 | Commercial_2020_SC A_million_m3_Before Competition Groups_33 | Heat Recovery Ventilator | 0.01027% | 0 | 0.0062392 | Commercial_2020_SC A_million_m3_Before Competition Groups_Heat Recovery Ventilator
Commercial | Com ¦ Solar Water Preheat (Pools/DHW) | 2020 | SC A | million_m3 | Before Competition Groups | 0.00036926 | 0 | 0 | 60.7634 | 6.0769e-06 | 34 | Commercial_2020_SC A_million_m3_Before Competition Groups_34 | Solar Water Preheat (Pools/DHW) | 0.0006077% | 0 | 0.00036926 | Commercial_2020_SC A_million_m3_Before Competition Groups_Solar Water Preheat (Pools/DHW)
Commercial | Com ¦ Air Curtains | 2020 | SC A | million_m3 | Before Competition Groups | 1.0527e-05 | 0 | 0 | 60.7634 | 1.7325e-07 | 35 | Commercial_2020_SC A_million_m3_Before Competition Groups_35 | Air Curtains | 1.733e-05% | 0 | 1.0527e-05 | Commercial_2020_SC A_million_m3_Before Competition Groups_Air Curtains
Commercial | Com ¦ Gas Heat Pump Water Heater | 2020 | SC A | million_m3 | Before Competition Groups | 0 | 0 | 0 | 60.7634 | 0 | 36 | Commercial_2020_SC A_million_m3_Before Competition Groups_36 | Gas Heat Pump Water Heater | 0% | 0 | 0 | Commercial_2020_SC A_million_m3_Before Competition Groups_Gas Heat Pump Water Heater
Commercial | Com ¦ Adaptive Thermostats | 2020 | SC B | million_m3 | Before Competition Groups | 16.092 | 0 | 0 | 118.0496 | 0.13632 | 1 | Commercial_2020_SC B_million_m3_Before Competition Groups_1 | Adaptive Thermostats | 13.63% | 0 | 16.092 | Commercial_2020_SC B_million_m3_Before Competition Groups_Adaptive Thermostats
Commercial | Com ¦ Demand Control Ventilation | 2020 | SC B | million_m3 | Before Competition Groups | 14.5335 | 0 | 0 | 118.0496 | 0.12311 | 2 | Commercial_2020_SC B_million_m3_Before Competition Groups_2 | Demand Control Ventilation | 12.31% | 0 | 14.5335 | Commercial_2020_SC B_million_m3_Before Competition Groups_Demand Control Ventilation
Commercial | Com ¦ Air Handler with Dedicated Outdoor Air Systems | 2020 | SC B | million_m3 | Before Competition Groups | 11.7765 | 0 | 0 | 118.0496 | 0.099759 | 3 | Commercial_2020_SC B_million_m3_Before Competition Groups_3 | Air Handler with Dedicated Outdoor Air Systems | 9.976% | 0 | 11.7765 | Commercial_2020_SC B_million_m3_Before Competition Groups_Air Handler with Dedicated Outdoor Air Systems
Commercial | Com ¦ Boilers - Advanced Controls (Steam Systems) | 2020 | SC B | million_m3 | Before Competition Groups | 9.5245 | 0 | 0 | 118.0496 | 0.080682 | 4 | Commercial_2020_SC B_million_m3_Before Competition Groups_4 | Boilers - Advanced Controls (Steam Systems) | 8.068% | 0 | 9.5245 | Commercial_2020_SC B_million_m3_Before Competition Groups_Boilers - Advanced Controls (Steam Systems)
Commercial | Com ¦ Steam System Optimization | 2020 | SC B | million_m3 | Before Competition Groups | 6.4233 | 0 | 0 | 118.0496 | 0.054412 | 5 | Commercial_2020_SC B_million_m3_Before Competition Groups_5 | Steam System Optimization | 5.441% | 0 | 6.4233 | Commercial_2020_SC B_million_m3_Before Competition Groups_Steam System Optimization
Commercial | Com ¦ Destratification | 2020 | SC B | million_m3 | Before Competition Groups | 6.3222 | 0 | 0 | 118.0496 | 0.053556 | 6 | Commercial_2020_SC B_million_m3_Before Competition Groups_6 | Destratification | 5.356% | 0 | 6.3222 | Commercial_2020_SC B_million_m3_Before Competition Groups_Destratification
Commercial | Com ¦ Condensing Boiler ¦ Std | 2020 | SC B | million_m3 | Before Competition Groups | 6.0986 | 0 | 0 | 118.0496 | 0.051661 | 7 | Commercial_2020_SC B_million_m3_Before Competition Groups_7 | Condensing Boiler ¦ Std | 5.166% | 0 | 6.0986 | Commercial_2020_SC B_million_m3_Before Competition Groups_Condensing Boiler ¦ Std
Commercial | Com ¦ Furnace Tune-Up | 2020 | SC B | million_m3 | Before Competition Groups | 5.9869 | 0 | 0 | 118.0496 | 0.050715 | 8 | Commercial_2020_SC B_million_m3_Before Competition Groups_8 | Furnace Tune-Up | 5.072% | 0 | 5.9869 | Commercial_2020_SC B_million_m3_Before Competition Groups_Furnace Tune-Up
Commercial | Com ¦ Building Recommissioning, Operations and Maintenance (O&M) Improvements | 2020 | SC B | million_m3 | Before Competition Groups | 5.9856 | 0 | 0 | 118.0496 | 0.050704 | 9 | Commercial_2020_SC B_million_m3_Before Competition Groups_9 | Building Recommissioning, Operations and Maintenance (O&M) Improvements | 5.07% | 0 | 5.9856 | Commercial_2020_SC B_million_m3_Before Competition Groups_Building Recommissioning, Operations and Maintenance (O&M) Improvements
Commercial | Com ¦ Education and Capacity Building/Energy Behavior | 2020 | SC B | million_m3 | Before Competition Groups | 5.6381 | 0 | 0 | 118.0496 | 0.047761 | 10 | Commercial_2020_SC B_million_m3_Before Competition Groups_10 | Education and Capacity Building/Energy Behavior | 4.776% | 0 | 5.6381 | Commercial_2020_SC B_million_m3_Before Competition Groups_Education and Capacity Building/Energy Behavior
Commercial | Com ¦ Demand Control Kitchen Ventilation | 2020 | SC B | million_m3 | Before Competition Groups | 5.0741 | 0 | 0 | 118.0496 | 0.042983 | 11 | Commercial_2020_SC B_million_m3_Before Competition Groups_11 | Demand Control Kitchen Ventilation | 4.298% | 0 | 5.0741 | Commercial_2020_SC B_million_m3_Before Competition Groups_Demand Control Kitchen Ventilation
Commercial | Com ¦ Advanced BAS/Controllers | 2020 | SC B | million_m3 | Before Competition Groups | 3.3911 | 0 | 0 | 118.0496 | 0.028726 | 12 | Commercial_2020_SC B_million_m3_Before Competition Groups_12 | Advanced BAS/Controllers | 2.873% | 0 | 3.3911 | Commercial_2020_SC B_million_m3_Before Competition Groups_Advanced BAS/Controllers
Commercial | Com ¦ Wall Insulation | 2020 | SC B | million_m3 | Before Competition Groups | 3.389 | 0 | 0 | 118.0496 | 0.028708 | 13 | Commercial_2020_SC B_million_m3_Before Competition Groups_13 | Wall Insulation | 2.871% | 0 | 3.389 | Commercial_2020_SC B_million_m3_Before Competition Groups_Wall Insulation
Commercial | Com ¦ Gas Fired Heat Pump | 2020 | SC B | million_m3 | Before Competition Groups | 3.2747 | 0 | 0 | 118.0496 | 0.02774 | 14 | Commercial_2020_SC B_million_m3_Before Competition Groups_14 | Gas Fired Heat Pump | 2.774% | 0 | 3.2747 | Commercial_2020_SC B_million_m3_Before Competition Groups_Gas Fired Heat Pump
Commercial | Com ¦ Condensing Make Up Air Unit | 2020 | SC B | million_m3 | Before Competition Groups | 3.0473 | 0 | 0 | 118.0496 | 0.025813 | 15 | Commercial_2020_SC B_million_m3_Before Competition Groups_15 | Condensing Make Up Air Unit | 2.581% | 0 | 3.0473 | Commercial_2020_SC B_million_m3_Before Competition Groups_Condensing Make Up Air Unit
Commercial | Com ¦ Energy Efficient Laboratory Fume Hood | 2020 | SC B | million_m3 | Before Competition Groups | 2.1247 | 0 | 0 | 118.0496 | 0.017999 | 16 | Commercial_2020_SC B_million_m3_Before Competition Groups_16 | Energy Efficient Laboratory Fume Hood | 1.8% | 0 | 2.1247 | Commercial_2020_SC B_million_m3_Before Competition Groups_Energy Efficient Laboratory Fume Hood
Commercial | Com ¦ Demand controlled Circulating Systems | 2020 | SC B | million_m3 | Before Competition Groups | 1.7804 | 0 | 0 | 118.0496 | 0.015082 | 17 | Commercial_2020_SC B_million_m3_Before Competition Groups_17 | Demand controlled Circulating Systems | 1.508% | 0 | 1.7804 | Commercial_2020_SC B_million_m3_Before Competition Groups_Demand controlled Circulating Systems
Commercial | Com ¦ Duct Insulation, R8 | 2020 | SC B | million_m3 | Before Competition Groups | 1.3817 | 0 | 0 | 118.0496 | 0.011705 | 18 | Commercial_2020_SC B_million_m3_Before Competition Groups_18 | Duct Insulation, R8 | 1.17% | 0 | 1.3817 | Commercial_2020_SC B_million_m3_Before Competition Groups_Duct Insulation, R8
Commercial | Com ¦ Condensing Unit Heaters or other Efficient Unit Heating System | 2020 | SC B | million_m3 | Before Competition Groups | 1.254 | 0 | 0 | 118.0496 | 0.010623 | 19 | Commercial_2020_SC B_million_m3_Before Competition Groups_19 | Condensing Unit Heaters or other Efficient Unit Heating System | 1.062% | 0 | 1.254 | Commercial_2020_SC B_million_m3_Before Competition Groups_Condensing Unit Heaters or other Efficient Unit Heating System
Commercial | Com ¦ Gas Fired Rooftop Units | 2020 | SC B | million_m3 | Before Competition Groups | 1.1672 | 0 | 0 | 118.0496 | 0.0098875 | 20 | Commercial_2020_SC B_million_m3_Before Competition Groups_20 | Gas Fired Rooftop Units | 0.9887% | 0 | 1.1672 | Commercial_2020_SC B_million_m3_Before Competition Groups_Gas Fired Rooftop Units
Commercial | Com ¦ ENERGY STAR Fryer (84% eff) | 2020 | SC B | million_m3 | Before Competition Groups | 0.83656 | 0 | 0 | 118.0496 | 0.0070865 | 21 | Commercial_2020_SC B_million_m3_Before Competition Groups_21 | ENERGY STAR Fryer (84% eff) | 0.7086% | 0 | 0.83656 | Commercial_2020_SC B_million_m3_Before Competition Groups_ENERGY STAR Fryer (84% eff)
Commercial | Com ¦ Ozone Laundry Treatment | 2020 | SC B | million_m3 | Before Competition Groups | 0.78731 | 0 | 0 | 118.0496 | 0.0066694 | 22 | Commercial_2020_SC B_million_m3_Before Competition Groups_22 | Ozone Laundry Treatment | 0.6669% | 0 | 0.78731 | Commercial_2020_SC B_million_m3_Before Competition Groups_Ozone Laundry Treatment
Commercial | Com ¦ High Efficiency Underfired Broilers | 2020 | SC B | million_m3 | Before Competition Groups | 0.55345 | 0 | 0 | 118.0496 | 0.0046883 | 23 | Commercial_2020_SC B_million_m3_Before Competition Groups_23 | High Efficiency Underfired Broilers | 0.4688% | 0 | 0.55345 | Commercial_2020_SC B_million_m3_Before Competition Groups_High Efficiency Underfired Broilers
Commercial | Com ¦ ENERGY STAR Griddle (74% eff) | 2020 | SC B | million_m3 | Before Competition Groups | 0.54839 | 0 | 0 | 118.0496 | 0.0046454 | 24 | Commercial_2020_SC B_million_m3_Before Competition Groups_24 | ENERGY STAR Griddle (74% eff) | 0.4645% | 0 | 0.54839 | Commercial_2020_SC B_million_m3_Before Competition Groups_ENERGY STAR Griddle (74% eff)
Commercial | Com ¦ ENERGY STAR Dishwasher | 2020 | SC B | million_m3 | Before Competition Groups | 0.23732 | 0 | 0 | 118.0496 | 0.0020103 | 25 | Commercial_2020_SC B_million_m3_Before Competition Groups_25 | ENERGY STAR Dishwasher | 0.201% | 0 | 0.23732 | Commercial_2020_SC B_million_m3_Before Competition Groups_ENERGY STAR Dishwasher
Commercial | Com ¦ Drain Water Heat Recovery (DWHR) ¦ Retro | 2020 | SC B | million_m3 | Before Competition Groups | 0.15227 | 0 | 0 | 118.0496 | 0.0012899 | 26 | Commercial_2020_SC B_million_m3_Before Competition Groups_26 | Drain Water Heat Recovery (DWHR) ¦ Retro | 0.129% | 0 | 0.15227 | Commercial_2020_SC B_million_m3_Before Competition Groups_Drain Water Heat Recovery (DWHR) ¦ Retro
Commercial | Com ¦ Heat Recovery Ventilator | 2020 | SC B | million_m3 | Before Competition Groups | 0.14503 | 0 | 0 | 118.0496 | 0.0012286 | 27 | Commercial_2020_SC B_million_m3_Before Competition Groups_27 | Heat Recovery Ventilator | 0.1229% | 0 | 0.14503 | Commercial_2020_SC B_million_m3_Before Competition Groups_Heat Recovery Ventilator
Commercial | Com ¦ Energy Recovery Ventilation and Ventilation (Enhanced) | 2020 | SC B | million_m3 | Before Competition Groups | 0.13416 | 0 | 0 | 118.0496 | 0.0011365 | 28 | Commercial_2020_SC B_million_m3_Before Competition Groups_28 | Energy Recovery Ventilation and Ventilation (Enhanced) | 0.1136% | 0 | 0.13416 | Commercial_2020_SC B_million_m3_Before Competition Groups_Energy Recovery Ventilation and Ventilation (Enhanced)
Commercial | Com ¦ CEE Tier 2/Energy Star Clothes Washers | 2020 | SC B | million_m3 | Before Competition Groups | 0.12191 | 0 | 0 | 118.0496 | 0.0010327 | 29 | Commercial_2020_SC B_million_m3_Before Competition Groups_29 | CEE Tier 2/Energy Star Clothes Washers | 0.1033% | 0 | 0.12191 | Commercial_2020_SC B_million_m3_Before Competition Groups_CEE Tier 2/Energy Star Clothes Washers
Commercial | Com ¦ Infrared Heaters | 2020 | SC B | million_m3 | Before Competition Groups | 0.11324 | 0 | 0 | 118.0496 | 0.00095925 | 30 | Commercial_2020_SC B_million_m3_Before Competition Groups_30 | Infrared Heaters | 0.09593% | 0 | 0.11324 | Commercial_2020_SC B_million_m3_Before Competition Groups_Infrared Heaters
Commercial | Com ¦ Low Flow Pre-Rinse Spray Nozzle | 2020 | SC B | million_m3 | Before Competition Groups | 0.068933 | 0 | 0 | 118.0496 | 0.00058394 | 31 | Commercial_2020_SC B_million_m3_Before Competition Groups_31 | Low Flow Pre-Rinse Spray Nozzle | 0.05839% | 0 | 0.068933 | Commercial_2020_SC B_million_m3_Before Competition Groups_Low Flow Pre-Rinse Spray Nozzle
Commercial | Com ¦ ENERGY STAR Steam Cooker | 2020 | SC B | million_m3 | Before Competition Groups | 0.059859 | 0 | 0 | 118.0496 | 0.00050707 | 32 | Commercial_2020_SC B_million_m3_Before Competition Groups_32 | ENERGY STAR Steam Cooker | 0.05071% | 0 | 0.059859 | Commercial_2020_SC B_million_m3_Before Competition Groups_ENERGY STAR Steam Cooker
Commercial | Com ¦ Air Curtains | 2020 | SC B | million_m3 | Before Competition Groups | 0.015492 | 0 | 0 | 118.0496 | 0.00013123 | 33 | Commercial_2020_SC B_million_m3_Before Competition Groups_33 | Air Curtains | 0.01312% | 0 | 0.015492 | Commercial_2020_SC B_million_m3_Before Competition Groups_Air Curtains
Commercial | Com ¦ Drain Water Heat Recovery (DWHR) ¦New | 2020 | SC B | million_m3 | Before Competition Groups | 0.0091493 | 0 | 0 | 118.0496 | 7.7504e-05 | 34 | Commercial_2020_SC B_million_m3_Before Competition Groups_34 | Drain Water Heat Recovery (DWHR) ¦New | 0.00775% | 0 | 0.0091493 | Commercial_2020_SC B_million_m3_Before Competition Groups_Drain Water Heat Recovery (DWHR) ¦New
Commercial | Com ¦ Solar Water Preheat (Pools/DHW) | 2020 | SC B | million_m3 | Before Competition Groups | 0.0010209 | 0 | 0 | 118.0496 | 8.6479e-06 | 35 | Commercial_2020_SC B_million_m3_Before Competition Groups_35 | Solar Water Preheat (Pools/DHW) | 0.0008648% | 0 | 0.0010209 | Commercial_2020_SC B_million_m3_Before Competition Groups_Solar Water Preheat (Pools/DHW)
Commercial | Com ¦ Gas Heat Pump Water Heater | 2020 | SC B | million_m3 | Before Competition Groups | 0 | 0 | 0 | 118.0496 | 0 | 36 | Commercial_2020_SC B_million_m3_Before Competition Groups_36 | Gas Heat Pump Water Heater | 0% | 0 | 0 | Commercial_2020_SC B_million_m3_Before Competition Groups_Gas Heat Pump Water Heater
Commercial | Com ¦ Boilers - Advanced Controls (Steam Systems) | 2020 | SC C | million_m3 | Before Competition Groups | 9.5246 | 0 | 0 | 62.6754 | 0.15197 | 1 | Commercial_2020_SC C_million_m3_Before Competition Groups_1 | Boilers - Advanced Controls (Steam Systems) | 15.2% | 0 | 9.5246 | Commercial_2020_SC C_million_m3_Before Competition Groups_Boilers - Advanced Controls (Steam Systems)
Commercial | Com ¦ Adaptive Thermostats | 2020 | SC C | million_m3 | Before Competition Groups | 7.498 | 0 | 0 | 62.6754 | 0.11963 | 2 | Commercial_2020_SC C_million_m3_Before Competition Groups_2 | Adaptive Thermostats | 11.96% | 0 | 7.498 | Commercial_2020_SC C_million_m3_Before Competition Groups_Adaptive Thermostats
Commercial | Com ¦ Demand Control Ventilation | 2020 | SC C | million_m3 | Before Competition Groups | 6.1839 | 0 | 0 | 62.6754 | 0.098666 | 3 | Commercial_2020_SC C_million_m3_Before Competition Groups_3 | Demand Control Ventilation | 9.867% | 0 | 6.1839 | Commercial_2020_SC C_million_m3_Before Competition Groups_Demand Control Ventilation
Commercial | Com ¦ Building Recommissioning, Operations and Maintenance (O&M) Improvements | 2020 | SC C | million_m3 | Before Competition Groups | 5.4844 | 0 | 0 | 62.6754 | 0.087505 | 4 | Commercial_2020_SC C_million_m3_Before Competition Groups_4 | Building Recommissioning, Operations and Maintenance (O&M) Improvements | 8.751% | 0 | 5.4844 | Commercial_2020_SC C_million_m3_Before Competition Groups_Building Recommissioning, Operations and Maintenance (O&M) Improvements
Commercial | Com ¦ Condensing Boiler ¦ Std | 2020 | SC C | million_m3 | Before Competition Groups | 3.9755 | 0 | 0 | 62.6754 | 0.063429 | 5 | Commercial_2020_SC C_million_m3_Before Competition Groups_5 | Condensing Boiler ¦ Std | 6.343% | 0 | 3.9755 | Commercial_2020_SC C_million_m3_Before Competition Groups_Condensing Boiler ¦ Std
Commercial | Com ¦ Air Handler with Dedicated Outdoor Air Systems | 2020 | SC C | million_m3 | Before Competition Groups | 3.61 | 0 | 0 | 62.6754 | 0.057598 | 6 | Commercial_2020_SC C_million_m3_Before Competition Groups_6 | Air Handler with Dedicated Outdoor Air Systems | 5.76% | 0 | 3.61 | Commercial_2020_SC C_million_m3_Before Competition Groups_Air Handler with Dedicated Outdoor Air Systems
Commercial | Com ¦ Advanced BAS/Controllers | 2020 | SC C | million_m3 | Before Competition Groups | 3.2224 | 0 | 0 | 62.6754 | 0.051414 | 7 | Commercial_2020_SC C_million_m3_Before Competition Groups_7 | Advanced BAS/Controllers | 5.141% | 0 | 3.2224 | Commercial_2020_SC C_million_m3_Before Competition Groups_Advanced BAS/Controllers
Commercial | Com ¦ Gas Fired Heat Pump | 2020 | SC C | million_m3 | Before Competition Groups | 2.9266 | 0 | 0 | 62.6754 | 0.046695 | 8 | Commercial_2020_SC C_million_m3_Before Competition Groups_8 | Gas Fired Heat Pump | 4.67% | 0 | 2.9266 | Commercial_2020_SC C_million_m3_Before Competition Groups_Gas Fired Heat Pump
Commercial | Com ¦ Condensing Make Up Air Unit | 2020 | SC C | million_m3 | Before Competition Groups | 2.859 | 0 | 0 | 62.6754 | 0.045616 | 9 | Commercial_2020_SC C_million_m3_Before Competition Groups_9 | Condensing Make Up Air Unit | 4.562% | 0 | 2.859 | Commercial_2020_SC C_million_m3_Before Competition Groups_Condensing Make Up Air Unit
Commercial | Com ¦ Steam System Optimization | 2020 | SC C | million_m3 | Before Competition Groups | 2.4178 | 0 | 0 | 62.6754 | 0.038577 | 10 | Commercial_2020_SC C_million_m3_Before Competition Groups_10 | Steam System Optimization | 3.858% | 0 | 2.4178 | Commercial_2020_SC C_million_m3_Before Competition Groups_Steam System Optimization
Commercial | Com ¦ Demand Control Kitchen Ventilation | 2020 | SC C | million_m3 | Before Competition Groups | 2.3874 | 0 | 0 | 62.6754 | 0.038091 | 11 | Commercial_2020_SC C_million_m3_Before Competition Groups_11 | Demand Control Kitchen Ventilation | 3.809% | 0 | 2.3874 | Commercial_2020_SC C_million_m3_Before Competition Groups_Demand Control Kitchen Ventilation
Commercial | Com ¦ Destratification | 2020 | SC C | million_m3 | Before Competition Groups | 2.3802 | 0 | 0 | 62.6754 | 0.037977 | 12 | Commercial_2020_SC C_million_m3_Before Competition Groups_12 | Destratification | 3.798% | 0 | 2.3802 | Commercial_2020_SC C_million_m3_Before Competition Groups_Destratification
Commercial | Com ¦ Furnace Tune-Up | 2020 | SC C | million_m3 | Before Competition Groups | 2.2538 | 0 | 0 | 62.6754 | 0.03596 | 13 | Commercial_2020_SC C_million_m3_Before Competition Groups_13 | Furnace Tune-Up | 3.596% | 0 | 2.2538 | Commercial_2020_SC C_million_m3_Before Competition Groups_Furnace Tune-Up
Commercial | Com ¦ Wall Insulation | 2020 | SC C | million_m3 | Before Competition Groups | 1.2757 | 0 | 0 | 62.6754 | 0.020354 | 14 | Commercial_2020_SC C_million_m3_Before Competition Groups_14 | Wall Insulation | 2.035% | 0 | 1.2757 | Commercial_2020_SC C_million_m3_Before Competition Groups_Wall Insulation
Commercial | Com ¦ Education and Capacity Building/Energy Behavior | 2020 | SC C | million_m3 | Before Competition Groups | 1.1276 | 0 | 0 | 62.6754 | 0.017991 | 15 | Commercial_2020_SC C_million_m3_Before Competition Groups_15 | Education and Capacity Building/Energy Behavior | 1.799% | 0 | 1.1276 | Commercial_2020_SC C_million_m3_Before Competition Groups_Education and Capacity Building/Energy Behavior
Commercial | Com ¦ Condensing Unit Heaters or other Efficient Unit Heating System | 2020 | SC C | million_m3 | Before Competition Groups | 0.95607 | 0 | 0 | 62.6754 | 0.015254 | 16 | Commercial_2020_SC C_million_m3_Before Competition Groups_16 | Condensing Unit Heaters or other Efficient Unit Heating System | 1.525% | 0 | 0.95607 | Commercial_2020_SC C_million_m3_Before Competition Groups_Condensing Unit Heaters or other Efficient Unit Heating System
Commercial | Com ¦ Gas Fired Rooftop Units | 2020 | SC C | million_m3 | Before Competition Groups | 0.75487 | 0 | 0 | 62.6754 | 0.012044 | 17 | Commercial_2020_SC C_million_m3_Before Competition Groups_17 | Gas Fired Rooftop Units | 1.204% | 0 | 0.75487 | Commercial_2020_SC C_million_m3_Before Competition Groups_Gas Fired Rooftop Units
Commercial | Com ¦ Demand controlled Circulating Systems | 2020 | SC C | million_m3 | Before Competition Groups | 0.64589 | 0 | 0 | 62.6754 | 0.010305 | 18 | Commercial_2020_SC C_million_m3_Before Competition Groups_18 | Demand controlled Circulating Systems | 1.031% | 0 | 0.64589 | Commercial_2020_SC C_million_m3_Before Competition Groups_Demand controlled Circulating Systems
Commercial | Com ¦ ENERGY STAR Fryer (84% eff) | 2020 | SC C | million_m3 | Before Competition Groups | 0.6261 | 0 | 0 | 62.6754 | 0.0099895 | 19 | Commercial_2020_SC C_million_m3_Before Competition Groups_19 | ENERGY STAR Fryer (84% eff) | 0.9989% | 0 | 0.6261 | Commercial_2020_SC C_million_m3_Before Competition Groups_ENERGY STAR Fryer (84% eff)
Commercial | Com ¦ High Efficiency Underfired Broilers | 2020 | SC C | million_m3 | Before Competition Groups | 0.5337 | 0 | 0 | 62.6754 | 0.0085153 | 20 | Commercial_2020_SC C_million_m3_Before Competition Groups_20 | High Efficiency Underfired Broilers | 0.8515% | 0 | 0.5337 | Commercial_2020_SC C_million_m3_Before Competition Groups_High Efficiency Underfired Broilers
Commercial | Com ¦ Duct Insulation, R8 | 2020 | SC C | million_m3 | Before Competition Groups | 0.48737 | 0 | 0 | 62.6754 | 0.0077761 | 21 | Commercial_2020_SC C_million_m3_Before Competition Groups_21 | Duct Insulation, R8 | 0.7776% | 0 | 0.48737 | Commercial_2020_SC C_million_m3_Before Competition Groups_Duct Insulation, R8
Commercial | Com ¦ Energy Efficient Laboratory Fume Hood | 2020 | SC C | million_m3 | Before Competition Groups | 0.42857 | 0 | 0 | 62.6754 | 0.0068379 | 22 | Commercial_2020_SC C_million_m3_Before Competition Groups_22 | Energy Efficient Laboratory Fume Hood | 0.6838% | 0 | 0.42857 | Commercial_2020_SC C_million_m3_Before Competition Groups_Energy Efficient Laboratory Fume Hood
Commercial | Com ¦ ENERGY STAR Griddle (74% eff) | 2020 | SC C | million_m3 | Before Competition Groups | 0.25763 | 0 | 0 | 62.6754 | 0.0041105 | 23 | Commercial_2020_SC C_million_m3_Before Competition Groups_23 | ENERGY STAR Griddle (74% eff) | 0.411% | 0 | 0.25763 | Commercial_2020_SC C_million_m3_Before Competition Groups_ENERGY STAR Griddle (74% eff)
Commercial | Com ¦ Ozone Laundry Treatment | 2020 | SC C | million_m3 | Before Competition Groups | 0.2472 | 0 | 0 | 62.6754 | 0.0039442 | 24 | Commercial_2020_SC C_million_m3_Before Competition Groups_24 | Ozone Laundry Treatment | 0.3944% | 0 | 0.2472 | Commercial_2020_SC C_million_m3_Before Competition Groups_Ozone Laundry Treatment
Commercial | Com ¦ ENERGY STAR Dishwasher | 2020 | SC C | million_m3 | Before Competition Groups | 0.20509 | 0 | 0 | 62.6754 | 0.0032722 | 25 | Commercial_2020_SC C_million_m3_Before Competition Groups_25 | ENERGY STAR Dishwasher | 0.3272% | 0 | 0.20509 | Commercial_2020_SC C_million_m3_Before Competition Groups_ENERGY STAR Dishwasher
Commercial | Com ¦ CEE Tier 2/Energy Star Clothes Washers | 2020 | SC C | million_m3 | Before Competition Groups | 0.10438 | 0 | 0 | 62.6754 | 0.0016654 | 26 | Commercial_2020_SC C_million_m3_Before Competition Groups_26 | CEE Tier 2/Energy Star Clothes Washers | 0.1665% | 0 | 0.10438 | Commercial_2020_SC C_million_m3_Before Competition Groups_CEE Tier 2/Energy Star Clothes Washers
Commercial | Com ¦ Infrared Heaters | 2020 | SC C | million_m3 | Before Competition Groups | 0.081785 | 0 | 0 | 62.6754 | 0.0013049 | 27 | Commercial_2020_SC C_million_m3_Before Competition Groups_27 | Infrared Heaters | 0.1305% | 0 | 0.081785 | Commercial_2020_SC C_million_m3_Before Competition Groups_Infrared Heaters
Commercial | Com ¦ ENERGY STAR Steam Cooker | 2020 | SC C | million_m3 | Before Competition Groups | 0.05986 | 0 | 0 | 62.6754 | 0.00095508 | 28 | Commercial_2020_SC C_million_m3_Before Competition Groups_28 | ENERGY STAR Steam Cooker | 0.09551% | 0 | 0.05986 | Commercial_2020_SC C_million_m3_Before Competition Groups_ENERGY STAR Steam Cooker
Commercial | Com ¦ Low Flow Pre-Rinse Spray Nozzle | 2020 | SC C | million_m3 | Before Competition Groups | 0.058223 | 0 | 0 | 62.6754 | 0.00092897 | 29 | Commercial_2020_SC C_million_m3_Before Competition Groups_29 | Low Flow Pre-Rinse Spray Nozzle | 0.0929% | 0 | 0.058223 | Commercial_2020_SC C_million_m3_Before Competition Groups_Low Flow Pre-Rinse Spray Nozzle
Commercial | Com ¦ Drain Water Heat Recovery (DWHR) ¦ Retro | 2020 | SC C | million_m3 | Before Competition Groups | 0.057301 | 0 | 0 | 62.6754 | 0.00091424 | 30 | Commercial_2020_SC C_million_m3_Before Competition Groups_30 | Drain Water Heat Recovery (DWHR) ¦ Retro | 0.09142% | 0 | 0.057301 | Commercial_2020_SC C_million_m3_Before Competition Groups_Drain Water Heat Recovery (DWHR) ¦ Retro
Commercial | Com ¦ Energy Recovery Ventilation and Ventilation (Enhanced) | 2020 | SC C | million_m3 | Before Competition Groups | 0.025214 | 0 | 0 | 62.6754 | 0.0004023 | 31 | Commercial_2020_SC C_million_m3_Before Competition Groups_31 | Energy Recovery Ventilation and Ventilation (Enhanced) | 0.04023% | 0 | 0.025214 | Commercial_2020_SC C_million_m3_Before Competition Groups_Energy Recovery Ventilation and Ventilation (Enhanced)
Commercial | Com ¦ Heat Recovery Ventilator | 2020 | SC C | million_m3 | Before Competition Groups | 0.0095995 | 0 | 0 | 62.6754 | 0.00015316 | 32 | Commercial_2020_SC C_million_m3_Before Competition Groups_32 | Heat Recovery Ventilator | 0.01532% | 0 | 0.0095995 | Commercial_2020_SC C_million_m3_Before Competition Groups_Heat Recovery Ventilator
Commercial | Com ¦ Drain Water Heat Recovery (DWHR) ¦New | 2020 | SC C | million_m3 | Before Competition Groups | 0.0091493 | 0 | 0 | 62.6754 | 0.00014598 | 33 | Commercial_2020_SC C_million_m3_Before Competition Groups_33 | Drain Water Heat Recovery (DWHR) ¦New | 0.0146% | 0 | 0.0091493 | Commercial_2020_SC C_million_m3_Before Competition Groups_Drain Water Heat Recovery (DWHR) ¦New
Commercial | Com ¦ Solar Water Preheat (Pools/DHW) | 2020 | SC C | million_m3 | Before Competition Groups | 0.00037991 | 0 | 0 | 62.6754 | 6.0615e-06 | 34 | Commercial_2020_SC C_million_m3_Before Competition Groups_34 | Solar Water Preheat (Pools/DHW) | 0.0006062% | 0 | 0.00037991 | Commercial_2020_SC C_million_m3_Before Competition Groups_Solar Water Preheat (Pools/DHW)
Commercial | Com ¦ Air Curtains | 2020 | SC C | million_m3 | Before Competition Groups | 1.3145e-05 | 0 | 0 | 62.6754 | 2.0973e-07 | 35 | Commercial_2020_SC C_million_m3_Before Competition Groups_35 | Air Curtains | 2.097e-05% | 0 | 1.3145e-05 | Commercial_2020_SC C_million_m3_Before Competition Groups_Air Curtains
Commercial | Com ¦ Gas Heat Pump Water Heater | 2020 | SC C | million_m3 | Before Competition Groups | 0 | 0 | 0 | 62.6754 | 0 | 36 | Commercial_2020_SC C_million_m3_Before Competition Groups_36 | Gas Heat Pump Water Heater | 0% | 0 | 0 | Commercial_2020_SC C_million_m3_Before Competition Groups_Gas Heat Pump Water Heater
Commercial | Com ¦ Building Recommissioning, Operations and Maintenance (O&M) Improvements | 2020 | Technical | million_m3 | Before Competition Groups | 288.9109 | 0 | 0 | 1536.5547 | 0.18803 | 1 | Commercial_2020_Technical_million_m3_Before Competition Groups_1 | Building Recommissioning, Operations and Maintenance (O&M) Improvements | 18.8% | 0 | 288.9109 | Commercial_2020_Technical_million_m3_Before Competition Groups_Building Recommissioning, Operations and Maintenance (O&M) Improvements
Commercial | Com ¦ Demand Control Ventilation | 2020 | Technical | million_m3 | Before Competition Groups | 134.5277 | 0 | 0 | 1536.5547 | 0.087552 | 2 | Commercial_2020_Technical_million_m3_Before Competition Groups_2 | Demand Control Ventilation | 8.755% | 0 | 134.5277 | Commercial_2020_Technical_million_m3_Before Competition Groups_Demand Control Ventilation
Commercial | Com ¦ Adaptive Thermostats | 2020 | Technical | million_m3 | Before Competition Groups | 130.4675 | 0 | 0 | 1536.5547 | 0.084909 | 3 | Commercial_2020_Technical_million_m3_Before Competition Groups_3 | Adaptive Thermostats | 8.491% | 0 | 130.4675 | Commercial_2020_Technical_million_m3_Before Competition Groups_Adaptive Thermostats
Commercial | Com ¦ Boilers - Advanced Controls (Steam Systems) | 2020 | Technical | million_m3 | Before Competition Groups | 130.0993 | 0 | 0 | 1536.5547 | 0.084669 | 4 | Commercial_2020_Technical_million_m3_Before Competition Groups_4 | Boilers - Advanced Controls (Steam Systems) | 8.467% | 0 | 130.0993 | Commercial_2020_Technical_million_m3_Before Competition Groups_Boilers - Advanced Controls (Steam Systems)
Commercial | Com ¦ Air Handler with Dedicated Outdoor Air Systems | 2020 | Technical | million_m3 | Before Competition Groups | 107.7247 | 0 | 0 | 1536.5547 | 0.070108 | 5 | Commercial_2020_Technical_million_m3_Before Competition Groups_5 | Air Handler with Dedicated Outdoor Air Systems | 7.011% | 0 | 107.7247 | Commercial_2020_Technical_million_m3_Before Competition Groups_Air Handler with Dedicated Outdoor Air Systems
Commercial | Com ¦ Education and Capacity Building/Energy Behavior | 2020 | Technical | million_m3 | Before Competition Groups | 91.7759 | 0 | 0 | 1536.5547 | 0.059728 | 6 | Commercial_2020_Technical_million_m3_Before Competition Groups_6 | Education and Capacity Building/Energy Behavior | 5.973% | 0 | 91.7759 | Commercial_2020_Technical_million_m3_Before Competition Groups_Education and Capacity Building/Energy Behavior
Commercial | Com ¦ Advanced BAS/Controllers | 2020 | Technical | million_m3 | Before Competition Groups | 67.6201 | 0 | 0 | 1536.5547 | 0.044008 | 7 | Commercial_2020_Technical_million_m3_Before Competition Groups_7 | Advanced BAS/Controllers | 4.401% | 0 | 67.6201 | Commercial_2020_Technical_million_m3_Before Competition Groups_Advanced BAS/Controllers
Commercial | Com ¦ Steam System Optimization | 2020 | Technical | million_m3 | Before Competition Groups | 57.9852 | 0 | 0 | 1536.5547 | 0.037737 | 8 | Commercial_2020_Technical_million_m3_Before Competition Groups_8 | Steam System Optimization | 3.774% | 0 | 57.9852 | Commercial_2020_Technical_million_m3_Before Competition Groups_Steam System Optimization
Commercial | Com ¦ Destratification | 2020 | Technical | million_m3 | Before Competition Groups | 57.394 | 0 | 0 | 1536.5547 | 0.037352 | 9 | Commercial_2020_Technical_million_m3_Before Competition Groups_9 | Destratification | 3.735% | 0 | 57.394 | Commercial_2020_Technical_million_m3_Before Competition Groups_Destratification
Commercial | Com ¦ Furnace Tune-Up | 2020 | Technical | million_m3 | Before Competition Groups | 54.6291 | 0 | 0 | 1536.5547 | 0.035553 | 10 | Commercial_2020_Technical_million_m3_Before Competition Groups_10 | Furnace Tune-Up | 3.555% | 0 | 54.6291 | Commercial_2020_Technical_million_m3_Before Competition Groups_Furnace Tune-Up
Commercial | Com ¦ Condensing Boiler ¦ Std | 2020 | Technical | million_m3 | Before Competition Groups | 50.275 | 0 | 0 | 1536.5547 | 0.032719 | 11 | Commercial_2020_Technical_million_m3_Before Competition Groups_11 | Condensing Boiler ¦ Std | 3.272% | 0 | 50.275 | Commercial_2020_Technical_million_m3_Before Competition Groups_Condensing Boiler ¦ Std
Commercial | Com ¦ Demand Control Kitchen Ventilation | 2020 | Technical | million_m3 | Before Competition Groups | 44.7667 | 0 | 0 | 1536.5547 | 0.029134 | 12 | Commercial_2020_Technical_million_m3_Before Competition Groups_12 | Demand Control Kitchen Ventilation | 2.913% | 0 | 44.7667 | Commercial_2020_Technical_million_m3_Before Competition Groups_Demand Control Kitchen Ventilation
Commercial | Com ¦ Energy Recovery Ventilation and Ventilation (Enhanced) | 2020 | Technical | million_m3 | Before Competition Groups | 40.6181 | 0 | 0 | 1536.5547 | 0.026435 | 13 | Commercial_2020_Technical_million_m3_Before Competition Groups_13 | Energy Recovery Ventilation and Ventilation (Enhanced) | 2.643% | 0 | 40.6181 | Commercial_2020_Technical_million_m3_Before Competition Groups_Energy Recovery Ventilation and Ventilation (Enhanced)
Commercial | Com ¦ High Efficiency Condensing Furnace AFUE 95% from 80% code | 2020 | Technical | million_m3 | Before Competition Groups | 40.1301 | 0 | 0 | 1536.5547 | 0.026117 | 14 | Commercial_2020_Technical_million_m3_Before Competition Groups_14 | High Efficiency Condensing Furnace AFUE 95% from 80% code | 2.612% | 0 | 40.1301 | Commercial_2020_Technical_million_m3_Before Competition Groups_High Efficiency Condensing Furnace AFUE 95% from 80% code
Commercial | Com ¦ Gas Fired Rooftop Units | 2020 | Technical | million_m3 | Before Competition Groups | 38.0039 | 0 | 0 | 1536.5547 | 0.024733 | 15 | Commercial_2020_Technical_million_m3_Before Competition Groups_15 | Gas Fired Rooftop Units | 2.473% | 0 | 38.0039 | Commercial_2020_Technical_million_m3_Before Competition Groups_Gas Fired Rooftop Units
Commercial | Com ¦ Wall Insulation | 2020 | Technical | million_m3 | Before Competition Groups | 30.5508 | 0 | 0 | 1536.5547 | 0.019883 | 16 | Commercial_2020_Technical_million_m3_Before Competition Groups_16 | Wall Insulation | 1.988% | 0 | 30.5508 | Commercial_2020_Technical_million_m3_Before Competition Groups_Wall Insulation
Commercial | Com ¦ Heat Recovery Ventilator | 2020 | Technical | million_m3 | Before Competition Groups | 29.1907 | 0 | 0 | 1536.5547 | 0.018998 | 17 | Commercial_2020_Technical_million_m3_Before Competition Groups_17 | Heat Recovery Ventilator | 1.9% | 0 | 29.1907 | Commercial_2020_Technical_million_m3_Before Competition Groups_Heat Recovery Ventilator
Commercial | Com ¦ Energy Efficient Laboratory Fume Hood | 2020 | Technical | million_m3 | Before Competition Groups | 21.5769 | 0 | 0 | 1536.5547 | 0.014042 | 18 | Commercial_2020_Technical_million_m3_Before Competition Groups_18 | Energy Efficient Laboratory Fume Hood | 1.404% | 0 | 21.5769 | Commercial_2020_Technical_million_m3_Before Competition Groups_Energy Efficient Laboratory Fume Hood
Commercial | Com ¦ Condensing Make Up Air Unit | 2020 | Technical | million_m3 | Before Competition Groups | 17.2551 | 0 | 0 | 1536.5547 | 0.01123 | 19 | Commercial_2020_Technical_million_m3_Before Competition Groups_19 | Condensing Make Up Air Unit | 1.123% | 0 | 17.2551 | Commercial_2020_Technical_million_m3_Before Competition Groups_Condensing Make Up Air Unit
Commercial | Com ¦ Demand controlled Circulating Systems | 2020 | Technical | million_m3 | Before Competition Groups | 16.0518 | 0 | 0 | 1536.5547 | 0.010447 | 20 | Commercial_2020_Technical_million_m3_Before Competition Groups_20 | Demand controlled Circulating Systems | 1.045% | 0 | 16.0518 | Commercial_2020_Technical_million_m3_Before Competition Groups_Demand controlled Circulating Systems
Commercial | Com ¦ Gas Fired Heat Pump | 2020 | Technical | million_m3 | Before Competition Groups | 14.9461 | 0 | 0 | 1536.5547 | 0.009727 | 21 | Commercial_2020_Technical_million_m3_Before Competition Groups_21 | Gas Fired Heat Pump | 0.9727% | 0 | 14.9461 | Commercial_2020_Technical_million_m3_Before Competition Groups_Gas Fired Heat Pump
Commercial | Com ¦ Duct Insulation, R8 | 2020 | Technical | million_m3 | Before Competition Groups | 12.5399 | 0 | 0 | 1536.5547 | 0.008161 | 22 | Commercial_2020_Technical_million_m3_Before Competition Groups_22 | Duct Insulation, R8 | 0.8161% | 0 | 12.5399 | Commercial_2020_Technical_million_m3_Before Competition Groups_Duct Insulation, R8
Commercial | Com ¦ Condensing Unit Heaters or other Efficient Unit Heating System | 2020 | Technical | million_m3 | Before Competition Groups | 10.3956 | 0 | 0 | 1536.5547 | 0.0067655 | 23 | Commercial_2020_Technical_million_m3_Before Competition Groups_23 | Condensing Unit Heaters or other Efficient Unit Heating System | 0.6766% | 0 | 10.3956 | Commercial_2020_Technical_million_m3_Before Competition Groups_Condensing Unit Heaters or other Efficient Unit Heating System
Commercial | Com ¦ Roof Insulation/Ceiling Insulation (R25 Code to R35) | 2020 | Technical | million_m3 | Before Competition Groups | 7.8676 | 0 | 0 | 1536.5547 | 0.0051203 | 24 | Commercial_2020_Technical_million_m3_Before Competition Groups_24 | Roof Insulation/Ceiling Insulation (R25 Code to R35) | 0.512% | 0 | 7.8676 | Commercial_2020_Technical_million_m3_Before Competition Groups_Roof Insulation/Ceiling Insulation (R25 Code to R35)
Commercial | Com ¦ Boiler Measures | 2020 | Technical | million_m3 | Before Competition Groups | 7.3944 | 0 | 0 | 1536.5547 | 0.0048123 | 25 | Commercial_2020_Technical_million_m3_Before Competition Groups_25 | Boiler Measures | 0.4812% | 0 | 7.3944 | Commercial_2020_Technical_million_m3_Before Competition Groups_Boiler Measures
Commercial | Com ¦ Ozone Laundry Treatment | 2020 | Technical | million_m3 | Before Competition Groups | 7.0675 | 0 | 0 | 1536.5547 | 0.0045996 | 26 | Commercial_2020_Technical_million_m3_Before Competition Groups_26 | Ozone Laundry Treatment | 0.46% | 0 | 7.0675 | Commercial_2020_Technical_million_m3_Before Competition Groups_Ozone Laundry Treatment
Commercial | Com ¦ Super-High Efficiency Furnaces (Emerging Tech) | 2020 | Technical | million_m3 | Before Competition Groups | 4.5384 | 0 | 0 | 1536.5547 | 0.0029536 | 27 | Commercial_2020_Technical_million_m3_Before Competition Groups_27 | Super-High Efficiency Furnaces (Emerging Tech) | 0.2954% | 0 | 4.5384 | Commercial_2020_Technical_million_m3_Before Competition Groups_Super-High Efficiency Furnaces (Emerging Tech)
Commercial | Com ¦ Ice Rink Heat Recovery | 2020 | Technical | million_m3 | Before Competition Groups | 4.0297 | 0 | 0 | 1536.5547 | 0.0026226 | 28 | Commercial_2020_Technical_million_m3_Before Competition Groups_28 | Ice Rink Heat Recovery | 0.2623% | 0 | 4.0297 | Commercial_2020_Technical_million_m3_Before Competition Groups_Ice Rink Heat Recovery
Commercial | Com ¦ HOTEL OCCUPANCY CONTROLS (HVAC + LIGHTING) | 2020 | Technical | million_m3 | Before Competition Groups | 3.6135 | 0 | 0 | 1536.5547 | 0.0023517 | 29 | Commercial_2020_Technical_million_m3_Before Competition Groups_29 | HOTEL OCCUPANCY CONTROLS (HVAC + LIGHTING) | 0.2352% | 0 | 3.6135 | Commercial_2020_Technical_million_m3_Before Competition Groups_HOTEL OCCUPANCY CONTROLS (HVAC + LIGHTING)
Commercial | Com ¦ ENERGY STAR Dishwasher | 2020 | Technical | million_m3 | Before Competition Groups | 2.5064 | 0 | 0 | 1536.5547 | 0.0016312 | 30 | Commercial_2020_Technical_million_m3_Before Competition Groups_30 | ENERGY STAR Dishwasher | 0.1631% | 0 | 2.5064 | Commercial_2020_Technical_million_m3_Before Competition Groups_ENERGY STAR Dishwasher
Commercial | Com ¦ ENERGY STAR Fryer (84% eff) | 2020 | Technical | million_m3 | Before Competition Groups | 1.7716 | 0 | 0 | 1536.5547 | 0.001153 | 31 | Commercial_2020_Technical_million_m3_Before Competition Groups_31 | ENERGY STAR Fryer (84% eff) | 0.1153% | 0 | 1.7716 | Commercial_2020_Technical_million_m3_Before Competition Groups_ENERGY STAR Fryer (84% eff)
Commercial | Com ¦ Infrared Heaters | 2020 | Technical | million_m3 | Before Competition Groups | 1.6602 | 0 | 0 | 1536.5547 | 0.0010805 | 32 | Commercial_2020_Technical_million_m3_Before Competition Groups_32 | Infrared Heaters | 0.108% | 0 | 1.6602 | Commercial_2020_Technical_million_m3_Before Competition Groups_Infrared Heaters
Commercial | Com ¦ High Efficiency Underfired Broilers | 2020 | Technical | million_m3 | Before Competition Groups | 1.5024 | 0 | 0 | 1536.5547 | 0.00097775 | 33 | Commercial_2020_Technical_million_m3_Before Competition Groups_33 | High Efficiency Underfired Broilers | 0.09777% | 0 | 1.5024 | Commercial_2020_Technical_million_m3_Before Competition Groups_High Efficiency Underfired Broilers
Commercial | Com ¦ Condensing Storage Water Heater | 2020 | Technical | million_m3 | Before Competition Groups | 1.4194 | 0 | 0 | 1536.5547 | 0.00092378 | 34 | Commercial_2020_Technical_million_m3_Before Competition Groups_34 | Condensing Storage Water Heater | 0.09238% | 0 | 1.4194 | Commercial_2020_Technical_million_m3_Before Competition Groups_Condensing Storage Water Heater
Commercial | Com ¦ Drain Water Heat Recovery (DWHR) ¦ Retro | 2020 | Technical | million_m3 | Before Competition Groups | 1.3269 | 0 | 0 | 1536.5547 | 0.00086354 | 35 | Commercial_2020_Technical_million_m3_Before Competition Groups_35 | Drain Water Heat Recovery (DWHR) ¦ Retro | 0.08635% | 0 | 1.3269 | Commercial_2020_Technical_million_m3_Before Competition Groups_Drain Water Heat Recovery (DWHR) ¦ Retro
Commercial | Com ¦ ENERGY STAR Griddle (74% eff) | 2020 | Technical | million_m3 | Before Competition Groups | 1.1487 | 0 | 0 | 1536.5547 | 0.00074759 | 36 | Commercial_2020_Technical_million_m3_Before Competition Groups_36 | ENERGY STAR Griddle (74% eff) | 0.07476% | 0 | 1.1487 | Commercial_2020_Technical_million_m3_Before Competition Groups_ENERGY STAR Griddle (74% eff)
Commercial | Com ¦ Condensing Tankless Water Heater | 2020 | Technical | million_m3 | Before Competition Groups | 0.82412 | 0 | 0 | 1536.5547 | 0.00053634 | 37 | Commercial_2020_Technical_million_m3_Before Competition Groups_37 | Condensing Tankless Water Heater | 0.05363% | 0 | 0.82412 | Commercial_2020_Technical_million_m3_Before Competition Groups_Condensing Tankless Water Heater
Commercial | Com ¦ Gas Heat Pump Water Heater | 2020 | Technical | million_m3 | Before Competition Groups | 0.70597 | 0 | 0 | 1536.5547 | 0.00045945 | 38 | Commercial_2020_Technical_million_m3_Before Competition Groups_38 | Gas Heat Pump Water Heater | 0.04594% | 0 | 0.70597 | Commercial_2020_Technical_million_m3_Before Competition Groups_Gas Heat Pump Water Heater
Commercial | Com ¦ Dock Door Seals | 2020 | Technical | million_m3 | Before Competition Groups | 0.57221 | 0 | 0 | 1536.5547 | 0.0003724 | 39 | Commercial_2020_Technical_million_m3_Before Competition Groups_39 | Dock Door Seals | 0.03724% | 0 | 0.57221 | Commercial_2020_Technical_million_m3_Before Competition Groups_Dock Door Seals
Commercial | Com ¦ CEE Tier 2/Energy Star Clothes Washers | 2020 | Technical | million_m3 | Before Competition Groups | 0.33201 | 0 | 0 | 1536.5547 | 0.00021607 | 40 | Commercial_2020_Technical_million_m3_Before Competition Groups_40 | CEE Tier 2/Energy Star Clothes Washers | 0.02161% | 0 | 0.33201 | Commercial_2020_Technical_million_m3_Before Competition Groups_CEE Tier 2/Energy Star Clothes Washers
Commercial | Com ¦ Low Flow Pre-Rinse Spray Nozzle | 2020 | Technical | million_m3 | Before Competition Groups | 0.26271 | 0 | 0 | 1536.5547 | 0.00017098 | 41 | Commercial_2020_Technical_million_m3_Before Competition Groups_41 | Low Flow Pre-Rinse Spray Nozzle | 0.0171% | 0 | 0.26271 | Commercial_2020_Technical_million_m3_Before Competition Groups_Low Flow Pre-Rinse Spray Nozzle
Commercial | Com ¦ Air Curtains | 2020 | Technical | million_m3 | Before Competition Groups | 0.13001 | 0 | 0 | 1536.5547 | 8.4612e-05 | 42 | Commercial_2020_Technical_million_m3_Before Competition Groups_42 | Air Curtains | 0.008461% | 0 | 0.13001 | Commercial_2020_Technical_million_m3_Before Competition Groups_Air Curtains
Commercial | Com ¦ ENERGY STAR Steam Cooker | 2020 | Technical | million_m3 | Before Competition Groups | 0.12674 | 0 | 0 | 1536.5547 | 8.2486e-05 | 43 | Commercial_2020_Technical_million_m3_Before Competition Groups_43 | ENERGY STAR Steam Cooker | 0.008249% | 0 | 0.12674 | Commercial_2020_Technical_million_m3_Before Competition Groups_ENERGY STAR Steam Cooker
Commercial | Com ¦ Drain Water Heat Recovery (DWHR) ¦New | 2020 | Technical | million_m3 | Before Competition Groups | 0.091071 | 0 | 0 | 1536.5547 | 5.9269e-05 | 44 | Commercial_2020_Technical_million_m3_Before Competition Groups_44 | Drain Water Heat Recovery (DWHR) ¦New | 0.005927% | 0 | 0.091071 | Commercial_2020_Technical_million_m3_Before Competition Groups_Drain Water Heat Recovery (DWHR) ¦New
Commercial | Com ¦ Solar Preheat Make up Air | 2020 | Technical | million_m3 | Before Competition Groups | 0.072553 | 0 | 0 | 1536.5547 | 4.7218e-05 | 45 | Commercial_2020_Technical_million_m3_Before Competition Groups_45 | Solar Preheat Make up Air | 0.004722% | 0 | 0.072553 | Commercial_2020_Technical_million_m3_Before Competition Groups_Solar Preheat Make up Air
Commercial | Com ¦ Super High Perf Glazing ¦RET | 2020 | Technical | million_m3 | Before Competition Groups | 0.065558 | 0 | 0 | 1536.5547 | 4.2666e-05 | 46 | Commercial_2020_Technical_million_m3_Before Competition Groups_46 | Super High Perf Glazing ¦RET | 0.004267% | 0 | 0.065558 | Commercial_2020_Technical_million_m3_Before Competition Groups_Super High Perf Glazing ¦RET
Commercial | Com ¦ Solar Water Preheat (Pools/DHW) | 2020 | Technical | million_m3 | Before Competition Groups | 0.055583 | 0 | 0 | 1536.5547 | 3.6174e-05 | 47 | Commercial_2020_Technical_million_m3_Before Competition Groups_47 | Solar Water Preheat (Pools/DHW) | 0.003617% | 0 | 0.055583 | Commercial_2020_Technical_million_m3_Before Competition Groups_Solar Water Preheat (Pools/DHW)
Commercial | Com ¦ Gas Convection Oven | 2020 | Technical | million_m3 | Before Competition Groups | 0.029544 | 0 | 0 | 1536.5547 | 1.9227e-05 | 48 | Commercial_2020_Technical_million_m3_Before Competition Groups_48 | Gas Convection Oven | 0.001923% | 0 | 0.029544 | Commercial_2020_Technical_million_m3_Before Competition Groups_Gas Convection Oven
Commercial | Com ¦ Super High Perf Glazing ¦New | 2020 | Technical | million_m3 | Before Competition Groups | 0.0049363 | 0 | 0 | 1536.5547 | 3.2126e-06 | 49 | Commercial_2020_Technical_million_m3_Before Competition Groups_49 | Super High Perf Glazing ¦New | 0.0003213% | 0 | 0.0049363 | Commercial_2020_Technical_million_m3_Before Competition Groups_Super High Perf Glazing ¦New
Commercial | Com ¦ Building Recommissioning, Operations and Maintenance (O&M) Improvements | 2021 | Economic | million_m3 | Before Competition Groups | 282.9241 | 0 | 0 | 1426.7621 | 0.1983 | 1 | Commercial_2021_Economic_million_m3_Before Competition Groups_1 | Building Recommissioning, Operations and Maintenance (O&M) Improvements | 19.83% | 0 | 282.9241 | Commercial_2021_Economic_million_m3_Before Competition Groups_Building Recommissioning, Operations and Maintenance (O&M) Improvements
Commercial | Com ¦ Demand Control Ventilation | 2021 | Economic | million_m3 | Before Competition Groups | 137.0111 | 0 | 0 | 1426.7621 | 0.096029 | 2 | Commercial_2021_Economic_million_m3_Before Competition Groups_2 | Demand Control Ventilation | 9.603% | 0 | 137.0111 | Commercial_2021_Economic_million_m3_Before Competition Groups_Demand Control Ventilation
Commercial | Com ¦ Boilers - Advanced Controls (Steam Systems) | 2021 | Economic | million_m3 | Before Competition Groups | 132.3003 | 0 | 0 | 1426.7621 | 0.092728 | 3 | Commercial_2021_Economic_million_m3_Before Competition Groups_3 | Boilers - Advanced Controls (Steam Systems) | 9.273% | 0 | 132.3003 | Commercial_2021_Economic_million_m3_Before Competition Groups_Boilers - Advanced Controls (Steam Systems)
Commercial | Com ¦ Adaptive Thermostats | 2021 | Economic | million_m3 | Before Competition Groups | 131.0703 | 0 | 0 | 1426.7621 | 0.091866 | 4 | Commercial_2021_Economic_million_m3_Before Competition Groups_4 | Adaptive Thermostats | 9.187% | 0 | 131.0703 | Commercial_2021_Economic_million_m3_Before Competition Groups_Adaptive Thermostats
Commercial | Com ¦ Air Handler with Dedicated Outdoor Air Systems | 2021 | Economic | million_m3 | Before Competition Groups | 105.5504 | 0 | 0 | 1426.7621 | 0.073979 | 5 | Commercial_2021_Economic_million_m3_Before Competition Groups_5 | Air Handler with Dedicated Outdoor Air Systems | 7.398% | 0 | 105.5504 | Commercial_2021_Economic_million_m3_Before Competition Groups_Air Handler with Dedicated Outdoor Air Systems
Commercial | Com ¦ Condensing Boiler ¦ Std | 2021 | Economic | million_m3 | Before Competition Groups | 74.4233 | 0 | 0 | 1426.7621 | 0.052162 | 6 | Commercial_2021_Economic_million_m3_Before Competition Groups_6 | Condensing Boiler ¦ Std | 5.216% | 0 | 74.4233 | Commercial_2021_Economic_million_m3_Before Competition Groups_Condensing Boiler ¦ Std
Commercial | Com ¦ Advanced BAS/Controllers | 2021 | Economic | million_m3 | Before Competition Groups | 68.5724 | 0 | 0 | 1426.7621 | 0.048062 | 7 | Commercial_2021_Economic_million_m3_Before Competition Groups_7 | Advanced BAS/Controllers | 4.806% | 0 | 68.5724 | Commercial_2021_Economic_million_m3_Before Competition Groups_Advanced BAS/Controllers
Commercial | Com ¦ Education and Capacity Building/Energy Behavior | 2021 | Economic | million_m3 | Before Competition Groups | 58.5598 | 0 | 0 | 1426.7621 | 0.041044 | 8 | Commercial_2021_Economic_million_m3_Before Competition Groups_8 | Education and Capacity Building/Energy Behavior | 4.104% | 0 | 58.5598 | Commercial_2021_Economic_million_m3_Before Competition Groups_Education and Capacity Building/Energy Behavior
Commercial | Com ¦ Steam System Optimization | 2021 | Economic | million_m3 | Before Competition Groups | 56.7798 | 0 | 0 | 1426.7621 | 0.039796 | 9 | Commercial_2021_Economic_million_m3_Before Competition Groups_9 | Steam System Optimization | 3.98% | 0 | 56.7798 | Commercial_2021_Economic_million_m3_Before Competition Groups_Steam System Optimization
Commercial | Com ¦ Gas Fired Rooftop Units | 2021 | Economic | million_m3 | Before Competition Groups | 55.8347 | 0 | 0 | 1426.7621 | 0.039134 | 10 | Commercial_2021_Economic_million_m3_Before Competition Groups_10 | Gas Fired Rooftop Units | 3.913% | 0 | 55.8347 | Commercial_2021_Economic_million_m3_Before Competition Groups_Gas Fired Rooftop Units
Commercial | Com ¦ Destratification | 2021 | Economic | million_m3 | Before Competition Groups | 55.4958 | 0 | 0 | 1426.7621 | 0.038896 | 11 | Commercial_2021_Economic_million_m3_Before Competition Groups_11 | Destratification | 3.89% | 0 | 55.4958 | Commercial_2021_Economic_million_m3_Before Competition Groups_Destratification
Commercial | Com ¦ Furnace Tune-Up | 2021 | Economic | million_m3 | Before Competition Groups | 53.5308 | 0 | 0 | 1426.7621 | 0.037519 | 12 | Commercial_2021_Economic_million_m3_Before Competition Groups_12 | Furnace Tune-Up | 3.752% | 0 | 53.5308 | Commercial_2021_Economic_million_m3_Before Competition Groups_Furnace Tune-Up
Commercial | Com ¦ Demand Control Kitchen Ventilation | 2021 | Economic | million_m3 | Before Competition Groups | 47.6648 | 0 | 0 | 1426.7621 | 0.033408 | 13 | Commercial_2021_Economic_million_m3_Before Competition Groups_13 | Demand Control Kitchen Ventilation | 3.341% | 0 | 47.6648 | Commercial_2021_Economic_million_m3_Before Competition Groups_Demand Control Kitchen Ventilation
Commercial | Com ¦ Wall Insulation | 2021 | Economic | million_m3 | Before Competition Groups | 29.9364 | 0 | 0 | 1426.7621 | 0.020982 | 14 | Commercial_2021_Economic_million_m3_Before Competition Groups_14 | Wall Insulation | 2.098% | 0 | 29.9364 | Commercial_2021_Economic_million_m3_Before Competition Groups_Wall Insulation
Commercial | Com ¦ Condensing Make Up Air Unit | 2021 | Economic | million_m3 | Before Competition Groups | 25.51 | 0 | 0 | 1426.7621 | 0.01788 | 15 | Commercial_2021_Economic_million_m3_Before Competition Groups_15 | Condensing Make Up Air Unit | 1.788% | 0 | 25.51 | Commercial_2021_Economic_million_m3_Before Competition Groups_Condensing Make Up Air Unit
Commercial | Com ¦ Gas Fired Heat Pump | 2021 | Economic | million_m3 | Before Competition Groups | 21.872 | 0 | 0 | 1426.7621 | 0.01533 | 16 | Commercial_2021_Economic_million_m3_Before Competition Groups_16 | Gas Fired Heat Pump | 1.533% | 0 | 21.872 | Commercial_2021_Economic_million_m3_Before Competition Groups_Gas Fired Heat Pump
Commercial | Com ¦ Energy Efficient Laboratory Fume Hood | 2021 | Economic | million_m3 | Before Competition Groups | 21.1376 | 0 | 0 | 1426.7621 | 0.014815 | 17 | Commercial_2021_Economic_million_m3_Before Competition Groups_17 | Energy Efficient Laboratory Fume Hood | 1.482% | 0 | 21.1376 | Commercial_2021_Economic_million_m3_Before Competition Groups_Energy Efficient Laboratory Fume Hood
Commercial | Com ¦ Demand controlled Circulating Systems | 2021 | Economic | million_m3 | Before Competition Groups | 15.7258 | 0 | 0 | 1426.7621 | 0.011022 | 18 | Commercial_2021_Economic_million_m3_Before Competition Groups_18 | Demand controlled Circulating Systems | 1.102% | 0 | 15.7258 | Commercial_2021_Economic_million_m3_Before Competition Groups_Demand controlled Circulating Systems
Commercial | Com ¦ Condensing Unit Heaters or other Efficient Unit Heating System | 2021 | Economic | million_m3 | Before Competition Groups | 15.3254 | 0 | 0 | 1426.7621 | 0.010741 | 19 | Commercial_2021_Economic_million_m3_Before Competition Groups_19 | Condensing Unit Heaters or other Efficient Unit Heating System | 1.074% | 0 | 15.3254 | Commercial_2021_Economic_million_m3_Before Competition Groups_Condensing Unit Heaters or other Efficient Unit Heating System
Commercial | Com ¦ Duct Insulation, R8 | 2021 | Economic | million_m3 | Before Competition Groups | 12.2851 | 0 | 0 | 1426.7621 | 0.0086104 | 20 | Commercial_2021_Economic_million_m3_Before Competition Groups_20 | Duct Insulation, R8 | 0.861% | 0 | 12.2851 | Commercial_2021_Economic_million_m3_Before Competition Groups_Duct Insulation, R8
Commercial | Com ¦ Ozone Laundry Treatment | 2021 | Economic | million_m3 | Before Competition Groups | 7.1343 | 0 | 0 | 1426.7621 | 0.0050003 | 21 | Commercial_2021_Economic_million_m3_Before Competition Groups_21 | Ozone Laundry Treatment | 0.5% | 0 | 7.1343 | Commercial_2021_Economic_million_m3_Before Competition Groups_Ozone Laundry Treatment
Commercial | Com ¦ ENERGY STAR Dishwasher | 2021 | Economic | million_m3 | Before Competition Groups | 2.6596 | 0 | 0 | 1426.7621 | 0.0018641 | 22 | Commercial_2021_Economic_million_m3_Before Competition Groups_22 | ENERGY STAR Dishwasher | 0.1864% | 0 | 2.6596 | Commercial_2021_Economic_million_m3_Before Competition Groups_ENERGY STAR Dishwasher
Commercial | Com ¦ ENERGY STAR Fryer (84% eff) | 2021 | Economic | million_m3 | Before Competition Groups | 2.5817 | 0 | 0 | 1426.7621 | 0.0018095 | 23 | Commercial_2021_Economic_million_m3_Before Competition Groups_23 | ENERGY STAR Fryer (84% eff) | 0.1809% | 0 | 2.5817 | Commercial_2021_Economic_million_m3_Before Competition Groups_ENERGY STAR Fryer (84% eff)
Commercial | Com ¦ Infrared Heaters | 2021 | Economic | million_m3 | Before Competition Groups | 2.4419 | 0 | 0 | 1426.7621 | 0.0017115 | 24 | Commercial_2021_Economic_million_m3_Before Competition Groups_24 | Infrared Heaters | 0.1711% | 0 | 2.4419 | Commercial_2021_Economic_million_m3_Before Competition Groups_Infrared Heaters
Commercial | Com ¦ High Efficiency Underfired Broilers | 2021 | Economic | million_m3 | Before Competition Groups | 2.1893 | 0 | 0 | 1426.7621 | 0.0015344 | 25 | Commercial_2021_Economic_million_m3_Before Competition Groups_25 | High Efficiency Underfired Broilers | 0.1534% | 0 | 2.1893 | Commercial_2021_Economic_million_m3_Before Competition Groups_High Efficiency Underfired Broilers
Commercial | Com ¦ Heat Recovery Ventilator | 2021 | Economic | million_m3 | Before Competition Groups | 2.1756 | 0 | 0 | 1426.7621 | 0.0015248 | 26 | Commercial_2021_Economic_million_m3_Before Competition Groups_26 | Heat Recovery Ventilator | 0.1525% | 0 | 2.1756 | Commercial_2021_Economic_million_m3_Before Competition Groups_Heat Recovery Ventilator
Commercial | Com ¦ Energy Recovery Ventilation and Ventilation (Enhanced) | 2021 | Economic | million_m3 | Before Competition Groups | 1.7021 | 0 | 0 | 1426.7621 | 0.001193 | 27 | Commercial_2021_Economic_million_m3_Before Competition Groups_27 | Energy Recovery Ventilation and Ventilation (Enhanced) | 0.1193% | 0 | 1.7021 | Commercial_2021_Economic_million_m3_Before Competition Groups_Energy Recovery Ventilation and Ventilation (Enhanced)
Commercial | Com ¦ ENERGY STAR Griddle (74% eff) | 2021 | Economic | million_m3 | Before Competition Groups | 1.673 | 0 | 0 | 1426.7621 | 0.0011726 | 28 | Commercial_2021_Economic_million_m3_Before Competition Groups_28 | ENERGY STAR Griddle (74% eff) | 0.1173% | 0 | 1.673 | Commercial_2021_Economic_million_m3_Before Competition Groups_ENERGY STAR Griddle (74% eff)
Commercial | Com ¦ Drain Water Heat Recovery (DWHR) ¦ Retro | 2021 | Economic | million_m3 | Before Competition Groups | 1.3002 | 0 | 0 | 1426.7621 | 0.00091129 | 29 | Commercial_2021_Economic_million_m3_Before Competition Groups_29 | Drain Water Heat Recovery (DWHR) ¦ Retro | 0.09113% | 0 | 1.3002 | Commercial_2021_Economic_million_m3_Before Competition Groups_Drain Water Heat Recovery (DWHR) ¦ Retro
Commercial | Com ¦ CEE Tier 2/Energy Star Clothes Washers | 2021 | Economic | million_m3 | Before Competition Groups | 0.47051 | 0 | 0 | 1426.7621 | 0.00032978 | 30 | Commercial_2021_Economic_million_m3_Before Competition Groups_30 | CEE Tier 2/Energy Star Clothes Washers | 0.03298% | 0 | 0.47051 | Commercial_2021_Economic_million_m3_Before Competition Groups_CEE Tier 2/Energy Star Clothes Washers
Commercial | Com ¦ Low Flow Pre-Rinse Spray Nozzle | 2021 | Economic | million_m3 | Before Competition Groups | 0.35612 | 0 | 0 | 1426.7621 | 0.0002496 | 31 | Commercial_2021_Economic_million_m3_Before Competition Groups_31 | Low Flow Pre-Rinse Spray Nozzle | 0.02496% | 0 | 0.35612 | Commercial_2021_Economic_million_m3_Before Competition Groups_Low Flow Pre-Rinse Spray Nozzle
Commercial | Com ¦ ENERGY STAR Steam Cooker | 2021 | Economic | million_m3 | Before Competition Groups | 0.1847 | 0 | 0 | 1426.7621 | 0.00012945 | 32 | Commercial_2021_Economic_million_m3_Before Competition Groups_32 | ENERGY STAR Steam Cooker | 0.01295% | 0 | 0.1847 | Commercial_2021_Economic_million_m3_Before Competition Groups_ENERGY STAR Steam Cooker
Commercial | Com ¦ Drain Water Heat Recovery (DWHR) ¦New | 2021 | Economic | million_m3 | Before Competition Groups | 0.13632 | 0 | 0 | 1426.7621 | 9.5545e-05 | 33 | Commercial_2021_Economic_million_m3_Before Competition Groups_33 | Drain Water Heat Recovery (DWHR) ¦New | 0.009555% | 0 | 0.13632 | Commercial_2021_Economic_million_m3_Before Competition Groups_Drain Water Heat Recovery (DWHR) ¦New
Commercial | Com ¦ Air Curtains | 2021 | Economic | million_m3 | Before Competition Groups | 0.13266 | 0 | 0 | 1426.7621 | 9.2982e-05 | 34 | Commercial_2021_Economic_million_m3_Before Competition Groups_34 | Air Curtains | 0.009298% | 0 | 0.13266 | Commercial_2021_Economic_million_m3_Before Competition Groups_Air Curtains
Commercial | Com ¦ Solar Water Preheat (Pools/DHW) | 2021 | Economic | million_m3 | Before Competition Groups | 0.078039 | 0 | 0 | 1426.7621 | 5.4696e-05 | 35 | Commercial_2021_Economic_million_m3_Before Competition Groups_35 | Solar Water Preheat (Pools/DHW) | 0.00547% | 0 | 0.078039 | Commercial_2021_Economic_million_m3_Before Competition Groups_Solar Water Preheat (Pools/DHW)
Commercial | Com ¦ Gas Heat Pump Water Heater | 2021 | Economic | million_m3 | Before Competition Groups | 0.036392 | 0 | 0 | 1426.7621 | 2.5507e-05 | 36 | Commercial_2021_Economic_million_m3_Before Competition Groups_36 | Gas Heat Pump Water Heater | 0.002551% | 0 | 0.036392 | Commercial_2021_Economic_million_m3_Before Competition Groups_Gas Heat Pump Water Heater
Commercial | Com ¦ Boilers - Advanced Controls (Steam Systems) | 2021 | SC A | million_m3 | Before Competition Groups | 14.5304 | 0 | 0 | 96.6707 | 0.15031 | 1 | Commercial_2021_SC A_million_m3_Before Competition Groups_1 | Boilers - Advanced Controls (Steam Systems) | 15.03% | 0 | 14.5304 | Commercial_2021_SC A_million_m3_Before Competition Groups_Boilers - Advanced Controls (Steam Systems)
Commercial | Com ¦ Adaptive Thermostats | 2021 | SC A | million_m3 | Before Competition Groups | 11.8672 | 0 | 0 | 96.6707 | 0.12276 | 2 | Commercial_2021_SC A_million_m3_Before Competition Groups_2 | Adaptive Thermostats | 12.28% | 0 | 11.8672 | Commercial_2021_SC A_million_m3_Before Competition Groups_Adaptive Thermostats
Commercial | Com ¦ Demand Control Ventilation | 2021 | SC A | million_m3 | Before Competition Groups | 9.5823 | 0 | 0 | 96.6707 | 0.099123 | 3 | Commercial_2021_SC A_million_m3_Before Competition Groups_3 | Demand Control Ventilation | 9.912% | 0 | 9.5823 | Commercial_2021_SC A_million_m3_Before Competition Groups_Demand Control Ventilation
Commercial | Com ¦ Building Recommissioning, Operations and Maintenance (O&M) Improvements | 2021 | SC A | million_m3 | Before Competition Groups | 8.5013 | 0 | 0 | 96.6707 | 0.087941 | 4 | Commercial_2021_SC A_million_m3_Before Competition Groups_4 | Building Recommissioning, Operations and Maintenance (O&M) Improvements | 8.794% | 0 | 8.5013 | Commercial_2021_SC A_million_m3_Before Competition Groups_Building Recommissioning, Operations and Maintenance (O&M) Improvements
Commercial | Com ¦ Condensing Boiler ¦ Std | 2021 | SC A | million_m3 | Before Competition Groups | 5.4291 | 0 | 0 | 96.6707 | 0.056161 | 5 | Commercial_2021_SC A_million_m3_Before Competition Groups_5 | Condensing Boiler ¦ Std | 5.616% | 0 | 5.4291 | Commercial_2021_SC A_million_m3_Before Competition Groups_Condensing Boiler ¦ Std
Commercial | Com ¦ Air Handler with Dedicated Outdoor Air Systems | 2021 | SC A | million_m3 | Before Competition Groups | 5.199 | 0 | 0 | 96.6707 | 0.053781 | 6 | Commercial_2021_SC A_million_m3_Before Competition Groups_6 | Air Handler with Dedicated Outdoor Air Systems | 5.378% | 0 | 5.199 | Commercial_2021_SC A_million_m3_Before Competition Groups_Air Handler with Dedicated Outdoor Air Systems
Commercial | Com ¦ Advanced BAS/Controllers | 2021 | SC A | million_m3 | Before Competition Groups | 4.9459 | 0 | 0 | 96.6707 | 0.051162 | 7 | Commercial_2021_SC A_million_m3_Before Competition Groups_7 | Advanced BAS/Controllers | 5.116% | 0 | 4.9459 | Commercial_2021_SC A_million_m3_Before Competition Groups_Advanced BAS/Controllers
Commercial | Com ¦ Condensing Make Up Air Unit | 2021 | SC A | million_m3 | Before Competition Groups | 4.6416 | 0 | 0 | 96.6707 | 0.048015 | 8 | Commercial_2021_SC A_million_m3_Before Competition Groups_8 | Condensing Make Up Air Unit | 4.801% | 0 | 4.6416 | Commercial_2021_SC A_million_m3_Before Competition Groups_Condensing Make Up Air Unit
Commercial | Com ¦ Gas Fired Heat Pump | 2021 | SC A | million_m3 | Before Competition Groups | 4.5291 | 0 | 0 | 96.6707 | 0.046851 | 9 | Commercial_2021_SC A_million_m3_Before Competition Groups_9 | Gas Fired Heat Pump | 4.685% | 0 | 4.5291 | Commercial_2021_SC A_million_m3_Before Competition Groups_Gas Fired Heat Pump
Commercial | Com ¦ Steam System Optimization | 2021 | SC A | million_m3 | Before Competition Groups | 3.847 | 0 | 0 | 96.6707 | 0.039794 | 10 | Commercial_2021_SC A_million_m3_Before Competition Groups_10 | Steam System Optimization | 3.979% | 0 | 3.847 | Commercial_2021_SC A_million_m3_Before Competition Groups_Steam System Optimization
Commercial | Com ¦ Demand Control Kitchen Ventilation | 2021 | SC A | million_m3 | Before Competition Groups | 3.7908 | 0 | 0 | 96.6707 | 0.039214 | 11 | Commercial_2021_SC A_million_m3_Before Competition Groups_11 | Demand Control Kitchen Ventilation | 3.921% | 0 | 3.7908 | Commercial_2021_SC A_million_m3_Before Competition Groups_Demand Control Kitchen Ventilation
Commercial | Com ¦ Destratification | 2021 | SC A | million_m3 | Before Competition Groups | 3.7314 | 0 | 0 | 96.6707 | 0.038599 | 12 | Commercial_2021_SC A_million_m3_Before Competition Groups_12 | Destratification | 3.86% | 0 | 3.7314 | Commercial_2021_SC A_million_m3_Before Competition Groups_Destratification
Commercial | Com ¦ Furnace Tune-Up | 2021 | SC A | million_m3 | Before Competition Groups | 3.584 | 0 | 0 | 96.6707 | 0.037074 | 13 | Commercial_2021_SC A_million_m3_Before Competition Groups_13 | Furnace Tune-Up | 3.707% | 0 | 3.584 | Commercial_2021_SC A_million_m3_Before Competition Groups_Furnace Tune-Up
Commercial | Com ¦ Wall Insulation | 2021 | SC A | million_m3 | Before Competition Groups | 2.0301 | 0 | 0 | 96.6707 | 0.021 | 14 | Commercial_2021_SC A_million_m3_Before Competition Groups_14 | Wall Insulation | 2.1% | 0 | 2.0301 | Commercial_2021_SC A_million_m3_Before Competition Groups_Wall Insulation
Commercial | Com ¦ Education and Capacity Building/Energy Behavior | 2021 | SC A | million_m3 | Before Competition Groups | 1.8187 | 0 | 0 | 96.6707 | 0.018814 | 15 | Commercial_2021_SC A_million_m3_Before Competition Groups_15 | Education and Capacity Building/Energy Behavior | 1.881% | 0 | 1.8187 | Commercial_2021_SC A_million_m3_Before Competition Groups_Education and Capacity Building/Energy Behavior
Commercial | Com ¦ Gas Fired Rooftop Units | 2021 | SC A | million_m3 | Before Competition Groups | 1.7105 | 0 | 0 | 96.6707 | 0.017694 | 16 | Commercial_2021_SC A_million_m3_Before Competition Groups_16 | Gas Fired Rooftop Units | 1.769% | 0 | 1.7105 | Commercial_2021_SC A_million_m3_Before Competition Groups_Gas Fired Rooftop Units
Commercial | Com ¦ Condensing Unit Heaters or other Efficient Unit Heating System | 2021 | SC A | million_m3 | Before Competition Groups | 1.4638 | 0 | 0 | 96.6707 | 0.015142 | 17 | Commercial_2021_SC A_million_m3_Before Competition Groups_17 | Condensing Unit Heaters or other Efficient Unit Heating System | 1.514% | 0 | 1.4638 | Commercial_2021_SC A_million_m3_Before Competition Groups_Condensing Unit Heaters or other Efficient Unit Heating System
Commercial | Com ¦ Demand controlled Circulating Systems | 2021 | SC A | million_m3 | Before Competition Groups | 1.0124 | 0 | 0 | 96.6707 | 0.010472 | 18 | Commercial_2021_SC A_million_m3_Before Competition Groups_18 | Demand controlled Circulating Systems | 1.047% | 0 | 1.0124 | Commercial_2021_SC A_million_m3_Before Competition Groups_Demand controlled Circulating Systems
Commercial | Com ¦ ENERGY STAR Fryer (84% eff) | 2021 | SC A | million_m3 | Before Competition Groups | 0.84457 | 0 | 0 | 96.6707 | 0.0087365 | 19 | Commercial_2021_SC A_million_m3_Before Competition Groups_19 | ENERGY STAR Fryer (84% eff) | 0.8737% | 0 | 0.84457 | Commercial_2021_SC A_million_m3_Before Competition Groups_ENERGY STAR Fryer (84% eff)
Commercial | Com ¦ High Efficiency Underfired Broilers | 2021 | SC A | million_m3 | Before Competition Groups | 0.83067 | 0 | 0 | 96.6707 | 0.0085928 | 20 | Commercial_2021_SC A_million_m3_Before Competition Groups_20 | High Efficiency Underfired Broilers | 0.8593% | 0 | 0.83067 | Commercial_2021_SC A_million_m3_Before Competition Groups_High Efficiency Underfired Broilers
Commercial | Com ¦ Duct Insulation, R8 | 2021 | SC A | million_m3 | Before Competition Groups | 0.69024 | 0 | 0 | 96.6707 | 0.0071402 | 21 | Commercial_2021_SC A_million_m3_Before Competition Groups_21 | Duct Insulation, R8 | 0.714% | 0 | 0.69024 | Commercial_2021_SC A_million_m3_Before Competition Groups_Duct Insulation, R8
Commercial | Com ¦ Energy Efficient Laboratory Fume Hood | 2021 | SC A | million_m3 | Before Competition Groups | 0.51226 | 0 | 0 | 96.6707 | 0.005299 | 22 | Commercial_2021_SC A_million_m3_Before Competition Groups_22 | Energy Efficient Laboratory Fume Hood | 0.5299% | 0 | 0.51226 | Commercial_2021_SC A_million_m3_Before Competition Groups_Energy Efficient Laboratory Fume Hood
Commercial | Com ¦ Ozone Laundry Treatment | 2021 | SC A | million_m3 | Before Competition Groups | 0.3374 | 0 | 0 | 96.6707 | 0.0034902 | 23 | Commercial_2021_SC A_million_m3_Before Competition Groups_23 | Ozone Laundry Treatment | 0.349% | 0 | 0.3374 | Commercial_2021_SC A_million_m3_Before Competition Groups_Ozone Laundry Treatment
Commercial | Com ¦ ENERGY STAR Griddle (74% eff) | 2021 | SC A | million_m3 | Before Competition Groups | 0.33694 | 0 | 0 | 96.6707 | 0.0034854 | 24 | Commercial_2021_SC A_million_m3_Before Competition Groups_24 | ENERGY STAR Griddle (74% eff) | 0.3485% | 0 | 0.33694 | Commercial_2021_SC A_million_m3_Before Competition Groups_ENERGY STAR Griddle (74% eff)
Commercial | Com ¦ ENERGY STAR Dishwasher | 2021 | SC A | million_m3 | Before Competition Groups | 0.29106 | 0 | 0 | 96.6707 | 0.0030108 | 25 | Commercial_2021_SC A_million_m3_Before Competition Groups_25 | ENERGY STAR Dishwasher | 0.3011% | 0 | 0.29106 | Commercial_2021_SC A_million_m3_Before Competition Groups_ENERGY STAR Dishwasher
Commercial | Com ¦ CEE Tier 2/Energy Star Clothes Washers | 2021 | SC A | million_m3 | Before Competition Groups | 0.15031 | 0 | 0 | 96.6707 | 0.0015548 | 26 | Commercial_2021_SC A_million_m3_Before Competition Groups_26 | CEE Tier 2/Energy Star Clothes Washers | 0.1555% | 0 | 0.15031 | Commercial_2021_SC A_million_m3_Before Competition Groups_CEE Tier 2/Energy Star Clothes Washers
Commercial | Com ¦ Infrared Heaters | 2021 | SC A | million_m3 | Before Competition Groups | 0.13125 | 0 | 0 | 96.6707 | 0.0013577 | 27 | Commercial_2021_SC A_million_m3_Before Competition Groups_27 | Infrared Heaters | 0.1358% | 0 | 0.13125 | Commercial_2021_SC A_million_m3_Before Competition Groups_Infrared Heaters
Commercial | Com ¦ Drain Water Heat Recovery (DWHR) ¦ Retro | 2021 | SC A | million_m3 | Before Competition Groups | 0.091251 | 0 | 0 | 96.6707 | 0.00094393 | 28 | Commercial_2021_SC A_million_m3_Before Competition Groups_28 | Drain Water Heat Recovery (DWHR) ¦ Retro | 0.09439% | 0 | 0.091251 | Commercial_2021_SC A_million_m3_Before Competition Groups_Drain Water Heat Recovery (DWHR) ¦ Retro
Commercial | Com ¦ ENERGY STAR Steam Cooker | 2021 | SC A | million_m3 | Before Competition Groups | 0.090176 | 0 | 0 | 96.6707 | 0.00093282 | 29 | Commercial_2021_SC A_million_m3_Before Competition Groups_29 | ENERGY STAR Steam Cooker | 0.09328% | 0 | 0.090176 | Commercial_2021_SC A_million_m3_Before Competition Groups_ENERGY STAR Steam Cooker
Commercial | Com ¦ Low Flow Pre-Rinse Spray Nozzle | 2021 | SC A | million_m3 | Before Competition Groups | 0.084016 | 0 | 0 | 96.6707 | 0.0008691 | 30 | Commercial_2021_SC A_million_m3_Before Competition Groups_30 | Low Flow Pre-Rinse Spray Nozzle | 0.08691% | 0 | 0.084016 | Commercial_2021_SC A_million_m3_Before Competition Groups_Low Flow Pre-Rinse Spray Nozzle
Commercial | Com ¦ Energy Recovery Ventilation and Ventilation (Enhanced) | 2021 | SC A | million_m3 | Before Competition Groups | 0.036233 | 0 | 0 | 96.6707 | 0.00037481 | 31 | Commercial_2021_SC A_million_m3_Before Competition Groups_31 | Energy Recovery Ventilation and Ventilation (Enhanced) | 0.03748% | 0 | 0.036233 | Commercial_2021_SC A_million_m3_Before Competition Groups_Energy Recovery Ventilation and Ventilation (Enhanced)
Commercial | Com ¦ Drain Water Heat Recovery (DWHR) ¦New | 2021 | SC A | million_m3 | Before Competition Groups | 0.015746 | 0 | 0 | 96.6707 | 0.00016288 | 32 | Commercial_2021_SC A_million_m3_Before Competition Groups_32 | Drain Water Heat Recovery (DWHR) ¦New | 0.01629% | 0 | 0.015746 | Commercial_2021_SC A_million_m3_Before Competition Groups_Drain Water Heat Recovery (DWHR) ¦New
Commercial | Com ¦ Heat Recovery Ventilator | 2021 | SC A | million_m3 | Before Competition Groups | 0.012804 | 0 | 0 | 96.6707 | 0.00013245 | 33 | Commercial_2021_SC A_million_m3_Before Competition Groups_33 | Heat Recovery Ventilator | 0.01325% | 0 | 0.012804 | Commercial_2021_SC A_million_m3_Before Competition Groups_Heat Recovery Ventilator
Commercial | Com ¦ Solar Water Preheat (Pools/DHW) | 2021 | SC A | million_m3 | Before Competition Groups | 0.0012741 | 0 | 0 | 96.6707 | 1.318e-05 | 34 | Commercial_2021_SC A_million_m3_Before Competition Groups_34 | Solar Water Preheat (Pools/DHW) | 0.001318% | 0 | 0.0012741 | Commercial_2021_SC A_million_m3_Before Competition Groups_Solar Water Preheat (Pools/DHW)
Commercial | Com ¦ Air Curtains | 2021 | SC A | million_m3 | Before Competition Groups | 2.1226e-05 | 0 | 0 | 96.6707 | 2.1957e-07 | 35 | Commercial_2021_SC A_million_m3_Before Competition Groups_35 | Air Curtains | 2.196e-05% | 0 | 2.1226e-05 | Commercial_2021_SC A_million_m3_Before Competition Groups_Air Curtains
Commercial | Com ¦ Gas Heat Pump Water Heater | 2021 | SC A | million_m3 | Before Competition Groups | 7.2888e-06 | 0 | 0 | 96.6707 | 7.5399e-08 | 36 | Commercial_2021_SC A_million_m3_Before Competition Groups_36 | Gas Heat Pump Water Heater | 7.54e-06% | 0 | 7.2888e-06 | Commercial_2021_SC A_million_m3_Before Competition Groups_Gas Heat Pump Water Heater
Commercial | Com ¦ Adaptive Thermostats | 2021 | SC B | million_m3 | Before Competition Groups | 25.8326 | 0 | 0 | 194.452 | 0.13285 | 1 | Commercial_2021_SC B_million_m3_Before Competition Groups_1 | Adaptive Thermostats | 13.28% | 0 | 25.8326 | Commercial_2021_SC B_million_m3_Before Competition Groups_Adaptive Thermostats
Commercial | Com ¦ Demand Control Ventilation | 2021 | SC B | million_m3 | Before Competition Groups | 24.0696 | 0 | 0 | 194.452 | 0.12378 | 2 | Commercial_2021_SC B_million_m3_Before Competition Groups_2 | Demand Control Ventilation | 12.38% | 0 | 24.0696 | Commercial_2021_SC B_million_m3_Before Competition Groups_Demand Control Ventilation
Commercial | Com ¦ Air Handler with Dedicated Outdoor Air Systems | 2021 | SC B | million_m3 | Before Competition Groups | 18.8868 | 0 | 0 | 194.452 | 0.097128 | 3 | Commercial_2021_SC B_million_m3_Before Competition Groups_3 | Air Handler with Dedicated Outdoor Air Systems | 9.713% | 0 | 18.8868 | Commercial_2021_SC B_million_m3_Before Competition Groups_Air Handler with Dedicated Outdoor Air Systems
Commercial | Com ¦ Boilers - Advanced Controls (Steam Systems) | 2021 | SC B | million_m3 | Before Competition Groups | 14.5303 | 0 | 0 | 194.452 | 0.074724 | 4 | Commercial_2021_SC B_million_m3_Before Competition Groups_4 | Boilers - Advanced Controls (Steam Systems) | 7.472% | 0 | 14.5303 | Commercial_2021_SC B_million_m3_Before Competition Groups_Boilers - Advanced Controls (Steam Systems)
Commercial | Com ¦ Condensing Boiler ¦ Std | 2021 | SC B | million_m3 | Before Competition Groups | 11.4066 | 0 | 0 | 194.452 | 0.05866 | 5 | Commercial_2021_SC B_million_m3_Before Competition Groups_5 | Condensing Boiler ¦ Std | 5.866% | 0 | 11.4066 | Commercial_2021_SC B_million_m3_Before Competition Groups_Condensing Boiler ¦ Std
Commercial | Com ¦ Steam System Optimization | 2021 | SC B | million_m3 | Before Competition Groups | 10.3051 | 0 | 0 | 194.452 | 0.052996 | 6 | Commercial_2021_SC B_million_m3_Before Competition Groups_6 | Steam System Optimization | 5.3% | 0 | 10.3051 | Commercial_2021_SC B_million_m3_Before Competition Groups_Steam System Optimization
Commercial | Com ¦ Destratification | 2021 | SC B | million_m3 | Before Competition Groups | 10.1339 | 0 | 0 | 194.452 | 0.052115 | 7 | Commercial_2021_SC B_million_m3_Before Competition Groups_7 | Destratification | 5.212% | 0 | 10.1339 | Commercial_2021_SC B_million_m3_Before Competition Groups_Destratification
Commercial | Com ¦ Building Recommissioning, Operations and Maintenance (O&M) Improvements | 2021 | SC B | million_m3 | Before Competition Groups | 9.9189 | 0 | 0 | 194.452 | 0.05101 | 8 | Commercial_2021_SC B_million_m3_Before Competition Groups_8 | Building Recommissioning, Operations and Maintenance (O&M) Improvements | 5.101% | 0 | 9.9189 | Commercial_2021_SC B_million_m3_Before Competition Groups_Building Recommissioning, Operations and Maintenance (O&M) Improvements
Commercial | Com ¦ Furnace Tune-Up | 2021 | SC B | million_m3 | Before Competition Groups | 9.6001 | 0 | 0 | 194.452 | 0.04937 | 9 | Commercial_2021_SC B_million_m3_Before Competition Groups_9 | Furnace Tune-Up | 4.937% | 0 | 9.6001 | Commercial_2021_SC B_million_m3_Before Competition Groups_Furnace Tune-Up
Commercial | Com ¦ Education and Capacity Building/Energy Behavior | 2021 | SC B | million_m3 | Before Competition Groups | 9.0936 | 0 | 0 | 194.452 | 0.046765 | 10 | Commercial_2021_SC B_million_m3_Before Competition Groups_10 | Education and Capacity Building/Energy Behavior | 4.677% | 0 | 9.0936 | Commercial_2021_SC B_million_m3_Before Competition Groups_Education and Capacity Building/Energy Behavior
Commercial | Com ¦ Demand Control Kitchen Ventilation | 2021 | SC B | million_m3 | Before Competition Groups | 8.4118 | 0 | 0 | 194.452 | 0.043259 | 11 | Commercial_2021_SC B_million_m3_Before Competition Groups_11 | Demand Control Kitchen Ventilation | 4.326% | 0 | 8.4118 | Commercial_2021_SC B_million_m3_Before Competition Groups_Demand Control Kitchen Ventilation
Commercial | Com ¦ Gas Fired Heat Pump | 2021 | SC B | million_m3 | Before Competition Groups | 5.6665 | 0 | 0 | 194.452 | 0.029141 | 12 | Commercial_2021_SC B_million_m3_Before Competition Groups_12 | Gas Fired Heat Pump | 2.914% | 0 | 5.6665 | Commercial_2021_SC B_million_m3_Before Competition Groups_Gas Fired Heat Pump
Commercial | Com ¦ Advanced BAS/Controllers | 2021 | SC B | million_m3 | Before Competition Groups | 5.471 | 0 | 0 | 194.452 | 0.028136 | 13 | Commercial_2021_SC B_million_m3_Before Competition Groups_13 | Advanced BAS/Controllers | 2.814% | 0 | 5.471 | Commercial_2021_SC B_million_m3_Before Competition Groups_Advanced BAS/Controllers
Commercial | Com ¦ Wall Insulation | 2021 | SC B | million_m3 | Before Competition Groups | 5.4381 | 0 | 0 | 194.452 | 0.027966 | 14 | Commercial_2021_SC B_million_m3_Before Competition Groups_14 | Wall Insulation | 2.797% | 0 | 5.4381 | Commercial_2021_SC B_million_m3_Before Competition Groups_Wall Insulation
Commercial | Com ¦ Condensing Make Up Air Unit | 2021 | SC B | million_m3 | Before Competition Groups | 5.4126 | 0 | 0 | 194.452 | 0.027835 | 15 | Commercial_2021_SC B_million_m3_Before Competition Groups_15 | Condensing Make Up Air Unit | 2.784% | 0 | 5.4126 | Commercial_2021_SC B_million_m3_Before Competition Groups_Condensing Make Up Air Unit
Commercial | Com ¦ Energy Efficient Laboratory Fume Hood | 2021 | SC B | million_m3 | Before Competition Groups | 3.5295 | 0 | 0 | 194.452 | 0.018151 | 16 | Commercial_2021_SC B_million_m3_Before Competition Groups_16 | Energy Efficient Laboratory Fume Hood | 1.815% | 0 | 3.5295 | Commercial_2021_SC B_million_m3_Before Competition Groups_Energy Efficient Laboratory Fume Hood
Commercial | Com ¦ Gas Fired Rooftop Units | 2021 | SC B | million_m3 | Before Competition Groups | 3.2529 | 0 | 0 | 194.452 | 0.016729 | 17 | Commercial_2021_SC B_million_m3_Before Competition Groups_17 | Gas Fired Rooftop Units | 1.673% | 0 | 3.2529 | Commercial_2021_SC B_million_m3_Before Competition Groups_Gas Fired Rooftop Units
Commercial | Com ¦ Demand controlled Circulating Systems | 2021 | SC B | million_m3 | Before Competition Groups | 2.8568 | 0 | 0 | 194.452 | 0.014691 | 18 | Commercial_2021_SC B_million_m3_Before Competition Groups_18 | Demand controlled Circulating Systems | 1.469% | 0 | 2.8568 | Commercial_2021_SC B_million_m3_Before Competition Groups_Demand controlled Circulating Systems
Commercial | Com ¦ Condensing Unit Heaters or other Efficient Unit Heating System | 2021 | SC B | million_m3 | Before Competition Groups | 2.3681 | 0 | 0 | 194.452 | 0.012178 | 19 | Commercial_2021_SC B_million_m3_Before Competition Groups_19 | Condensing Unit Heaters or other Efficient Unit Heating System | 1.218% | 0 | 2.3681 | Commercial_2021_SC B_million_m3_Before Competition Groups_Condensing Unit Heaters or other Efficient Unit Heating System
Commercial | Com ¦ Duct Insulation, R8 | 2021 | SC B | million_m3 | Before Competition Groups | 2.2162 | 0 | 0 | 194.452 | 0.011397 | 20 | Commercial_2021_SC B_million_m3_Before Competition Groups_20 | Duct Insulation, R8 | 1.14% | 0 | 2.2162 | Commercial_2021_SC B_million_m3_Before Competition Groups_Duct Insulation, R8
Commercial | Com ¦ Ozone Laundry Treatment | 2021 | SC B | million_m3 | Before Competition Groups | 1.2755 | 0 | 0 | 194.452 | 0.0065593 | 21 | Commercial_2021_SC B_million_m3_Before Competition Groups_21 | Ozone Laundry Treatment | 0.6559% | 0 | 1.2755 | Commercial_2021_SC B_million_m3_Before Competition Groups_Ozone Laundry Treatment
Commercial | Com ¦ ENERGY STAR Fryer (84% eff) | 2021 | SC B | million_m3 | Before Competition Groups | 1.2602 | 0 | 0 | 194.452 | 0.006481 | 22 | Commercial_2021_SC B_million_m3_Before Competition Groups_22 | ENERGY STAR Fryer (84% eff) | 0.6481% | 0 | 1.2602 | Commercial_2021_SC B_million_m3_Before Competition Groups_ENERGY STAR Fryer (84% eff)
Commercial | Com ¦ High Efficiency Underfired Broilers | 2021 | SC B | million_m3 | Before Competition Groups | 0.89738 | 0 | 0 | 194.452 | 0.0046149 | 23 | Commercial_2021_SC B_million_m3_Before Competition Groups_23 | High Efficiency Underfired Broilers | 0.4615% | 0 | 0.89738 | Commercial_2021_SC B_million_m3_Before Competition Groups_High Efficiency Underfired Broilers
Commercial | Com ¦ ENERGY STAR Griddle (74% eff) | 2021 | SC B | million_m3 | Before Competition Groups | 0.82545 | 0 | 0 | 194.452 | 0.004245 | 24 | Commercial_2021_SC B_million_m3_Before Competition Groups_24 | ENERGY STAR Griddle (74% eff) | 0.4245% | 0 | 0.82545 | Commercial_2021_SC B_million_m3_Before Competition Groups_ENERGY STAR Griddle (74% eff)
Commercial | Com ¦ ENERGY STAR Dishwasher | 2021 | SC B | million_m3 | Before Competition Groups | 0.36219 | 0 | 0 | 194.452 | 0.0018626 | 25 | Commercial_2021_SC B_million_m3_Before Competition Groups_25 | ENERGY STAR Dishwasher | 0.1863% | 0 | 0.36219 | Commercial_2021_SC B_million_m3_Before Competition Groups_ENERGY STAR Dishwasher
Commercial | Com ¦ Heat Recovery Ventilator | 2021 | SC B | million_m3 | Before Competition Groups | 0.27113 | 0 | 0 | 194.452 | 0.0013943 | 26 | Commercial_2021_SC B_million_m3_Before Competition Groups_26 | Heat Recovery Ventilator | 0.1394% | 0 | 0.27113 | Commercial_2021_SC B_million_m3_Before Competition Groups_Heat Recovery Ventilator
Commercial | Com ¦ Drain Water Heat Recovery (DWHR) ¦ Retro | 2021 | SC B | million_m3 | Before Competition Groups | 0.2448 | 0 | 0 | 194.452 | 0.0012589 | 27 | Commercial_2021_SC B_million_m3_Before Competition Groups_27 | Drain Water Heat Recovery (DWHR) ¦ Retro | 0.1259% | 0 | 0.2448 | Commercial_2021_SC B_million_m3_Before Competition Groups_Drain Water Heat Recovery (DWHR) ¦ Retro
Commercial | Com ¦ Infrared Heaters | 2021 | SC B | million_m3 | Before Competition Groups | 0.24077 | 0 | 0 | 194.452 | 0.0012382 | 28 | Commercial_2021_SC B_million_m3_Before Competition Groups_28 | Infrared Heaters | 0.1238% | 0 | 0.24077 | Commercial_2021_SC B_million_m3_Before Competition Groups_Infrared Heaters
Commercial | Com ¦ Energy Recovery Ventilation and Ventilation (Enhanced) | 2021 | SC B | million_m3 | Before Competition Groups | 0.23139 | 0 | 0 | 194.452 | 0.00119 | 29 | Commercial_2021_SC B_million_m3_Before Competition Groups_29 | Energy Recovery Ventilation and Ventilation (Enhanced) | 0.119% | 0 | 0.23139 | Commercial_2021_SC B_million_m3_Before Competition Groups_Energy Recovery Ventilation and Ventilation (Enhanced)
Commercial | Com ¦ CEE Tier 2/Energy Star Clothes Washers | 2021 | SC B | million_m3 | Before Competition Groups | 0.19454 | 0 | 0 | 194.452 | 0.0010005 | 30 | Commercial_2021_SC B_million_m3_Before Competition Groups_30 | CEE Tier 2/Energy Star Clothes Washers | 0.1% | 0 | 0.19454 | Commercial_2021_SC B_million_m3_Before Competition Groups_CEE Tier 2/Energy Star Clothes Washers
Commercial | Com ¦ Low Flow Pre-Rinse Spray Nozzle | 2021 | SC B | million_m3 | Before Competition Groups | 0.10977 | 0 | 0 | 194.452 | 0.0005645 | 31 | Commercial_2021_SC B_million_m3_Before Competition Groups_31 | Low Flow Pre-Rinse Spray Nozzle | 0.05645% | 0 | 0.10977 | Commercial_2021_SC B_million_m3_Before Competition Groups_Low Flow Pre-Rinse Spray Nozzle
Commercial | Com ¦ ENERGY STAR Steam Cooker | 2021 | SC B | million_m3 | Before Competition Groups | 0.090175 | 0 | 0 | 194.452 | 0.00046374 | 32 | Commercial_2021_SC B_million_m3_Before Competition Groups_32 | ENERGY STAR Steam Cooker | 0.04637% | 0 | 0.090175 | Commercial_2021_SC B_million_m3_Before Competition Groups_ENERGY STAR Steam Cooker
Commercial | Com ¦ Air Curtains | 2021 | SC B | million_m3 | Before Competition Groups | 0.02514 | 0 | 0 | 194.452 | 0.00012929 | 33 | Commercial_2021_SC B_million_m3_Before Competition Groups_33 | Air Curtains | 0.01293% | 0 | 0.02514 | Commercial_2021_SC B_million_m3_Before Competition Groups_Air Curtains
Commercial | Com ¦ Drain Water Heat Recovery (DWHR) ¦New | 2021 | SC B | million_m3 | Before Competition Groups | 0.017597 | 0 | 0 | 194.452 | 9.0498e-05 | 34 | Commercial_2021_SC B_million_m3_Before Competition Groups_34 | Drain Water Heat Recovery (DWHR) ¦New | 0.00905% | 0 | 0.017597 | Commercial_2021_SC B_million_m3_Before Competition Groups_Drain Water Heat Recovery (DWHR) ¦New
Commercial | Com ¦ Solar Water Preheat (Pools/DHW) | 2021 | SC B | million_m3 | Before Competition Groups | 0.0035632 | 0 | 0 | 194.452 | 1.8324e-05 | 35 | Commercial_2021_SC B_million_m3_Before Competition Groups_35 | Solar Water Preheat (Pools/DHW) | 0.001832% | 0 | 0.0035632 | Commercial_2021_SC B_million_m3_Before Competition Groups_Solar Water Preheat (Pools/DHW)
Commercial | Com ¦ Gas Heat Pump Water Heater | 2021 | SC B | million_m3 | Before Competition Groups | 0.0013336 | 0 | 0 | 194.452 | 6.8581e-06 | 36 | Commercial_2021_SC B_million_m3_Before Competition Groups_36 | Gas Heat Pump Water Heater | 0.0006858% | 0 | 0.0013336 | Commercial_2021_SC B_million_m3_Before Competition Groups_Gas Heat Pump Water Heater
Commercial | Com ¦ Boilers - Advanced Controls (Steam Systems) | 2021 | SC C | million_m3 | Before Competition Groups | 14.5304 | 0 | 0 | 100.4427 | 0.14466 | 1 | Commercial_2021_SC C_million_m3_Before Competition Groups_1 | Boilers - Advanced Controls (Steam Systems) | 14.47% | 0 | 14.5304 | Commercial_2021_SC C_million_m3_Before Competition Groups_Boilers - Advanced Controls (Steam Systems)
Commercial | Com ¦ Adaptive Thermostats | 2021 | SC C | million_m3 | Before Competition Groups | 11.8672 | 0 | 0 | 100.4427 | 0.11815 | 2 | Commercial_2021_SC C_million_m3_Before Competition Groups_2 | Adaptive Thermostats | 11.81% | 0 | 11.8672 | Commercial_2021_SC C_million_m3_Before Competition Groups_Adaptive Thermostats
Commercial | Com ¦ Demand Control Ventilation | 2021 | SC C | million_m3 | Before Competition Groups | 10.0665 | 0 | 0 | 100.4427 | 0.10022 | 3 | Commercial_2021_SC C_million_m3_Before Competition Groups_3 | Demand Control Ventilation | 10.02% | 0 | 10.0665 | Commercial_2021_SC C_million_m3_Before Competition Groups_Demand Control Ventilation
Commercial | Com ¦ Building Recommissioning, Operations and Maintenance (O&M) Improvements | 2021 | SC C | million_m3 | Before Competition Groups | 8.568 | 0 | 0 | 100.4427 | 0.085302 | 4 | Commercial_2021_SC C_million_m3_Before Competition Groups_4 | Building Recommissioning, Operations and Maintenance (O&M) Improvements | 8.53% | 0 | 8.568 | Commercial_2021_SC C_million_m3_Before Competition Groups_Building Recommissioning, Operations and Maintenance (O&M) Improvements
Commercial | Com ¦ Condensing Boiler ¦ Std | 2021 | SC C | million_m3 | Before Competition Groups | 6.8399 | 0 | 0 | 100.4427 | 0.068097 | 5 | Commercial_2021_SC C_million_m3_Before Competition Groups_5 | Condensing Boiler ¦ Std | 6.81% | 0 | 6.8399 | Commercial_2021_SC C_million_m3_Before Competition Groups_Condensing Boiler ¦ Std
Commercial | Com ¦ Air Handler with Dedicated Outdoor Air Systems | 2021 | SC C | million_m3 | Before Competition Groups | 5.7086 | 0 | 0 | 100.4427 | 0.056835 | 6 | Commercial_2021_SC C_million_m3_Before Competition Groups_6 | Air Handler with Dedicated Outdoor Air Systems | 5.683% | 0 | 5.7086 | Commercial_2021_SC C_million_m3_Before Competition Groups_Air Handler with Dedicated Outdoor Air Systems
Commercial | Com ¦ Advanced BAS/Controllers | 2021 | SC C | million_m3 | Before Competition Groups | 4.9981 | 0 | 0 | 100.4427 | 0.049761 | 7 | Commercial_2021_SC C_million_m3_Before Competition Groups_7 | Advanced BAS/Controllers | 4.976% | 0 | 4.9981 | Commercial_2021_SC C_million_m3_Before Competition Groups_Advanced BAS/Controllers
Commercial | Com ¦ Gas Fired Heat Pump | 2021 | SC C | million_m3 | Before Competition Groups | 4.7666 | 0 | 0 | 100.4427 | 0.047456 | 8 | Commercial_2021_SC C_million_m3_Before Competition Groups_8 | Gas Fired Heat Pump | 4.746% | 0 | 4.7666 | Commercial_2021_SC C_million_m3_Before Competition Groups_Gas Fired Heat Pump
Commercial | Com ¦ Condensing Make Up Air Unit | 2021 | SC C | million_m3 | Before Competition Groups | 4.7032 | 0 | 0 | 100.4427 | 0.046824 | 9 | Commercial_2021_SC C_million_m3_Before Competition Groups_9 | Condensing Make Up Air Unit | 4.682% | 0 | 4.7032 | Commercial_2021_SC C_million_m3_Before Competition Groups_Condensing Make Up Air Unit
Commercial | Com ¦ Demand Control Kitchen Ventilation | 2021 | SC C | million_m3 | Before Competition Groups | 3.8891 | 0 | 0 | 100.4427 | 0.038719 | 10 | Commercial_2021_SC C_million_m3_Before Competition Groups_10 | Demand Control Kitchen Ventilation | 3.872% | 0 | 3.8891 | Commercial_2021_SC C_million_m3_Before Competition Groups_Demand Control Kitchen Ventilation
Commercial | Com ¦ Steam System Optimization | 2021 | SC C | million_m3 | Before Competition Groups | 3.847 | 0 | 0 | 100.4427 | 0.0383 | 11 | Commercial_2021_SC C_million_m3_Before Competition Groups_11 | Steam System Optimization | 3.83% | 0 | 3.847 | Commercial_2021_SC C_million_m3_Before Competition Groups_Steam System Optimization
Commercial | Com ¦ Destratification | 2021 | SC C | million_m3 | Before Competition Groups | 3.7834 | 0 | 0 | 100.4427 | 0.037668 | 12 | Commercial_2021_SC C_million_m3_Before Competition Groups_12 | Destratification | 3.767% | 0 | 3.7834 | Commercial_2021_SC C_million_m3_Before Competition Groups_Destratification
Commercial | Com ¦ Furnace Tune-Up | 2021 | SC C | million_m3 | Before Competition Groups | 3.584 | 0 | 0 | 100.4427 | 0.035682 | 13 | Commercial_2021_SC C_million_m3_Before Competition Groups_13 | Furnace Tune-Up | 3.568% | 0 | 3.584 | Commercial_2021_SC C_million_m3_Before Competition Groups_Furnace Tune-Up
Commercial | Com ¦ Wall Insulation | 2021 | SC C | million_m3 | Before Competition Groups | 2.0301 | 0 | 0 | 100.4427 | 0.020211 | 14 | Commercial_2021_SC C_million_m3_Before Competition Groups_14 | Wall Insulation | 2.021% | 0 | 2.0301 | Commercial_2021_SC C_million_m3_Before Competition Groups_Wall Insulation
Commercial | Com ¦ Education and Capacity Building/Energy Behavior | 2021 | SC C | million_m3 | Before Competition Groups | 1.8187 | 0 | 0 | 100.4427 | 0.018107 | 15 | Commercial_2021_SC C_million_m3_Before Competition Groups_15 | Education and Capacity Building/Energy Behavior | 1.811% | 0 | 1.8187 | Commercial_2021_SC C_million_m3_Before Competition Groups_Education and Capacity Building/Energy Behavior
Commercial | Com ¦ Gas Fired Rooftop Units | 2021 | SC C | million_m3 | Before Competition Groups | 1.7198 | 0 | 0 | 100.4427 | 0.017122 | 16 | Commercial_2021_SC C_million_m3_Before Competition Groups_16 | Gas Fired Rooftop Units | 1.712% | 0 | 1.7198 | Commercial_2021_SC C_million_m3_Before Competition Groups_Gas Fired Rooftop Units
Commercial | Com ¦ Condensing Unit Heaters or other Efficient Unit Heating System | 2021 | SC C | million_m3 | Before Competition Groups | 1.6417 | 0 | 0 | 100.4427 | 0.016345 | 17 | Commercial_2021_SC C_million_m3_Before Competition Groups_17 | Condensing Unit Heaters or other Efficient Unit Heating System | 1.634% | 0 | 1.6417 | Commercial_2021_SC C_million_m3_Before Competition Groups_Condensing Unit Heaters or other Efficient Unit Heating System
Commercial | Com ¦ Demand controlled Circulating Systems | 2021 | SC C | million_m3 | Before Competition Groups | 1.0278 | 0 | 0 | 100.4427 | 0.010233 | 18 | Commercial_2021_SC C_million_m3_Before Competition Groups_18 | Demand controlled Circulating Systems | 1.023% | 0 | 1.0278 | Commercial_2021_SC C_million_m3_Before Competition Groups_Demand controlled Circulating Systems
Commercial | Com ¦ ENERGY STAR Fryer (84% eff) | 2021 | SC C | million_m3 | Before Competition Groups | 0.95713 | 0 | 0 | 100.4427 | 0.0095291 | 19 | Commercial_2021_SC C_million_m3_Before Competition Groups_19 | ENERGY STAR Fryer (84% eff) | 0.9529% | 0 | 0.95713 | Commercial_2021_SC C_million_m3_Before Competition Groups_ENERGY STAR Fryer (84% eff)
Commercial | Com ¦ High Efficiency Underfired Broilers | 2021 | SC C | million_m3 | Before Competition Groups | 0.83245 | 0 | 0 | 100.4427 | 0.0082878 | 20 | Commercial_2021_SC C_million_m3_Before Competition Groups_20 | High Efficiency Underfired Broilers | 0.8288% | 0 | 0.83245 | Commercial_2021_SC C_million_m3_Before Competition Groups_High Efficiency Underfired Broilers
Commercial | Com ¦ Duct Insulation, R8 | 2021 | SC C | million_m3 | Before Competition Groups | 0.77457 | 0 | 0 | 100.4427 | 0.0077116 | 21 | Commercial_2021_SC C_million_m3_Before Competition Groups_21 | Duct Insulation, R8 | 0.7712% | 0 | 0.77457 | Commercial_2021_SC C_million_m3_Before Competition Groups_Duct Insulation, R8
Commercial | Com ¦ Energy Efficient Laboratory Fume Hood | 2021 | SC C | million_m3 | Before Competition Groups | 0.70649 | 0 | 0 | 100.4427 | 0.0070337 | 22 | Commercial_2021_SC C_million_m3_Before Competition Groups_22 | Energy Efficient Laboratory Fume Hood | 0.7034% | 0 | 0.70649 | Commercial_2021_SC C_million_m3_Before Competition Groups_Energy Efficient Laboratory Fume Hood
Commercial | Com ¦ ENERGY STAR Griddle (74% eff) | 2021 | SC C | million_m3 | Before Competition Groups | 0.40915 | 0 | 0 | 100.4427 | 0.0040734 | 23 | Commercial_2021_SC C_million_m3_Before Competition Groups_23 | ENERGY STAR Griddle (74% eff) | 0.4073% | 0 | 0.40915 | Commercial_2021_SC C_million_m3_Before Competition Groups_ENERGY STAR Griddle (74% eff)
Commercial | Com ¦ Ozone Laundry Treatment | 2021 | SC C | million_m3 | Before Competition Groups | 0.39732 | 0 | 0 | 100.4427 | 0.0039557 | 24 | Commercial_2021_SC C_million_m3_Before Competition Groups_24 | Ozone Laundry Treatment | 0.3956% | 0 | 0.39732 | Commercial_2021_SC C_million_m3_Before Competition Groups_Ozone Laundry Treatment
Commercial | Com ¦ ENERGY STAR Dishwasher | 2021 | SC C | million_m3 | Before Competition Groups | 0.31397 | 0 | 0 | 100.4427 | 0.0031259 | 25 | Commercial_2021_SC C_million_m3_Before Competition Groups_25 | ENERGY STAR Dishwasher | 0.3126% | 0 | 0.31397 | Commercial_2021_SC C_million_m3_Before Competition Groups_ENERGY STAR Dishwasher
Commercial | Com ¦ CEE Tier 2/Energy Star Clothes Washers | 2021 | SC C | million_m3 | Before Competition Groups | 0.16081 | 0 | 0 | 100.4427 | 0.0016011 | 26 | Commercial_2021_SC C_million_m3_Before Competition Groups_26 | CEE Tier 2/Energy Star Clothes Washers | 0.1601% | 0 | 0.16081 | Commercial_2021_SC C_million_m3_Before Competition Groups_CEE Tier 2/Energy Star Clothes Washers
Commercial | Com ¦ Infrared Heaters | 2021 | SC C | million_m3 | Before Competition Groups | 0.14996 | 0 | 0 | 100.4427 | 0.001493 | 27 | Commercial_2021_SC C_million_m3_Before Competition Groups_27 | Infrared Heaters | 0.1493% | 0 | 0.14996 | Commercial_2021_SC C_million_m3_Before Competition Groups_Infrared Heaters
Commercial | Com ¦ Drain Water Heat Recovery (DWHR) ¦ Retro | 2021 | SC C | million_m3 | Before Competition Groups | 0.091369 | 0 | 0 | 100.4427 | 0.00090967 | 28 | Commercial_2021_SC C_million_m3_Before Competition Groups_28 | Drain Water Heat Recovery (DWHR) ¦ Retro | 0.09097% | 0 | 0.091369 | Commercial_2021_SC C_million_m3_Before Competition Groups_Drain Water Heat Recovery (DWHR) ¦ Retro
Commercial | Com ¦ ENERGY STAR Steam Cooker | 2021 | SC C | million_m3 | Before Competition Groups | 0.090176 | 0 | 0 | 100.4427 | 0.00089778 | 29 | Commercial_2021_SC C_million_m3_Before Competition Groups_29 | ENERGY STAR Steam Cooker | 0.08978% | 0 | 0.090176 | Commercial_2021_SC C_million_m3_Before Competition Groups_ENERGY STAR Steam Cooker
Commercial | Com ¦ Low Flow Pre-Rinse Spray Nozzle | 2021 | SC C | million_m3 | Before Competition Groups | 0.087407 | 0 | 0 | 100.4427 | 0.00087022 | 30 | Commercial_2021_SC C_million_m3_Before Competition Groups_30 | Low Flow Pre-Rinse Spray Nozzle | 0.08702% | 0 | 0.087407 | Commercial_2021_SC C_million_m3_Before Competition Groups_Low Flow Pre-Rinse Spray Nozzle
Commercial | Com ¦ Energy Recovery Ventilation and Ventilation (Enhanced) | 2021 | SC C | million_m3 | Before Competition Groups | 0.045329 | 0 | 0 | 100.4427 | 0.00045129 | 31 | Commercial_2021_SC C_million_m3_Before Competition Groups_31 | Energy Recovery Ventilation and Ventilation (Enhanced) | 0.04513% | 0 | 0.045329 | Commercial_2021_SC C_million_m3_Before Competition Groups_Energy Recovery Ventilation and Ventilation (Enhanced)
Commercial | Com ¦ Heat Recovery Ventilator | 2021 | SC C | million_m3 | Before Competition Groups | 0.019351 | 0 | 0 | 100.4427 | 0.00019266 | 32 | Commercial_2021_SC C_million_m3_Before Competition Groups_32 | Heat Recovery Ventilator | 0.01927% | 0 | 0.019351 | Commercial_2021_SC C_million_m3_Before Competition Groups_Heat Recovery Ventilator
Commercial | Com ¦ Drain Water Heat Recovery (DWHR) ¦New | 2021 | SC C | million_m3 | Before Competition Groups | 0.015746 | 0 | 0 | 100.4427 | 0.00015677 | 33 | Commercial_2021_SC C_million_m3_Before Competition Groups_33 | Drain Water Heat Recovery (DWHR) ¦New | 0.01568% | 0 | 0.015746 | Commercial_2021_SC C_million_m3_Before Competition Groups_Drain Water Heat Recovery (DWHR) ¦New
Commercial | Com ¦ Solar Water Preheat (Pools/DHW) | 2021 | SC C | million_m3 | Before Competition Groups | 0.0013165 | 0 | 0 | 100.4427 | 1.3107e-05 | 34 | Commercial_2021_SC C_million_m3_Before Competition Groups_34 | Solar Water Preheat (Pools/DHW) | 0.001311% | 0 | 0.0013165 | Commercial_2021_SC C_million_m3_Before Competition Groups_Solar Water Preheat (Pools/DHW)
Commercial | Com ¦ Air Curtains | 2021 | SC C | million_m3 | Before Competition Groups | 2.895e-05 | 0 | 0 | 100.4427 | 2.8823e-07 | 35 | Commercial_2021_SC C_million_m3_Before Competition Groups_35 | Air Curtains | 2.882e-05% | 0 | 2.895e-05 | Commercial_2021_SC C_million_m3_Before Competition Groups_Air Curtains
Commercial | Com ¦ Gas Heat Pump Water Heater | 2021 | SC C | million_m3 | Before Competition Groups | 2.8215e-05 | 0 | 0 | 100.4427 | 2.809e-07 | 36 | Commercial_2021_SC C_million_m3_Before Competition Groups_36 | Gas Heat Pump Water Heater | 2.809e-05% | 0 | 2.8215e-05 | Commercial_2021_SC C_million_m3_Before Competition Groups_Gas Heat Pump Water Heater
Commercial | Com ¦ Building Recommissioning, Operations and Maintenance (O&M) Improvements | 2021 | Technical | million_m3 | Before Competition Groups | 282.9241 | 0 | 0 | 1609.365 | 0.1758 | 1 | Commercial_2021_Technical_million_m3_Before Competition Groups_1 | Building Recommissioning, Operations and Maintenance (O&M) Improvements | 17.58% | 0 | 282.9241 | Commercial_2021_Technical_million_m3_Before Competition Groups_Building Recommissioning, Operations and Maintenance (O&M) Improvements
Commercial | Com ¦ Demand Control Ventilation | 2021 | Technical | million_m3 | Before Competition Groups | 142.9346 | 0 | 0 | 1609.365 | 0.088814 | 2 | Commercial_2021_Technical_million_m3_Before Competition Groups_2 | Demand Control Ventilation | 8.881% | 0 | 142.9346 | Commercial_2021_Technical_million_m3_Before Competition Groups_Demand Control Ventilation
Commercial | Com ¦ Boilers - Advanced Controls (Steam Systems) | 2021 | Technical | million_m3 | Before Competition Groups | 132.3003 | 0 | 0 | 1609.365 | 0.082207 | 3 | Commercial_2021_Technical_million_m3_Before Competition Groups_3 | Boilers - Advanced Controls (Steam Systems) | 8.221% | 0 | 132.3003 | Commercial_2021_Technical_million_m3_Before Competition Groups_Boilers - Advanced Controls (Steam Systems)
Commercial | Com ¦ Adaptive Thermostats | 2021 | Technical | million_m3 | Before Competition Groups | 131.0703 | 0 | 0 | 1609.365 | 0.081442 | 4 | Commercial_2021_Technical_million_m3_Before Competition Groups_4 | Adaptive Thermostats | 8.144% | 0 | 131.0703 | Commercial_2021_Technical_million_m3_Before Competition Groups_Adaptive Thermostats
Commercial | Com ¦ Air Handler with Dedicated Outdoor Air Systems | 2021 | Technical | million_m3 | Before Competition Groups | 105.5504 | 0 | 0 | 1609.365 | 0.065585 | 5 | Commercial_2021_Technical_million_m3_Before Competition Groups_5 | Air Handler with Dedicated Outdoor Air Systems | 6.559% | 0 | 105.5504 | Commercial_2021_Technical_million_m3_Before Competition Groups_Air Handler with Dedicated Outdoor Air Systems
Commercial | Com ¦ Education and Capacity Building/Energy Behavior | 2021 | Technical | million_m3 | Before Competition Groups | 89.8995 | 0 | 0 | 1609.365 | 0.05586 | 6 | Commercial_2021_Technical_million_m3_Before Competition Groups_6 | Education and Capacity Building/Energy Behavior | 5.586% | 0 | 89.8995 | Commercial_2021_Technical_million_m3_Before Competition Groups_Education and Capacity Building/Energy Behavior
Commercial | Com ¦ Condensing Boiler ¦ Std | 2021 | Technical | million_m3 | Before Competition Groups | 74.4233 | 0 | 0 | 1609.365 | 0.046244 | 7 | Commercial_2021_Technical_million_m3_Before Competition Groups_7 | Condensing Boiler ¦ Std | 4.624% | 0 | 74.4233 | Commercial_2021_Technical_million_m3_Before Competition Groups_Condensing Boiler ¦ Std
Commercial | Com ¦ Advanced BAS/Controllers | 2021 | Technical | million_m3 | Before Competition Groups | 68.5724 | 0 | 0 | 1609.365 | 0.042608 | 8 | Commercial_2021_Technical_million_m3_Before Competition Groups_8 | Advanced BAS/Controllers | 4.261% | 0 | 68.5724 | Commercial_2021_Technical_million_m3_Before Competition Groups_Advanced BAS/Controllers
Commercial | Com ¦ Steam System Optimization | 2021 | Technical | million_m3 | Before Competition Groups | 56.7798 | 0 | 0 | 1609.365 | 0.035281 | 9 | Commercial_2021_Technical_million_m3_Before Competition Groups_9 | Steam System Optimization | 3.528% | 0 | 56.7798 | Commercial_2021_Technical_million_m3_Before Competition Groups_Steam System Optimization
Commercial | Com ¦ Gas Fired Rooftop Units | 2021 | Technical | million_m3 | Before Competition Groups | 55.8347 | 0 | 0 | 1609.365 | 0.034694 | 10 | Commercial_2021_Technical_million_m3_Before Competition Groups_10 | Gas Fired Rooftop Units | 3.469% | 0 | 55.8347 | Commercial_2021_Technical_million_m3_Before Competition Groups_Gas Fired Rooftop Units
Commercial | Com ¦ Destratification | 2021 | Technical | million_m3 | Before Competition Groups | 55.4958 | 0 | 0 | 1609.365 | 0.034483 | 11 | Commercial_2021_Technical_million_m3_Before Competition Groups_11 | Destratification | 3.448% | 0 | 55.4958 | Commercial_2021_Technical_million_m3_Before Competition Groups_Destratification
Commercial | Com ¦ Furnace Tune-Up | 2021 | Technical | million_m3 | Before Competition Groups | 53.5308 | 0 | 0 | 1609.365 | 0.033262 | 12 | Commercial_2021_Technical_million_m3_Before Competition Groups_12 | Furnace Tune-Up | 3.326% | 0 | 53.5308 | Commercial_2021_Technical_million_m3_Before Competition Groups_Furnace Tune-Up
Commercial | Com ¦ Demand Control Kitchen Ventilation | 2021 | Technical | million_m3 | Before Competition Groups | 47.6648 | 0 | 0 | 1609.365 | 0.029617 | 13 | Commercial_2021_Technical_million_m3_Before Competition Groups_13 | Demand Control Kitchen Ventilation | 2.962% | 0 | 47.6648 | Commercial_2021_Technical_million_m3_Before Competition Groups_Demand Control Kitchen Ventilation
Commercial | Com ¦ Energy Recovery Ventilation and Ventilation (Enhanced) | 2021 | Technical | million_m3 | Before Competition Groups | 43.2215 | 0 | 0 | 1609.365 | 0.026856 | 14 | Commercial_2021_Technical_million_m3_Before Competition Groups_14 | Energy Recovery Ventilation and Ventilation (Enhanced) | 2.686% | 0 | 43.2215 | Commercial_2021_Technical_million_m3_Before Competition Groups_Energy Recovery Ventilation and Ventilation (Enhanced)
Commercial | Com ¦ High Efficiency Condensing Furnace AFUE 95% from 80% code | 2021 | Technical | million_m3 | Before Competition Groups | 39.3229 | 0 | 0 | 1609.365 | 0.024434 | 15 | Commercial_2021_Technical_million_m3_Before Competition Groups_15 | High Efficiency Condensing Furnace AFUE 95% from 80% code | 2.443% | 0 | 39.3229 | Commercial_2021_Technical_million_m3_Before Competition Groups_High Efficiency Condensing Furnace AFUE 95% from 80% code
Commercial | Com ¦ Wall Insulation | 2021 | Technical | million_m3 | Before Competition Groups | 29.9364 | 0 | 0 | 1609.365 | 0.018601 | 16 | Commercial_2021_Technical_million_m3_Before Competition Groups_16 | Wall Insulation | 1.86% | 0 | 29.9364 | Commercial_2021_Technical_million_m3_Before Competition Groups_Wall Insulation
Commercial | Com ¦ Heat Recovery Ventilator | 2021 | Technical | million_m3 | Before Competition Groups | 29.338 | 0 | 0 | 1609.365 | 0.01823 | 17 | Commercial_2021_Technical_million_m3_Before Competition Groups_17 | Heat Recovery Ventilator | 1.823% | 0 | 29.338 | Commercial_2021_Technical_million_m3_Before Competition Groups_Heat Recovery Ventilator
Commercial | Com ¦ Condensing Make Up Air Unit | 2021 | Technical | million_m3 | Before Competition Groups | 25.51 | 0 | 0 | 1609.365 | 0.015851 | 18 | Commercial_2021_Technical_million_m3_Before Competition Groups_18 | Condensing Make Up Air Unit | 1.585% | 0 | 25.51 | Commercial_2021_Technical_million_m3_Before Competition Groups_Condensing Make Up Air Unit
Commercial | Com ¦ Gas Fired Heat Pump | 2021 | Technical | million_m3 | Before Competition Groups | 22.0553 | 0 | 0 | 1609.365 | 0.013704 | 19 | Commercial_2021_Technical_million_m3_Before Competition Groups_19 | Gas Fired Heat Pump | 1.37% | 0 | 22.0553 | Commercial_2021_Technical_million_m3_Before Competition Groups_Gas Fired Heat Pump
Commercial | Com ¦ Energy Efficient Laboratory Fume Hood | 2021 | Technical | million_m3 | Before Competition Groups | 21.1376 | 0 | 0 | 1609.365 | 0.013134 | 20 | Commercial_2021_Technical_million_m3_Before Competition Groups_20 | Energy Efficient Laboratory Fume Hood | 1.313% | 0 | 21.1376 | Commercial_2021_Technical_million_m3_Before Competition Groups_Energy Efficient Laboratory Fume Hood
Commercial | Com ¦ Demand controlled Circulating Systems | 2021 | Technical | million_m3 | Before Competition Groups | 15.7258 | 0 | 0 | 1609.365 | 0.0097714 | 21 | Commercial_2021_Technical_million_m3_Before Competition Groups_21 | Demand controlled Circulating Systems | 0.9771% | 0 | 15.7258 | Commercial_2021_Technical_million_m3_Before Competition Groups_Demand controlled Circulating Systems
Commercial | Com ¦ Condensing Unit Heaters or other Efficient Unit Heating System | 2021 | Technical | million_m3 | Before Competition Groups | 15.3254 | 0 | 0 | 1609.365 | 0.0095226 | 22 | Commercial_2021_Technical_million_m3_Before Competition Groups_22 | Condensing Unit Heaters or other Efficient Unit Heating System | 0.9523% | 0 | 15.3254 | Commercial_2021_Technical_million_m3_Before Competition Groups_Condensing Unit Heaters or other Efficient Unit Heating System
Commercial | Com ¦ Duct Insulation, R8 | 2021 | Technical | million_m3 | Before Competition Groups | 12.2851 | 0 | 0 | 1609.365 | 0.0076335 | 23 | Commercial_2021_Technical_million_m3_Before Competition Groups_23 | Duct Insulation, R8 | 0.7633% | 0 | 12.2851 | Commercial_2021_Technical_million_m3_Before Competition Groups_Duct Insulation, R8
Commercial | Com ¦ Boiler Measures | 2021 | Technical | million_m3 | Before Competition Groups | 9.5497 | 0 | 0 | 1609.365 | 0.0059338 | 24 | Commercial_2021_Technical_million_m3_Before Competition Groups_24 | Boiler Measures | 0.5934% | 0 | 9.5497 | Commercial_2021_Technical_million_m3_Before Competition Groups_Boiler Measures
Commercial | Com ¦ Roof Insulation/Ceiling Insulation (R25 Code to R35) | 2021 | Technical | million_m3 | Before Competition Groups | 8.0123 | 0 | 0 | 1609.365 | 0.0049786 | 25 | Commercial_2021_Technical_million_m3_Before Competition Groups_25 | Roof Insulation/Ceiling Insulation (R25 Code to R35) | 0.4979% | 0 | 8.0123 | Commercial_2021_Technical_million_m3_Before Competition Groups_Roof Insulation/Ceiling Insulation (R25 Code to R35)
Commercial | Com ¦ Ozone Laundry Treatment | 2021 | Technical | million_m3 | Before Competition Groups | 7.1343 | 0 | 0 | 1609.365 | 0.004433 | 26 | Commercial_2021_Technical_million_m3_Before Competition Groups_26 | Ozone Laundry Treatment | 0.4433% | 0 | 7.1343 | Commercial_2021_Technical_million_m3_Before Competition Groups_Ozone Laundry Treatment
Commercial | Com ¦ Super-High Efficiency Furnaces (Emerging Tech) | 2021 | Technical | million_m3 | Before Competition Groups | 6.6941 | 0 | 0 | 1609.365 | 0.0041595 | 27 | Commercial_2021_Technical_million_m3_Before Competition Groups_27 | Super-High Efficiency Furnaces (Emerging Tech) | 0.4159% | 0 | 6.6941 | Commercial_2021_Technical_million_m3_Before Competition Groups_Super-High Efficiency Furnaces (Emerging Tech)
Commercial | Com ¦ Ice Rink Heat Recovery | 2021 | Technical | million_m3 | Before Competition Groups | 3.9487 | 0 | 0 | 1609.365 | 0.0024536 | 28 | Commercial_2021_Technical_million_m3_Before Competition Groups_28 | Ice Rink Heat Recovery | 0.2454% | 0 | 3.9487 | Commercial_2021_Technical_million_m3_Before Competition Groups_Ice Rink Heat Recovery
Commercial | Com ¦ HOTEL OCCUPANCY CONTROLS (HVAC + LIGHTING) | 2021 | Technical | million_m3 | Before Competition Groups | 3.6289 | 0 | 0 | 1609.365 | 0.0022549 | 29 | Commercial_2021_Technical_million_m3_Before Competition Groups_29 | HOTEL OCCUPANCY CONTROLS (HVAC + LIGHTING) | 0.2255% | 0 | 3.6289 | Commercial_2021_Technical_million_m3_Before Competition Groups_HOTEL OCCUPANCY CONTROLS (HVAC + LIGHTING)
Commercial | Com ¦ ENERGY STAR Dishwasher | 2021 | Technical | million_m3 | Before Competition Groups | 2.6596 | 0 | 0 | 1609.365 | 0.0016526 | 30 | Commercial_2021_Technical_million_m3_Before Competition Groups_30 | ENERGY STAR Dishwasher | 0.1653% | 0 | 2.6596 | Commercial_2021_Technical_million_m3_Before Competition Groups_ENERGY STAR Dishwasher
Commercial | Com ¦ ENERGY STAR Fryer (84% eff) | 2021 | Technical | million_m3 | Before Competition Groups | 2.5817 | 0 | 0 | 1609.365 | 0.0016042 | 31 | Commercial_2021_Technical_million_m3_Before Competition Groups_31 | ENERGY STAR Fryer (84% eff) | 0.1604% | 0 | 2.5817 | Commercial_2021_Technical_million_m3_Before Competition Groups_ENERGY STAR Fryer (84% eff)
Commercial | Com ¦ Infrared Heaters | 2021 | Technical | million_m3 | Before Competition Groups | 2.4492 | 0 | 0 | 1609.365 | 0.0015218 | 32 | Commercial_2021_Technical_million_m3_Before Competition Groups_32 | Infrared Heaters | 0.1522% | 0 | 2.4492 | Commercial_2021_Technical_million_m3_Before Competition Groups_Infrared Heaters
Commercial | Com ¦ High Efficiency Underfired Broilers | 2021 | Technical | million_m3 | Before Competition Groups | 2.1893 | 0 | 0 | 1609.365 | 0.0013603 | 33 | Commercial_2021_Technical_million_m3_Before Competition Groups_33 | High Efficiency Underfired Broilers | 0.136% | 0 | 2.1893 | Commercial_2021_Technical_million_m3_Before Competition Groups_High Efficiency Underfired Broilers
Commercial | Com ¦ Condensing Storage Water Heater | 2021 | Technical | million_m3 | Before Competition Groups | 2.0826 | 0 | 0 | 1609.365 | 0.001294 | 34 | Commercial_2021_Technical_million_m3_Before Competition Groups_34 | Condensing Storage Water Heater | 0.1294% | 0 | 2.0826 | Commercial_2021_Technical_million_m3_Before Competition Groups_Condensing Storage Water Heater
Commercial | Com ¦ ENERGY STAR Griddle (74% eff) | 2021 | Technical | million_m3 | Before Competition Groups | 1.673 | 0 | 0 | 1609.365 | 0.0010396 | 35 | Commercial_2021_Technical_million_m3_Before Competition Groups_35 | ENERGY STAR Griddle (74% eff) | 0.104% | 0 | 1.673 | Commercial_2021_Technical_million_m3_Before Competition Groups_ENERGY STAR Griddle (74% eff)
Commercial | Com ¦ Drain Water Heat Recovery (DWHR) ¦ Retro | 2021 | Technical | million_m3 | Before Competition Groups | 1.3002 | 0 | 0 | 1609.365 | 0.00080789 | 36 | Commercial_2021_Technical_million_m3_Before Competition Groups_36 | Drain Water Heat Recovery (DWHR) ¦ Retro | 0.08079% | 0 | 1.3002 | Commercial_2021_Technical_million_m3_Before Competition Groups_Drain Water Heat Recovery (DWHR) ¦ Retro
Commercial | Com ¦ Condensing Tankless Water Heater | 2021 | Technical | million_m3 | Before Competition Groups | 1.2091 | 0 | 0 | 1609.365 | 0.00075132 | 37 | Commercial_2021_Technical_million_m3_Before Competition Groups_37 | Condensing Tankless Water Heater | 0.07513% | 0 | 1.2091 | Commercial_2021_Technical_million_m3_Before Competition Groups_Condensing Tankless Water Heater
Commercial | Com ¦ Gas Heat Pump Water Heater | 2021 | Technical | million_m3 | Before Competition Groups | 1.0359 | 0 | 0 | 1609.365 | 0.00064366 | 38 | Commercial_2021_Technical_million_m3_Before Competition Groups_38 | Gas Heat Pump Water Heater | 0.06437% | 0 | 1.0359 | Commercial_2021_Technical_million_m3_Before Competition Groups_Gas Heat Pump Water Heater
Commercial | Com ¦ Dock Door Seals | 2021 | Technical | million_m3 | Before Competition Groups | 0.83049 | 0 | 0 | 1609.365 | 0.00051604 | 39 | Commercial_2021_Technical_million_m3_Before Competition Groups_39 | Dock Door Seals | 0.0516% | 0 | 0.83049 | Commercial_2021_Technical_million_m3_Before Competition Groups_Dock Door Seals
Commercial | Com ¦ CEE Tier 2/Energy Star Clothes Washers | 2021 | Technical | million_m3 | Before Competition Groups | 0.47051 | 0 | 0 | 1609.365 | 0.00029236 | 40 | Commercial_2021_Technical_million_m3_Before Competition Groups_40 | CEE Tier 2/Energy Star Clothes Washers | 0.02924% | 0 | 0.47051 | Commercial_2021_Technical_million_m3_Before Competition Groups_CEE Tier 2/Energy Star Clothes Washers
Commercial | Com ¦ Low Flow Pre-Rinse Spray Nozzle | 2021 | Technical | million_m3 | Before Competition Groups | 0.35612 | 0 | 0 | 1609.365 | 0.00022128 | 41 | Commercial_2021_Technical_million_m3_Before Competition Groups_41 | Low Flow Pre-Rinse Spray Nozzle | 0.02213% | 0 | 0.35612 | Commercial_2021_Technical_million_m3_Before Competition Groups_Low Flow Pre-Rinse Spray Nozzle
Commercial | Com ¦ ENERGY STAR Steam Cooker | 2021 | Technical | million_m3 | Before Competition Groups | 0.1847 | 0 | 0 | 1609.365 | 0.00011476 | 42 | Commercial_2021_Technical_million_m3_Before Competition Groups_42 | ENERGY STAR Steam Cooker | 0.01148% | 0 | 0.1847 | Commercial_2021_Technical_million_m3_Before Competition Groups_ENERGY STAR Steam Cooker
Commercial | Com ¦ Drain Water Heat Recovery (DWHR) ¦New | 2021 | Technical | million_m3 | Before Competition Groups | 0.13632 | 0 | 0 | 1609.365 | 8.4704e-05 | 43 | Commercial_2021_Technical_million_m3_Before Competition Groups_43 | Drain Water Heat Recovery (DWHR) ¦New | 0.00847% | 0 | 0.13632 | Commercial_2021_Technical_million_m3_Before Competition Groups_Drain Water Heat Recovery (DWHR) ¦New
Commercial | Com ¦ Air Curtains | 2021 | Technical | million_m3 | Before Competition Groups | 0.13266 | 0 | 0 | 1609.365 | 8.2432e-05 | 44 | Commercial_2021_Technical_million_m3_Before Competition Groups_44 | Air Curtains | 0.008243% | 0 | 0.13266 | Commercial_2021_Technical_million_m3_Before Competition Groups_Air Curtains
Commercial | Com ¦ Solar Water Preheat (Pools/DHW) | 2021 | Technical | million_m3 | Before Competition Groups | 0.081238 | 0 | 0 | 1609.365 | 5.0478e-05 | 45 | Commercial_2021_Technical_million_m3_Before Competition Groups_45 | Solar Water Preheat (Pools/DHW) | 0.005048% | 0 | 0.081238 | Commercial_2021_Technical_million_m3_Before Competition Groups_Solar Water Preheat (Pools/DHW)
Commercial | Com ¦ Solar Preheat Make up Air | 2021 | Technical | million_m3 | Before Competition Groups | 0.071084 | 0 | 0 | 1609.365 | 4.4169e-05 | 46 | Commercial_2021_Technical_million_m3_Before Competition Groups_46 | Solar Preheat Make up Air | 0.004417% | 0 | 0.071084 | Commercial_2021_Technical_million_m3_Before Competition Groups_Solar Preheat Make up Air
Commercial | Com ¦ Super High Perf Glazing ¦RET | 2021 | Technical | million_m3 | Before Competition Groups | 0.064233 | 0 | 0 | 1609.365 | 3.9912e-05 | 47 | Commercial_2021_Technical_million_m3_Before Competition Groups_47 | Super High Perf Glazing ¦RET | 0.003991% | 0 | 0.064233 | Commercial_2021_Technical_million_m3_Before Competition Groups_Super High Perf Glazing ¦RET
Commercial | Com ¦ Gas Convection Oven | 2021 | Technical | million_m3 | Before Competition Groups | 0.042988 | 0 | 0 | 1609.365 | 2.6711e-05 | 48 | Commercial_2021_Technical_million_m3_Before Competition Groups_48 | Gas Convection Oven | 0.002671% | 0 | 0.042988 | Commercial_2021_Technical_million_m3_Before Competition Groups_Gas Convection Oven
Commercial | Com ¦ Super High Perf Glazing ¦New | 2021 | Technical | million_m3 | Before Competition Groups | 0.0074053 | 0 | 0 | 1609.365 | 4.6014e-06 | 49 | Commercial_2021_Technical_million_m3_Before Competition Groups_49 | Super High Perf Glazing ¦New | 0.0004601% | 0 | 0.0074053 | Commercial_2021_Technical_million_m3_Before Competition Groups_Super High Perf Glazing ¦New
Commercial | Com ¦ Building Recommissioning, Operations and Maintenance (O&M) Improvements | 2022 | Economic | million_m3 | Before Competition Groups | 277.2374 | 0 | 0 | 1505.7126 | 0.18412 | 1 | Commercial_2022_Economic_million_m3_Before Competition Groups_1 | Building Recommissioning, Operations and Maintenance (O&M) Improvements | 18.41% | 0 | 277.2374 | Commercial_2022_Economic_million_m3_Before Competition Groups_Building Recommissioning, Operations and Maintenance (O&M) Improvements
Commercial | Com ¦ Demand Control Ventilation | 2022 | Economic | million_m3 | Before Competition Groups | 143.9948 | 0 | 0 | 1505.7126 | 0.095632 | 2 | Commercial_2022_Economic_million_m3_Before Competition Groups_2 | Demand Control Ventilation | 9.563% | 0 | 143.9948 | Commercial_2022_Economic_million_m3_Before Competition Groups_Demand Control Ventilation
Commercial | Com ¦ Boilers - Advanced Controls (Steam Systems) | 2022 | Economic | million_m3 | Before Competition Groups | 133.4756 | 0 | 0 | 1505.7126 | 0.088646 | 3 | Commercial_2022_Economic_million_m3_Before Competition Groups_3 | Boilers - Advanced Controls (Steam Systems) | 8.865% | 0 | 133.4756 | Commercial_2022_Economic_million_m3_Before Competition Groups_Boilers - Advanced Controls (Steam Systems)
Commercial | Com ¦ Adaptive Thermostats | 2022 | Economic | million_m3 | Before Competition Groups | 131.1614 | 0 | 0 | 1505.7126 | 0.087109 | 4 | Commercial_2022_Economic_million_m3_Before Competition Groups_4 | Adaptive Thermostats | 8.711% | 0 | 131.1614 | Commercial_2022_Economic_million_m3_Before Competition Groups_Adaptive Thermostats
Commercial | Com ¦ Air Handler with Dedicated Outdoor Air Systems | 2022 | Economic | million_m3 | Before Competition Groups | 103.4289 | 0 | 0 | 1505.7126 | 0.068691 | 5 | Commercial_2022_Economic_million_m3_Before Competition Groups_5 | Air Handler with Dedicated Outdoor Air Systems | 6.869% | 0 | 103.4289 | Commercial_2022_Economic_million_m3_Before Competition Groups_Air Handler with Dedicated Outdoor Air Systems
Commercial | Com ¦ Condensing Boiler ¦ Std | 2022 | Economic | million_m3 | Before Competition Groups | 95.2027 | 0 | 0 | 1505.7126 | 0.063228 | 6 | Commercial_2022_Economic_million_m3_Before Competition Groups_6 | Condensing Boiler ¦ Std | 6.323% | 0 | 95.2027 | Commercial_2022_Economic_million_m3_Before Competition Groups_Condensing Boiler ¦ Std
Commercial | Com ¦ Education and Capacity Building/Energy Behavior | 2022 | Economic | million_m3 | Before Competition Groups | 81.8675 | 0 | 0 | 1505.7126 | 0.054371 | 7 | Commercial_2022_Economic_million_m3_Before Competition Groups_7 | Education and Capacity Building/Energy Behavior | 5.437% | 0 | 81.8675 | Commercial_2022_Economic_million_m3_Before Competition Groups_Education and Capacity Building/Energy Behavior
Commercial | Com ¦ Gas Fired Rooftop Units | 2022 | Economic | million_m3 | Before Competition Groups | 71.2605 | 0 | 0 | 1505.7126 | 0.047327 | 8 | Commercial_2022_Economic_million_m3_Before Competition Groups_8 | Gas Fired Rooftop Units | 4.733% | 0 | 71.2605 | Commercial_2022_Economic_million_m3_Before Competition Groups_Gas Fired Rooftop Units
Commercial | Com ¦ Advanced BAS/Controllers | 2022 | Economic | million_m3 | Before Competition Groups | 69.1408 | 0 | 0 | 1505.7126 | 0.045919 | 9 | Commercial_2022_Economic_million_m3_Before Competition Groups_9 | Advanced BAS/Controllers | 4.592% | 0 | 69.1408 | Commercial_2022_Economic_million_m3_Before Competition Groups_Advanced BAS/Controllers
Commercial | Com ¦ Steam System Optimization | 2022 | Economic | million_m3 | Before Competition Groups | 55.6385 | 0 | 0 | 1505.7126 | 0.036952 | 10 | Commercial_2022_Economic_million_m3_Before Competition Groups_10 | Steam System Optimization | 3.695% | 0 | 55.6385 | Commercial_2022_Economic_million_m3_Before Competition Groups_Steam System Optimization
Commercial | Com ¦ Destratification | 2022 | Economic | million_m3 | Before Competition Groups | 54.2092 | 0 | 0 | 1505.7126 | 0.036002 | 11 | Commercial_2022_Economic_million_m3_Before Competition Groups_11 | Destratification | 3.6% | 0 | 54.2092 | Commercial_2022_Economic_million_m3_Before Competition Groups_Destratification
Commercial | Com ¦ Furnace Tune-Up | 2022 | Economic | million_m3 | Before Competition Groups | 52.4548 | 0 | 0 | 1505.7126 | 0.034837 | 12 | Commercial_2022_Economic_million_m3_Before Competition Groups_12 | Furnace Tune-Up | 3.484% | 0 | 52.4548 | Commercial_2022_Economic_million_m3_Before Competition Groups_Furnace Tune-Up
Commercial | Com ¦ Demand Control Kitchen Ventilation | 2022 | Economic | million_m3 | Before Competition Groups | 50.1342 | 0 | 0 | 1505.7126 | 0.033296 | 13 | Commercial_2022_Economic_million_m3_Before Competition Groups_13 | Demand Control Kitchen Ventilation | 3.33% | 0 | 50.1342 | Commercial_2022_Economic_million_m3_Before Competition Groups_Demand Control Kitchen Ventilation
Commercial | Com ¦ Condensing Make Up Air Unit | 2022 | Economic | million_m3 | Before Competition Groups | 32.9159 | 0 | 0 | 1505.7126 | 0.021861 | 14 | Commercial_2022_Economic_million_m3_Before Competition Groups_14 | Condensing Make Up Air Unit | 2.186% | 0 | 32.9159 | Commercial_2022_Economic_million_m3_Before Competition Groups_Condensing Make Up Air Unit
Commercial | Com ¦ Wall Insulation | 2022 | Economic | million_m3 | Before Competition Groups | 29.3346 | 0 | 0 | 1505.7126 | 0.019482 | 15 | Commercial_2022_Economic_million_m3_Before Competition Groups_15 | Wall Insulation | 1.948% | 0 | 29.3346 | Commercial_2022_Economic_million_m3_Before Competition Groups_Wall Insulation
Commercial | Com ¦ Gas Fired Heat Pump | 2022 | Economic | million_m3 | Before Competition Groups | 28.0536 | 0 | 0 | 1505.7126 | 0.018631 | 16 | Commercial_2022_Economic_million_m3_Before Competition Groups_16 | Gas Fired Heat Pump | 1.863% | 0 | 28.0536 | Commercial_2022_Economic_million_m3_Before Competition Groups_Gas Fired Heat Pump
Commercial | Com ¦ Energy Efficient Laboratory Fume Hood | 2022 | Economic | million_m3 | Before Competition Groups | 20.7127 | 0 | 0 | 1505.7126 | 0.013756 | 17 | Commercial_2022_Economic_million_m3_Before Competition Groups_17 | Energy Efficient Laboratory Fume Hood | 1.376% | 0 | 20.7127 | Commercial_2022_Economic_million_m3_Before Competition Groups_Energy Efficient Laboratory Fume Hood
Commercial | Com ¦ Condensing Unit Heaters or other Efficient Unit Heating System | 2022 | Economic | million_m3 | Before Competition Groups | 19.7446 | 0 | 0 | 1505.7126 | 0.013113 | 18 | Commercial_2022_Economic_million_m3_Before Competition Groups_18 | Condensing Unit Heaters or other Efficient Unit Heating System | 1.311% | 0 | 19.7446 | Commercial_2022_Economic_million_m3_Before Competition Groups_Condensing Unit Heaters or other Efficient Unit Heating System
Commercial | Com ¦ Demand controlled Circulating Systems | 2022 | Economic | million_m3 | Before Competition Groups | 15.4097 | 0 | 0 | 1505.7126 | 0.010234 | 19 | Commercial_2022_Economic_million_m3_Before Competition Groups_19 | Demand controlled Circulating Systems | 1.023% | 0 | 15.4097 | Commercial_2022_Economic_million_m3_Before Competition Groups_Demand controlled Circulating Systems
Commercial | Com ¦ Duct Insulation, R8 | 2022 | Economic | million_m3 | Before Competition Groups | 12.0381 | 0 | 0 | 1505.7126 | 0.007995 | 20 | Commercial_2022_Economic_million_m3_Before Competition Groups_20 | Duct Insulation, R8 | 0.7995% | 0 | 12.0381 | Commercial_2022_Economic_million_m3_Before Competition Groups_Duct Insulation, R8
Commercial | Com ¦ Ozone Laundry Treatment | 2022 | Economic | million_m3 | Before Competition Groups | 7.1758 | 0 | 0 | 1505.7126 | 0.0047657 | 21 | Commercial_2022_Economic_million_m3_Before Competition Groups_21 | Ozone Laundry Treatment | 0.4766% | 0 | 7.1758 | Commercial_2022_Economic_million_m3_Before Competition Groups_Ozone Laundry Treatment
Commercial | Com ¦ ENERGY STAR Fryer (84% eff) | 2022 | Economic | million_m3 | Before Competition Groups | 3.2809 | 0 | 0 | 1505.7126 | 0.002179 | 22 | Commercial_2022_Economic_million_m3_Before Competition Groups_22 | ENERGY STAR Fryer (84% eff) | 0.2179% | 0 | 3.2809 | Commercial_2022_Economic_million_m3_Before Competition Groups_ENERGY STAR Fryer (84% eff)
Commercial | Com ¦ Infrared Heaters | 2022 | Economic | million_m3 | Before Competition Groups | 3.0974 | 0 | 0 | 1505.7126 | 0.0020571 | 23 | Commercial_2022_Economic_million_m3_Before Competition Groups_23 | Infrared Heaters | 0.2057% | 0 | 3.0974 | Commercial_2022_Economic_million_m3_Before Competition Groups_Infrared Heaters
Commercial | Com ¦ ENERGY STAR Dishwasher | 2022 | Economic | million_m3 | Before Competition Groups | 2.7894 | 0 | 0 | 1505.7126 | 0.0018526 | 24 | Commercial_2022_Economic_million_m3_Before Competition Groups_24 | ENERGY STAR Dishwasher | 0.1853% | 0 | 2.7894 | Commercial_2022_Economic_million_m3_Before Competition Groups_ENERGY STAR Dishwasher
Commercial | Com ¦ High Efficiency Underfired Broilers | 2022 | Economic | million_m3 | Before Competition Groups | 2.7828 | 0 | 0 | 1505.7126 | 0.0018482 | 25 | Commercial_2022_Economic_million_m3_Before Competition Groups_25 | High Efficiency Underfired Broilers | 0.1848% | 0 | 2.7828 | Commercial_2022_Economic_million_m3_Before Competition Groups_High Efficiency Underfired Broilers
Commercial | Com ¦ Heat Recovery Ventilator | 2022 | Economic | million_m3 | Before Competition Groups | 2.1801 | 0 | 0 | 1505.7126 | 0.0014479 | 26 | Commercial_2022_Economic_million_m3_Before Competition Groups_26 | Heat Recovery Ventilator | 0.1448% | 0 | 2.1801 | Commercial_2022_Economic_million_m3_Before Competition Groups_Heat Recovery Ventilator
Commercial | Com ¦ ENERGY STAR Griddle (74% eff) | 2022 | Economic | million_m3 | Before Competition Groups | 2.1331 | 0 | 0 | 1505.7126 | 0.0014167 | 27 | Commercial_2022_Economic_million_m3_Before Competition Groups_27 | ENERGY STAR Griddle (74% eff) | 0.1417% | 0 | 2.1331 | Commercial_2022_Economic_million_m3_Before Competition Groups_ENERGY STAR Griddle (74% eff)
Commercial | Com ¦ Energy Recovery Ventilation and Ventilation (Enhanced) | 2022 | Economic | million_m3 | Before Competition Groups | 1.8496 | 0 | 0 | 1505.7126 | 0.0012284 | 28 | Commercial_2022_Economic_million_m3_Before Competition Groups_28 | Energy Recovery Ventilation and Ventilation (Enhanced) | 0.1228% | 0 | 1.8496 | Commercial_2022_Economic_million_m3_Before Competition Groups_Energy Recovery Ventilation and Ventilation (Enhanced)
Commercial | Com ¦ Drain Water Heat Recovery (DWHR) ¦ Retro | 2022 | Economic | million_m3 | Before Competition Groups | 1.2741 | 0 | 0 | 1505.7126 | 0.00084615 | 29 | Commercial_2022_Economic_million_m3_Before Competition Groups_29 | Drain Water Heat Recovery (DWHR) ¦ Retro | 0.08461% | 0 | 1.2741 | Commercial_2022_Economic_million_m3_Before Competition Groups_Drain Water Heat Recovery (DWHR) ¦ Retro
Commercial | Com ¦ CEE Tier 2/Energy Star Clothes Washers | 2022 | Economic | million_m3 | Before Competition Groups | 0.58808 | 0 | 0 | 1505.7126 | 0.00039056 | 30 | Commercial_2022_Economic_million_m3_Before Competition Groups_30 | CEE Tier 2/Energy Star Clothes Washers | 0.03906% | 0 | 0.58808 | Commercial_2022_Economic_million_m3_Before Competition Groups_CEE Tier 2/Energy Star Clothes Washers
Commercial | Com ¦ Low Flow Pre-Rinse Spray Nozzle | 2022 | Economic | million_m3 | Before Competition Groups | 0.43085 | 0 | 0 | 1505.7126 | 0.00028614 | 31 | Commercial_2022_Economic_million_m3_Before Competition Groups_31 | Low Flow Pre-Rinse Spray Nozzle | 0.02861% | 0 | 0.43085 | Commercial_2022_Economic_million_m3_Before Competition Groups_Low Flow Pre-Rinse Spray Nozzle
Commercial | Com ¦ ENERGY STAR Steam Cooker | 2022 | Economic | million_m3 | Before Competition Groups | 0.23474 | 0 | 0 | 1505.7126 | 0.0001559 | 32 | Commercial_2022_Economic_million_m3_Before Competition Groups_32 | ENERGY STAR Steam Cooker | 0.01559% | 0 | 0.23474 | Commercial_2022_Economic_million_m3_Before Competition Groups_ENERGY STAR Steam Cooker
Commercial | Com ¦ Drain Water Heat Recovery (DWHR) ¦New | 2022 | Economic | million_m3 | Before Competition Groups | 0.17477 | 0 | 0 | 1505.7126 | 0.00011607 | 33 | Commercial_2022_Economic_million_m3_Before Competition Groups_33 | Drain Water Heat Recovery (DWHR) ¦New | 0.01161% | 0 | 0.17477 | Commercial_2022_Economic_million_m3_Before Competition Groups_Drain Water Heat Recovery (DWHR) ¦New
Commercial | Com ¦ Air Curtains | 2022 | Economic | million_m3 | Before Competition Groups | 0.13373 | 0 | 0 | 1505.7126 | 8.8816e-05 | 34 | Commercial_2022_Economic_million_m3_Before Competition Groups_34 | Air Curtains | 0.008882% | 0 | 0.13373 | Commercial_2022_Economic_million_m3_Before Competition Groups_Air Curtains
Commercial | Com ¦ Solar Water Preheat (Pools/DHW) | 2022 | Economic | million_m3 | Before Competition Groups | 0.10133 | 0 | 0 | 1505.7126 | 6.7296e-05 | 35 | Commercial_2022_Economic_million_m3_Before Competition Groups_35 | Solar Water Preheat (Pools/DHW) | 0.00673% | 0 | 0.10133 | Commercial_2022_Economic_million_m3_Before Competition Groups_Solar Water Preheat (Pools/DHW)
Commercial | Com ¦ Gas Heat Pump Water Heater | 2022 | Economic | million_m3 | Before Competition Groups | 0.070397 | 0 | 0 | 1505.7126 | 4.6753e-05 | 36 | Commercial_2022_Economic_million_m3_Before Competition Groups_36 | Gas Heat Pump Water Heater | 0.004675% | 0 | 0.070397 | Commercial_2022_Economic_million_m3_Before Competition Groups_Gas Heat Pump Water Heater
Commercial | Com ¦ Boilers - Advanced Controls (Steam Systems) | 2022 | SC A | million_m3 | Before Competition Groups | 18.8534 | 0 | 0 | 135.0209 | 0.13963 | 1 | Commercial_2022_SC A_million_m3_Before Competition Groups_1 | Boilers - Advanced Controls (Steam Systems) | 13.96% | 0 | 18.8534 | Commercial_2022_SC A_million_m3_Before Competition Groups_Boilers - Advanced Controls (Steam Systems)
Commercial | Com ¦ Adaptive Thermostats | 2022 | SC A | million_m3 | Before Competition Groups | 16.4348 | 0 | 0 | 135.0209 | 0.12172 | 2 | Commercial_2022_SC A_million_m3_Before Competition Groups_2 | Adaptive Thermostats | 12.17% | 0 | 16.4348 | Commercial_2022_SC A_million_m3_Before Competition Groups_Adaptive Thermostats
Commercial | Com ¦ Demand Control Ventilation | 2022 | SC A | million_m3 | Before Competition Groups | 13.6427 | 0 | 0 | 135.0209 | 0.10104 | 3 | Commercial_2022_SC A_million_m3_Before Competition Groups_3 | Demand Control Ventilation | 10.1% | 0 | 13.6427 | Commercial_2022_SC A_million_m3_Before Competition Groups_Demand Control Ventilation
Commercial | Com ¦ Building Recommissioning, Operations and Maintenance (O&M) Improvements | 2022 | SC A | million_m3 | Before Competition Groups | 11.7728 | 0 | 0 | 135.0209 | 0.087193 | 4 | Commercial_2022_SC A_million_m3_Before Competition Groups_4 | Building Recommissioning, Operations and Maintenance (O&M) Improvements | 8.719% | 0 | 11.7728 | Commercial_2022_SC A_million_m3_Before Competition Groups_Building Recommissioning, Operations and Maintenance (O&M) Improvements
Commercial | Com ¦ Condensing Boiler ¦ Std | 2022 | SC A | million_m3 | Before Competition Groups | 7.896 | 0 | 0 | 135.0209 | 0.05848 | 5 | Commercial_2022_SC A_million_m3_Before Competition Groups_5 | Condensing Boiler ¦ Std | 5.848% | 0 | 7.896 | Commercial_2022_SC A_million_m3_Before Competition Groups_Condensing Boiler ¦ Std
Commercial | Com ¦ Air Handler with Dedicated Outdoor Air Systems | 2022 | SC A | million_m3 | Before Competition Groups | 7.241 | 0 | 0 | 135.0209 | 0.053629 | 6 | Commercial_2022_SC A_million_m3_Before Competition Groups_6 | Air Handler with Dedicated Outdoor Air Systems | 5.363% | 0 | 7.241 | Commercial_2022_SC A_million_m3_Before Competition Groups_Air Handler with Dedicated Outdoor Air Systems
Commercial | Com ¦ Advanced BAS/Controllers | 2022 | SC A | million_m3 | Before Competition Groups | 6.622 | 0 | 0 | 135.0209 | 0.049044 | 7 | Commercial_2022_SC A_million_m3_Before Competition Groups_7 | Advanced BAS/Controllers | 4.904% | 0 | 6.622 | Commercial_2022_SC A_million_m3_Before Competition Groups_Advanced BAS/Controllers
Commercial | Com ¦ Condensing Make Up Air Unit | 2022 | SC A | million_m3 | Before Competition Groups | 6.6127 | 0 | 0 | 135.0209 | 0.048976 | 8 | Commercial_2022_SC A_million_m3_Before Competition Groups_8 | Condensing Make Up Air Unit | 4.898% | 0 | 6.6127 | Commercial_2022_SC A_million_m3_Before Competition Groups_Condensing Make Up Air Unit
Commercial | Com ¦ Gas Fired Heat Pump | 2022 | SC A | million_m3 | Before Competition Groups | 6.3697 | 0 | 0 | 135.0209 | 0.047176 | 9 | Commercial_2022_SC A_million_m3_Before Competition Groups_9 | Gas Fired Heat Pump | 4.718% | 0 | 6.3697 | Commercial_2022_SC A_million_m3_Before Competition Groups_Gas Fired Heat Pump
Commercial | Com ¦ Steam System Optimization | 2022 | SC A | million_m3 | Before Competition Groups | 5.432 | 0 | 0 | 135.0209 | 0.040231 | 10 | Commercial_2022_SC A_million_m3_Before Competition Groups_10 | Steam System Optimization | 4.023% | 0 | 5.432 | Commercial_2022_SC A_million_m3_Before Competition Groups_Steam System Optimization
Commercial | Com ¦ Demand Control Kitchen Ventilation | 2022 | SC A | million_m3 | Before Competition Groups | 5.4206 | 0 | 0 | 135.0209 | 0.040147 | 11 | Commercial_2022_SC A_million_m3_Before Competition Groups_11 | Demand Control Kitchen Ventilation | 4.015% | 0 | 5.4206 | Commercial_2022_SC A_million_m3_Before Competition Groups_Demand Control Kitchen Ventilation
Commercial | Com ¦ Destratification | 2022 | SC A | million_m3 | Before Competition Groups | 5.2221 | 0 | 0 | 135.0209 | 0.038677 | 12 | Commercial_2022_SC A_million_m3_Before Competition Groups_12 | Destratification | 3.868% | 0 | 5.2221 | Commercial_2022_SC A_million_m3_Before Competition Groups_Destratification
Commercial | Com ¦ Furnace Tune-Up | 2022 | SC A | million_m3 | Before Competition Groups | 5.0578 | 0 | 0 | 135.0209 | 0.037459 | 13 | Commercial_2022_SC A_million_m3_Before Competition Groups_13 | Furnace Tune-Up | 3.746% | 0 | 5.0578 | Commercial_2022_SC A_million_m3_Before Competition Groups_Furnace Tune-Up
Commercial | Com ¦ Gas Fired Rooftop Units | 2022 | SC A | million_m3 | Before Competition Groups | 3.0671 | 0 | 0 | 135.0209 | 0.022716 | 14 | Commercial_2022_SC A_million_m3_Before Competition Groups_14 | Gas Fired Rooftop Units | 2.272% | 0 | 3.0671 | Commercial_2022_SC A_million_m3_Before Competition Groups_Gas Fired Rooftop Units
Commercial | Com ¦ Wall Insulation | 2022 | SC A | million_m3 | Before Competition Groups | 2.8669 | 0 | 0 | 135.0209 | 0.021233 | 15 | Commercial_2022_SC A_million_m3_Before Competition Groups_15 | Wall Insulation | 2.123% | 0 | 2.8669 | Commercial_2022_SC A_million_m3_Before Competition Groups_Wall Insulation
Commercial | Com ¦ Education and Capacity Building/Energy Behavior | 2022 | SC A | million_m3 | Before Competition Groups | 2.8047 | 0 | 0 | 135.0209 | 0.020772 | 16 | Commercial_2022_SC A_million_m3_Before Competition Groups_16 | Education and Capacity Building/Energy Behavior | 2.077% | 0 | 2.8047 | Commercial_2022_SC A_million_m3_Before Competition Groups_Education and Capacity Building/Energy Behavior
Commercial | Com ¦ Condensing Unit Heaters or other Efficient Unit Heating System | 2022 | SC A | million_m3 | Before Competition Groups | 2.1615 | 0 | 0 | 135.0209 | 0.016009 | 17 | Commercial_2022_SC A_million_m3_Before Competition Groups_17 | Condensing Unit Heaters or other Efficient Unit Heating System | 1.601% | 0 | 2.1615 | Commercial_2022_SC A_million_m3_Before Competition Groups_Condensing Unit Heaters or other Efficient Unit Heating System
Commercial | Com ¦ Demand controlled Circulating Systems | 2022 | SC A | million_m3 | Before Competition Groups | 1.428 | 0 | 0 | 135.0209 | 0.010576 | 18 | Commercial_2022_SC A_million_m3_Before Competition Groups_18 | Demand controlled Circulating Systems | 1.058% | 0 | 1.428 | Commercial_2022_SC A_million_m3_Before Competition Groups_Demand controlled Circulating Systems
Commercial | Com ¦ High Efficiency Underfired Broilers | 2022 | SC A | million_m3 | Before Competition Groups | 1.124 | 0 | 0 | 135.0209 | 0.008325 | 19 | Commercial_2022_SC A_million_m3_Before Competition Groups_19 | High Efficiency Underfired Broilers | 0.8325% | 0 | 1.124 | Commercial_2022_SC A_million_m3_Before Competition Groups_High Efficiency Underfired Broilers
Commercial | Com ¦ ENERGY STAR Fryer (84% eff) | 2022 | SC A | million_m3 | Before Competition Groups | 1.1157 | 0 | 0 | 135.0209 | 0.0082635 | 20 | Commercial_2022_SC A_million_m3_Before Competition Groups_20 | ENERGY STAR Fryer (84% eff) | 0.8263% | 0 | 1.1157 | Commercial_2022_SC A_million_m3_Before Competition Groups_ENERGY STAR Fryer (84% eff)
Commercial | Com ¦ Duct Insulation, R8 | 2022 | SC A | million_m3 | Before Competition Groups | 0.95953 | 0 | 0 | 135.0209 | 0.0071065 | 21 | Commercial_2022_SC A_million_m3_Before Competition Groups_21 | Duct Insulation, R8 | 0.7107% | 0 | 0.95953 | Commercial_2022_SC A_million_m3_Before Competition Groups_Duct Insulation, R8
Commercial | Com ¦ Energy Efficient Laboratory Fume Hood | 2022 | SC A | million_m3 | Before Competition Groups | 0.72133 | 0 | 0 | 135.0209 | 0.0053423 | 22 | Commercial_2022_SC A_million_m3_Before Competition Groups_22 | Energy Efficient Laboratory Fume Hood | 0.5342% | 0 | 0.72133 | Commercial_2022_SC A_million_m3_Before Competition Groups_Energy Efficient Laboratory Fume Hood
Commercial | Com ¦ ENERGY STAR Griddle (74% eff) | 2022 | SC A | million_m3 | Before Competition Groups | 0.47439 | 0 | 0 | 135.0209 | 0.0035134 | 23 | Commercial_2022_SC A_million_m3_Before Competition Groups_23 | ENERGY STAR Griddle (74% eff) | 0.3513% | 0 | 0.47439 | Commercial_2022_SC A_million_m3_Before Competition Groups_ENERGY STAR Griddle (74% eff)
Commercial | Com ¦ Ozone Laundry Treatment | 2022 | SC A | million_m3 | Before Competition Groups | 0.47078 | 0 | 0 | 135.0209 | 0.0034867 | 24 | Commercial_2022_SC A_million_m3_Before Competition Groups_24 | Ozone Laundry Treatment | 0.3487% | 0 | 0.47078 | Commercial_2022_SC A_million_m3_Before Competition Groups_Ozone Laundry Treatment
Commercial | Com ¦ ENERGY STAR Dishwasher | 2022 | SC A | million_m3 | Before Competition Groups | 0.38614 | 0 | 0 | 135.0209 | 0.0028598 | 25 | Commercial_2022_SC A_million_m3_Before Competition Groups_25 | ENERGY STAR Dishwasher | 0.286% | 0 | 0.38614 | Commercial_2022_SC A_million_m3_Before Competition Groups_ENERGY STAR Dishwasher
Commercial | Com ¦ CEE Tier 2/Energy Star Clothes Washers | 2022 | SC A | million_m3 | Before Competition Groups | 0.20279 | 0 | 0 | 135.0209 | 0.0015019 | 26 | Commercial_2022_SC A_million_m3_Before Competition Groups_26 | CEE Tier 2/Energy Star Clothes Washers | 0.1502% | 0 | 0.20279 | Commercial_2022_SC A_million_m3_Before Competition Groups_CEE Tier 2/Energy Star Clothes Washers
Commercial | Com ¦ Infrared Heaters | 2022 | SC A | million_m3 | Before Competition Groups | 0.20111 | 0 | 0 | 135.0209 | 0.0014894 | 27 | Commercial_2022_SC A_million_m3_Before Competition Groups_27 | Infrared Heaters | 0.1489% | 0 | 0.20111 | Commercial_2022_SC A_million_m3_Before Competition Groups_Infrared Heaters
Commercial | Com ¦ Drain Water Heat Recovery (DWHR) ¦ Retro | 2022 | SC A | million_m3 | Before Competition Groups | 0.12894 | 0 | 0 | 135.0209 | 0.00095493 | 28 | Commercial_2022_SC A_million_m3_Before Competition Groups_28 | Drain Water Heat Recovery (DWHR) ¦ Retro | 0.09549% | 0 | 0.12894 | Commercial_2022_SC A_million_m3_Before Competition Groups_Drain Water Heat Recovery (DWHR) ¦ Retro
Commercial | Com ¦ ENERGY STAR Steam Cooker | 2022 | SC A | million_m3 | Before Competition Groups | 0.11829 | 0 | 0 | 135.0209 | 0.00087607 | 29 | Commercial_2022_SC A_million_m3_Before Competition Groups_29 | ENERGY STAR Steam Cooker | 0.08761% | 0 | 0.11829 | Commercial_2022_SC A_million_m3_Before Competition Groups_ENERGY STAR Steam Cooker
Commercial | Com ¦ Low Flow Pre-Rinse Spray Nozzle | 2022 | SC A | million_m3 | Before Competition Groups | 0.11214 | 0 | 0 | 135.0209 | 0.00083052 | 30 | Commercial_2022_SC A_million_m3_Before Competition Groups_30 | Low Flow Pre-Rinse Spray Nozzle | 0.08305% | 0 | 0.11214 | Commercial_2022_SC A_million_m3_Before Competition Groups_Low Flow Pre-Rinse Spray Nozzle
Commercial | Com ¦ Energy Recovery Ventilation and Ventilation (Enhanced) | 2022 | SC A | million_m3 | Before Competition Groups | 0.056559 | 0 | 0 | 135.0209 | 0.00041889 | 31 | Commercial_2022_SC A_million_m3_Before Competition Groups_31 | Energy Recovery Ventilation and Ventilation (Enhanced) | 0.04189% | 0 | 0.056559 | Commercial_2022_SC A_million_m3_Before Competition Groups_Energy Recovery Ventilation and Ventilation (Enhanced)
Commercial | Com ¦ Drain Water Heat Recovery (DWHR) ¦New | 2022 | SC A | million_m3 | Before Competition Groups | 0.022969 | 0 | 0 | 135.0209 | 0.00017012 | 32 | Commercial_2022_SC A_million_m3_Before Competition Groups_32 | Drain Water Heat Recovery (DWHR) ¦New | 0.01701% | 0 | 0.022969 | Commercial_2022_SC A_million_m3_Before Competition Groups_Drain Water Heat Recovery (DWHR) ¦New
Commercial | Com ¦ Heat Recovery Ventilator | 2022 | SC A | million_m3 | Before Competition Groups | 0.017458 | 0 | 0 | 135.0209 | 0.0001293 | 33 | Commercial_2022_SC A_million_m3_Before Competition Groups_33 | Heat Recovery Ventilator | 0.01293% | 0 | 0.017458 | Commercial_2022_SC A_million_m3_Before Competition Groups_Heat Recovery Ventilator
Commercial | Com ¦ Solar Water Preheat (Pools/DHW) | 2022 | SC A | million_m3 | Before Competition Groups | 0.0027704 | 0 | 0 | 135.0209 | 2.0519e-05 | 34 | Commercial_2022_SC A_million_m3_Before Competition Groups_34 | Solar Water Preheat (Pools/DHW) | 0.002052% | 0 | 0.0027704 | Commercial_2022_SC A_million_m3_Before Competition Groups_Solar Water Preheat (Pools/DHW)
Commercial | Com ¦ Air Curtains | 2022 | SC A | million_m3 | Before Competition Groups | 4.0129e-05 | 0 | 0 | 135.0209 | 2.972e-07 | 35 | Commercial_2022_SC A_million_m3_Before Competition Groups_35 | Air Curtains | 2.972e-05% | 0 | 4.0129e-05 | Commercial_2022_SC A_million_m3_Before Competition Groups_Air Curtains
Commercial | Com ¦ Gas Heat Pump Water Heater | 2022 | SC A | million_m3 | Before Competition Groups | 3.4965e-05 | 0 | 0 | 135.0209 | 2.5896e-07 | 36 | Commercial_2022_SC A_million_m3_Before Competition Groups_36 | Gas Heat Pump Water Heater | 2.59e-05% | 0 | 3.4965e-05 | Commercial_2022_SC A_million_m3_Before Competition Groups_Gas Heat Pump Water Heater
Commercial | Com ¦ Adaptive Thermostats | 2022 | SC B | million_m3 | Before Competition Groups | 36.3074 | 0 | 0 | 281.0055 | 0.12921 | 1 | Commercial_2022_SC B_million_m3_Before Competition Groups_1 | Adaptive Thermostats | 12.92% | 0 | 36.3074 | Commercial_2022_SC B_million_m3_Before Competition Groups_Adaptive Thermostats
Commercial | Com ¦ Demand Control Ventilation | 2022 | SC B | million_m3 | Before Competition Groups | 34.9545 | 0 | 0 | 281.0055 | 0.12439 | 2 | Commercial_2022_SC B_million_m3_Before Competition Groups_2 | Demand Control Ventilation | 12.44% | 0 | 34.9545 | Commercial_2022_SC B_million_m3_Before Competition Groups_Demand Control Ventilation
Commercial | Com ¦ Air Handler with Dedicated Outdoor Air Systems | 2022 | SC B | million_m3 | Before Competition Groups | 26.6842 | 0 | 0 | 281.0055 | 0.09496 | 3 | Commercial_2022_SC B_million_m3_Before Competition Groups_3 | Air Handler with Dedicated Outdoor Air Systems | 9.496% | 0 | 26.6842 | Commercial_2022_SC B_million_m3_Before Competition Groups_Air Handler with Dedicated Outdoor Air Systems
Commercial | Com ¦ Boilers - Advanced Controls (Steam Systems) | 2022 | SC B | million_m3 | Before Competition Groups | 18.8538 | 0 | 0 | 281.0055 | 0.067094 | 4 | Commercial_2022_SC B_million_m3_Before Competition Groups_4 | Boilers - Advanced Controls (Steam Systems) | 6.709% | 0 | 18.8538 | Commercial_2022_SC B_million_m3_Before Competition Groups_Boilers - Advanced Controls (Steam Systems)
Commercial | Com ¦ Condensing Boiler ¦ Std | 2022 | SC B | million_m3 | Before Competition Groups | 17.976 | 0 | 0 | 281.0055 | 0.06397 | 5 | Commercial_2022_SC B_million_m3_Before Competition Groups_5 | Condensing Boiler ¦ Std | 6.397% | 0 | 17.976 | Commercial_2022_SC B_million_m3_Before Competition Groups_Condensing Boiler ¦ Std
Commercial | Com ¦ Building Recommissioning, Operations and Maintenance (O&M) Improvements | 2022 | SC B | million_m3 | Before Competition Groups | 14.6224 | 0 | 0 | 281.0055 | 0.052036 | 6 | Commercial_2022_SC B_million_m3_Before Competition Groups_6 | Building Recommissioning, Operations and Maintenance (O&M) Improvements | 5.204% | 0 | 14.6224 | Commercial_2022_SC B_million_m3_Before Competition Groups_Building Recommissioning, Operations and Maintenance (O&M) Improvements
Commercial | Com ¦ Steam System Optimization | 2022 | SC B | million_m3 | Before Competition Groups | 14.5638 | 0 | 0 | 281.0055 | 0.051827 | 7 | Commercial_2022_SC B_million_m3_Before Competition Groups_7 | Steam System Optimization | 5.183% | 0 | 14.5638 | Commercial_2022_SC B_million_m3_Before Competition Groups_Steam System Optimization
Commercial | Com ¦ Destratification | 2022 | SC B | million_m3 | Before Competition Groups | 14.3132 | 0 | 0 | 281.0055 | 0.050936 | 8 | Commercial_2022_SC B_million_m3_Before Competition Groups_8 | Destratification | 5.094% | 0 | 14.3132 | Commercial_2022_SC B_million_m3_Before Competition Groups_Destratification
Commercial | Com ¦ Education and Capacity Building/Energy Behavior | 2022 | SC B | million_m3 | Before Competition Groups | 14.0235 | 0 | 0 | 281.0055 | 0.049905 | 9 | Commercial_2022_SC B_million_m3_Before Competition Groups_9 | Education and Capacity Building/Energy Behavior | 4.99% | 0 | 14.0235 | Commercial_2022_SC B_million_m3_Before Competition Groups_Education and Capacity Building/Energy Behavior
Commercial | Com ¦ Furnace Tune-Up | 2022 | SC B | million_m3 | Before Competition Groups | 13.5626 | 0 | 0 | 281.0055 | 0.048264 | 10 | Commercial_2022_SC B_million_m3_Before Competition Groups_10 | Furnace Tune-Up | 4.826% | 0 | 13.5626 | Commercial_2022_SC B_million_m3_Before Competition Groups_Furnace Tune-Up
Commercial | Com ¦ Demand Control Kitchen Ventilation | 2022 | SC B | million_m3 | Before Competition Groups | 12.2191 | 0 | 0 | 281.0055 | 0.043484 | 11 | Commercial_2022_SC B_million_m3_Before Competition Groups_11 | Demand Control Kitchen Ventilation | 4.348% | 0 | 12.2191 | Commercial_2022_SC B_million_m3_Before Competition Groups_Demand Control Kitchen Ventilation
Commercial | Com ¦ Gas Fired Heat Pump | 2022 | SC B | million_m3 | Before Competition Groups | 8.417 | 0 | 0 | 281.0055 | 0.029953 | 12 | Commercial_2022_SC B_million_m3_Before Competition Groups_12 | Gas Fired Heat Pump | 2.995% | 0 | 8.417 | Commercial_2022_SC B_million_m3_Before Competition Groups_Gas Fired Heat Pump
Commercial | Com ¦ Condensing Make Up Air Unit | 2022 | SC B | million_m3 | Before Competition Groups | 8.2743 | 0 | 0 | 281.0055 | 0.029445 | 13 | Commercial_2022_SC B_million_m3_Before Competition Groups_13 | Condensing Make Up Air Unit | 2.945% | 0 | 8.2743 | Commercial_2022_SC B_million_m3_Before Competition Groups_Condensing Make Up Air Unit
Commercial | Com ¦ Wall Insulation | 2022 | SC B | million_m3 | Before Competition Groups | 7.6862 | 0 | 0 | 281.0055 | 0.027352 | 14 | Commercial_2022_SC B_million_m3_Before Competition Groups_14 | Wall Insulation | 2.735% | 0 | 7.6862 | Commercial_2022_SC B_million_m3_Before Competition Groups_Wall Insulation
Commercial | Com ¦ Advanced BAS/Controllers | 2022 | SC B | million_m3 | Before Competition Groups | 7.6343 | 0 | 0 | 281.0055 | 0.027168 | 15 | Commercial_2022_SC B_million_m3_Before Competition Groups_15 | Advanced BAS/Controllers | 2.717% | 0 | 7.6343 | Commercial_2022_SC B_million_m3_Before Competition Groups_Advanced BAS/Controllers
Commercial | Com ¦ Gas Fired Rooftop Units | 2022 | SC B | million_m3 | Before Competition Groups | 6.4262 | 0 | 0 | 281.0055 | 0.022869 | 16 | Commercial_2022_SC B_million_m3_Before Competition Groups_16 | Gas Fired Rooftop Units | 2.287% | 0 | 6.4262 | Commercial_2022_SC B_million_m3_Before Competition Groups_Gas Fired Rooftop Units
Commercial | Com ¦ Energy Efficient Laboratory Fume Hood | 2022 | SC B | million_m3 | Before Competition Groups | 5.0777 | 0 | 0 | 281.0055 | 0.01807 | 17 | Commercial_2022_SC B_million_m3_Before Competition Groups_17 | Energy Efficient Laboratory Fume Hood | 1.807% | 0 | 5.0777 | Commercial_2022_SC B_million_m3_Before Competition Groups_Energy Efficient Laboratory Fume Hood
Commercial | Com ¦ Demand controlled Circulating Systems | 2022 | SC B | million_m3 | Before Competition Groups | 4.0377 | 0 | 0 | 281.0055 | 0.014369 | 18 | Commercial_2022_SC B_million_m3_Before Competition Groups_18 | Demand controlled Circulating Systems | 1.437% | 0 | 4.0377 | Commercial_2022_SC B_million_m3_Before Competition Groups_Demand controlled Circulating Systems
Commercial | Com ¦ Condensing Unit Heaters or other Efficient Unit Heating System | 2022 | SC B | million_m3 | Before Competition Groups | 3.8059 | 0 | 0 | 281.0055 | 0.013544 | 19 | Commercial_2022_SC B_million_m3_Before Competition Groups_19 | Condensing Unit Heaters or other Efficient Unit Heating System | 1.354% | 0 | 3.8059 | Commercial_2022_SC B_million_m3_Before Competition Groups_Condensing Unit Heaters or other Efficient Unit Heating System
Commercial | Com ¦ Duct Insulation, R8 | 2022 | SC B | million_m3 | Before Competition Groups | 3.1316 | 0 | 0 | 281.0055 | 0.011144 | 20 | Commercial_2022_SC B_million_m3_Before Competition Groups_20 | Duct Insulation, R8 | 1.114% | 0 | 3.1316 | Commercial_2022_SC B_million_m3_Before Competition Groups_Duct Insulation, R8
Commercial | Com ¦ Ozone Laundry Treatment | 2022 | SC B | million_m3 | Before Competition Groups | 1.8165 | 0 | 0 | 281.0055 | 0.0064642 | 21 | Commercial_2022_SC B_million_m3_Before Competition Groups_21 | Ozone Laundry Treatment | 0.6464% | 0 | 1.8165 | Commercial_2022_SC B_million_m3_Before Competition Groups_Ozone Laundry Treatment
Commercial | Com ¦ ENERGY STAR Fryer (84% eff) | 2022 | SC B | million_m3 | Before Competition Groups | 1.6541 | 0 | 0 | 281.0055 | 0.0058864 | 22 | Commercial_2022_SC B_million_m3_Before Competition Groups_22 | ENERGY STAR Fryer (84% eff) | 0.5886% | 0 | 1.6541 | Commercial_2022_SC B_million_m3_Before Competition Groups_ENERGY STAR Fryer (84% eff)
Commercial | Com ¦ High Efficiency Underfired Broilers | 2022 | SC B | million_m3 | Before Competition Groups | 1.2565 | 0 | 0 | 281.0055 | 0.0044716 | 23 | Commercial_2022_SC B_million_m3_Before Competition Groups_23 | High Efficiency Underfired Broilers | 0.4472% | 0 | 1.2565 | Commercial_2022_SC B_million_m3_Before Competition Groups_High Efficiency Underfired Broilers
Commercial | Com ¦ ENERGY STAR Griddle (74% eff) | 2022 | SC B | million_m3 | Before Competition Groups | 1.0871 | 0 | 0 | 281.0055 | 0.0038684 | 24 | Commercial_2022_SC B_million_m3_Before Competition Groups_24 | ENERGY STAR Griddle (74% eff) | 0.3868% | 0 | 1.0871 | Commercial_2022_SC B_million_m3_Before Competition Groups_ENERGY STAR Griddle (74% eff)
Commercial | Com ¦ ENERGY STAR Dishwasher | 2022 | SC B | million_m3 | Before Competition Groups | 0.48268 | 0 | 0 | 281.0055 | 0.0017177 | 25 | Commercial_2022_SC B_million_m3_Before Competition Groups_25 | ENERGY STAR Dishwasher | 0.1718% | 0 | 0.48268 | Commercial_2022_SC B_million_m3_Before Competition Groups_ENERGY STAR Dishwasher
Commercial | Com ¦ Heat Recovery Ventilator | 2022 | SC B | million_m3 | Before Competition Groups | 0.41245 | 0 | 0 | 281.0055 | 0.0014678 | 26 | Commercial_2022_SC B_million_m3_Before Competition Groups_26 | Heat Recovery Ventilator | 0.1468% | 0 | 0.41245 | Commercial_2022_SC B_million_m3_Before Competition Groups_Heat Recovery Ventilator
Commercial | Com ¦ Infrared Heaters | 2022 | SC B | million_m3 | Before Competition Groups | 0.41062 | 0 | 0 | 281.0055 | 0.0014612 | 27 | Commercial_2022_SC B_million_m3_Before Competition Groups_27 | Infrared Heaters | 0.1461% | 0 | 0.41062 | Commercial_2022_SC B_million_m3_Before Competition Groups_Infrared Heaters
Commercial | Com ¦ Energy Recovery Ventilation and Ventilation (Enhanced) | 2022 | SC B | million_m3 | Before Competition Groups | 0.34817 | 0 | 0 | 281.0055 | 0.001239 | 28 | Commercial_2022_SC B_million_m3_Before Competition Groups_28 | Energy Recovery Ventilation and Ventilation (Enhanced) | 0.1239% | 0 | 0.34817 | Commercial_2022_SC B_million_m3_Before Competition Groups_Energy Recovery Ventilation and Ventilation (Enhanced)
Commercial | Com ¦ Drain Water Heat Recovery (DWHR) ¦ Retro | 2022 | SC B | million_m3 | Before Competition Groups | 0.34642 | 0 | 0 | 281.0055 | 0.0012328 | 29 | Commercial_2022_SC B_million_m3_Before Competition Groups_29 | Drain Water Heat Recovery (DWHR) ¦ Retro | 0.1233% | 0 | 0.34642 | Commercial_2022_SC B_million_m3_Before Competition Groups_Drain Water Heat Recovery (DWHR) ¦ Retro
Commercial | Com ¦ CEE Tier 2/Energy Star Clothes Washers | 2022 | SC B | million_m3 | Before Competition Groups | 0.27088 | 0 | 0 | 281.0055 | 0.00096396 | 30 | Commercial_2022_SC B_million_m3_Before Competition Groups_30 | CEE Tier 2/Energy Star Clothes Washers | 0.0964% | 0 | 0.27088 | Commercial_2022_SC B_million_m3_Before Competition Groups_CEE Tier 2/Energy Star Clothes Washers
Commercial | Com ¦ Low Flow Pre-Rinse Spray Nozzle | 2022 | SC B | million_m3 | Before Competition Groups | 0.15362 | 0 | 0 | 281.0055 | 0.00054669 | 31 | Commercial_2022_SC B_million_m3_Before Competition Groups_31 | Low Flow Pre-Rinse Spray Nozzle | 0.05467% | 0 | 0.15362 | Commercial_2022_SC B_million_m3_Before Competition Groups_Low Flow Pre-Rinse Spray Nozzle
Commercial | Com ¦ ENERGY STAR Steam Cooker | 2022 | SC B | million_m3 | Before Competition Groups | 0.11836 | 0 | 0 | 281.0055 | 0.00042122 | 32 | Commercial_2022_SC B_million_m3_Before Competition Groups_32 | ENERGY STAR Steam Cooker | 0.04212% | 0 | 0.11836 | Commercial_2022_SC B_million_m3_Before Competition Groups_ENERGY STAR Steam Cooker
Commercial | Com ¦ Air Curtains | 2022 | SC B | million_m3 | Before Competition Groups | 0.035295 | 0 | 0 | 281.0055 | 0.0001256 | 33 | Commercial_2022_SC B_million_m3_Before Competition Groups_33 | Air Curtains | 0.01256% | 0 | 0.035295 | Commercial_2022_SC B_million_m3_Before Competition Groups_Air Curtains
Commercial | Com ¦ Drain Water Heat Recovery (DWHR) ¦New | 2022 | SC B | million_m3 | Before Competition Groups | 0.027914 | 0 | 0 | 281.0055 | 9.9336e-05 | 34 | Commercial_2022_SC B_million_m3_Before Competition Groups_34 | Drain Water Heat Recovery (DWHR) ¦New | 0.009934% | 0 | 0.027914 | Commercial_2022_SC B_million_m3_Before Competition Groups_Drain Water Heat Recovery (DWHR) ¦New
Commercial | Com ¦ Solar Water Preheat (Pools/DHW) | 2022 | SC B | million_m3 | Before Competition Groups | 0.0077978 | 0 | 0 | 281.0055 | 2.775e-05 | 35 | Commercial_2022_SC B_million_m3_Before Competition Groups_35 | Solar Water Preheat (Pools/DHW) | 0.002775% | 0 | 0.0077978 | Commercial_2022_SC B_million_m3_Before Competition Groups_Solar Water Preheat (Pools/DHW)
Commercial | Com ¦ Gas Heat Pump Water Heater | 2022 | SC B | million_m3 | Before Competition Groups | 0.0058105 | 0 | 0 | 281.0055 | 2.0678e-05 | 36 | Commercial_2022_SC B_million_m3_Before Competition Groups_36 | Gas Heat Pump Water Heater | 0.002068% | 0 | 0.0058105 | Commercial_2022_SC B_million_m3_Before Competition Groups_Gas Heat Pump Water Heater
Commercial | Com ¦ Boilers - Advanced Controls (Steam Systems) | 2022 | SC C | million_m3 | Before Competition Groups | 18.854 | 0 | 0 | 141.055 | 0.13366 | 1 | Commercial_2022_SC C_million_m3_Before Competition Groups_1 | Boilers - Advanced Controls (Steam Systems) | 13.37% | 0 | 18.854 | Commercial_2022_SC C_million_m3_Before Competition Groups_Boilers - Advanced Controls (Steam Systems)
Commercial | Com ¦ Adaptive Thermostats | 2022 | SC C | million_m3 | Before Competition Groups | 16.4348 | 0 | 0 | 141.055 | 0.11651 | 2 | Commercial_2022_SC C_million_m3_Before Competition Groups_2 | Adaptive Thermostats | 11.65% | 0 | 16.4348 | Commercial_2022_SC C_million_m3_Before Competition Groups_Adaptive Thermostats
Commercial | Com ¦ Demand Control Ventilation | 2022 | SC C | million_m3 | Before Competition Groups | 14.4423 | 0 | 0 | 141.055 | 0.10239 | 3 | Commercial_2022_SC C_million_m3_Before Competition Groups_3 | Demand Control Ventilation | 10.24% | 0 | 14.4423 | Commercial_2022_SC C_million_m3_Before Competition Groups_Demand Control Ventilation
Commercial | Com ¦ Building Recommissioning, Operations and Maintenance (O&M) Improvements | 2022 | SC C | million_m3 | Before Competition Groups | 11.8967 | 0 | 0 | 141.055 | 0.084341 | 4 | Commercial_2022_SC C_million_m3_Before Competition Groups_4 | Building Recommissioning, Operations and Maintenance (O&M) Improvements | 8.434% | 0 | 11.8967 | Commercial_2022_SC C_million_m3_Before Competition Groups_Building Recommissioning, Operations and Maintenance (O&M) Improvements
Commercial | Com ¦ Condensing Boiler ¦ Std | 2022 | SC C | million_m3 | Before Competition Groups | 10.1391 | 0 | 0 | 141.055 | 0.071881 | 5 | Commercial_2022_SC C_million_m3_Before Competition Groups_5 | Condensing Boiler ¦ Std | 7.188% | 0 | 10.1391 | Commercial_2022_SC C_million_m3_Before Competition Groups_Condensing Boiler ¦ Std
Commercial | Com ¦ Air Handler with Dedicated Outdoor Air Systems | 2022 | SC C | million_m3 | Before Competition Groups | 8.0175 | 0 | 0 | 141.055 | 0.05684 | 6 | Commercial_2022_SC C_million_m3_Before Competition Groups_6 | Air Handler with Dedicated Outdoor Air Systems | 5.684% | 0 | 8.0175 | Commercial_2022_SC C_million_m3_Before Competition Groups_Air Handler with Dedicated Outdoor Air Systems
Commercial | Com ¦ Condensing Make Up Air Unit | 2022 | SC C | million_m3 | Before Competition Groups | 6.7492 | 0 | 0 | 141.055 | 0.047848 | 7 | Commercial_2022_SC C_million_m3_Before Competition Groups_7 | Condensing Make Up Air Unit | 4.785% | 0 | 6.7492 | Commercial_2022_SC C_million_m3_Before Competition Groups_Condensing Make Up Air Unit
Commercial | Com ¦ Gas Fired Heat Pump | 2022 | SC C | million_m3 | Before Competition Groups | 6.7401 | 0 | 0 | 141.055 | 0.047783 | 8 | Commercial_2022_SC C_million_m3_Before Competition Groups_8 | Gas Fired Heat Pump | 4.778% | 0 | 6.7401 | Commercial_2022_SC C_million_m3_Before Competition Groups_Gas Fired Heat Pump
Commercial | Com ¦ Advanced BAS/Controllers | 2022 | SC C | million_m3 | Before Competition Groups | 6.7046 | 0 | 0 | 141.055 | 0.047532 | 9 | Commercial_2022_SC C_million_m3_Before Competition Groups_9 | Advanced BAS/Controllers | 4.753% | 0 | 6.7046 | Commercial_2022_SC C_million_m3_Before Competition Groups_Advanced BAS/Controllers
Commercial | Com ¦ Demand Control Kitchen Ventilation | 2022 | SC C | million_m3 | Before Competition Groups | 5.5783 | 0 | 0 | 141.055 | 0.039547 | 10 | Commercial_2022_SC C_million_m3_Before Competition Groups_10 | Demand Control Kitchen Ventilation | 3.955% | 0 | 5.5783 | Commercial_2022_SC C_million_m3_Before Competition Groups_Demand Control Kitchen Ventilation
Commercial | Com ¦ Steam System Optimization | 2022 | SC C | million_m3 | Before Competition Groups | 5.432 | 0 | 0 | 141.055 | 0.03851 | 11 | Commercial_2022_SC C_million_m3_Before Competition Groups_11 | Steam System Optimization | 3.851% | 0 | 5.432 | Commercial_2022_SC C_million_m3_Before Competition Groups_Steam System Optimization
Commercial | Com ¦ Destratification | 2022 | SC C | million_m3 | Before Competition Groups | 5.3373 | 0 | 0 | 141.055 | 0.037838 | 12 | Commercial_2022_SC C_million_m3_Before Competition Groups_12 | Destratification | 3.784% | 0 | 5.3373 | Commercial_2022_SC C_million_m3_Before Competition Groups_Destratification
Commercial | Com ¦ Furnace Tune-Up | 2022 | SC C | million_m3 | Before Competition Groups | 5.0578 | 0 | 0 | 141.055 | 0.035857 | 13 | Commercial_2022_SC C_million_m3_Before Competition Groups_13 | Furnace Tune-Up | 3.586% | 0 | 5.0578 | Commercial_2022_SC C_million_m3_Before Competition Groups_Furnace Tune-Up
Commercial | Com ¦ Gas Fired Rooftop Units | 2022 | SC C | million_m3 | Before Competition Groups | 3.0898 | 0 | 0 | 141.055 | 0.021905 | 14 | Commercial_2022_SC C_million_m3_Before Competition Groups_14 | Gas Fired Rooftop Units | 2.19% | 0 | 3.0898 | Commercial_2022_SC C_million_m3_Before Competition Groups_Gas Fired Rooftop Units
Commercial | Com ¦ Wall Insulation | 2022 | SC C | million_m3 | Before Competition Groups | 2.8669 | 0 | 0 | 141.055 | 0.020324 | 15 | Commercial_2022_SC C_million_m3_Before Competition Groups_15 | Wall Insulation | 2.032% | 0 | 2.8669 | Commercial_2022_SC C_million_m3_Before Competition Groups_Wall Insulation
Commercial | Com ¦ Education and Capacity Building/Energy Behavior | 2022 | SC C | million_m3 | Before Competition Groups | 2.8047 | 0 | 0 | 141.055 | 0.019884 | 16 | Commercial_2022_SC C_million_m3_Before Competition Groups_16 | Education and Capacity Building/Energy Behavior | 1.988% | 0 | 2.8047 | Commercial_2022_SC C_million_m3_Before Competition Groups_Education and Capacity Building/Energy Behavior
Commercial | Com ¦ Condensing Unit Heaters or other Efficient Unit Heating System | 2022 | SC C | million_m3 | Before Competition Groups | 2.4537 | 0 | 0 | 141.055 | 0.017395 | 17 | Commercial_2022_SC C_million_m3_Before Competition Groups_17 | Condensing Unit Heaters or other Efficient Unit Heating System | 1.74% | 0 | 2.4537 | Commercial_2022_SC C_million_m3_Before Competition Groups_Condensing Unit Heaters or other Efficient Unit Heating System
Commercial | Com ¦ Demand controlled Circulating Systems | 2022 | SC C | million_m3 | Before Competition Groups | 1.4514 | 0 | 0 | 141.055 | 0.010289 | 18 | Commercial_2022_SC C_million_m3_Before Competition Groups_18 | Demand controlled Circulating Systems | 1.029% | 0 | 1.4514 | Commercial_2022_SC C_million_m3_Before Competition Groups_Demand controlled Circulating Systems
Commercial | Com ¦ ENERGY STAR Fryer (84% eff) | 2022 | SC C | million_m3 | Before Competition Groups | 1.2737 | 0 | 0 | 141.055 | 0.0090295 | 19 | Commercial_2022_SC C_million_m3_Before Competition Groups_19 | ENERGY STAR Fryer (84% eff) | 0.903% | 0 | 1.2737 | Commercial_2022_SC C_million_m3_Before Competition Groups_ENERGY STAR Fryer (84% eff)
Commercial | Com ¦ High Efficiency Underfired Broilers | 2022 | SC C | million_m3 | Before Competition Groups | 1.1299 | 0 | 0 | 141.055 | 0.0080107 | 20 | Commercial_2022_SC C_million_m3_Before Competition Groups_20 | High Efficiency Underfired Broilers | 0.8011% | 0 | 1.1299 | Commercial_2022_SC C_million_m3_Before Competition Groups_High Efficiency Underfired Broilers
Commercial | Com ¦ Duct Insulation, R8 | 2022 | SC C | million_m3 | Before Competition Groups | 1.0925 | 0 | 0 | 141.055 | 0.007745 | 21 | Commercial_2022_SC C_million_m3_Before Competition Groups_21 | Duct Insulation, R8 | 0.7745% | 0 | 1.0925 | Commercial_2022_SC C_million_m3_Before Competition Groups_Duct Insulation, R8
Commercial | Com ¦ Energy Efficient Laboratory Fume Hood | 2022 | SC C | million_m3 | Before Competition Groups | 1.0162 | 0 | 0 | 141.055 | 0.0072043 | 22 | Commercial_2022_SC C_million_m3_Before Competition Groups_22 | Energy Efficient Laboratory Fume Hood | 0.7204% | 0 | 1.0162 | Commercial_2022_SC C_million_m3_Before Competition Groups_Energy Efficient Laboratory Fume Hood
Commercial | Com ¦ ENERGY STAR Griddle (74% eff) | 2022 | SC C | million_m3 | Before Competition Groups | 0.56519 | 0 | 0 | 141.055 | 0.0040069 | 23 | Commercial_2022_SC C_million_m3_Before Competition Groups_23 | ENERGY STAR Griddle (74% eff) | 0.4007% | 0 | 0.56519 | Commercial_2022_SC C_million_m3_Before Competition Groups_ENERGY STAR Griddle (74% eff)
Commercial | Com ¦ Ozone Laundry Treatment | 2022 | SC C | million_m3 | Before Competition Groups | 0.56427 | 0 | 0 | 141.055 | 0.0040004 | 24 | Commercial_2022_SC C_million_m3_Before Competition Groups_24 | Ozone Laundry Treatment | 0.4% | 0 | 0.56427 | Commercial_2022_SC C_million_m3_Before Competition Groups_Ozone Laundry Treatment
Commercial | Com ¦ ENERGY STAR Dishwasher | 2022 | SC C | million_m3 | Before Competition Groups | 0.41974 | 0 | 0 | 141.055 | 0.0029757 | 25 | Commercial_2022_SC C_million_m3_Before Competition Groups_25 | ENERGY STAR Dishwasher | 0.2976% | 0 | 0.41974 | Commercial_2022_SC C_million_m3_Before Competition Groups_ENERGY STAR Dishwasher
Commercial | Com ¦ Infrared Heaters | 2022 | SC C | million_m3 | Before Competition Groups | 0.23252 | 0 | 0 | 141.055 | 0.0016485 | 26 | Commercial_2022_SC C_million_m3_Before Competition Groups_26 | Infrared Heaters | 0.1648% | 0 | 0.23252 | Commercial_2022_SC C_million_m3_Before Competition Groups_Infrared Heaters
Commercial | Com ¦ CEE Tier 2/Energy Star Clothes Washers | 2022 | SC C | million_m3 | Before Competition Groups | 0.21797 | 0 | 0 | 141.055 | 0.0015453 | 27 | Commercial_2022_SC C_million_m3_Before Competition Groups_27 | CEE Tier 2/Energy Star Clothes Washers | 0.1545% | 0 | 0.21797 | Commercial_2022_SC C_million_m3_Before Competition Groups_CEE Tier 2/Energy Star Clothes Washers
Commercial | Com ¦ Drain Water Heat Recovery (DWHR) ¦ Retro | 2022 | SC C | million_m3 | Before Competition Groups | 0.12928 | 0 | 0 | 141.055 | 0.00091649 | 28 | Commercial_2022_SC C_million_m3_Before Competition Groups_28 | Drain Water Heat Recovery (DWHR) ¦ Retro | 0.09165% | 0 | 0.12928 | Commercial_2022_SC C_million_m3_Before Competition Groups_Drain Water Heat Recovery (DWHR) ¦ Retro
Commercial | Com ¦ ENERGY STAR Steam Cooker | 2022 | SC C | million_m3 | Before Competition Groups | 0.11836 | 0 | 0 | 141.055 | 0.00083914 | 29 | Commercial_2022_SC C_million_m3_Before Competition Groups_29 | ENERGY STAR Steam Cooker | 0.08391% | 0 | 0.11836 | Commercial_2022_SC C_million_m3_Before Competition Groups_ENERGY STAR Steam Cooker
Commercial | Com ¦ Low Flow Pre-Rinse Spray Nozzle | 2022 | SC C | million_m3 | Before Competition Groups | 0.11687 | 0 | 0 | 141.055 | 0.00082854 | 30 | Commercial_2022_SC C_million_m3_Before Competition Groups_30 | Low Flow Pre-Rinse Spray Nozzle | 0.08285% | 0 | 0.11687 | Commercial_2022_SC C_million_m3_Before Competition Groups_Low Flow Pre-Rinse Spray Nozzle
Commercial | Com ¦ Energy Recovery Ventilation and Ventilation (Enhanced) | 2022 | SC C | million_m3 | Before Competition Groups | 0.070758 | 0 | 0 | 141.055 | 0.00050163 | 31 | Commercial_2022_SC C_million_m3_Before Competition Groups_31 | Energy Recovery Ventilation and Ventilation (Enhanced) | 0.05016% | 0 | 0.070758 | Commercial_2022_SC C_million_m3_Before Competition Groups_Energy Recovery Ventilation and Ventilation (Enhanced)
Commercial | Com ¦ Heat Recovery Ventilator | 2022 | SC C | million_m3 | Before Competition Groups | 0.031534 | 0 | 0 | 141.055 | 0.00022356 | 32 | Commercial_2022_SC C_million_m3_Before Competition Groups_32 | Heat Recovery Ventilator | 0.02236% | 0 | 0.031534 | Commercial_2022_SC C_million_m3_Before Competition Groups_Heat Recovery Ventilator
Commercial | Com ¦ Drain Water Heat Recovery (DWHR) ¦New | 2022 | SC C | million_m3 | Before Competition Groups | 0.022994 | 0 | 0 | 141.055 | 0.00016302 | 33 | Commercial_2022_SC C_million_m3_Before Competition Groups_33 | Drain Water Heat Recovery (DWHR) ¦New | 0.0163% | 0 | 0.022994 | Commercial_2022_SC C_million_m3_Before Competition Groups_Drain Water Heat Recovery (DWHR) ¦New
Commercial | Com ¦ Solar Water Preheat (Pools/DHW) | 2022 | SC C | million_m3 | Before Competition Groups | 0.0028677 | 0 | 0 | 141.055 | 2.033e-05 | 34 | Commercial_2022_SC C_million_m3_Before Competition Groups_34 | Solar Water Preheat (Pools/DHW) | 0.002033% | 0 | 0.0028677 | Commercial_2022_SC C_million_m3_Before Competition Groups_Solar Water Preheat (Pools/DHW)
Commercial | Com ¦ Gas Heat Pump Water Heater | 2022 | SC C | million_m3 | Before Competition Groups | 0.00013654 | 0 | 0 | 141.055 | 9.6798e-07 | 35 | Commercial_2022_SC C_million_m3_Before Competition Groups_35 | Gas Heat Pump Water Heater | 9.68e-05% | 0 | 0.00013654 | Commercial_2022_SC C_million_m3_Before Competition Groups_Gas Heat Pump Water Heater
Commercial | Com ¦ Air Curtains | 2022 | SC C | million_m3 | Before Competition Groups | 5.9515e-05 | 0 | 0 | 141.055 | 4.2193e-07 | 36 | Commercial_2022_SC C_million_m3_Before Competition Groups_36 | Air Curtains | 4.219e-05% | 0 | 5.9515e-05 | Commercial_2022_SC C_million_m3_Before Competition Groups_Air Curtains
Commercial | Com ¦ Building Recommissioning, Operations and Maintenance (O&M) Improvements | 2022 | Technical | million_m3 | Before Competition Groups | 277.2374 | 0 | 0 | 1669.7629 | 0.16603 | 1 | Commercial_2022_Technical_million_m3_Before Competition Groups_1 | Building Recommissioning, Operations and Maintenance (O&M) Improvements | 16.6% | 0 | 277.2374 | Commercial_2022_Technical_million_m3_Before Competition Groups_Building Recommissioning, Operations and Maintenance (O&M) Improvements
Commercial | Com ¦ Demand Control Ventilation | 2022 | Technical | million_m3 | Before Competition Groups | 150.1516 | 0 | 0 | 1669.7629 | 0.089924 | 2 | Commercial_2022_Technical_million_m3_Before Competition Groups_2 | Demand Control Ventilation | 8.992% | 0 | 150.1516 | Commercial_2022_Technical_million_m3_Before Competition Groups_Demand Control Ventilation
Commercial | Com ¦ Boilers - Advanced Controls (Steam Systems) | 2022 | Technical | million_m3 | Before Competition Groups | 133.4756 | 0 | 0 | 1669.7629 | 0.079937 | 3 | Commercial_2022_Technical_million_m3_Before Competition Groups_3 | Boilers - Advanced Controls (Steam Systems) | 7.994% | 0 | 133.4756 | Commercial_2022_Technical_million_m3_Before Competition Groups_Boilers - Advanced Controls (Steam Systems)
Commercial | Com ¦ Adaptive Thermostats | 2022 | Technical | million_m3 | Before Competition Groups | 131.1614 | 0 | 0 | 1669.7629 | 0.078551 | 4 | Commercial_2022_Technical_million_m3_Before Competition Groups_4 | Adaptive Thermostats | 7.855% | 0 | 131.1614 | Commercial_2022_Technical_million_m3_Before Competition Groups_Adaptive Thermostats
Commercial | Com ¦ Air Handler with Dedicated Outdoor Air Systems | 2022 | Technical | million_m3 | Before Competition Groups | 103.4289 | 0 | 0 | 1669.7629 | 0.061942 | 5 | Commercial_2022_Technical_million_m3_Before Competition Groups_5 | Air Handler with Dedicated Outdoor Air Systems | 6.194% | 0 | 103.4289 | Commercial_2022_Technical_million_m3_Before Competition Groups_Air Handler with Dedicated Outdoor Air Systems
Commercial | Com ¦ Condensing Boiler ¦ Std | 2022 | Technical | million_m3 | Before Competition Groups | 95.2027 | 0 | 0 | 1669.7629 | 0.057016 | 6 | Commercial_2022_Technical_million_m3_Before Competition Groups_6 | Condensing Boiler ¦ Std | 5.702% | 0 | 95.2027 | Commercial_2022_Technical_million_m3_Before Competition Groups_Condensing Boiler ¦ Std
Commercial | Com ¦ Education and Capacity Building/Energy Behavior | 2022 | Technical | million_m3 | Before Competition Groups | 88.0925 | 0 | 0 | 1669.7629 | 0.052757 | 7 | Commercial_2022_Technical_million_m3_Before Competition Groups_7 | Education and Capacity Building/Energy Behavior | 5.276% | 0 | 88.0925 | Commercial_2022_Technical_million_m3_Before Competition Groups_Education and Capacity Building/Energy Behavior
Commercial | Com ¦ Gas Fired Rooftop Units | 2022 | Technical | million_m3 | Before Competition Groups | 71.2605 | 0 | 0 | 1669.7629 | 0.042677 | 8 | Commercial_2022_Technical_million_m3_Before Competition Groups_8 | Gas Fired Rooftop Units | 4.268% | 0 | 71.2605 | Commercial_2022_Technical_million_m3_Before Competition Groups_Gas Fired Rooftop Units
Commercial | Com ¦ Advanced BAS/Controllers | 2022 | Technical | million_m3 | Before Competition Groups | 69.1408 | 0 | 0 | 1669.7629 | 0.041408 | 9 | Commercial_2022_Technical_million_m3_Before Competition Groups_9 | Advanced BAS/Controllers | 4.141% | 0 | 69.1408 | Commercial_2022_Technical_million_m3_Before Competition Groups_Advanced BAS/Controllers
Commercial | Com ¦ Steam System Optimization | 2022 | Technical | million_m3 | Before Competition Groups | 55.6385 | 0 | 0 | 1669.7629 | 0.033321 | 10 | Commercial_2022_Technical_million_m3_Before Competition Groups_10 | Steam System Optimization | 3.332% | 0 | 55.6385 | Commercial_2022_Technical_million_m3_Before Competition Groups_Steam System Optimization
Commercial | Com ¦ Destratification | 2022 | Technical | million_m3 | Before Competition Groups | 54.2092 | 0 | 0 | 1669.7629 | 0.032465 | 11 | Commercial_2022_Technical_million_m3_Before Competition Groups_11 | Destratification | 3.247% | 0 | 54.2092 | Commercial_2022_Technical_million_m3_Before Competition Groups_Destratification
Commercial | Com ¦ Furnace Tune-Up | 2022 | Technical | million_m3 | Before Competition Groups | 52.4548 | 0 | 0 | 1669.7629 | 0.031415 | 12 | Commercial_2022_Technical_million_m3_Before Competition Groups_12 | Furnace Tune-Up | 3.141% | 0 | 52.4548 | Commercial_2022_Technical_million_m3_Before Competition Groups_Furnace Tune-Up
Commercial | Com ¦ Demand Control Kitchen Ventilation | 2022 | Technical | million_m3 | Before Competition Groups | 50.1342 | 0 | 0 | 1669.7629 | 0.030025 | 13 | Commercial_2022_Technical_million_m3_Before Competition Groups_13 | Demand Control Kitchen Ventilation | 3.002% | 0 | 50.1342 | Commercial_2022_Technical_million_m3_Before Competition Groups_Demand Control Kitchen Ventilation
Commercial | Com ¦ Energy Recovery Ventilation and Ventilation (Enhanced) | 2022 | Technical | million_m3 | Before Competition Groups | 45.5154 | 0 | 0 | 1669.7629 | 0.027259 | 14 | Commercial_2022_Technical_million_m3_Before Competition Groups_14 | Energy Recovery Ventilation and Ventilation (Enhanced) | 2.726% | 0 | 45.5154 | Commercial_2022_Technical_million_m3_Before Competition Groups_Energy Recovery Ventilation and Ventilation (Enhanced)
Commercial | Com ¦ High Efficiency Condensing Furnace AFUE 95% from 80% code | 2022 | Technical | million_m3 | Before Competition Groups | 38.5325 | 0 | 0 | 1669.7629 | 0.023077 | 15 | Commercial_2022_Technical_million_m3_Before Competition Groups_15 | High Efficiency Condensing Furnace AFUE 95% from 80% code | 2.308% | 0 | 38.5325 | Commercial_2022_Technical_million_m3_Before Competition Groups_High Efficiency Condensing Furnace AFUE 95% from 80% code
Commercial | Com ¦ Condensing Make Up Air Unit | 2022 | Technical | million_m3 | Before Competition Groups | 32.9159 | 0 | 0 | 1669.7629 | 0.019713 | 16 | Commercial_2022_Technical_million_m3_Before Competition Groups_16 | Condensing Make Up Air Unit | 1.971% | 0 | 32.9159 | Commercial_2022_Technical_million_m3_Before Competition Groups_Condensing Make Up Air Unit
Commercial | Com ¦ Heat Recovery Ventilator | 2022 | Technical | million_m3 | Before Competition Groups | 29.423 | 0 | 0 | 1669.7629 | 0.017621 | 17 | Commercial_2022_Technical_million_m3_Before Competition Groups_17 | Heat Recovery Ventilator | 1.762% | 0 | 29.423 | Commercial_2022_Technical_million_m3_Before Competition Groups_Heat Recovery Ventilator
Commercial | Com ¦ Wall Insulation | 2022 | Technical | million_m3 | Before Competition Groups | 29.3346 | 0 | 0 | 1669.7629 | 0.017568 | 18 | Commercial_2022_Technical_million_m3_Before Competition Groups_18 | Wall Insulation | 1.757% | 0 | 29.3346 | Commercial_2022_Technical_million_m3_Before Competition Groups_Wall Insulation
Commercial | Com ¦ Gas Fired Heat Pump | 2022 | Technical | million_m3 | Before Competition Groups | 28.2927 | 0 | 0 | 1669.7629 | 0.016944 | 19 | Commercial_2022_Technical_million_m3_Before Competition Groups_19 | Gas Fired Heat Pump | 1.694% | 0 | 28.2927 | Commercial_2022_Technical_million_m3_Before Competition Groups_Gas Fired Heat Pump
Commercial | Com ¦ Energy Efficient Laboratory Fume Hood | 2022 | Technical | million_m3 | Before Competition Groups | 20.7127 | 0 | 0 | 1669.7629 | 0.012405 | 20 | Commercial_2022_Technical_million_m3_Before Competition Groups_20 | Energy Efficient Laboratory Fume Hood | 1.24% | 0 | 20.7127 | Commercial_2022_Technical_million_m3_Before Competition Groups_Energy Efficient Laboratory Fume Hood
Commercial | Com ¦ Condensing Unit Heaters or other Efficient Unit Heating System | 2022 | Technical | million_m3 | Before Competition Groups | 19.7446 | 0 | 0 | 1669.7629 | 0.011825 | 21 | Commercial_2022_Technical_million_m3_Before Competition Groups_21 | Condensing Unit Heaters or other Efficient Unit Heating System | 1.182% | 0 | 19.7446 | Commercial_2022_Technical_million_m3_Before Competition Groups_Condensing Unit Heaters or other Efficient Unit Heating System
Commercial | Com ¦ Demand controlled Circulating Systems | 2022 | Technical | million_m3 | Before Competition Groups | 15.4097 | 0 | 0 | 1669.7629 | 0.0092287 | 22 | Commercial_2022_Technical_million_m3_Before Competition Groups_22 | Demand controlled Circulating Systems | 0.9229% | 0 | 15.4097 | Commercial_2022_Technical_million_m3_Before Competition Groups_Demand controlled Circulating Systems
Commercial | Com ¦ Duct Insulation, R8 | 2022 | Technical | million_m3 | Before Competition Groups | 12.0381 | 0 | 0 | 1669.7629 | 0.0072095 | 23 | Commercial_2022_Technical_million_m3_Before Competition Groups_23 | Duct Insulation, R8 | 0.7209% | 0 | 12.0381 | Commercial_2022_Technical_million_m3_Before Competition Groups_Duct Insulation, R8
Commercial | Com ¦ Boiler Measures | 2022 | Technical | million_m3 | Before Competition Groups | 11.0677 | 0 | 0 | 1669.7629 | 0.0066283 | 24 | Commercial_2022_Technical_million_m3_Before Competition Groups_24 | Boiler Measures | 0.6628% | 0 | 11.0677 | Commercial_2022_Technical_million_m3_Before Competition Groups_Boiler Measures
Commercial | Com ¦ Super-High Efficiency Furnaces (Emerging Tech) | 2022 | Technical | million_m3 | Before Competition Groups | 8.5845 | 0 | 0 | 1669.7629 | 0.0051412 | 25 | Commercial_2022_Technical_million_m3_Before Competition Groups_25 | Super-High Efficiency Furnaces (Emerging Tech) | 0.5141% | 0 | 8.5845 | Commercial_2022_Technical_million_m3_Before Competition Groups_Super-High Efficiency Furnaces (Emerging Tech)
Commercial | Com ¦ Roof Insulation/Ceiling Insulation (R25 Code to R35) | 2022 | Technical | million_m3 | Before Competition Groups | 8.0928 | 0 | 0 | 1669.7629 | 0.0048467 | 26 | Commercial_2022_Technical_million_m3_Before Competition Groups_26 | Roof Insulation/Ceiling Insulation (R25 Code to R35) | 0.4847% | 0 | 8.0928 | Commercial_2022_Technical_million_m3_Before Competition Groups_Roof Insulation/Ceiling Insulation (R25 Code to R35)
Commercial | Com ¦ Ozone Laundry Treatment | 2022 | Technical | million_m3 | Before Competition Groups | 7.1758 | 0 | 0 | 1669.7629 | 0.0042975 | 27 | Commercial_2022_Technical_million_m3_Before Competition Groups_27 | Ozone Laundry Treatment | 0.4298% | 0 | 7.1758 | Commercial_2022_Technical_million_m3_Before Competition Groups_Ozone Laundry Treatment
Commercial | Com ¦ Ice Rink Heat Recovery | 2022 | Technical | million_m3 | Before Competition Groups | 3.8694 | 0 | 0 | 1669.7629 | 0.0023173 | 28 | Commercial_2022_Technical_million_m3_Before Competition Groups_28 | Ice Rink Heat Recovery | 0.2317% | 0 | 3.8694 | Commercial_2022_Technical_million_m3_Before Competition Groups_Ice Rink Heat Recovery
Commercial | Com ¦ HOTEL OCCUPANCY CONTROLS (HVAC + LIGHTING) | 2022 | Technical | million_m3 | Before Competition Groups | 3.6436 | 0 | 0 | 1669.7629 | 0.0021821 | 29 | Commercial_2022_Technical_million_m3_Before Competition Groups_29 | HOTEL OCCUPANCY CONTROLS (HVAC + LIGHTING) | 0.2182% | 0 | 3.6436 | Commercial_2022_Technical_million_m3_Before Competition Groups_HOTEL OCCUPANCY CONTROLS (HVAC + LIGHTING)
Commercial | Com ¦ ENERGY STAR Fryer (84% eff) | 2022 | Technical | million_m3 | Before Competition Groups | 3.2809 | 0 | 0 | 1669.7629 | 0.0019649 | 30 | Commercial_2022_Technical_million_m3_Before Competition Groups_30 | ENERGY STAR Fryer (84% eff) | 0.1965% | 0 | 3.2809 | Commercial_2022_Technical_million_m3_Before Competition Groups_ENERGY STAR Fryer (84% eff)
Commercial | Com ¦ Infrared Heaters | 2022 | Technical | million_m3 | Before Competition Groups | 3.1066 | 0 | 0 | 1669.7629 | 0.0018605 | 31 | Commercial_2022_Technical_million_m3_Before Competition Groups_31 | Infrared Heaters | 0.186% | 0 | 3.1066 | Commercial_2022_Technical_million_m3_Before Competition Groups_Infrared Heaters
Commercial | Com ¦ ENERGY STAR Dishwasher | 2022 | Technical | million_m3 | Before Competition Groups | 2.7894 | 0 | 0 | 1669.7629 | 0.0016705 | 32 | Commercial_2022_Technical_million_m3_Before Competition Groups_32 | ENERGY STAR Dishwasher | 0.1671% | 0 | 2.7894 | Commercial_2022_Technical_million_m3_Before Competition Groups_ENERGY STAR Dishwasher
Commercial | Com ¦ High Efficiency Underfired Broilers | 2022 | Technical | million_m3 | Before Competition Groups | 2.7828 | 0 | 0 | 1669.7629 | 0.0016666 | 33 | Commercial_2022_Technical_million_m3_Before Competition Groups_33 | High Efficiency Underfired Broilers | 0.1667% | 0 | 2.7828 | Commercial_2022_Technical_million_m3_Before Competition Groups_High Efficiency Underfired Broilers
Commercial | Com ¦ Condensing Storage Water Heater | 2022 | Technical | million_m3 | Before Competition Groups | 2.6721 | 0 | 0 | 1669.7629 | 0.0016003 | 34 | Commercial_2022_Technical_million_m3_Before Competition Groups_34 | Condensing Storage Water Heater | 0.16% | 0 | 2.6721 | Commercial_2022_Technical_million_m3_Before Competition Groups_Condensing Storage Water Heater
Commercial | Com ¦ ENERGY STAR Griddle (74% eff) | 2022 | Technical | million_m3 | Before Competition Groups | 2.1331 | 0 | 0 | 1669.7629 | 0.0012775 | 35 | Commercial_2022_Technical_million_m3_Before Competition Groups_35 | ENERGY STAR Griddle (74% eff) | 0.1277% | 0 | 2.1331 | Commercial_2022_Technical_million_m3_Before Competition Groups_ENERGY STAR Griddle (74% eff)
Commercial | Com ¦ Condensing Tankless Water Heater | 2022 | Technical | million_m3 | Before Competition Groups | 1.5514 | 0 | 0 | 1669.7629 | 0.00092913 | 36 | Commercial_2022_Technical_million_m3_Before Competition Groups_36 | Condensing Tankless Water Heater | 0.09291% | 0 | 1.5514 | Commercial_2022_Technical_million_m3_Before Competition Groups_Condensing Tankless Water Heater
Commercial | Com ¦ Gas Heat Pump Water Heater | 2022 | Technical | million_m3 | Before Competition Groups | 1.3295 | 0 | 0 | 1669.7629 | 0.00079619 | 37 | Commercial_2022_Technical_million_m3_Before Competition Groups_37 | Gas Heat Pump Water Heater | 0.07962% | 0 | 1.3295 | Commercial_2022_Technical_million_m3_Before Competition Groups_Gas Heat Pump Water Heater
Commercial | Com ¦ Drain Water Heat Recovery (DWHR) ¦ Retro | 2022 | Technical | million_m3 | Before Competition Groups | 1.2741 | 0 | 0 | 1669.7629 | 0.00076302 | 38 | Commercial_2022_Technical_million_m3_Before Competition Groups_38 | Drain Water Heat Recovery (DWHR) ¦ Retro | 0.0763% | 0 | 1.2741 | Commercial_2022_Technical_million_m3_Before Competition Groups_Drain Water Heat Recovery (DWHR) ¦ Retro
Commercial | Com ¦ Dock Door Seals | 2022 | Technical | million_m3 | Before Competition Groups | 1.0375 | 0 | 0 | 1669.7629 | 0.00062135 | 39 | Commercial_2022_Technical_million_m3_Before Competition Groups_39 | Dock Door Seals | 0.06213% | 0 | 1.0375 | Commercial_2022_Technical_million_m3_Before Competition Groups_Dock Door Seals
Commercial | Com ¦ CEE Tier 2/Energy Star Clothes Washers | 2022 | Technical | million_m3 | Before Competition Groups | 0.58808 | 0 | 0 | 1669.7629 | 0.00035219 | 40 | Commercial_2022_Technical_million_m3_Before Competition Groups_40 | CEE Tier 2/Energy Star Clothes Washers | 0.03522% | 0 | 0.58808 | Commercial_2022_Technical_million_m3_Before Competition Groups_CEE Tier 2/Energy Star Clothes Washers
Commercial | Com ¦ Low Flow Pre-Rinse Spray Nozzle | 2022 | Technical | million_m3 | Before Competition Groups | 0.43085 | 0 | 0 | 1669.7629 | 0.00025803 | 41 | Commercial_2022_Technical_million_m3_Before Competition Groups_41 | Low Flow Pre-Rinse Spray Nozzle | 0.0258% | 0 | 0.43085 | Commercial_2022_Technical_million_m3_Before Competition Groups_Low Flow Pre-Rinse Spray Nozzle
Commercial | Com ¦ ENERGY STAR Steam Cooker | 2022 | Technical | million_m3 | Before Competition Groups | 0.23474 | 0 | 0 | 1669.7629 | 0.00014058 | 42 | Commercial_2022_Technical_million_m3_Before Competition Groups_42 | ENERGY STAR Steam Cooker | 0.01406% | 0 | 0.23474 | Commercial_2022_Technical_million_m3_Before Competition Groups_ENERGY STAR Steam Cooker
Commercial | Com ¦ Drain Water Heat Recovery (DWHR) ¦New | 2022 | Technical | million_m3 | Before Competition Groups | 0.17477 | 0 | 0 | 1669.7629 | 0.00010467 | 43 | Commercial_2022_Technical_million_m3_Before Competition Groups_43 | Drain Water Heat Recovery (DWHR) ¦New | 0.01047% | 0 | 0.17477 | Commercial_2022_Technical_million_m3_Before Competition Groups_Drain Water Heat Recovery (DWHR) ¦New
Commercial | Com ¦ Air Curtains | 2022 | Technical | million_m3 | Before Competition Groups | 0.13373 | 0 | 0 | 1669.7629 | 8.009e-05 | 44 | Commercial_2022_Technical_million_m3_Before Competition Groups_44 | Air Curtains | 0.008009% | 0 | 0.13373 | Commercial_2022_Technical_million_m3_Before Competition Groups_Air Curtains
Commercial | Com ¦ Solar Water Preheat (Pools/DHW) | 2022 | Technical | million_m3 | Before Competition Groups | 0.10548 | 0 | 0 | 1669.7629 | 6.3168e-05 | 45 | Commercial_2022_Technical_million_m3_Before Competition Groups_45 | Solar Water Preheat (Pools/DHW) | 0.006317% | 0 | 0.10548 | Commercial_2022_Technical_million_m3_Before Competition Groups_Solar Water Preheat (Pools/DHW)
Commercial | Com ¦ Solar Preheat Make up Air | 2022 | Technical | million_m3 | Before Competition Groups | 0.069655 | 0 | 0 | 1669.7629 | 4.1716e-05 | 46 | Commercial_2022_Technical_million_m3_Before Competition Groups_46 | Solar Preheat Make up Air | 0.004172% | 0 | 0.069655 | Commercial_2022_Technical_million_m3_Before Competition Groups_Solar Preheat Make up Air
Commercial | Com ¦ Super High Perf Glazing ¦RET | 2022 | Technical | million_m3 | Before Competition Groups | 0.062942 | 0 | 0 | 1669.7629 | 3.7695e-05 | 47 | Commercial_2022_Technical_million_m3_Before Competition Groups_47 | Super High Perf Glazing ¦RET | 0.00377% | 0 | 0.062942 | Commercial_2022_Technical_million_m3_Before Competition Groups_Super High Perf Glazing ¦RET
Commercial | Com ¦ Gas Convection Oven | 2022 | Technical | million_m3 | Before Competition Groups | 0.054937 | 0 | 0 | 1669.7629 | 3.2901e-05 | 48 | Commercial_2022_Technical_million_m3_Before Competition Groups_48 | Gas Convection Oven | 0.00329% | 0 | 0.054937 | Commercial_2022_Technical_million_m3_Before Competition Groups_Gas Convection Oven
Commercial | Com ¦ Super High Perf Glazing ¦New | 2022 | Technical | million_m3 | Before Competition Groups | 0.0093194 | 0 | 0 | 1669.7629 | 5.5813e-06 | 49 | Commercial_2022_Technical_million_m3_Before Competition Groups_49 | Super High Perf Glazing ¦New | 0.0005581% | 0 | 0.0093194 | Commercial_2022_Technical_million_m3_Before Competition Groups_Super High Perf Glazing ¦New
Commercial | Com ¦ Building Recommissioning, Operations and Maintenance (O&M) Improvements | 2023 | Economic | million_m3 | Before Competition Groups | 271.6649 | 0 | 0 | 1557.435 | 0.17443 | 1 | Commercial_2023_Economic_million_m3_Before Competition Groups_1 | Building Recommissioning, Operations and Maintenance (O&M) Improvements | 17.44% | 0 | 271.6649 | Commercial_2023_Economic_million_m3_Before Competition Groups_Building Recommissioning, Operations and Maintenance (O&M) Improvements
Commercial | Com ¦ Demand Control Ventilation | 2023 | Economic | million_m3 | Before Competition Groups | 150.5923 | 0 | 0 | 1557.435 | 0.096692 | 2 | Commercial_2023_Economic_million_m3_Before Competition Groups_2 | Demand Control Ventilation | 9.669% | 0 | 150.5923 | Commercial_2023_Economic_million_m3_Before Competition Groups_Demand Control Ventilation
Commercial | Com ¦ Boilers - Advanced Controls (Steam Systems) | 2023 | Economic | million_m3 | Before Competition Groups | 134.6643 | 0 | 0 | 1557.435 | 0.086465 | 3 | Commercial_2023_Economic_million_m3_Before Competition Groups_3 | Boilers - Advanced Controls (Steam Systems) | 8.647% | 0 | 134.6643 | Commercial_2023_Economic_million_m3_Before Competition Groups_Boilers - Advanced Controls (Steam Systems)
Commercial | Com ¦ Adaptive Thermostats | 2023 | Economic | million_m3 | Before Competition Groups | 131.2792 | 0 | 0 | 1557.435 | 0.084292 | 4 | Commercial_2023_Economic_million_m3_Before Competition Groups_4 | Adaptive Thermostats | 8.429% | 0 | 131.2792 | Commercial_2023_Economic_million_m3_Before Competition Groups_Adaptive Thermostats
Commercial | Com ¦ Condensing Boiler ¦ Std | 2023 | Economic | million_m3 | Before Competition Groups | 115.4031 | 0 | 0 | 1557.435 | 0.074098 | 5 | Commercial_2023_Economic_million_m3_Before Competition Groups_5 | Condensing Boiler ¦ Std | 7.41% | 0 | 115.4031 | Commercial_2023_Economic_million_m3_Before Competition Groups_Condensing Boiler ¦ Std
Commercial | Com ¦ Air Handler with Dedicated Outdoor Air Systems | 2023 | Economic | million_m3 | Before Competition Groups | 101.35 | 0 | 0 | 1557.435 | 0.065075 | 6 | Commercial_2023_Economic_million_m3_Before Competition Groups_6 | Air Handler with Dedicated Outdoor Air Systems | 6.507% | 0 | 101.35 | Commercial_2023_Economic_million_m3_Before Competition Groups_Air Handler with Dedicated Outdoor Air Systems
Commercial | Com ¦ Gas Fired Rooftop Units | 2023 | Economic | million_m3 | Before Competition Groups | 85.9645 | 0 | 0 | 1557.435 | 0.055196 | 7 | Commercial_2023_Economic_million_m3_Before Competition Groups_7 | Gas Fired Rooftop Units | 5.52% | 0 | 85.9645 | Commercial_2023_Economic_million_m3_Before Competition Groups_Gas Fired Rooftop Units
Commercial | Com ¦ Education and Capacity Building/Energy Behavior | 2023 | Economic | million_m3 | Before Competition Groups | 80.222 | 0 | 0 | 1557.435 | 0.051509 | 8 | Commercial_2023_Economic_million_m3_Before Competition Groups_8 | Education and Capacity Building/Energy Behavior | 5.151% | 0 | 80.222 | Commercial_2023_Economic_million_m3_Before Competition Groups_Education and Capacity Building/Energy Behavior
Commercial | Com ¦ Advanced BAS/Controllers | 2023 | Economic | million_m3 | Before Competition Groups | 69.7159 | 0 | 0 | 1557.435 | 0.044763 | 9 | Commercial_2023_Economic_million_m3_Before Competition Groups_9 | Advanced BAS/Controllers | 4.476% | 0 | 69.7159 | Commercial_2023_Economic_million_m3_Before Competition Groups_Advanced BAS/Controllers
Commercial | Com ¦ Steam System Optimization | 2023 | Economic | million_m3 | Before Competition Groups | 54.5202 | 0 | 0 | 1557.435 | 0.035006 | 10 | Commercial_2023_Economic_million_m3_Before Competition Groups_10 | Steam System Optimization | 3.501% | 0 | 54.5202 | Commercial_2023_Economic_million_m3_Before Competition Groups_Steam System Optimization
Commercial | Com ¦ Destratification | 2023 | Economic | million_m3 | Before Competition Groups | 53.0161 | 0 | 0 | 1557.435 | 0.034041 | 11 | Commercial_2023_Economic_million_m3_Before Competition Groups_11 | Destratification | 3.404% | 0 | 53.0161 | Commercial_2023_Economic_million_m3_Before Competition Groups_Destratification
Commercial | Com ¦ Demand Control Kitchen Ventilation | 2023 | Economic | million_m3 | Before Competition Groups | 52.4723 | 0 | 0 | 1557.435 | 0.033691 | 12 | Commercial_2023_Economic_million_m3_Before Competition Groups_12 | Demand Control Kitchen Ventilation | 3.369% | 0 | 52.4723 | Commercial_2023_Economic_million_m3_Before Competition Groups_Demand Control Kitchen Ventilation
Commercial | Com ¦ Furnace Tune-Up | 2023 | Economic | million_m3 | Before Competition Groups | 51.4005 | 0 | 0 | 1557.435 | 0.033003 | 13 | Commercial_2023_Economic_million_m3_Before Competition Groups_13 | Furnace Tune-Up | 3.3% | 0 | 51.4005 | Commercial_2023_Economic_million_m3_Before Competition Groups_Furnace Tune-Up
Commercial | Com ¦ Condensing Make Up Air Unit | 2023 | Economic | million_m3 | Before Competition Groups | 40.0776 | 0 | 0 | 1557.435 | 0.025733 | 14 | Commercial_2023_Economic_million_m3_Before Competition Groups_14 | Condensing Make Up Air Unit | 2.573% | 0 | 40.0776 | Commercial_2023_Economic_million_m3_Before Competition Groups_Condensing Make Up Air Unit
Commercial | Com ¦ Gas Fired Heat Pump | 2023 | Economic | million_m3 | Before Competition Groups | 34.0027 | 0 | 0 | 1557.435 | 0.021833 | 15 | Commercial_2023_Economic_million_m3_Before Competition Groups_15 | Gas Fired Heat Pump | 2.183% | 0 | 34.0027 | Commercial_2023_Economic_million_m3_Before Competition Groups_Gas Fired Heat Pump
Commercial | Com ¦ Wall Insulation | 2023 | Economic | million_m3 | Before Competition Groups | 28.745 | 0 | 0 | 1557.435 | 0.018457 | 16 | Commercial_2023_Economic_million_m3_Before Competition Groups_16 | Wall Insulation | 1.846% | 0 | 28.745 | Commercial_2023_Economic_million_m3_Before Competition Groups_Wall Insulation
Commercial | Com ¦ Condensing Unit Heaters or other Efficient Unit Heating System | 2023 | Economic | million_m3 | Before Competition Groups | 23.9959 | 0 | 0 | 1557.435 | 0.015407 | 17 | Commercial_2023_Economic_million_m3_Before Competition Groups_17 | Condensing Unit Heaters or other Efficient Unit Heating System | 1.541% | 0 | 23.9959 | Commercial_2023_Economic_million_m3_Before Competition Groups_Condensing Unit Heaters or other Efficient Unit Heating System
Commercial | Com ¦ Energy Efficient Laboratory Fume Hood | 2023 | Economic | million_m3 | Before Competition Groups | 20.2964 | 0 | 0 | 1557.435 | 0.013032 | 18 | Commercial_2023_Economic_million_m3_Before Competition Groups_18 | Energy Efficient Laboratory Fume Hood | 1.303% | 0 | 20.2964 | Commercial_2023_Economic_million_m3_Before Competition Groups_Energy Efficient Laboratory Fume Hood
Commercial | Com ¦ Demand controlled Circulating Systems | 2023 | Economic | million_m3 | Before Competition Groups | 15.0999 | 0 | 0 | 1557.435 | 0.0096954 | 19 | Commercial_2023_Economic_million_m3_Before Competition Groups_19 | Demand controlled Circulating Systems | 0.9695% | 0 | 15.0999 | Commercial_2023_Economic_million_m3_Before Competition Groups_Demand controlled Circulating Systems
Commercial | Com ¦ Duct Insulation, R8 | 2023 | Economic | million_m3 | Before Competition Groups | 11.7962 | 0 | 0 | 1557.435 | 0.0075741 | 20 | Commercial_2023_Economic_million_m3_Before Competition Groups_20 | Duct Insulation, R8 | 0.7574% | 0 | 11.7962 | Commercial_2023_Economic_million_m3_Before Competition Groups_Duct Insulation, R8
Commercial | Com ¦ Ozone Laundry Treatment | 2023 | Economic | million_m3 | Before Competition Groups | 7.2178 | 0 | 0 | 1557.435 | 0.0046344 | 21 | Commercial_2023_Economic_million_m3_Before Competition Groups_21 | Ozone Laundry Treatment | 0.4634% | 0 | 7.2178 | Commercial_2023_Economic_million_m3_Before Competition Groups_Ozone Laundry Treatment
Commercial | Com ¦ ENERGY STAR Fryer (84% eff) | 2023 | Economic | million_m3 | Before Competition Groups | 3.9371 | 0 | 0 | 1557.435 | 0.002528 | 22 | Commercial_2023_Economic_million_m3_Before Competition Groups_22 | ENERGY STAR Fryer (84% eff) | 0.2528% | 0 | 3.9371 | Commercial_2023_Economic_million_m3_Before Competition Groups_ENERGY STAR Fryer (84% eff)
Commercial | Com ¦ Infrared Heaters | 2023 | Economic | million_m3 | Before Competition Groups | 3.7254 | 0 | 0 | 1557.435 | 0.002392 | 23 | Commercial_2023_Economic_million_m3_Before Competition Groups_23 | Infrared Heaters | 0.2392% | 0 | 3.7254 | Commercial_2023_Economic_million_m3_Before Competition Groups_Infrared Heaters
Commercial | Com ¦ High Efficiency Underfired Broilers | 2023 | Economic | million_m3 | Before Competition Groups | 3.3398 | 0 | 0 | 1557.435 | 0.0021444 | 24 | Commercial_2023_Economic_million_m3_Before Competition Groups_24 | High Efficiency Underfired Broilers | 0.2144% | 0 | 3.3398 | Commercial_2023_Economic_million_m3_Before Competition Groups_High Efficiency Underfired Broilers
Commercial | Com ¦ ENERGY STAR Dishwasher | 2023 | Economic | million_m3 | Before Competition Groups | 2.9125 | 0 | 0 | 1557.435 | 0.0018701 | 25 | Commercial_2023_Economic_million_m3_Before Competition Groups_25 | ENERGY STAR Dishwasher | 0.187% | 0 | 2.9125 | Commercial_2023_Economic_million_m3_Before Competition Groups_ENERGY STAR Dishwasher
Commercial | Com ¦ ENERGY STAR Griddle (74% eff) | 2023 | Economic | million_m3 | Before Competition Groups | 2.5648 | 0 | 0 | 1557.435 | 0.0016468 | 26 | Commercial_2023_Economic_million_m3_Before Competition Groups_26 | ENERGY STAR Griddle (74% eff) | 0.1647% | 0 | 2.5648 | Commercial_2023_Economic_million_m3_Before Competition Groups_ENERGY STAR Griddle (74% eff)
Commercial | Com ¦ Heat Recovery Ventilator | 2023 | Economic | million_m3 | Before Competition Groups | 2.183 | 0 | 0 | 1557.435 | 0.0014017 | 27 | Commercial_2023_Economic_million_m3_Before Competition Groups_27 | Heat Recovery Ventilator | 0.1402% | 0 | 2.183 | Commercial_2023_Economic_million_m3_Before Competition Groups_Heat Recovery Ventilator
Commercial | Com ¦ Energy Recovery Ventilation and Ventilation (Enhanced) | 2023 | Economic | million_m3 | Before Competition Groups | 1.9883 | 0 | 0 | 1557.435 | 0.0012766 | 28 | Commercial_2023_Economic_million_m3_Before Competition Groups_28 | Energy Recovery Ventilation and Ventilation (Enhanced) | 0.1277% | 0 | 1.9883 | Commercial_2023_Economic_million_m3_Before Competition Groups_Energy Recovery Ventilation and Ventilation (Enhanced)
Commercial | Com ¦ Drain Water Heat Recovery (DWHR) ¦ Retro | 2023 | Economic | million_m3 | Before Competition Groups | 1.2484 | 0 | 0 | 1557.435 | 0.0008016 | 29 | Commercial_2023_Economic_million_m3_Before Competition Groups_29 | Drain Water Heat Recovery (DWHR) ¦ Retro | 0.08016% | 0 | 1.2484 | Commercial_2023_Economic_million_m3_Before Competition Groups_Drain Water Heat Recovery (DWHR) ¦ Retro
Commercial | Com ¦ CEE Tier 2/Energy Star Clothes Washers | 2023 | Economic | million_m3 | Before Competition Groups | 0.69259 | 0 | 0 | 1557.435 | 0.0004447 | 30 | Commercial_2023_Economic_million_m3_Before Competition Groups_30 | CEE Tier 2/Energy Star Clothes Washers | 0.04447% | 0 | 0.69259 | Commercial_2023_Economic_million_m3_Before Competition Groups_CEE Tier 2/Energy Star Clothes Washers
Commercial | Com ¦ Low Flow Pre-Rinse Spray Nozzle | 2023 | Economic | million_m3 | Before Competition Groups | 0.49063 | 0 | 0 | 1557.435 | 0.00031503 | 31 | Commercial_2023_Economic_million_m3_Before Competition Groups_31 | Low Flow Pre-Rinse Spray Nozzle | 0.0315% | 0 | 0.49063 | Commercial_2023_Economic_million_m3_Before Competition Groups_Low Flow Pre-Rinse Spray Nozzle
Commercial | Com ¦ ENERGY STAR Steam Cooker | 2023 | Economic | million_m3 | Before Competition Groups | 0.28169 | 0 | 0 | 1557.435 | 0.00018087 | 32 | Commercial_2023_Economic_million_m3_Before Competition Groups_32 | ENERGY STAR Steam Cooker | 0.01809% | 0 | 0.28169 | Commercial_2023_Economic_million_m3_Before Competition Groups_ENERGY STAR Steam Cooker
Commercial | Com ¦ Drain Water Heat Recovery (DWHR) ¦New | 2023 | Economic | million_m3 | Before Competition Groups | 0.21283 | 0 | 0 | 1557.435 | 0.00013666 | 33 | Commercial_2023_Economic_million_m3_Before Competition Groups_33 | Drain Water Heat Recovery (DWHR) ¦New | 0.01367% | 0 | 0.21283 | Commercial_2023_Economic_million_m3_Before Competition Groups_Drain Water Heat Recovery (DWHR) ¦New
Commercial | Com ¦ Air Curtains | 2023 | Economic | million_m3 | Before Competition Groups | 0.13481 | 0 | 0 | 1557.435 | 8.6561e-05 | 34 | Commercial_2023_Economic_million_m3_Before Competition Groups_34 | Air Curtains | 0.008656% | 0 | 0.13481 | Commercial_2023_Economic_million_m3_Before Competition Groups_Air Curtains
Commercial | Com ¦ Solar Water Preheat (Pools/DHW) | 2023 | Economic | million_m3 | Before Competition Groups | 0.12342 | 0 | 0 | 1557.435 | 7.9247e-05 | 35 | Commercial_2023_Economic_million_m3_Before Competition Groups_35 | Solar Water Preheat (Pools/DHW) | 0.007925% | 0 | 0.12342 | Commercial_2023_Economic_million_m3_Before Competition Groups_Solar Water Preheat (Pools/DHW)
Commercial | Com ¦ Gas Heat Pump Water Heater | 2023 | Economic | million_m3 | Before Competition Groups | 0.10284 | 0 | 0 | 1557.435 | 6.6034e-05 | 36 | Commercial_2023_Economic_million_m3_Before Competition Groups_36 | Gas Heat Pump Water Heater | 0.006603% | 0 | 0.10284 | Commercial_2023_Economic_million_m3_Before Competition Groups_Gas Heat Pump Water Heater
Commercial | Com ¦ Boilers - Advanced Controls (Steam Systems) | 2023 | SC A | million_m3 | Before Competition Groups | 23.3042 | 0 | 0 | 177.535 | 0.13127 | 1 | Commercial_2023_SC A_million_m3_Before Competition Groups_1 | Boilers - Advanced Controls (Steam Systems) | 13.13% | 0 | 23.3042 | Commercial_2023_SC A_million_m3_Before Competition Groups_Boilers - Advanced Controls (Steam Systems)
Commercial | Com ¦ Adaptive Thermostats | 2023 | SC A | million_m3 | Before Competition Groups | 21.4491 | 0 | 0 | 177.535 | 0.12082 | 2 | Commercial_2023_SC A_million_m3_Before Competition Groups_2 | Adaptive Thermostats | 12.08% | 0 | 21.4491 | Commercial_2023_SC A_million_m3_Before Competition Groups_Adaptive Thermostats
Commercial | Com ¦ Demand Control Ventilation | 2023 | SC A | million_m3 | Before Competition Groups | 18.2362 | 0 | 0 | 177.535 | 0.10272 | 3 | Commercial_2023_SC A_million_m3_Before Competition Groups_3 | Demand Control Ventilation | 10.27% | 0 | 18.2362 | Commercial_2023_SC A_million_m3_Before Competition Groups_Demand Control Ventilation
Commercial | Com ¦ Building Recommissioning, Operations and Maintenance (O&M) Improvements | 2023 | SC A | million_m3 | Before Competition Groups | 15.288 | 0 | 0 | 177.535 | 0.086113 | 4 | Commercial_2023_SC A_million_m3_Before Competition Groups_4 | Building Recommissioning, Operations and Maintenance (O&M) Improvements | 8.611% | 0 | 15.288 | Commercial_2023_SC A_million_m3_Before Competition Groups_Building Recommissioning, Operations and Maintenance (O&M) Improvements
Commercial | Com ¦ Condensing Boiler ¦ Std | 2023 | SC A | million_m3 | Before Competition Groups | 10.8535 | 0 | 0 | 177.535 | 0.061135 | 5 | Commercial_2023_SC A_million_m3_Before Competition Groups_5 | Condensing Boiler ¦ Std | 6.113% | 0 | 10.8535 | Commercial_2023_SC A_million_m3_Before Competition Groups_Condensing Boiler ¦ Std
Commercial | Com ¦ Air Handler with Dedicated Outdoor Air Systems | 2023 | SC A | million_m3 | Before Competition Groups | 9.4239 | 0 | 0 | 177.535 | 0.053082 | 6 | Commercial_2023_SC A_million_m3_Before Competition Groups_6 | Air Handler with Dedicated Outdoor Air Systems | 5.308% | 0 | 9.4239 | Commercial_2023_SC A_million_m3_Before Competition Groups_Air Handler with Dedicated Outdoor Air Systems
Commercial | Com ¦ Condensing Make Up Air Unit | 2023 | SC A | million_m3 | Before Competition Groups | 8.8913 | 0 | 0 | 177.535 | 0.050082 | 7 | Commercial_2023_SC A_million_m3_Before Competition Groups_7 | Condensing Make Up Air Unit | 5.008% | 0 | 8.8913 | Commercial_2023_SC A_million_m3_Before Competition Groups_Condensing Make Up Air Unit
Commercial | Com ¦ Gas Fired Heat Pump | 2023 | SC A | million_m3 | Before Competition Groups | 8.4558 | 0 | 0 | 177.535 | 0.047629 | 8 | Commercial_2023_SC A_million_m3_Before Competition Groups_8 | Gas Fired Heat Pump | 4.763% | 0 | 8.4558 | Commercial_2023_SC A_million_m3_Before Competition Groups_Gas Fired Heat Pump
Commercial | Com ¦ Advanced BAS/Controllers | 2023 | SC A | million_m3 | Before Competition Groups | 8.4048 | 0 | 0 | 177.535 | 0.047342 | 9 | Commercial_2023_SC A_million_m3_Before Competition Groups_9 | Advanced BAS/Controllers | 4.734% | 0 | 8.4048 | Commercial_2023_SC A_million_m3_Before Competition Groups_Advanced BAS/Controllers
Commercial | Com ¦ Demand Control Kitchen Ventilation | 2023 | SC A | million_m3 | Before Competition Groups | 7.2739 | 0 | 0 | 177.535 | 0.040972 | 10 | Commercial_2023_SC A_million_m3_Before Competition Groups_10 | Demand Control Kitchen Ventilation | 4.097% | 0 | 7.2739 | Commercial_2023_SC A_million_m3_Before Competition Groups_Demand Control Kitchen Ventilation
Commercial | Com ¦ Steam System Optimization | 2023 | SC A | million_m3 | Before Competition Groups | 7.1756 | 0 | 0 | 177.535 | 0.040418 | 11 | Commercial_2023_SC A_million_m3_Before Competition Groups_11 | Steam System Optimization | 4.042% | 0 | 7.1756 | Commercial_2023_SC A_million_m3_Before Competition Groups_Steam System Optimization
Commercial | Com ¦ Destratification | 2023 | SC A | million_m3 | Before Competition Groups | 6.8455 | 0 | 0 | 177.535 | 0.038559 | 12 | Commercial_2023_SC A_million_m3_Before Competition Groups_12 | Destratification | 3.856% | 0 | 6.8455 | Commercial_2023_SC A_million_m3_Before Competition Groups_Destratification
Commercial | Com ¦ Furnace Tune-Up | 2023 | SC A | million_m3 | Before Competition Groups | 6.6776 | 0 | 0 | 177.535 | 0.037613 | 13 | Commercial_2023_SC A_million_m3_Before Competition Groups_13 | Furnace Tune-Up | 3.761% | 0 | 6.6776 | Commercial_2023_SC A_million_m3_Before Competition Groups_Furnace Tune-Up
Commercial | Com ¦ Gas Fired Rooftop Units | 2023 | SC A | million_m3 | Before Competition Groups | 4.9274 | 0 | 0 | 177.535 | 0.027754 | 14 | Commercial_2023_SC A_million_m3_Before Competition Groups_14 | Gas Fired Rooftop Units | 2.775% | 0 | 4.9274 | Commercial_2023_SC A_million_m3_Before Competition Groups_Gas Fired Rooftop Units
Commercial | Com ¦ Education and Capacity Building/Energy Behavior | 2023 | SC A | million_m3 | Before Competition Groups | 3.7907 | 0 | 0 | 177.535 | 0.021352 | 15 | Commercial_2023_SC A_million_m3_Before Competition Groups_15 | Education and Capacity Building/Energy Behavior | 2.135% | 0 | 3.7907 | Commercial_2023_SC A_million_m3_Before Competition Groups_Education and Capacity Building/Energy Behavior
Commercial | Com ¦ Wall Insulation | 2023 | SC A | million_m3 | Before Competition Groups | 3.7874 | 0 | 0 | 177.535 | 0.021333 | 16 | Commercial_2023_SC A_million_m3_Before Competition Groups_16 | Wall Insulation | 2.133% | 0 | 3.7874 | Commercial_2023_SC A_million_m3_Before Competition Groups_Wall Insulation
Commercial | Com ¦ Condensing Unit Heaters or other Efficient Unit Heating System | 2023 | SC A | million_m3 | Before Competition Groups | 2.9991 | 0 | 0 | 177.535 | 0.016893 | 17 | Commercial_2023_SC A_million_m3_Before Competition Groups_17 | Condensing Unit Heaters or other Efficient Unit Heating System | 1.689% | 0 | 2.9991 | Commercial_2023_SC A_million_m3_Before Competition Groups_Condensing Unit Heaters or other Efficient Unit Heating System
Commercial | Com ¦ Demand controlled Circulating Systems | 2023 | SC A | million_m3 | Before Competition Groups | 1.8823 | 0 | 0 | 177.535 | 0.010603 | 18 | Commercial_2023_SC A_million_m3_Before Competition Groups_18 | Demand controlled Circulating Systems | 1.06% | 0 | 1.8823 | Commercial_2023_SC A_million_m3_Before Competition Groups_Demand controlled Circulating Systems
Commercial | Com ¦ High Efficiency Underfired Broilers | 2023 | SC A | million_m3 | Before Competition Groups | 1.4327 | 0 | 0 | 177.535 | 0.0080702 | 19 | Commercial_2023_SC A_million_m3_Before Competition Groups_19 | High Efficiency Underfired Broilers | 0.807% | 0 | 1.4327 | Commercial_2023_SC A_million_m3_Before Competition Groups_High Efficiency Underfired Broilers
Commercial | Com ¦ ENERGY STAR Fryer (84% eff) | 2023 | SC A | million_m3 | Before Competition Groups | 1.3906 | 0 | 0 | 177.535 | 0.0078327 | 20 | Commercial_2023_SC A_million_m3_Before Competition Groups_20 | ENERGY STAR Fryer (84% eff) | 0.7833% | 0 | 1.3906 | Commercial_2023_SC A_million_m3_Before Competition Groups_ENERGY STAR Fryer (84% eff)
Commercial | Com ¦ Duct Insulation, R8 | 2023 | SC A | million_m3 | Before Competition Groups | 1.2486 | 0 | 0 | 177.535 | 0.0070331 | 21 | Commercial_2023_SC A_million_m3_Before Competition Groups_21 | Duct Insulation, R8 | 0.7033% | 0 | 1.2486 | Commercial_2023_SC A_million_m3_Before Competition Groups_Duct Insulation, R8
Commercial | Com ¦ Energy Efficient Laboratory Fume Hood | 2023 | SC A | million_m3 | Before Competition Groups | 0.93951 | 0 | 0 | 177.535 | 0.005292 | 22 | Commercial_2023_SC A_million_m3_Before Competition Groups_22 | Energy Efficient Laboratory Fume Hood | 0.5292% | 0 | 0.93951 | Commercial_2023_SC A_million_m3_Before Competition Groups_Energy Efficient Laboratory Fume Hood
Commercial | Com ¦ Ozone Laundry Treatment | 2023 | SC A | million_m3 | Before Competition Groups | 0.61694 | 0 | 0 | 177.535 | 0.003475 | 23 | Commercial_2023_SC A_million_m3_Before Competition Groups_23 | Ozone Laundry Treatment | 0.3475% | 0 | 0.61694 | Commercial_2023_SC A_million_m3_Before Competition Groups_Ozone Laundry Treatment
Commercial | Com ¦ ENERGY STAR Griddle (74% eff) | 2023 | SC A | million_m3 | Before Competition Groups | 0.61569 | 0 | 0 | 177.535 | 0.003468 | 24 | Commercial_2023_SC A_million_m3_Before Competition Groups_24 | ENERGY STAR Griddle (74% eff) | 0.3468% | 0 | 0.61569 | Commercial_2023_SC A_million_m3_Before Competition Groups_ENERGY STAR Griddle (74% eff)
Commercial | Com ¦ ENERGY STAR Dishwasher | 2023 | SC A | million_m3 | Before Competition Groups | 0.48397 | 0 | 0 | 177.535 | 0.002726 | 25 | Commercial_2023_SC A_million_m3_Before Competition Groups_25 | ENERGY STAR Dishwasher | 0.2726% | 0 | 0.48397 | Commercial_2023_SC A_million_m3_Before Competition Groups_ENERGY STAR Dishwasher
Commercial | Com ¦ Infrared Heaters | 2023 | SC A | million_m3 | Before Competition Groups | 0.28893 | 0 | 0 | 177.535 | 0.0016275 | 26 | Commercial_2023_SC A_million_m3_Before Competition Groups_26 | Infrared Heaters | 0.1627% | 0 | 0.28893 | Commercial_2023_SC A_million_m3_Before Competition Groups_Infrared Heaters
Commercial | Com ¦ CEE Tier 2/Energy Star Clothes Washers | 2023 | SC A | million_m3 | Before Competition Groups | 0.25708 | 0 | 0 | 177.535 | 0.001448 | 27 | Commercial_2023_SC A_million_m3_Before Competition Groups_27 | CEE Tier 2/Energy Star Clothes Washers | 0.1448% | 0 | 0.25708 | Commercial_2023_SC A_million_m3_Before Competition Groups_CEE Tier 2/Energy Star Clothes Washers
Commercial | Com ¦ Drain Water Heat Recovery (DWHR) ¦ Retro | 2023 | SC A | million_m3 | Before Competition Groups | 0.1704 | 0 | 0 | 177.535 | 0.00095982 | 28 | Commercial_2023_SC A_million_m3_Before Competition Groups_28 | Drain Water Heat Recovery (DWHR) ¦ Retro | 0.09598% | 0 | 0.1704 | Commercial_2023_SC A_million_m3_Before Competition Groups_Drain Water Heat Recovery (DWHR) ¦ Retro
Commercial | Com ¦ ENERGY STAR Steam Cooker | 2023 | SC A | million_m3 | Before Competition Groups | 0.14632 | 0 | 0 | 177.535 | 0.00082416 | 29 | Commercial_2023_SC A_million_m3_Before Competition Groups_29 | ENERGY STAR Steam Cooker | 0.08242% | 0 | 0.14632 | Commercial_2023_SC A_million_m3_Before Competition Groups_ENERGY STAR Steam Cooker
Commercial | Com ¦ Low Flow Pre-Rinse Spray Nozzle | 2023 | SC A | million_m3 | Before Competition Groups | 0.13923 | 0 | 0 | 177.535 | 0.00078424 | 30 | Commercial_2023_SC A_million_m3_Before Competition Groups_30 | Low Flow Pre-Rinse Spray Nozzle | 0.07842% | 0 | 0.13923 | Commercial_2023_SC A_million_m3_Before Competition Groups_Low Flow Pre-Rinse Spray Nozzle
Commercial | Com ¦ Energy Recovery Ventilation and Ventilation (Enhanced) | 2023 | SC A | million_m3 | Before Competition Groups | 0.079836 | 0 | 0 | 177.535 | 0.00044969 | 31 | Commercial_2023_SC A_million_m3_Before Competition Groups_31 | Energy Recovery Ventilation and Ventilation (Enhanced) | 0.04497% | 0 | 0.079836 | Commercial_2023_SC A_million_m3_Before Competition Groups_Energy Recovery Ventilation and Ventilation (Enhanced)
Commercial | Com ¦ Drain Water Heat Recovery (DWHR) ¦New | 2023 | SC A | million_m3 | Before Competition Groups | 0.03177 | 0 | 0 | 177.535 | 0.00017895 | 32 | Commercial_2023_SC A_million_m3_Before Competition Groups_32 | Drain Water Heat Recovery (DWHR) ¦New | 0.01789% | 0 | 0.03177 | Commercial_2023_SC A_million_m3_Before Competition Groups_Drain Water Heat Recovery (DWHR) ¦New
Commercial | Com ¦ Heat Recovery Ventilator | 2023 | SC A | million_m3 | Before Competition Groups | 0.022085 | 0 | 0 | 177.535 | 0.0001244 | 33 | Commercial_2023_SC A_million_m3_Before Competition Groups_33 | Heat Recovery Ventilator | 0.01244% | 0 | 0.022085 | Commercial_2023_SC A_million_m3_Before Competition Groups_Heat Recovery Ventilator
Commercial | Com ¦ Solar Water Preheat (Pools/DHW) | 2023 | SC A | million_m3 | Before Competition Groups | 0.0049114 | 0 | 0 | 177.535 | 2.7664e-05 | 34 | Commercial_2023_SC A_million_m3_Before Competition Groups_34 | Solar Water Preheat (Pools/DHW) | 0.002766% | 0 | 0.0049114 | Commercial_2023_SC A_million_m3_Before Competition Groups_Solar Water Preheat (Pools/DHW)
Commercial | Com ¦ Gas Heat Pump Water Heater | 2023 | SC A | million_m3 | Before Competition Groups | 8.2455e-05 | 0 | 0 | 177.535 | 4.6444e-07 | 35 | Commercial_2023_SC A_million_m3_Before Competition Groups_35 | Gas Heat Pump Water Heater | 4.644e-05% | 0 | 8.2455e-05 | Commercial_2023_SC A_million_m3_Before Competition Groups_Gas Heat Pump Water Heater
Commercial | Com ¦ Air Curtains | 2023 | SC A | million_m3 | Before Competition Groups | 5.3898e-05 | 0 | 0 | 177.535 | 3.0359e-07 | 36 | Commercial_2023_SC A_million_m3_Before Competition Groups_36 | Air Curtains | 3.036e-05% | 0 | 5.3898e-05 | Commercial_2023_SC A_million_m3_Before Competition Groups_Air Curtains
Commercial | Com ¦ Adaptive Thermostats | 2023 | SC B | million_m3 | Before Competition Groups | 47.523 | 0 | 0 | 377.7478 | 0.12581 | 1 | Commercial_2023_SC B_million_m3_Before Competition Groups_1 | Adaptive Thermostats | 12.58% | 0 | 47.523 | Commercial_2023_SC B_million_m3_Before Competition Groups_Adaptive Thermostats
Commercial | Com ¦ Demand Control Ventilation | 2023 | SC B | million_m3 | Before Competition Groups | 47.1116 | 0 | 0 | 377.7478 | 0.12472 | 2 | Commercial_2023_SC B_million_m3_Before Competition Groups_2 | Demand Control Ventilation | 12.47% | 0 | 47.1116 | Commercial_2023_SC B_million_m3_Before Competition Groups_Demand Control Ventilation
Commercial | Com ¦ Air Handler with Dedicated Outdoor Air Systems | 2023 | SC B | million_m3 | Before Competition Groups | 34.9686 | 0 | 0 | 377.7478 | 0.092571 | 3 | Commercial_2023_SC B_million_m3_Before Competition Groups_3 | Air Handler with Dedicated Outdoor Air Systems | 9.257% | 0 | 34.9686 | Commercial_2023_SC B_million_m3_Before Competition Groups_Air Handler with Dedicated Outdoor Air Systems
Commercial | Com ¦ Condensing Boiler ¦ Std | 2023 | SC B | million_m3 | Before Competition Groups | 26.3229 | 0 | 0 | 377.7478 | 0.069684 | 4 | Commercial_2023_SC B_million_m3_Before Competition Groups_4 | Condensing Boiler ¦ Std | 6.968% | 0 | 26.3229 | Commercial_2023_SC B_million_m3_Before Competition Groups_Condensing Boiler ¦ Std
Commercial | Com ¦ Boilers - Advanced Controls (Steam Systems) | 2023 | SC B | million_m3 | Before Competition Groups | 23.3137 | 0 | 0 | 377.7478 | 0.061718 | 5 | Commercial_2023_SC B_million_m3_Before Competition Groups_5 | Boilers - Advanced Controls (Steam Systems) | 6.172% | 0 | 23.3137 | Commercial_2023_SC B_million_m3_Before Competition Groups_Boilers - Advanced Controls (Steam Systems)
Commercial | Com ¦ Building Recommissioning, Operations and Maintenance (O&M) Improvements | 2023 | SC B | million_m3 | Before Competition Groups | 20.2116 | 0 | 0 | 377.7478 | 0.053506 | 6 | Commercial_2023_SC B_million_m3_Before Competition Groups_6 | Building Recommissioning, Operations and Maintenance (O&M) Improvements | 5.351% | 0 | 20.2116 | Commercial_2023_SC B_million_m3_Before Competition Groups_Building Recommissioning, Operations and Maintenance (O&M) Improvements
Commercial | Com ¦ Steam System Optimization | 2023 | SC B | million_m3 | Before Competition Groups | 19.0861 | 0 | 0 | 377.7478 | 0.050526 | 7 | Commercial_2023_SC B_million_m3_Before Competition Groups_7 | Steam System Optimization | 5.053% | 0 | 19.0861 | Commercial_2023_SC B_million_m3_Before Competition Groups_Steam System Optimization
Commercial | Com ¦ Education and Capacity Building/Energy Behavior | 2023 | SC B | million_m3 | Before Competition Groups | 18.9534 | 0 | 0 | 377.7478 | 0.050175 | 8 | Commercial_2023_SC B_million_m3_Before Competition Groups_8 | Education and Capacity Building/Energy Behavior | 5.017% | 0 | 18.9534 | Commercial_2023_SC B_million_m3_Before Competition Groups_Education and Capacity Building/Energy Behavior
Commercial | Com ¦ Destratification | 2023 | SC B | million_m3 | Before Competition Groups | 18.7542 | 0 | 0 | 377.7478 | 0.049647 | 9 | Commercial_2023_SC B_million_m3_Before Competition Groups_9 | Destratification | 4.965% | 0 | 18.7542 | Commercial_2023_SC B_million_m3_Before Competition Groups_Destratification
Commercial | Com ¦ Furnace Tune-Up | 2023 | SC B | million_m3 | Before Competition Groups | 17.7721 | 0 | 0 | 377.7478 | 0.047048 | 10 | Commercial_2023_SC B_million_m3_Before Competition Groups_10 | Furnace Tune-Up | 4.705% | 0 | 17.7721 | Commercial_2023_SC B_million_m3_Before Competition Groups_Furnace Tune-Up
Commercial | Com ¦ Demand Control Kitchen Ventilation | 2023 | SC B | million_m3 | Before Competition Groups | 16.4765 | 0 | 0 | 377.7478 | 0.043618 | 11 | Commercial_2023_SC B_million_m3_Before Competition Groups_11 | Demand Control Kitchen Ventilation | 4.362% | 0 | 16.4765 | Commercial_2023_SC B_million_m3_Before Competition Groups_Demand Control Kitchen Ventilation
Commercial | Com ¦ Condensing Make Up Air Unit | 2023 | SC B | million_m3 | Before Competition Groups | 11.7596 | 0 | 0 | 377.7478 | 0.031131 | 12 | Commercial_2023_SC B_million_m3_Before Competition Groups_12 | Condensing Make Up Air Unit | 3.113% | 0 | 11.7596 | Commercial_2023_SC B_million_m3_Before Competition Groups_Condensing Make Up Air Unit
Commercial | Com ¦ Gas Fired Heat Pump | 2023 | SC B | million_m3 | Before Competition Groups | 11.6674 | 0 | 0 | 377.7478 | 0.030887 | 13 | Commercial_2023_SC B_million_m3_Before Competition Groups_13 | Gas Fired Heat Pump | 3.089% | 0 | 11.6674 | Commercial_2023_SC B_million_m3_Before Competition Groups_Gas Fired Heat Pump
Commercial | Com ¦ Gas Fired Rooftop Units | 2023 | SC B | million_m3 | Before Competition Groups | 10.8969 | 0 | 0 | 377.7478 | 0.028847 | 14 | Commercial_2023_SC B_million_m3_Before Competition Groups_14 | Gas Fired Rooftop Units | 2.885% | 0 | 10.8969 | Commercial_2023_SC B_million_m3_Before Competition Groups_Gas Fired Rooftop Units
Commercial | Com ¦ Advanced BAS/Controllers | 2023 | SC B | million_m3 | Before Competition Groups | 10.0945 | 0 | 0 | 377.7478 | 0.026723 | 15 | Commercial_2023_SC B_million_m3_Before Competition Groups_15 | Advanced BAS/Controllers | 2.672% | 0 | 10.0945 | Commercial_2023_SC B_million_m3_Before Competition Groups_Advanced BAS/Controllers
Commercial | Com ¦ Wall Insulation | 2023 | SC B | million_m3 | Before Competition Groups | 10.0733 | 0 | 0 | 377.7478 | 0.026667 | 16 | Commercial_2023_SC B_million_m3_Before Competition Groups_16 | Wall Insulation | 2.667% | 0 | 10.0733 | Commercial_2023_SC B_million_m3_Before Competition Groups_Wall Insulation
Commercial | Com ¦ Energy Efficient Laboratory Fume Hood | 2023 | SC B | million_m3 | Before Competition Groups | 6.7316 | 0 | 0 | 377.7478 | 0.01782 | 17 | Commercial_2023_SC B_million_m3_Before Competition Groups_17 | Energy Efficient Laboratory Fume Hood | 1.782% | 0 | 6.7316 | Commercial_2023_SC B_million_m3_Before Competition Groups_Energy Efficient Laboratory Fume Hood
Commercial | Com ¦ Condensing Unit Heaters or other Efficient Unit Heating System | 2023 | SC B | million_m3 | Before Competition Groups | 5.6301 | 0 | 0 | 377.7478 | 0.014904 | 18 | Commercial_2023_SC B_million_m3_Before Competition Groups_18 | Condensing Unit Heaters or other Efficient Unit Heating System | 1.49% | 0 | 5.6301 | Commercial_2023_SC B_million_m3_Before Competition Groups_Condensing Unit Heaters or other Efficient Unit Heating System
Commercial | Com ¦ Demand controlled Circulating Systems | 2023 | SC B | million_m3 | Before Competition Groups | 5.2916 | 0 | 0 | 377.7478 | 0.014008 | 19 | Commercial_2023_SC B_million_m3_Before Competition Groups_19 | Demand controlled Circulating Systems | 1.401% | 0 | 5.2916 | Commercial_2023_SC B_million_m3_Before Competition Groups_Demand controlled Circulating Systems
Commercial | Com ¦ Duct Insulation, R8 | 2023 | SC B | million_m3 | Before Competition Groups | 4.1038 | 0 | 0 | 377.7478 | 0.010864 | 20 | Commercial_2023_SC B_million_m3_Before Competition Groups_20 | Duct Insulation, R8 | 1.086% | 0 | 4.1038 | Commercial_2023_SC B_million_m3_Before Competition Groups_Duct Insulation, R8
Commercial | Com ¦ Ozone Laundry Treatment | 2023 | SC B | million_m3 | Before Competition Groups | 2.4022 | 0 | 0 | 377.7478 | 0.0063592 | 21 | Commercial_2023_SC B_million_m3_Before Competition Groups_21 | Ozone Laundry Treatment | 0.6359% | 0 | 2.4022 | Commercial_2023_SC B_million_m3_Before Competition Groups_Ozone Laundry Treatment
Commercial | Com ¦ ENERGY STAR Fryer (84% eff) | 2023 | SC B | million_m3 | Before Competition Groups | 2.0491 | 0 | 0 | 377.7478 | 0.0054244 | 22 | Commercial_2023_SC B_million_m3_Before Competition Groups_22 | ENERGY STAR Fryer (84% eff) | 0.5424% | 0 | 2.0491 | Commercial_2023_SC B_million_m3_Before Competition Groups_ENERGY STAR Fryer (84% eff)
Commercial | Com ¦ High Efficiency Underfired Broilers | 2023 | SC B | million_m3 | Before Competition Groups | 1.645 | 0 | 0 | 377.7478 | 0.0043547 | 23 | Commercial_2023_SC B_million_m3_Before Competition Groups_23 | High Efficiency Underfired Broilers | 0.4355% | 0 | 1.645 | Commercial_2023_SC B_million_m3_Before Competition Groups_High Efficiency Underfired Broilers
Commercial | Com ¦ ENERGY STAR Griddle (74% eff) | 2023 | SC B | million_m3 | Before Competition Groups | 1.3494 | 0 | 0 | 377.7478 | 0.0035722 | 24 | Commercial_2023_SC B_million_m3_Before Competition Groups_24 | ENERGY STAR Griddle (74% eff) | 0.3572% | 0 | 1.3494 | Commercial_2023_SC B_million_m3_Before Competition Groups_ENERGY STAR Griddle (74% eff)
Commercial | Com ¦ Infrared Heaters | 2023 | SC B | million_m3 | Before Competition Groups | 0.63684 | 0 | 0 | 377.7478 | 0.0016859 | 25 | Commercial_2023_SC B_million_m3_Before Competition Groups_25 | Infrared Heaters | 0.1686% | 0 | 0.63684 | Commercial_2023_SC B_million_m3_Before Competition Groups_Infrared Heaters
Commercial | Com ¦ ENERGY STAR Dishwasher | 2023 | SC B | million_m3 | Before Competition Groups | 0.60676 | 0 | 0 | 377.7478 | 0.0016063 | 26 | Commercial_2023_SC B_million_m3_Before Competition Groups_26 | ENERGY STAR Dishwasher | 0.1606% | 0 | 0.60676 | Commercial_2023_SC B_million_m3_Before Competition Groups_ENERGY STAR Dishwasher
Commercial | Com ¦ Heat Recovery Ventilator | 2023 | SC B | million_m3 | Before Competition Groups | 0.56676 | 0 | 0 | 377.7478 | 0.0015004 | 27 | Commercial_2023_SC B_million_m3_Before Competition Groups_27 | Heat Recovery Ventilator | 0.15% | 0 | 0.56676 | Commercial_2023_SC B_million_m3_Before Competition Groups_Heat Recovery Ventilator
Commercial | Com ¦ Energy Recovery Ventilation and Ventilation (Enhanced) | 2023 | SC B | million_m3 | Before Competition Groups | 0.4838 | 0 | 0 | 377.7478 | 0.0012807 | 28 | Commercial_2023_SC B_million_m3_Before Competition Groups_28 | Energy Recovery Ventilation and Ventilation (Enhanced) | 0.1281% | 0 | 0.4838 | Commercial_2023_SC B_million_m3_Before Competition Groups_Energy Recovery Ventilation and Ventilation (Enhanced)
Commercial | Com ¦ Drain Water Heat Recovery (DWHR) ¦ Retro | 2023 | SC B | million_m3 | Before Competition Groups | 0.4542 | 0 | 0 | 377.7478 | 0.0012024 | 29 | Commercial_2023_SC B_million_m3_Before Competition Groups_29 | Drain Water Heat Recovery (DWHR) ¦ Retro | 0.1202% | 0 | 0.4542 | Commercial_2023_SC B_million_m3_Before Competition Groups_Drain Water Heat Recovery (DWHR) ¦ Retro
Commercial | Com ¦ CEE Tier 2/Energy Star Clothes Washers | 2023 | SC B | million_m3 | Before Competition Groups | 0.35128 | 0 | 0 | 377.7478 | 0.00092994 | 30 | Commercial_2023_SC B_million_m3_Before Competition Groups_30 | CEE Tier 2/Energy Star Clothes Washers | 0.09299% | 0 | 0.35128 | Commercial_2023_SC B_million_m3_Before Competition Groups_CEE Tier 2/Energy Star Clothes Washers
Commercial | Com ¦ Low Flow Pre-Rinse Spray Nozzle | 2023 | SC B | million_m3 | Before Competition Groups | 0.19913 | 0 | 0 | 377.7478 | 0.00052716 | 31 | Commercial_2023_SC B_million_m3_Before Competition Groups_31 | Low Flow Pre-Rinse Spray Nozzle | 0.05272% | 0 | 0.19913 | Commercial_2023_SC B_million_m3_Before Competition Groups_Low Flow Pre-Rinse Spray Nozzle
Commercial | Com ¦ ENERGY STAR Steam Cooker | 2023 | SC B | million_m3 | Before Competition Groups | 0.14663 | 0 | 0 | 377.7478 | 0.00038817 | 32 | Commercial_2023_SC B_million_m3_Before Competition Groups_32 | ENERGY STAR Steam Cooker | 0.03882% | 0 | 0.14663 | Commercial_2023_SC B_million_m3_Before Competition Groups_ENERGY STAR Steam Cooker
Commercial | Com ¦ Air Curtains | 2023 | SC B | million_m3 | Before Competition Groups | 0.046268 | 0 | 0 | 377.7478 | 0.00012248 | 33 | Commercial_2023_SC B_million_m3_Before Competition Groups_33 | Air Curtains | 0.01225% | 0 | 0.046268 | Commercial_2023_SC B_million_m3_Before Competition Groups_Air Curtains
Commercial | Com ¦ Drain Water Heat Recovery (DWHR) ¦New | 2023 | SC B | million_m3 | Before Competition Groups | 0.041499 | 0 | 0 | 377.7478 | 0.00010986 | 34 | Commercial_2023_SC B_million_m3_Before Competition Groups_34 | Drain Water Heat Recovery (DWHR) ¦New | 0.01099% | 0 | 0.041499 | Commercial_2023_SC B_million_m3_Before Competition Groups_Drain Water Heat Recovery (DWHR) ¦New
Commercial | Com ¦ Solar Water Preheat (Pools/DHW) | 2023 | SC B | million_m3 | Before Competition Groups | 0.013871 | 0 | 0 | 377.7478 | 3.6719e-05 | 35 | Commercial_2023_SC B_million_m3_Before Competition Groups_35 | Solar Water Preheat (Pools/DHW) | 0.003672% | 0 | 0.013871 | Commercial_2023_SC B_million_m3_Before Competition Groups_Solar Water Preheat (Pools/DHW)
Commercial | Com ¦ Gas Heat Pump Water Heater | 2023 | SC B | million_m3 | Before Competition Groups | 0.012635 | 0 | 0 | 377.7478 | 3.3448e-05 | 36 | Commercial_2023_SC B_million_m3_Before Competition Groups_36 | Gas Heat Pump Water Heater | 0.003345% | 0 | 0.012635 | Commercial_2023_SC B_million_m3_Before Competition Groups_Gas Heat Pump Water Heater
Commercial | Com ¦ Boilers - Advanced Controls (Steam Systems) | 2023 | SC C | million_m3 | Before Competition Groups | 23.3139 | 0 | 0 | 186.35 | 0.12511 | 1 | Commercial_2023_SC C_million_m3_Before Competition Groups_1 | Boilers - Advanced Controls (Steam Systems) | 12.51% | 0 | 23.3139 | Commercial_2023_SC C_million_m3_Before Competition Groups_Boilers - Advanced Controls (Steam Systems)
Commercial | Com ¦ Adaptive Thermostats | 2023 | SC C | million_m3 | Before Competition Groups | 21.4491 | 0 | 0 | 186.35 | 0.1151 | 2 | Commercial_2023_SC C_million_m3_Before Competition Groups_2 | Adaptive Thermostats | 11.51% | 0 | 21.4491 | Commercial_2023_SC C_million_m3_Before Competition Groups_Adaptive Thermostats
Commercial | Com ¦ Demand Control Ventilation | 2023 | SC C | million_m3 | Before Competition Groups | 19.4157 | 0 | 0 | 186.35 | 0.10419 | 3 | Commercial_2023_SC C_million_m3_Before Competition Groups_3 | Demand Control Ventilation | 10.42% | 0 | 19.4157 | Commercial_2023_SC C_million_m3_Before Competition Groups_Demand Control Ventilation
Commercial | Com ¦ Building Recommissioning, Operations and Maintenance (O&M) Improvements | 2023 | SC C | million_m3 | Before Competition Groups | 15.4794 | 0 | 0 | 186.35 | 0.083066 | 4 | Commercial_2023_SC C_million_m3_Before Competition Groups_4 | Building Recommissioning, Operations and Maintenance (O&M) Improvements | 8.307% | 0 | 15.4794 | Commercial_2023_SC C_million_m3_Before Competition Groups_Building Recommissioning, Operations and Maintenance (O&M) Improvements
Commercial | Com ¦ Condensing Boiler ¦ Std | 2023 | SC C | million_m3 | Before Competition Groups | 14.1443 | 0 | 0 | 186.35 | 0.075902 | 5 | Commercial_2023_SC C_million_m3_Before Competition Groups_5 | Condensing Boiler ¦ Std | 7.59% | 0 | 14.1443 | Commercial_2023_SC C_million_m3_Before Competition Groups_Condensing Boiler ¦ Std
Commercial | Com ¦ Air Handler with Dedicated Outdoor Air Systems | 2023 | SC C | million_m3 | Before Competition Groups | 10.5246 | 0 | 0 | 186.35 | 0.056477 | 6 | Commercial_2023_SC C_million_m3_Before Competition Groups_6 | Air Handler with Dedicated Outdoor Air Systems | 5.648% | 0 | 10.5246 | Commercial_2023_SC C_million_m3_Before Competition Groups_Air Handler with Dedicated Outdoor Air Systems
Commercial | Com ¦ Condensing Make Up Air Unit | 2023 | SC C | million_m3 | Before Competition Groups | 9.1254 | 0 | 0 | 186.35 | 0.048969 | 7 | Commercial_2023_SC C_million_m3_Before Competition Groups_7 | Condensing Make Up Air Unit | 4.897% | 0 | 9.1254 | Commercial_2023_SC C_million_m3_Before Competition Groups_Condensing Make Up Air Unit
Commercial | Com ¦ Gas Fired Heat Pump | 2023 | SC C | million_m3 | Before Competition Groups | 8.9848 | 0 | 0 | 186.35 | 0.048214 | 8 | Commercial_2023_SC C_million_m3_Before Competition Groups_8 | Gas Fired Heat Pump | 4.821% | 0 | 8.9848 | Commercial_2023_SC C_million_m3_Before Competition Groups_Gas Fired Heat Pump
Commercial | Com ¦ Advanced BAS/Controllers | 2023 | SC C | million_m3 | Before Competition Groups | 8.5223 | 0 | 0 | 186.35 | 0.045733 | 9 | Commercial_2023_SC C_million_m3_Before Competition Groups_9 | Advanced BAS/Controllers | 4.573% | 0 | 8.5223 | Commercial_2023_SC C_million_m3_Before Competition Groups_Advanced BAS/Controllers
Commercial | Com ¦ Demand Control Kitchen Ventilation | 2023 | SC C | million_m3 | Before Competition Groups | 7.5042 | 0 | 0 | 186.35 | 0.040269 | 10 | Commercial_2023_SC C_million_m3_Before Competition Groups_10 | Demand Control Kitchen Ventilation | 4.027% | 0 | 7.5042 | Commercial_2023_SC C_million_m3_Before Competition Groups_Demand Control Kitchen Ventilation
Commercial | Com ¦ Steam System Optimization | 2023 | SC C | million_m3 | Before Competition Groups | 7.1756 | 0 | 0 | 186.35 | 0.038506 | 11 | Commercial_2023_SC C_million_m3_Before Competition Groups_11 | Steam System Optimization | 3.851% | 0 | 7.1756 | Commercial_2023_SC C_million_m3_Before Competition Groups_Steam System Optimization
Commercial | Com ¦ Destratification | 2023 | SC C | million_m3 | Before Competition Groups | 7.0442 | 0 | 0 | 186.35 | 0.037801 | 12 | Commercial_2023_SC C_million_m3_Before Competition Groups_12 | Destratification | 3.78% | 0 | 7.0442 | Commercial_2023_SC C_million_m3_Before Competition Groups_Destratification
Commercial | Com ¦ Furnace Tune-Up | 2023 | SC C | million_m3 | Before Competition Groups | 6.6776 | 0 | 0 | 186.35 | 0.035833 | 13 | Commercial_2023_SC C_million_m3_Before Competition Groups_13 | Furnace Tune-Up | 3.583% | 0 | 6.6776 | Commercial_2023_SC C_million_m3_Before Competition Groups_Furnace Tune-Up
Commercial | Com ¦ Gas Fired Rooftop Units | 2023 | SC C | million_m3 | Before Competition Groups | 4.971 | 0 | 0 | 186.35 | 0.026675 | 14 | Commercial_2023_SC C_million_m3_Before Competition Groups_14 | Gas Fired Rooftop Units | 2.668% | 0 | 4.971 | Commercial_2023_SC C_million_m3_Before Competition Groups_Gas Fired Rooftop Units
Commercial | Com ¦ Education and Capacity Building/Energy Behavior | 2023 | SC C | million_m3 | Before Competition Groups | 3.7907 | 0 | 0 | 186.35 | 0.020342 | 15 | Commercial_2023_SC C_million_m3_Before Competition Groups_15 | Education and Capacity Building/Energy Behavior | 2.034% | 0 | 3.7907 | Commercial_2023_SC C_million_m3_Before Competition Groups_Education and Capacity Building/Energy Behavior
Commercial | Com ¦ Wall Insulation | 2023 | SC C | million_m3 | Before Competition Groups | 3.7874 | 0 | 0 | 186.35 | 0.020324 | 16 | Commercial_2023_SC C_million_m3_Before Competition Groups_16 | Wall Insulation | 2.032% | 0 | 3.7874 | Commercial_2023_SC C_million_m3_Before Competition Groups_Wall Insulation
Commercial | Com ¦ Condensing Unit Heaters or other Efficient Unit Heating System | 2023 | SC C | million_m3 | Before Competition Groups | 3.4346 | 0 | 0 | 186.35 | 0.018431 | 17 | Commercial_2023_SC C_million_m3_Before Competition Groups_17 | Condensing Unit Heaters or other Efficient Unit Heating System | 1.843% | 0 | 3.4346 | Commercial_2023_SC C_million_m3_Before Competition Groups_Condensing Unit Heaters or other Efficient Unit Heating System
Commercial | Com ¦ Demand controlled Circulating Systems | 2023 | SC C | million_m3 | Before Competition Groups | 1.9165 | 0 | 0 | 186.35 | 0.010285 | 18 | Commercial_2023_SC C_million_m3_Before Competition Groups_18 | Demand controlled Circulating Systems | 1.028% | 0 | 1.9165 | Commercial_2023_SC C_million_m3_Before Competition Groups_Demand controlled Circulating Systems
Commercial | Com ¦ ENERGY STAR Fryer (84% eff) | 2023 | SC C | million_m3 | Before Competition Groups | 1.5933 | 0 | 0 | 186.35 | 0.00855 | 19 | Commercial_2023_SC C_million_m3_Before Competition Groups_19 | ENERGY STAR Fryer (84% eff) | 0.855% | 0 | 1.5933 | Commercial_2023_SC C_million_m3_Before Competition Groups_ENERGY STAR Fryer (84% eff)
Commercial | Com ¦ High Efficiency Underfired Broilers | 2023 | SC C | million_m3 | Before Competition Groups | 1.4449 | 0 | 0 | 186.35 | 0.0077537 | 20 | Commercial_2023_SC C_million_m3_Before Competition Groups_20 | High Efficiency Underfired Broilers | 0.7754% | 0 | 1.4449 | Commercial_2023_SC C_million_m3_Before Competition Groups_High Efficiency Underfired Broilers
Commercial | Com ¦ Duct Insulation, R8 | 2023 | SC C | million_m3 | Before Competition Groups | 1.4408 | 0 | 0 | 186.35 | 0.0077316 | 21 | Commercial_2023_SC C_million_m3_Before Competition Groups_21 | Duct Insulation, R8 | 0.7732% | 0 | 1.4408 | Commercial_2023_SC C_million_m3_Before Competition Groups_Duct Insulation, R8
Commercial | Com ¦ Energy Efficient Laboratory Fume Hood | 2023 | SC C | million_m3 | Before Competition Groups | 1.3458 | 0 | 0 | 186.35 | 0.0072221 | 22 | Commercial_2023_SC C_million_m3_Before Competition Groups_22 | Energy Efficient Laboratory Fume Hood | 0.7222% | 0 | 1.3458 | Commercial_2023_SC C_million_m3_Before Competition Groups_Energy Efficient Laboratory Fume Hood
Commercial | Com ¦ Ozone Laundry Treatment | 2023 | SC C | million_m3 | Before Competition Groups | 0.74956 | 0 | 0 | 186.35 | 0.0040223 | 23 | Commercial_2023_SC C_million_m3_Before Competition Groups_23 | Ozone Laundry Treatment | 0.4022% | 0 | 0.74956 | Commercial_2023_SC C_million_m3_Before Competition Groups_Ozone Laundry Treatment
Commercial | Com ¦ ENERGY STAR Griddle (74% eff) | 2023 | SC C | million_m3 | Before Competition Groups | 0.72469 | 0 | 0 | 186.35 | 0.0038888 | 24 | Commercial_2023_SC C_million_m3_Before Competition Groups_24 | ENERGY STAR Griddle (74% eff) | 0.3889% | 0 | 0.72469 | Commercial_2023_SC C_million_m3_Before Competition Groups_ENERGY STAR Griddle (74% eff)
Commercial | Com ¦ ENERGY STAR Dishwasher | 2023 | SC C | million_m3 | Before Competition Groups | 0.52869 | 0 | 0 | 186.35 | 0.0028371 | 25 | Commercial_2023_SC C_million_m3_Before Competition Groups_25 | ENERGY STAR Dishwasher | 0.2837% | 0 | 0.52869 | Commercial_2023_SC C_million_m3_Before Competition Groups_ENERGY STAR Dishwasher
Commercial | Com ¦ Infrared Heaters | 2023 | SC C | million_m3 | Before Competition Groups | 0.33724 | 0 | 0 | 186.35 | 0.0018097 | 26 | Commercial_2023_SC C_million_m3_Before Competition Groups_26 | Infrared Heaters | 0.181% | 0 | 0.33724 | Commercial_2023_SC C_million_m3_Before Competition Groups_Infrared Heaters
Commercial | Com ¦ CEE Tier 2/Energy Star Clothes Washers | 2023 | SC C | million_m3 | Before Competition Groups | 0.27699 | 0 | 0 | 186.35 | 0.0014864 | 27 | Commercial_2023_SC C_million_m3_Before Competition Groups_27 | CEE Tier 2/Energy Star Clothes Washers | 0.1486% | 0 | 0.27699 | Commercial_2023_SC C_million_m3_Before Competition Groups_CEE Tier 2/Energy Star Clothes Washers
Commercial | Com ¦ Drain Water Heat Recovery (DWHR) ¦ Retro | 2023 | SC C | million_m3 | Before Competition Groups | 0.17108 | 0 | 0 | 186.35 | 0.00091806 | 28 | Commercial_2023_SC C_million_m3_Before Competition Groups_28 | Drain Water Heat Recovery (DWHR) ¦ Retro | 0.09181% | 0 | 0.17108 | Commercial_2023_SC C_million_m3_Before Competition Groups_Drain Water Heat Recovery (DWHR) ¦ Retro
Commercial | Com ¦ ENERGY STAR Steam Cooker | 2023 | SC C | million_m3 | Before Competition Groups | 0.14663 | 0 | 0 | 186.35 | 0.00078685 | 29 | Commercial_2023_SC C_million_m3_Before Competition Groups_29 | ENERGY STAR Steam Cooker | 0.07869% | 0 | 0.14663 | Commercial_2023_SC C_million_m3_Before Competition Groups_ENERGY STAR Steam Cooker
Commercial | Com ¦ Low Flow Pre-Rinse Spray Nozzle | 2023 | SC C | million_m3 | Before Competition Groups | 0.14636 | 0 | 0 | 186.35 | 0.00078541 | 30 | Commercial_2023_SC C_million_m3_Before Competition Groups_30 | Low Flow Pre-Rinse Spray Nozzle | 0.07854% | 0 | 0.14636 | Commercial_2023_SC C_million_m3_Before Competition Groups_Low Flow Pre-Rinse Spray Nozzle
Commercial | Com ¦ Energy Recovery Ventilation and Ventilation (Enhanced) | 2023 | SC C | million_m3 | Before Competition Groups | 0.10117 | 0 | 0 | 186.35 | 0.00054288 | 31 | Commercial_2023_SC C_million_m3_Before Competition Groups_31 | Energy Recovery Ventilation and Ventilation (Enhanced) | 0.05429% | 0 | 0.10117 | Commercial_2023_SC C_million_m3_Before Competition Groups_Energy Recovery Ventilation and Ventilation (Enhanced)
Commercial | Com ¦ Heat Recovery Ventilator | 2023 | SC C | million_m3 | Before Competition Groups | 0.044273 | 0 | 0 | 186.35 | 0.00023758 | 32 | Commercial_2023_SC C_million_m3_Before Competition Groups_32 | Heat Recovery Ventilator | 0.02376% | 0 | 0.044273 | Commercial_2023_SC C_million_m3_Before Competition Groups_Heat Recovery Ventilator
Commercial | Com ¦ Drain Water Heat Recovery (DWHR) ¦New | 2023 | SC C | million_m3 | Before Competition Groups | 0.031843 | 0 | 0 | 186.35 | 0.00017088 | 33 | Commercial_2023_SC C_million_m3_Before Competition Groups_33 | Drain Water Heat Recovery (DWHR) ¦New | 0.01709% | 0 | 0.031843 | Commercial_2023_SC C_million_m3_Before Competition Groups_Drain Water Heat Recovery (DWHR) ¦New
Commercial | Com ¦ Solar Water Preheat (Pools/DHW) | 2023 | SC C | million_m3 | Before Competition Groups | 0.0050964 | 0 | 0 | 186.35 | 2.7348e-05 | 34 | Commercial_2023_SC C_million_m3_Before Competition Groups_34 | Solar Water Preheat (Pools/DHW) | 0.002735% | 0 | 0.0050964 | Commercial_2023_SC C_million_m3_Before Competition Groups_Solar Water Preheat (Pools/DHW)
Commercial | Com ¦ Gas Heat Pump Water Heater | 2023 | SC C | million_m3 | Before Competition Groups | 0.00032541 | 0 | 0 | 186.35 | 1.7462e-06 | 35 | Commercial_2023_SC C_million_m3_Before Competition Groups_35 | Gas Heat Pump Water Heater | 0.0001746% | 0 | 0.00032541 | Commercial_2023_SC C_million_m3_Before Competition Groups_Gas Heat Pump Water Heater
Commercial | Com ¦ Air Curtains | 2023 | SC C | million_m3 | Before Competition Groups | 9.7795e-05 | 0 | 0 | 186.35 | 5.2479e-07 | 36 | Commercial_2023_SC C_million_m3_Before Competition Groups_36 | Air Curtains | 5.248e-05% | 0 | 9.7795e-05 | Commercial_2023_SC C_million_m3_Before Competition Groups_Air Curtains
Commercial | Com ¦ Building Recommissioning, Operations and Maintenance (O&M) Improvements | 2023 | Technical | million_m3 | Before Competition Groups | 271.6649 | 0 | 0 | 1727.2377 | 0.15728 | 1 | Commercial_2023_Technical_million_m3_Before Competition Groups_1 | Building Recommissioning, Operations and Maintenance (O&M) Improvements | 15.73% | 0 | 271.6649 | Commercial_2023_Technical_million_m3_Before Competition Groups_Building Recommissioning, Operations and Maintenance (O&M) Improvements
Commercial | Com ¦ Demand Control Ventilation | 2023 | Technical | million_m3 | Before Competition Groups | 156.9683 | 0 | 0 | 1727.2377 | 0.090878 | 2 | Commercial_2023_Technical_million_m3_Before Competition Groups_2 | Demand Control Ventilation | 9.088% | 0 | 156.9683 | Commercial_2023_Technical_million_m3_Before Competition Groups_Demand Control Ventilation
Commercial | Com ¦ Boilers - Advanced Controls (Steam Systems) | 2023 | Technical | million_m3 | Before Competition Groups | 134.6643 | 0 | 0 | 1727.2377 | 0.077965 | 3 | Commercial_2023_Technical_million_m3_Before Competition Groups_3 | Boilers - Advanced Controls (Steam Systems) | 7.797% | 0 | 134.6643 | Commercial_2023_Technical_million_m3_Before Competition Groups_Boilers - Advanced Controls (Steam Systems)
Commercial | Com ¦ Adaptive Thermostats | 2023 | Technical | million_m3 | Before Competition Groups | 131.2792 | 0 | 0 | 1727.2377 | 0.076005 | 4 | Commercial_2023_Technical_million_m3_Before Competition Groups_4 | Adaptive Thermostats | 7.601% | 0 | 131.2792 | Commercial_2023_Technical_million_m3_Before Competition Groups_Adaptive Thermostats
Commercial | Com ¦ Condensing Boiler ¦ Std | 2023 | Technical | million_m3 | Before Competition Groups | 115.4031 | 0 | 0 | 1727.2377 | 0.066814 | 5 | Commercial_2023_Technical_million_m3_Before Competition Groups_5 | Condensing Boiler ¦ Std | 6.681% | 0 | 115.4031 | Commercial_2023_Technical_million_m3_Before Competition Groups_Condensing Boiler ¦ Std
Commercial | Com ¦ Air Handler with Dedicated Outdoor Air Systems | 2023 | Technical | million_m3 | Before Competition Groups | 101.35 | 0 | 0 | 1727.2377 | 0.058677 | 6 | Commercial_2023_Technical_million_m3_Before Competition Groups_6 | Air Handler with Dedicated Outdoor Air Systems | 5.868% | 0 | 101.35 | Commercial_2023_Technical_million_m3_Before Competition Groups_Air Handler with Dedicated Outdoor Air Systems
Commercial | Com ¦ Education and Capacity Building/Energy Behavior | 2023 | Technical | million_m3 | Before Competition Groups | 86.3219 | 0 | 0 | 1727.2377 | 0.049977 | 7 | Commercial_2023_Technical_million_m3_Before Competition Groups_7 | Education and Capacity Building/Energy Behavior | 4.998% | 0 | 86.3219 | Commercial_2023_Technical_million_m3_Before Competition Groups_Education and Capacity Building/Energy Behavior
Commercial | Com ¦ Gas Fired Rooftop Units | 2023 | Technical | million_m3 | Before Competition Groups | 85.9645 | 0 | 0 | 1727.2377 | 0.04977 | 8 | Commercial_2023_Technical_million_m3_Before Competition Groups_8 | Gas Fired Rooftop Units | 4.977% | 0 | 85.9645 | Commercial_2023_Technical_million_m3_Before Competition Groups_Gas Fired Rooftop Units
Commercial | Com ¦ Advanced BAS/Controllers | 2023 | Technical | million_m3 | Before Competition Groups | 69.7159 | 0 | 0 | 1727.2377 | 0.040363 | 9 | Commercial_2023_Technical_million_m3_Before Competition Groups_9 | Advanced BAS/Controllers | 4.036% | 0 | 69.7159 | Commercial_2023_Technical_million_m3_Before Competition Groups_Advanced BAS/Controllers
Commercial | Com ¦ Steam System Optimization | 2023 | Technical | million_m3 | Before Competition Groups | 54.5202 | 0 | 0 | 1727.2377 | 0.031565 | 10 | Commercial_2023_Technical_million_m3_Before Competition Groups_10 | Steam System Optimization | 3.156% | 0 | 54.5202 | Commercial_2023_Technical_million_m3_Before Competition Groups_Steam System Optimization
Commercial | Com ¦ Destratification | 2023 | Technical | million_m3 | Before Competition Groups | 53.0161 | 0 | 0 | 1727.2377 | 0.030694 | 11 | Commercial_2023_Technical_million_m3_Before Competition Groups_11 | Destratification | 3.069% | 0 | 53.0161 | Commercial_2023_Technical_million_m3_Before Competition Groups_Destratification
Commercial | Com ¦ Demand Control Kitchen Ventilation | 2023 | Technical | million_m3 | Before Competition Groups | 52.4723 | 0 | 0 | 1727.2377 | 0.030379 | 12 | Commercial_2023_Technical_million_m3_Before Competition Groups_12 | Demand Control Kitchen Ventilation | 3.038% | 0 | 52.4723 | Commercial_2023_Technical_million_m3_Before Competition Groups_Demand Control Kitchen Ventilation
Commercial | Com ¦ Furnace Tune-Up | 2023 | Technical | million_m3 | Before Competition Groups | 51.4005 | 0 | 0 | 1727.2377 | 0.029759 | 13 | Commercial_2023_Technical_million_m3_Before Competition Groups_13 | Furnace Tune-Up | 2.976% | 0 | 51.4005 | Commercial_2023_Technical_million_m3_Before Competition Groups_Furnace Tune-Up
Commercial | Com ¦ Energy Recovery Ventilation and Ventilation (Enhanced) | 2023 | Technical | million_m3 | Before Competition Groups | 47.6732 | 0 | 0 | 1727.2377 | 0.027601 | 14 | Commercial_2023_Technical_million_m3_Before Competition Groups_14 | Energy Recovery Ventilation and Ventilation (Enhanced) | 2.76% | 0 | 47.6732 | Commercial_2023_Technical_million_m3_Before Competition Groups_Energy Recovery Ventilation and Ventilation (Enhanced)
Commercial | Com ¦ Condensing Make Up Air Unit | 2023 | Technical | million_m3 | Before Competition Groups | 40.0776 | 0 | 0 | 1727.2377 | 0.023203 | 15 | Commercial_2023_Technical_million_m3_Before Competition Groups_15 | Condensing Make Up Air Unit | 2.32% | 0 | 40.0776 | Commercial_2023_Technical_million_m3_Before Competition Groups_Condensing Make Up Air Unit
Commercial | Com ¦ High Efficiency Condensing Furnace AFUE 95% from 80% code | 2023 | Technical | million_m3 | Before Competition Groups | 37.758 | 0 | 0 | 1727.2377 | 0.02186 | 16 | Commercial_2023_Technical_million_m3_Before Competition Groups_16 | High Efficiency Condensing Furnace AFUE 95% from 80% code | 2.186% | 0 | 37.758 | Commercial_2023_Technical_million_m3_Before Competition Groups_High Efficiency Condensing Furnace AFUE 95% from 80% code
Commercial | Com ¦ Gas Fired Heat Pump | 2023 | Technical | million_m3 | Before Competition Groups | 34.2953 | 0 | 0 | 1727.2377 | 0.019856 | 17 | Commercial_2023_Technical_million_m3_Before Competition Groups_17 | Gas Fired Heat Pump | 1.986% | 0 | 34.2953 | Commercial_2023_Technical_million_m3_Before Competition Groups_Gas Fired Heat Pump
Commercial | Com ¦ Heat Recovery Ventilator | 2023 | Technical | million_m3 | Before Competition Groups | 29.4871 | 0 | 0 | 1727.2377 | 0.017072 | 18 | Commercial_2023_Technical_million_m3_Before Competition Groups_18 | Heat Recovery Ventilator | 1.707% | 0 | 29.4871 | Commercial_2023_Technical_million_m3_Before Competition Groups_Heat Recovery Ventilator
Commercial | Com ¦ Wall Insulation | 2023 | Technical | million_m3 | Before Competition Groups | 28.745 | 0 | 0 | 1727.2377 | 0.016642 | 19 | Commercial_2023_Technical_million_m3_Before Competition Groups_19 | Wall Insulation | 1.664% | 0 | 28.745 | Commercial_2023_Technical_million_m3_Before Competition Groups_Wall Insulation
Commercial | Com ¦ Condensing Unit Heaters or other Efficient Unit Heating System | 2023 | Technical | million_m3 | Before Competition Groups | 23.9959 | 0 | 0 | 1727.2377 | 0.013893 | 20 | Commercial_2023_Technical_million_m3_Before Competition Groups_20 | Condensing Unit Heaters or other Efficient Unit Heating System | 1.389% | 0 | 23.9959 | Commercial_2023_Technical_million_m3_Before Competition Groups_Condensing Unit Heaters or other Efficient Unit Heating System
Commercial | Com ¦ Energy Efficient Laboratory Fume Hood | 2023 | Technical | million_m3 | Before Competition Groups | 20.2964 | 0 | 0 | 1727.2377 | 0.011751 | 21 | Commercial_2023_Technical_million_m3_Before Competition Groups_21 | Energy Efficient Laboratory Fume Hood | 1.175% | 0 | 20.2964 | Commercial_2023_Technical_million_m3_Before Competition Groups_Energy Efficient Laboratory Fume Hood
Commercial | Com ¦ Demand controlled Circulating Systems | 2023 | Technical | million_m3 | Before Competition Groups | 15.0999 | 0 | 0 | 1727.2377 | 0.0087422 | 22 | Commercial_2023_Technical_million_m3_Before Competition Groups_22 | Demand controlled Circulating Systems | 0.8742% | 0 | 15.0999 | Commercial_2023_Technical_million_m3_Before Competition Groups_Demand controlled Circulating Systems
Commercial | Com ¦ Boiler Measures | 2023 | Technical | million_m3 | Before Competition Groups | 12.1916 | 0 | 0 | 1727.2377 | 0.0070584 | 23 | Commercial_2023_Technical_million_m3_Before Competition Groups_23 | Boiler Measures | 0.7058% | 0 | 12.1916 | Commercial_2023_Technical_million_m3_Before Competition Groups_Boiler Measures
Commercial | Com ¦ Duct Insulation, R8 | 2023 | Technical | million_m3 | Before Competition Groups | 11.7962 | 0 | 0 | 1727.2377 | 0.0068295 | 24 | Commercial_2023_Technical_million_m3_Before Competition Groups_24 | Duct Insulation, R8 | 0.6829% | 0 | 11.7962 | Commercial_2023_Technical_million_m3_Before Competition Groups_Duct Insulation, R8
Commercial | Com ¦ Super-High Efficiency Furnaces (Emerging Tech) | 2023 | Technical | million_m3 | Before Competition Groups | 10.4019 | 0 | 0 | 1727.2377 | 0.0060223 | 25 | Commercial_2023_Technical_million_m3_Before Competition Groups_25 | Super-High Efficiency Furnaces (Emerging Tech) | 0.6022% | 0 | 10.4019 | Commercial_2023_Technical_million_m3_Before Competition Groups_Super-High Efficiency Furnaces (Emerging Tech)
Commercial | Com ¦ Roof Insulation/Ceiling Insulation (R25 Code to R35) | 2023 | Technical | million_m3 | Before Competition Groups | 8.1742 | 0 | 0 | 1727.2377 | 0.0047325 | 26 | Commercial_2023_Technical_million_m3_Before Competition Groups_26 | Roof Insulation/Ceiling Insulation (R25 Code to R35) | 0.4733% | 0 | 8.1742 | Commercial_2023_Technical_million_m3_Before Competition Groups_Roof Insulation/Ceiling Insulation (R25 Code to R35)
Commercial | Com ¦ Ozone Laundry Treatment | 2023 | Technical | million_m3 | Before Competition Groups | 7.2178 | 0 | 0 | 1727.2377 | 0.0041788 | 27 | Commercial_2023_Technical_million_m3_Before Competition Groups_27 | Ozone Laundry Treatment | 0.4179% | 0 | 7.2178 | Commercial_2023_Technical_million_m3_Before Competition Groups_Ozone Laundry Treatment
Commercial | Com ¦ ENERGY STAR Fryer (84% eff) | 2023 | Technical | million_m3 | Before Competition Groups | 3.9371 | 0 | 0 | 1727.2377 | 0.0022794 | 28 | Commercial_2023_Technical_million_m3_Before Competition Groups_28 | ENERGY STAR Fryer (84% eff) | 0.2279% | 0 | 3.9371 | Commercial_2023_Technical_million_m3_Before Competition Groups_ENERGY STAR Fryer (84% eff)
Commercial | Com ¦ Ice Rink Heat Recovery | 2023 | Technical | million_m3 | Before Competition Groups | 3.7916 | 0 | 0 | 1727.2377 | 0.0021952 | 29 | Commercial_2023_Technical_million_m3_Before Competition Groups_29 | Ice Rink Heat Recovery | 0.2195% | 0 | 3.7916 | Commercial_2023_Technical_million_m3_Before Competition Groups_Ice Rink Heat Recovery
Commercial | Com ¦ Infrared Heaters | 2023 | Technical | million_m3 | Before Competition Groups | 3.7365 | 0 | 0 | 1727.2377 | 0.0021633 | 30 | Commercial_2023_Technical_million_m3_Before Competition Groups_30 | Infrared Heaters | 0.2163% | 0 | 3.7365 | Commercial_2023_Technical_million_m3_Before Competition Groups_Infrared Heaters
Commercial | Com ¦ HOTEL OCCUPANCY CONTROLS (HVAC + LIGHTING) | 2023 | Technical | million_m3 | Before Competition Groups | 3.6583 | 0 | 0 | 1727.2377 | 0.002118 | 31 | Commercial_2023_Technical_million_m3_Before Competition Groups_31 | HOTEL OCCUPANCY CONTROLS (HVAC + LIGHTING) | 0.2118% | 0 | 3.6583 | Commercial_2023_Technical_million_m3_Before Competition Groups_HOTEL OCCUPANCY CONTROLS (HVAC + LIGHTING)
Commercial | Com ¦ High Efficiency Underfired Broilers | 2023 | Technical | million_m3 | Before Competition Groups | 3.3398 | 0 | 0 | 1727.2377 | 0.0019336 | 32 | Commercial_2023_Technical_million_m3_Before Competition Groups_32 | High Efficiency Underfired Broilers | 0.1934% | 0 | 3.3398 | Commercial_2023_Technical_million_m3_Before Competition Groups_High Efficiency Underfired Broilers
Commercial | Com ¦ Condensing Storage Water Heater | 2023 | Technical | million_m3 | Before Competition Groups | 3.2337 | 0 | 0 | 1727.2377 | 0.0018722 | 33 | Commercial_2023_Technical_million_m3_Before Competition Groups_33 | Condensing Storage Water Heater | 0.1872% | 0 | 3.2337 | Commercial_2023_Technical_million_m3_Before Competition Groups_Condensing Storage Water Heater
Commercial | Com ¦ ENERGY STAR Dishwasher | 2023 | Technical | million_m3 | Before Competition Groups | 2.9125 | 0 | 0 | 1727.2377 | 0.0016862 | 34 | Commercial_2023_Technical_million_m3_Before Competition Groups_34 | ENERGY STAR Dishwasher | 0.1686% | 0 | 2.9125 | Commercial_2023_Technical_million_m3_Before Competition Groups_ENERGY STAR Dishwasher
Commercial | Com ¦ ENERGY STAR Griddle (74% eff) | 2023 | Technical | million_m3 | Before Competition Groups | 2.5648 | 0 | 0 | 1727.2377 | 0.0014849 | 35 | Commercial_2023_Technical_million_m3_Before Competition Groups_35 | ENERGY STAR Griddle (74% eff) | 0.1485% | 0 | 2.5648 | Commercial_2023_Technical_million_m3_Before Competition Groups_ENERGY STAR Griddle (74% eff)
Commercial | Com ¦ Condensing Tankless Water Heater | 2023 | Technical | million_m3 | Before Competition Groups | 1.8775 | 0 | 0 | 1727.2377 | 0.001087 | 36 | Commercial_2023_Technical_million_m3_Before Competition Groups_36 | Condensing Tankless Water Heater | 0.1087% | 0 | 1.8775 | Commercial_2023_Technical_million_m3_Before Competition Groups_Condensing Tankless Water Heater
Commercial | Com ¦ Gas Heat Pump Water Heater | 2023 | Technical | million_m3 | Before Competition Groups | 1.6092 | 0 | 0 | 1727.2377 | 0.00093165 | 37 | Commercial_2023_Technical_million_m3_Before Competition Groups_37 | Gas Heat Pump Water Heater | 0.09316% | 0 | 1.6092 | Commercial_2023_Technical_million_m3_Before Competition Groups_Gas Heat Pump Water Heater
Commercial | Com ¦ Drain Water Heat Recovery (DWHR) ¦ Retro | 2023 | Technical | million_m3 | Before Competition Groups | 1.2484 | 0 | 0 | 1727.2377 | 0.0007228 | 38 | Commercial_2023_Technical_million_m3_Before Competition Groups_38 | Drain Water Heat Recovery (DWHR) ¦ Retro | 0.07228% | 0 | 1.2484 | Commercial_2023_Technical_million_m3_Before Competition Groups_Drain Water Heat Recovery (DWHR) ¦ Retro
Commercial | Com ¦ Dock Door Seals | 2023 | Technical | million_m3 | Before Competition Groups | 1.2288 | 0 | 0 | 1727.2377 | 0.00071142 | 39 | Commercial_2023_Technical_million_m3_Before Competition Groups_39 | Dock Door Seals | 0.07114% | 0 | 1.2288 | Commercial_2023_Technical_million_m3_Before Competition Groups_Dock Door Seals
Commercial | Com ¦ CEE Tier 2/Energy Star Clothes Washers | 2023 | Technical | million_m3 | Before Competition Groups | 0.69259 | 0 | 0 | 1727.2377 | 0.00040098 | 40 | Commercial_2023_Technical_million_m3_Before Competition Groups_40 | CEE Tier 2/Energy Star Clothes Washers | 0.0401% | 0 | 0.69259 | Commercial_2023_Technical_million_m3_Before Competition Groups_CEE Tier 2/Energy Star Clothes Washers
Commercial | Com ¦ Low Flow Pre-Rinse Spray Nozzle | 2023 | Technical | million_m3 | Before Competition Groups | 0.49063 | 0 | 0 | 1727.2377 | 0.00028406 | 41 | Commercial_2023_Technical_million_m3_Before Competition Groups_41 | Low Flow Pre-Rinse Spray Nozzle | 0.02841% | 0 | 0.49063 | Commercial_2023_Technical_million_m3_Before Competition Groups_Low Flow Pre-Rinse Spray Nozzle
Commercial | Com ¦ ENERGY STAR Steam Cooker | 2023 | Technical | million_m3 | Before Competition Groups | 0.28169 | 0 | 0 | 1727.2377 | 0.00016309 | 42 | Commercial_2023_Technical_million_m3_Before Competition Groups_42 | ENERGY STAR Steam Cooker | 0.01631% | 0 | 0.28169 | Commercial_2023_Technical_million_m3_Before Competition Groups_ENERGY STAR Steam Cooker
Commercial | Com ¦ Drain Water Heat Recovery (DWHR) ¦New | 2023 | Technical | million_m3 | Before Competition Groups | 0.21283 | 0 | 0 | 1727.2377 | 0.00012322 | 43 | Commercial_2023_Technical_million_m3_Before Competition Groups_43 | Drain Water Heat Recovery (DWHR) ¦New | 0.01232% | 0 | 0.21283 | Commercial_2023_Technical_million_m3_Before Competition Groups_Drain Water Heat Recovery (DWHR) ¦New
Commercial | Com ¦ Air Curtains | 2023 | Technical | million_m3 | Before Competition Groups | 0.13481 | 0 | 0 | 1727.2377 | 7.8051e-05 | 44 | Commercial_2023_Technical_million_m3_Before Competition Groups_44 | Air Curtains | 0.007805% | 0 | 0.13481 | Commercial_2023_Technical_million_m3_Before Competition Groups_Air Curtains
Commercial | Com ¦ Solar Water Preheat (Pools/DHW) | 2023 | Technical | million_m3 | Before Competition Groups | 0.12848 | 0 | 0 | 1727.2377 | 7.4383e-05 | 45 | Commercial_2023_Technical_million_m3_Before Competition Groups_45 | Solar Water Preheat (Pools/DHW) | 0.007438% | 0 | 0.12848 | Commercial_2023_Technical_million_m3_Before Competition Groups_Solar Water Preheat (Pools/DHW)
Commercial | Com ¦ Solar Preheat Make up Air | 2023 | Technical | million_m3 | Before Competition Groups | 0.068255 | 0 | 0 | 1727.2377 | 3.9517e-05 | 46 | Commercial_2023_Technical_million_m3_Before Competition Groups_46 | Solar Preheat Make up Air | 0.003952% | 0 | 0.068255 | Commercial_2023_Technical_million_m3_Before Competition Groups_Solar Preheat Make up Air
Commercial | Com ¦ Gas Convection Oven | 2023 | Technical | million_m3 | Before Competition Groups | 0.066139 | 0 | 0 | 1727.2377 | 3.8292e-05 | 47 | Commercial_2023_Technical_million_m3_Before Competition Groups_47 | Gas Convection Oven | 0.003829% | 0 | 0.066139 | Commercial_2023_Technical_million_m3_Before Competition Groups_Gas Convection Oven
Commercial | Com ¦ Super High Perf Glazing ¦RET | 2023 | Technical | million_m3 | Before Competition Groups | 0.061677 | 0 | 0 | 1727.2377 | 3.5708e-05 | 48 | Commercial_2023_Technical_million_m3_Before Competition Groups_48 | Super High Perf Glazing ¦RET | 0.003571% | 0 | 0.061677 | Commercial_2023_Technical_million_m3_Before Competition Groups_Super High Perf Glazing ¦RET
Commercial | Com ¦ Super High Perf Glazing ¦New | 2023 | Technical | million_m3 | Before Competition Groups | 0.011215 | 0 | 0 | 1727.2377 | 6.4928e-06 | 49 | Commercial_2023_Technical_million_m3_Before Competition Groups_49 | Super High Perf Glazing ¦New | 0.0006493% | 0 | 0.011215 | Commercial_2023_Technical_million_m3_Before Competition Groups_Super High Perf Glazing ¦New
Commercial | Com ¦ Building Recommissioning, Operations and Maintenance (O&M) Improvements | 2024 | Economic | million_m3 | Before Competition Groups | 266.2044 | 0 | 0 | 1608.8507 | 0.16546 | 1 | Commercial_2024_Economic_million_m3_Before Competition Groups_1 | Building Recommissioning, Operations and Maintenance (O&M) Improvements | 16.55% | 0 | 266.2044 | Commercial_2024_Economic_million_m3_Before Competition Groups_Building Recommissioning, Operations and Maintenance (O&M) Improvements
Commercial | Com ¦ Demand Control Ventilation | 2024 | Economic | million_m3 | Before Competition Groups | 156.8301 | 0 | 0 | 1608.8507 | 0.09748 | 2 | Commercial_2024_Economic_million_m3_Before Competition Groups_2 | Demand Control Ventilation | 9.748% | 0 | 156.8301 | Commercial_2024_Economic_million_m3_Before Competition Groups_Demand Control Ventilation
Commercial | Com ¦ Boilers - Advanced Controls (Steam Systems) | 2024 | Economic | million_m3 | Before Competition Groups | 135.8665 | 0 | 0 | 1608.8507 | 0.084449 | 3 | Commercial_2024_Economic_million_m3_Before Competition Groups_3 | Boilers - Advanced Controls (Steam Systems) | 8.445% | 0 | 135.8665 | Commercial_2024_Economic_million_m3_Before Competition Groups_Boilers - Advanced Controls (Steam Systems)
Commercial | Com ¦ Condensing Boiler ¦ Std | 2024 | Economic | million_m3 | Before Competition Groups | 135.0644 | 0 | 0 | 1608.8507 | 0.083951 | 4 | Commercial_2024_Economic_million_m3_Before Competition Groups_4 | Condensing Boiler ¦ Std | 8.395% | 0 | 135.0644 | Commercial_2024_Economic_million_m3_Before Competition Groups_Condensing Boiler ¦ Std
Commercial | Com ¦ Adaptive Thermostats | 2024 | Economic | million_m3 | Before Competition Groups | 131.4233 | 0 | 0 | 1608.8507 | 0.081688 | 5 | Commercial_2024_Economic_million_m3_Before Competition Groups_5 | Adaptive Thermostats | 8.169% | 0 | 131.4233 | Commercial_2024_Economic_million_m3_Before Competition Groups_Adaptive Thermostats
Commercial | Com ¦ Gas Fired Rooftop Units | 2024 | Economic | million_m3 | Before Competition Groups | 99.9933 | 0 | 0 | 1608.8507 | 0.062152 | 6 | Commercial_2024_Economic_million_m3_Before Competition Groups_6 | Gas Fired Rooftop Units | 6.215% | 0 | 99.9933 | Commercial_2024_Economic_million_m3_Before Competition Groups_Gas Fired Rooftop Units
Commercial | Com ¦ Air Handler with Dedicated Outdoor Air Systems | 2024 | Economic | million_m3 | Before Competition Groups | 99.3128 | 0 | 0 | 1608.8507 | 0.061729 | 7 | Commercial_2024_Economic_million_m3_Before Competition Groups_7 | Air Handler with Dedicated Outdoor Air Systems | 6.173% | 0 | 99.3128 | Commercial_2024_Economic_million_m3_Before Competition Groups_Air Handler with Dedicated Outdoor Air Systems
Commercial | Com ¦ Education and Capacity Building/Energy Behavior | 2024 | Economic | million_m3 | Before Competition Groups | 80.3297 | 0 | 0 | 1608.8507 | 0.04993 | 8 | Commercial_2024_Economic_million_m3_Before Competition Groups_8 | Education and Capacity Building/Energy Behavior | 4.993% | 0 | 80.3297 | Commercial_2024_Economic_million_m3_Before Competition Groups_Education and Capacity Building/Energy Behavior
Commercial | Com ¦ Advanced BAS/Controllers | 2024 | Economic | million_m3 | Before Competition Groups | 70.2977 | 0 | 0 | 1608.8507 | 0.043694 | 9 | Commercial_2024_Economic_million_m3_Before Competition Groups_9 | Advanced BAS/Controllers | 4.369% | 0 | 70.2977 | Commercial_2024_Economic_million_m3_Before Competition Groups_Advanced BAS/Controllers
Commercial | Com ¦ Demand Control Kitchen Ventilation | 2024 | Economic | million_m3 | Before Competition Groups | 54.6883 | 0 | 0 | 1608.8507 | 0.033992 | 10 | Commercial_2024_Economic_million_m3_Before Competition Groups_10 | Demand Control Kitchen Ventilation | 3.399% | 0 | 54.6883 | Commercial_2024_Economic_million_m3_Before Competition Groups_Demand Control Kitchen Ventilation
Commercial | Com ¦ Steam System Optimization | 2024 | Economic | million_m3 | Before Competition Groups | 53.4243 | 0 | 0 | 1608.8507 | 0.033207 | 11 | Commercial_2024_Economic_million_m3_Before Competition Groups_11 | Steam System Optimization | 3.321% | 0 | 53.4243 | Commercial_2024_Economic_million_m3_Before Competition Groups_Steam System Optimization
Commercial | Com ¦ Destratification | 2024 | Economic | million_m3 | Before Competition Groups | 51.954 | 0 | 0 | 1608.8507 | 0.032293 | 12 | Commercial_2024_Economic_million_m3_Before Competition Groups_12 | Destratification | 3.229% | 0 | 51.954 | Commercial_2024_Economic_million_m3_Before Competition Groups_Destratification
Commercial | Com ¦ Furnace Tune-Up | 2024 | Economic | million_m3 | Before Competition Groups | 50.3673 | 0 | 0 | 1608.8507 | 0.031306 | 13 | Commercial_2024_Economic_million_m3_Before Competition Groups_13 | Furnace Tune-Up | 3.131% | 0 | 50.3673 | Commercial_2024_Economic_million_m3_Before Competition Groups_Furnace Tune-Up
Commercial | Com ¦ Condensing Make Up Air Unit | 2024 | Economic | million_m3 | Before Competition Groups | 47.0072 | 0 | 0 | 1608.8507 | 0.029218 | 14 | Commercial_2024_Economic_million_m3_Before Competition Groups_14 | Condensing Make Up Air Unit | 2.922% | 0 | 47.0072 | Commercial_2024_Economic_million_m3_Before Competition Groups_Condensing Make Up Air Unit
Commercial | Com ¦ Gas Fired Heat Pump | 2024 | Economic | million_m3 | Before Competition Groups | 39.732 | 0 | 0 | 1608.8507 | 0.024696 | 15 | Commercial_2024_Economic_million_m3_Before Competition Groups_15 | Gas Fired Heat Pump | 2.47% | 0 | 39.732 | Commercial_2024_Economic_million_m3_Before Competition Groups_Gas Fired Heat Pump
Commercial | Com ¦ Wall Insulation | 2024 | Economic | million_m3 | Before Competition Groups | 28.1672 | 0 | 0 | 1608.8507 | 0.017508 | 16 | Commercial_2024_Economic_million_m3_Before Competition Groups_16 | Wall Insulation | 1.751% | 0 | 28.1672 | Commercial_2024_Economic_million_m3_Before Competition Groups_Wall Insulation
Commercial | Com ¦ Condensing Unit Heaters or other Efficient Unit Heating System | 2024 | Economic | million_m3 | Before Competition Groups | 28.0882 | 0 | 0 | 1608.8507 | 0.017459 | 17 | Commercial_2024_Economic_million_m3_Before Competition Groups_17 | Condensing Unit Heaters or other Efficient Unit Heating System | 1.746% | 0 | 28.0882 | Commercial_2024_Economic_million_m3_Before Competition Groups_Condensing Unit Heaters or other Efficient Unit Heating System
Commercial | Com ¦ Energy Efficient Laboratory Fume Hood | 2024 | Economic | million_m3 | Before Competition Groups | 19.8884 | 0 | 0 | 1608.8507 | 0.012362 | 18 | Commercial_2024_Economic_million_m3_Before Competition Groups_18 | Energy Efficient Laboratory Fume Hood | 1.236% | 0 | 19.8884 | Commercial_2024_Economic_million_m3_Before Competition Groups_Energy Efficient Laboratory Fume Hood
Commercial | Com ¦ Demand controlled Circulating Systems | 2024 | Economic | million_m3 | Before Competition Groups | 14.7964 | 0 | 0 | 1608.8507 | 0.0091969 | 19 | Commercial_2024_Economic_million_m3_Before Competition Groups_19 | Demand controlled Circulating Systems | 0.9197% | 0 | 14.7964 | Commercial_2024_Economic_million_m3_Before Competition Groups_Demand controlled Circulating Systems
Commercial | Com ¦ Duct Insulation, R8 | 2024 | Economic | million_m3 | Before Competition Groups | 11.5591 | 0 | 0 | 1608.8507 | 0.0071847 | 20 | Commercial_2024_Economic_million_m3_Before Competition Groups_20 | Duct Insulation, R8 | 0.7185% | 0 | 11.5591 | Commercial_2024_Economic_million_m3_Before Competition Groups_Duct Insulation, R8
Commercial | Com ¦ Ozone Laundry Treatment | 2024 | Economic | million_m3 | Before Competition Groups | 7.2601 | 0 | 0 | 1608.8507 | 0.0045126 | 21 | Commercial_2024_Economic_million_m3_Before Competition Groups_21 | Ozone Laundry Treatment | 0.4513% | 0 | 7.2601 | Commercial_2024_Economic_million_m3_Before Competition Groups_Ozone Laundry Treatment
Commercial | Com ¦ ENERGY STAR Fryer (84% eff) | 2024 | Economic | million_m3 | Before Competition Groups | 4.5537 | 0 | 0 | 1608.8507 | 0.0028304 | 22 | Commercial_2024_Economic_million_m3_Before Competition Groups_22 | ENERGY STAR Fryer (84% eff) | 0.283% | 0 | 4.5537 | Commercial_2024_Economic_million_m3_Before Competition Groups_ENERGY STAR Fryer (84% eff)
Commercial | Com ¦ Infrared Heaters | 2024 | Economic | million_m3 | Before Competition Groups | 4.3276 | 0 | 0 | 1608.8507 | 0.0026899 | 23 | Commercial_2024_Economic_million_m3_Before Competition Groups_23 | Infrared Heaters | 0.269% | 0 | 4.3276 | Commercial_2024_Economic_million_m3_Before Competition Groups_Infrared Heaters
Commercial | Com ¦ High Efficiency Underfired Broilers | 2024 | Economic | million_m3 | Before Competition Groups | 3.8632 | 0 | 0 | 1608.8507 | 0.0024012 | 24 | Commercial_2024_Economic_million_m3_Before Competition Groups_24 | High Efficiency Underfired Broilers | 0.2401% | 0 | 3.8632 | Commercial_2024_Economic_million_m3_Before Competition Groups_High Efficiency Underfired Broilers
Commercial | Com ¦ ENERGY STAR Dishwasher | 2024 | Economic | million_m3 | Before Competition Groups | 3.0294 | 0 | 0 | 1608.8507 | 0.001883 | 25 | Commercial_2024_Economic_million_m3_Before Competition Groups_25 | ENERGY STAR Dishwasher | 0.1883% | 0 | 3.0294 | Commercial_2024_Economic_million_m3_Before Competition Groups_ENERGY STAR Dishwasher
Commercial | Com ¦ ENERGY STAR Griddle (74% eff) | 2024 | Economic | million_m3 | Before Competition Groups | 2.9706 | 0 | 0 | 1608.8507 | 0.0018464 | 26 | Commercial_2024_Economic_million_m3_Before Competition Groups_26 | ENERGY STAR Griddle (74% eff) | 0.1846% | 0 | 2.9706 | Commercial_2024_Economic_million_m3_Before Competition Groups_ENERGY STAR Griddle (74% eff)
Commercial | Com ¦ Heat Recovery Ventilator | 2024 | Economic | million_m3 | Before Competition Groups | 2.1883 | 0 | 0 | 1608.8507 | 0.0013601 | 27 | Commercial_2024_Economic_million_m3_Before Competition Groups_27 | Heat Recovery Ventilator | 0.136% | 0 | 2.1883 | Commercial_2024_Economic_million_m3_Before Competition Groups_Heat Recovery Ventilator
Commercial | Com ¦ Energy Recovery Ventilation and Ventilation (Enhanced) | 2024 | Economic | million_m3 | Before Competition Groups | 2.1251 | 0 | 0 | 1608.8507 | 0.0013209 | 28 | Commercial_2024_Economic_million_m3_Before Competition Groups_28 | Energy Recovery Ventilation and Ventilation (Enhanced) | 0.1321% | 0 | 2.1251 | Commercial_2024_Economic_million_m3_Before Competition Groups_Energy Recovery Ventilation and Ventilation (Enhanced)
Commercial | Com ¦ Drain Water Heat Recovery (DWHR) ¦ Retro | 2024 | Economic | million_m3 | Before Competition Groups | 1.2234 | 0 | 0 | 1608.8507 | 0.00076039 | 29 | Commercial_2024_Economic_million_m3_Before Competition Groups_29 | Drain Water Heat Recovery (DWHR) ¦ Retro | 0.07604% | 0 | 1.2234 | Commercial_2024_Economic_million_m3_Before Competition Groups_Drain Water Heat Recovery (DWHR) ¦ Retro
Commercial | Com ¦ CEE Tier 2/Energy Star Clothes Washers | 2024 | Economic | million_m3 | Before Competition Groups | 0.78586 | 0 | 0 | 1608.8507 | 0.00048846 | 30 | Commercial_2024_Economic_million_m3_Before Competition Groups_30 | CEE Tier 2/Energy Star Clothes Washers | 0.04885% | 0 | 0.78586 | Commercial_2024_Economic_million_m3_Before Competition Groups_CEE Tier 2/Energy Star Clothes Washers
Commercial | Com ¦ Low Flow Pre-Rinse Spray Nozzle | 2024 | Economic | million_m3 | Before Competition Groups | 0.53846 | 0 | 0 | 1608.8507 | 0.00033468 | 31 | Commercial_2024_Economic_million_m3_Before Competition Groups_31 | Low Flow Pre-Rinse Spray Nozzle | 0.03347% | 0 | 0.53846 | Commercial_2024_Economic_million_m3_Before Competition Groups_Low Flow Pre-Rinse Spray Nozzle
Commercial | Com ¦ ENERGY STAR Steam Cooker | 2024 | Economic | million_m3 | Before Competition Groups | 0.32581 | 0 | 0 | 1608.8507 | 0.00020251 | 32 | Commercial_2024_Economic_million_m3_Before Competition Groups_32 | ENERGY STAR Steam Cooker | 0.02025% | 0 | 0.32581 | Commercial_2024_Economic_million_m3_Before Competition Groups_ENERGY STAR Steam Cooker
Commercial | Com ¦ Drain Water Heat Recovery (DWHR) ¦New | 2024 | Economic | million_m3 | Before Competition Groups | 0.25053 | 0 | 0 | 1608.8507 | 0.00015572 | 33 | Commercial_2024_Economic_million_m3_Before Competition Groups_33 | Drain Water Heat Recovery (DWHR) ¦New | 0.01557% | 0 | 0.25053 | Commercial_2024_Economic_million_m3_Before Competition Groups_Drain Water Heat Recovery (DWHR) ¦New
Commercial | Com ¦ Solar Water Preheat (Pools/DHW) | 2024 | Economic | million_m3 | Before Competition Groups | 0.1444 | 0 | 0 | 1608.8507 | 8.9752e-05 | 34 | Commercial_2024_Economic_million_m3_Before Competition Groups_34 | Solar Water Preheat (Pools/DHW) | 0.008975% | 0 | 0.1444 | Commercial_2024_Economic_million_m3_Before Competition Groups_Solar Water Preheat (Pools/DHW)
Commercial | Com ¦ Air Curtains | 2024 | Economic | million_m3 | Before Competition Groups | 0.13591 | 0 | 0 | 1608.8507 | 8.4474e-05 | 35 | Commercial_2024_Economic_million_m3_Before Competition Groups_35 | Air Curtains | 0.008447% | 0 | 0.13591 | Commercial_2024_Economic_million_m3_Before Competition Groups_Air Curtains
Commercial | Com ¦ Gas Heat Pump Water Heater | 2024 | Economic | million_m3 | Before Competition Groups | 0.13383 | 0 | 0 | 1608.8507 | 8.3186e-05 | 36 | Commercial_2024_Economic_million_m3_Before Competition Groups_36 | Gas Heat Pump Water Heater | 0.008319% | 0 | 0.13383 | Commercial_2024_Economic_million_m3_Before Competition Groups_Gas Heat Pump Water Heater
Commercial | Com ¦ Boilers - Advanced Controls (Steam Systems) | 2024 | SC A | million_m3 | Before Competition Groups | 27.8535 | 0 | 0 | 223.9457 | 0.12438 | 1 | Commercial_2024_SC A_million_m3_Before Competition Groups_1 | Boilers - Advanced Controls (Steam Systems) | 12.44% | 0 | 27.8535 | Commercial_2024_SC A_million_m3_Before Competition Groups_Boilers - Advanced Controls (Steam Systems)
Commercial | Com ¦ Adaptive Thermostats | 2024 | SC A | million_m3 | Before Competition Groups | 26.9013 | 0 | 0 | 223.9457 | 0.12012 | 2 | Commercial_2024_SC A_million_m3_Before Competition Groups_2 | Adaptive Thermostats | 12.01% | 0 | 26.9013 | Commercial_2024_SC A_million_m3_Before Competition Groups_Adaptive Thermostats
Commercial | Com ¦ Demand Control Ventilation | 2024 | SC A | million_m3 | Before Competition Groups | 23.2689 | 0 | 0 | 223.9457 | 0.1039 | 3 | Commercial_2024_SC A_million_m3_Before Competition Groups_3 | Demand Control Ventilation | 10.39% | 0 | 23.2689 | Commercial_2024_SC A_million_m3_Before Competition Groups_Demand Control Ventilation
Commercial | Com ¦ Building Recommissioning, Operations and Maintenance (O&M) Improvements | 2024 | SC A | million_m3 | Before Competition Groups | 19.0541 | 0 | 0 | 223.9457 | 0.085083 | 4 | Commercial_2024_SC A_million_m3_Before Competition Groups_4 | Building Recommissioning, Operations and Maintenance (O&M) Improvements | 8.508% | 0 | 19.0541 | Commercial_2024_SC A_million_m3_Before Competition Groups_Building Recommissioning, Operations and Maintenance (O&M) Improvements
Commercial | Com ¦ Condensing Boiler ¦ Std | 2024 | SC A | million_m3 | Before Competition Groups | 14.305 | 0 | 0 | 223.9457 | 0.063877 | 5 | Commercial_2024_SC A_million_m3_Before Competition Groups_5 | Condensing Boiler ¦ Std | 6.388% | 0 | 14.305 | Commercial_2024_SC A_million_m3_Before Competition Groups_Condensing Boiler ¦ Std
Commercial | Com ¦ Air Handler with Dedicated Outdoor Air Systems | 2024 | SC A | million_m3 | Before Competition Groups | 11.7441 | 0 | 0 | 223.9457 | 0.052442 | 6 | Commercial_2024_SC A_million_m3_Before Competition Groups_6 | Air Handler with Dedicated Outdoor Air Systems | 5.244% | 0 | 11.7441 | Commercial_2024_SC A_million_m3_Before Competition Groups_Air Handler with Dedicated Outdoor Air Systems
Commercial | Com ¦ Condensing Make Up Air Unit | 2024 | SC A | million_m3 | Before Competition Groups | 11.4653 | 0 | 0 | 223.9457 | 0.051197 | 7 | Commercial_2024_SC A_million_m3_Before Competition Groups_7 | Condensing Make Up Air Unit | 5.12% | 0 | 11.4653 | Commercial_2024_SC A_million_m3_Before Competition Groups_Condensing Make Up Air Unit
Commercial | Com ¦ Gas Fired Heat Pump | 2024 | SC A | million_m3 | Before Competition Groups | 10.7623 | 0 | 0 | 223.9457 | 0.048057 | 8 | Commercial_2024_SC A_million_m3_Before Competition Groups_8 | Gas Fired Heat Pump | 4.806% | 0 | 10.7623 | Commercial_2024_SC A_million_m3_Before Competition Groups_Gas Fired Heat Pump
Commercial | Com ¦ Advanced BAS/Controllers | 2024 | SC A | million_m3 | Before Competition Groups | 10.288 | 0 | 0 | 223.9457 | 0.04594 | 9 | Commercial_2024_SC A_million_m3_Before Competition Groups_9 | Advanced BAS/Controllers | 4.594% | 0 | 10.288 | Commercial_2024_SC A_million_m3_Before Competition Groups_Advanced BAS/Controllers
Commercial | Com ¦ Demand Control Kitchen Ventilation | 2024 | SC A | million_m3 | Before Competition Groups | 9.3423 | 0 | 0 | 223.9457 | 0.041717 | 10 | Commercial_2024_SC A_million_m3_Before Competition Groups_10 | Demand Control Kitchen Ventilation | 4.172% | 0 | 9.3423 | Commercial_2024_SC A_million_m3_Before Competition Groups_Demand Control Kitchen Ventilation
Commercial | Com ¦ Steam System Optimization | 2024 | SC A | million_m3 | Before Competition Groups | 9.0756 | 0 | 0 | 223.9457 | 0.040526 | 11 | Commercial_2024_SC A_million_m3_Before Competition Groups_11 | Steam System Optimization | 4.053% | 0 | 9.0756 | Commercial_2024_SC A_million_m3_Before Competition Groups_Steam System Optimization
Commercial | Com ¦ Destratification | 2024 | SC A | million_m3 | Before Competition Groups | 8.5821 | 0 | 0 | 223.9457 | 0.038322 | 12 | Commercial_2024_SC A_million_m3_Before Competition Groups_12 | Destratification | 3.832% | 0 | 8.5821 | Commercial_2024_SC A_million_m3_Before Competition Groups_Destratification
Commercial | Com ¦ Furnace Tune-Up | 2024 | SC A | million_m3 | Before Competition Groups | 8.4415 | 0 | 0 | 223.9457 | 0.037695 | 13 | Commercial_2024_SC A_million_m3_Before Competition Groups_13 | Furnace Tune-Up | 3.769% | 0 | 8.4415 | Commercial_2024_SC A_million_m3_Before Competition Groups_Furnace Tune-Up
Commercial | Com ¦ Gas Fired Rooftop Units | 2024 | SC A | million_m3 | Before Competition Groups | 7.3354 | 0 | 0 | 223.9457 | 0.032755 | 14 | Commercial_2024_SC A_million_m3_Before Competition Groups_14 | Gas Fired Rooftop Units | 3.276% | 0 | 7.3354 | Commercial_2024_SC A_million_m3_Before Competition Groups_Gas Fired Rooftop Units
Commercial | Com ¦ Education and Capacity Building/Energy Behavior | 2024 | SC A | million_m3 | Before Competition Groups | 4.7982 | 0 | 0 | 223.9457 | 0.021426 | 15 | Commercial_2024_SC A_million_m3_Before Competition Groups_15 | Education and Capacity Building/Energy Behavior | 2.143% | 0 | 4.7982 | Commercial_2024_SC A_million_m3_Before Competition Groups_Education and Capacity Building/Energy Behavior
Commercial | Com ¦ Wall Insulation | 2024 | SC A | million_m3 | Before Competition Groups | 4.7814 | 0 | 0 | 223.9457 | 0.021351 | 16 | Commercial_2024_SC A_million_m3_Before Competition Groups_16 | Wall Insulation | 2.135% | 0 | 4.7814 | Commercial_2024_SC A_million_m3_Before Competition Groups_Wall Insulation
Commercial | Com ¦ Condensing Unit Heaters or other Efficient Unit Heating System | 2024 | SC A | million_m3 | Before Competition Groups | 3.944 | 0 | 0 | 223.9457 | 0.017611 | 17 | Commercial_2024_SC A_million_m3_Before Competition Groups_17 | Condensing Unit Heaters or other Efficient Unit Heating System | 1.761% | 0 | 3.944 | Commercial_2024_SC A_million_m3_Before Competition Groups_Condensing Unit Heaters or other Efficient Unit Heating System
Commercial | Com ¦ Demand controlled Circulating Systems | 2024 | SC A | million_m3 | Before Competition Groups | 2.3714 | 0 | 0 | 223.9457 | 0.010589 | 18 | Commercial_2024_SC A_million_m3_Before Competition Groups_18 | Demand controlled Circulating Systems | 1.059% | 0 | 2.3714 | Commercial_2024_SC A_million_m3_Before Competition Groups_Demand controlled Circulating Systems
Commercial | Com ¦ High Efficiency Underfired Broilers | 2024 | SC A | million_m3 | Before Competition Groups | 1.7514 | 0 | 0 | 223.9457 | 0.0078206 | 19 | Commercial_2024_SC A_million_m3_Before Competition Groups_19 | High Efficiency Underfired Broilers | 0.7821% | 0 | 1.7514 | Commercial_2024_SC A_million_m3_Before Competition Groups_High Efficiency Underfired Broilers
Commercial | Com ¦ ENERGY STAR Fryer (84% eff) | 2024 | SC A | million_m3 | Before Competition Groups | 1.6664 | 0 | 0 | 223.9457 | 0.0074413 | 20 | Commercial_2024_SC A_million_m3_Before Competition Groups_20 | ENERGY STAR Fryer (84% eff) | 0.7441% | 0 | 1.6664 | Commercial_2024_SC A_million_m3_Before Competition Groups_ENERGY STAR Fryer (84% eff)
Commercial | Com ¦ Duct Insulation, R8 | 2024 | SC A | million_m3 | Before Competition Groups | 1.5514 | 0 | 0 | 223.9457 | 0.0069277 | 21 | Commercial_2024_SC A_million_m3_Before Competition Groups_21 | Duct Insulation, R8 | 0.6928% | 0 | 1.5514 | Commercial_2024_SC A_million_m3_Before Competition Groups_Duct Insulation, R8
Commercial | Com ¦ Energy Efficient Laboratory Fume Hood | 2024 | SC A | million_m3 | Before Competition Groups | 1.1659 | 0 | 0 | 223.9457 | 0.0052063 | 22 | Commercial_2024_SC A_million_m3_Before Competition Groups_22 | Energy Efficient Laboratory Fume Hood | 0.5206% | 0 | 1.1659 | Commercial_2024_SC A_million_m3_Before Competition Groups_Energy Efficient Laboratory Fume Hood
Commercial | Com ¦ Ozone Laundry Treatment | 2024 | SC A | million_m3 | Before Competition Groups | 0.77581 | 0 | 0 | 223.9457 | 0.0034643 | 23 | Commercial_2024_SC A_million_m3_Before Competition Groups_23 | Ozone Laundry Treatment | 0.3464% | 0 | 0.77581 | Commercial_2024_SC A_million_m3_Before Competition Groups_Ozone Laundry Treatment
Commercial | Com ¦ ENERGY STAR Griddle (74% eff) | 2024 | SC A | million_m3 | Before Competition Groups | 0.69646 | 0 | 0 | 223.9457 | 0.00311 | 24 | Commercial_2024_SC A_million_m3_Before Competition Groups_24 | ENERGY STAR Griddle (74% eff) | 0.311% | 0 | 0.69646 | Commercial_2024_SC A_million_m3_Before Competition Groups_ENERGY STAR Griddle (74% eff)
Commercial | Com ¦ ENERGY STAR Dishwasher | 2024 | SC A | million_m3 | Before Competition Groups | 0.58446 | 0 | 0 | 223.9457 | 0.0026098 | 25 | Commercial_2024_SC A_million_m3_Before Competition Groups_25 | ENERGY STAR Dishwasher | 0.261% | 0 | 0.58446 | Commercial_2024_SC A_million_m3_Before Competition Groups_ENERGY STAR Dishwasher
Commercial | Com ¦ Infrared Heaters | 2024 | SC A | million_m3 | Before Competition Groups | 0.3945 | 0 | 0 | 223.9457 | 0.0017616 | 26 | Commercial_2024_SC A_million_m3_Before Competition Groups_26 | Infrared Heaters | 0.1762% | 0 | 0.3945 | Commercial_2024_SC A_million_m3_Before Competition Groups_Infrared Heaters
Commercial | Com ¦ CEE Tier 2/Energy Star Clothes Washers | 2024 | SC A | million_m3 | Before Competition Groups | 0.31268 | 0 | 0 | 223.9457 | 0.0013962 | 27 | Commercial_2024_SC A_million_m3_Before Competition Groups_27 | CEE Tier 2/Energy Star Clothes Washers | 0.1396% | 0 | 0.31268 | Commercial_2024_SC A_million_m3_Before Competition Groups_CEE Tier 2/Energy Star Clothes Washers
Commercial | Com ¦ Drain Water Heat Recovery (DWHR) ¦ Retro | 2024 | SC A | million_m3 | Before Competition Groups | 0.21538 | 0 | 0 | 223.9457 | 0.00096175 | 28 | Commercial_2024_SC A_million_m3_Before Competition Groups_28 | Drain Water Heat Recovery (DWHR) ¦ Retro | 0.09617% | 0 | 0.21538 | Commercial_2024_SC A_million_m3_Before Competition Groups_Drain Water Heat Recovery (DWHR) ¦ Retro
Commercial | Com ¦ ENERGY STAR Steam Cooker | 2024 | SC A | million_m3 | Before Competition Groups | 0.17394 | 0 | 0 | 223.9457 | 0.00077671 | 29 | Commercial_2024_SC A_million_m3_Before Competition Groups_29 | ENERGY STAR Steam Cooker | 0.07767% | 0 | 0.17394 | Commercial_2024_SC A_million_m3_Before Competition Groups_ENERGY STAR Steam Cooker
Commercial | Com ¦ Low Flow Pre-Rinse Spray Nozzle | 2024 | SC A | million_m3 | Before Competition Groups | 0.16611 | 0 | 0 | 223.9457 | 0.00074175 | 30 | Commercial_2024_SC A_million_m3_Before Competition Groups_30 | Low Flow Pre-Rinse Spray Nozzle | 0.07418% | 0 | 0.16611 | Commercial_2024_SC A_million_m3_Before Competition Groups_Low Flow Pre-Rinse Spray Nozzle
Commercial | Com ¦ Energy Recovery Ventilation and Ventilation (Enhanced) | 2024 | SC A | million_m3 | Before Competition Groups | 0.1009 | 0 | 0 | 223.9457 | 0.00045055 | 31 | Commercial_2024_SC A_million_m3_Before Competition Groups_31 | Energy Recovery Ventilation and Ventilation (Enhanced) | 0.04506% | 0 | 0.1009 | Commercial_2024_SC A_million_m3_Before Competition Groups_Energy Recovery Ventilation and Ventilation (Enhanced)
Commercial | Com ¦ Drain Water Heat Recovery (DWHR) ¦New | 2024 | SC A | million_m3 | Before Competition Groups | 0.042248 | 0 | 0 | 223.9457 | 0.00018865 | 32 | Commercial_2024_SC A_million_m3_Before Competition Groups_32 | Drain Water Heat Recovery (DWHR) ¦New | 0.01887% | 0 | 0.042248 | Commercial_2024_SC A_million_m3_Before Competition Groups_Drain Water Heat Recovery (DWHR) ¦New
Commercial | Com ¦ Heat Recovery Ventilator | 2024 | SC A | million_m3 | Before Competition Groups | 0.025662 | 0 | 0 | 223.9457 | 0.00011459 | 33 | Commercial_2024_SC A_million_m3_Before Competition Groups_33 | Heat Recovery Ventilator | 0.01146% | 0 | 0.025662 | Commercial_2024_SC A_million_m3_Before Competition Groups_Heat Recovery Ventilator
Commercial | Com ¦ Solar Water Preheat (Pools/DHW) | 2024 | SC A | million_m3 | Before Competition Groups | 0.0077157 | 0 | 0 | 223.9457 | 3.4454e-05 | 34 | Commercial_2024_SC A_million_m3_Before Competition Groups_34 | Solar Water Preheat (Pools/DHW) | 0.003445% | 0 | 0.0077157 | Commercial_2024_SC A_million_m3_Before Competition Groups_Solar Water Preheat (Pools/DHW)
Commercial | Com ¦ Gas Heat Pump Water Heater | 2024 | SC A | million_m3 | Before Competition Groups | 0.0001481 | 0 | 0 | 223.9457 | 6.613e-07 | 35 | Commercial_2024_SC A_million_m3_Before Competition Groups_35 | Gas Heat Pump Water Heater | 6.613e-05% | 0 | 0.0001481 | Commercial_2024_SC A_million_m3_Before Competition Groups_Gas Heat Pump Water Heater
Commercial | Com ¦ Air Curtains | 2024 | SC A | million_m3 | Before Competition Groups | 6.217e-05 | 0 | 0 | 223.9457 | 2.7761e-07 | 36 | Commercial_2024_SC A_million_m3_Before Competition Groups_36 | Air Curtains | 2.776e-05% | 0 | 6.217e-05 | Commercial_2024_SC A_million_m3_Before Competition Groups_Air Curtains
Commercial | Com ¦ Demand Control Ventilation | 2024 | SC B | million_m3 | Before Competition Groups | 60.2127 | 0 | 0 | 483.0162 | 0.12466 | 1 | Commercial_2024_SC B_million_m3_Before Competition Groups_1 | Demand Control Ventilation | 12.47% | 0 | 60.2127 | Commercial_2024_SC B_million_m3_Before Competition Groups_Demand Control Ventilation
Commercial | Com ¦ Adaptive Thermostats | 2024 | SC B | million_m3 | Before Competition Groups | 59.118 | 0 | 0 | 483.0162 | 0.12239 | 2 | Commercial_2024_SC B_million_m3_Before Competition Groups_2 | Adaptive Thermostats | 12.24% | 0 | 59.118 | Commercial_2024_SC B_million_m3_Before Competition Groups_Adaptive Thermostats
Commercial | Com ¦ Air Handler with Dedicated Outdoor Air Systems | 2024 | SC B | million_m3 | Before Competition Groups | 43.4584 | 0 | 0 | 483.0162 | 0.089973 | 3 | Commercial_2024_SC B_million_m3_Before Competition Groups_3 | Air Handler with Dedicated Outdoor Air Systems | 8.997% | 0 | 43.4584 | Commercial_2024_SC B_million_m3_Before Competition Groups_Air Handler with Dedicated Outdoor Air Systems
Commercial | Com ¦ Condensing Boiler ¦ Std | 2024 | SC B | million_m3 | Before Competition Groups | 36.4078 | 0 | 0 | 483.0162 | 0.075376 | 4 | Commercial_2024_SC B_million_m3_Before Competition Groups_4 | Condensing Boiler ¦ Std | 7.538% | 0 | 36.4078 | Commercial_2024_SC B_million_m3_Before Competition Groups_Condensing Boiler ¦ Std
Commercial | Com ¦ Boilers - Advanced Controls (Steam Systems) | 2024 | SC B | million_m3 | Before Competition Groups | 27.908 | 0 | 0 | 483.0162 | 0.057779 | 5 | Commercial_2024_SC B_million_m3_Before Competition Groups_5 | Boilers - Advanced Controls (Steam Systems) | 5.778% | 0 | 27.908 | Commercial_2024_SC B_million_m3_Before Competition Groups_Boilers - Advanced Controls (Steam Systems)
Commercial | Com ¦ Building Recommissioning, Operations and Maintenance (O&M) Improvements | 2024 | SC B | million_m3 | Before Competition Groups | 26.8022 | 0 | 0 | 483.0162 | 0.055489 | 6 | Commercial_2024_SC B_million_m3_Before Competition Groups_6 | Building Recommissioning, Operations and Maintenance (O&M) Improvements | 5.549% | 0 | 26.8022 | Commercial_2024_SC B_million_m3_Before Competition Groups_Building Recommissioning, Operations and Maintenance (O&M) Improvements
Commercial | Com ¦ Education and Capacity Building/Energy Behavior | 2024 | SC B | million_m3 | Before Competition Groups | 23.9912 | 0 | 0 | 483.0162 | 0.04967 | 7 | Commercial_2024_SC B_million_m3_Before Competition Groups_7 | Education and Capacity Building/Energy Behavior | 4.967% | 0 | 23.9912 | Commercial_2024_SC B_million_m3_Before Competition Groups_Education and Capacity Building/Energy Behavior
Commercial | Com ¦ Steam System Optimization | 2024 | SC B | million_m3 | Before Competition Groups | 23.7132 | 0 | 0 | 483.0162 | 0.049094 | 8 | Commercial_2024_SC B_million_m3_Before Competition Groups_8 | Steam System Optimization | 4.909% | 0 | 23.7132 | Commercial_2024_SC B_million_m3_Before Competition Groups_Steam System Optimization
Commercial | Com ¦ Destratification | 2024 | SC B | million_m3 | Before Competition Groups | 23.3078 | 0 | 0 | 483.0162 | 0.048255 | 9 | Commercial_2024_SC B_million_m3_Before Competition Groups_9 | Destratification | 4.825% | 0 | 23.3078 | Commercial_2024_SC B_million_m3_Before Competition Groups_Destratification
Commercial | Com ¦ Furnace Tune-Up | 2024 | SC B | million_m3 | Before Competition Groups | 22.085 | 0 | 0 | 483.0162 | 0.045723 | 10 | Commercial_2024_SC B_million_m3_Before Competition Groups_10 | Furnace Tune-Up | 4.572% | 0 | 22.085 | Commercial_2024_SC B_million_m3_Before Competition Groups_Furnace Tune-Up
Commercial | Com ¦ Demand Control Kitchen Ventilation | 2024 | SC B | million_m3 | Before Competition Groups | 21.0688 | 0 | 0 | 483.0162 | 0.043619 | 11 | Commercial_2024_SC B_million_m3_Before Competition Groups_11 | Demand Control Kitchen Ventilation | 4.362% | 0 | 21.0688 | Commercial_2024_SC B_million_m3_Before Competition Groups_Demand Control Kitchen Ventilation
Commercial | Com ¦ Gas Fired Rooftop Units | 2024 | SC B | million_m3 | Before Competition Groups | 16.7161 | 0 | 0 | 483.0162 | 0.034608 | 12 | Commercial_2024_SC B_million_m3_Before Competition Groups_12 | Gas Fired Rooftop Units | 3.461% | 0 | 16.7161 | Commercial_2024_SC B_million_m3_Before Competition Groups_Gas Fired Rooftop Units
Commercial | Com ¦ Condensing Make Up Air Unit | 2024 | SC B | million_m3 | Before Competition Groups | 15.8256 | 0 | 0 | 483.0162 | 0.032764 | 13 | Commercial_2024_SC B_million_m3_Before Competition Groups_13 | Condensing Make Up Air Unit | 3.276% | 0 | 15.8256 | Commercial_2024_SC B_million_m3_Before Competition Groups_Condensing Make Up Air Unit
Commercial | Com ¦ Gas Fired Heat Pump | 2024 | SC B | million_m3 | Before Competition Groups | 15.359 | 0 | 0 | 483.0162 | 0.031798 | 14 | Commercial_2024_SC B_million_m3_Before Competition Groups_14 | Gas Fired Heat Pump | 3.18% | 0 | 15.359 | Commercial_2024_SC B_million_m3_Before Competition Groups_Gas Fired Heat Pump
Commercial | Com ¦ Advanced BAS/Controllers | 2024 | SC B | million_m3 | Before Competition Groups | 12.8657 | 0 | 0 | 483.0162 | 0.026636 | 15 | Commercial_2024_SC B_million_m3_Before Competition Groups_15 | Advanced BAS/Controllers | 2.664% | 0 | 12.8657 | Commercial_2024_SC B_million_m3_Before Competition Groups_Advanced BAS/Controllers
Commercial | Com ¦ Wall Insulation | 2024 | SC B | million_m3 | Before Competition Groups | 12.5155 | 0 | 0 | 483.0162 | 0.025911 | 16 | Commercial_2024_SC B_million_m3_Before Competition Groups_16 | Wall Insulation | 2.591% | 0 | 12.5155 | Commercial_2024_SC B_million_m3_Before Competition Groups_Wall Insulation
Commercial | Com ¦ Energy Efficient Laboratory Fume Hood | 2024 | SC B | million_m3 | Before Competition Groups | 8.4363 | 0 | 0 | 483.0162 | 0.017466 | 17 | Commercial_2024_SC B_million_m3_Before Competition Groups_17 | Energy Efficient Laboratory Fume Hood | 1.747% | 0 | 8.4363 | Commercial_2024_SC B_million_m3_Before Competition Groups_Energy Efficient Laboratory Fume Hood
Commercial | Com ¦ Condensing Unit Heaters or other Efficient Unit Heating System | 2024 | SC B | million_m3 | Before Competition Groups | 7.8281 | 0 | 0 | 483.0162 | 0.016207 | 18 | Commercial_2024_SC B_million_m3_Before Competition Groups_18 | Condensing Unit Heaters or other Efficient Unit Heating System | 1.621% | 0 | 7.8281 | Commercial_2024_SC B_million_m3_Before Competition Groups_Condensing Unit Heaters or other Efficient Unit Heating System
Commercial | Com ¦ Demand controlled Circulating Systems | 2024 | SC B | million_m3 | Before Competition Groups | 6.5745 | 0 | 0 | 483.0162 | 0.013611 | 19 | Commercial_2024_SC B_million_m3_Before Competition Groups_19 | Demand controlled Circulating Systems | 1.361% | 0 | 6.5745 | Commercial_2024_SC B_million_m3_Before Competition Groups_Demand controlled Circulating Systems
Commercial | Com ¦ Duct Insulation, R8 | 2024 | SC B | million_m3 | Before Competition Groups | 5.0993 | 0 | 0 | 483.0162 | 0.010557 | 20 | Commercial_2024_SC B_million_m3_Before Competition Groups_20 | Duct Insulation, R8 | 1.056% | 0 | 5.0993 | Commercial_2024_SC B_million_m3_Before Competition Groups_Duct Insulation, R8
Commercial | Com ¦ Ozone Laundry Treatment | 2024 | SC B | million_m3 | Before Competition Groups | 3.0137 | 0 | 0 | 483.0162 | 0.0062393 | 21 | Commercial_2024_SC B_million_m3_Before Competition Groups_21 | Ozone Laundry Treatment | 0.6239% | 0 | 3.0137 | Commercial_2024_SC B_million_m3_Before Competition Groups_Ozone Laundry Treatment
Commercial | Com ¦ ENERGY STAR Fryer (84% eff) | 2024 | SC B | million_m3 | Before Competition Groups | 2.4442 | 0 | 0 | 483.0162 | 0.0050603 | 22 | Commercial_2024_SC B_million_m3_Before Competition Groups_22 | ENERGY STAR Fryer (84% eff) | 0.506% | 0 | 2.4442 | Commercial_2024_SC B_million_m3_Before Competition Groups_ENERGY STAR Fryer (84% eff)
Commercial | Com ¦ High Efficiency Underfired Broilers | 2024 | SC B | million_m3 | Before Competition Groups | 2.053 | 0 | 0 | 483.0162 | 0.0042503 | 23 | Commercial_2024_SC B_million_m3_Before Competition Groups_23 | High Efficiency Underfired Broilers | 0.425% | 0 | 2.053 | Commercial_2024_SC B_million_m3_Before Competition Groups_High Efficiency Underfired Broilers
Commercial | Com ¦ ENERGY STAR Griddle (74% eff) | 2024 | SC B | million_m3 | Before Competition Groups | 1.6118 | 0 | 0 | 483.0162 | 0.003337 | 24 | Commercial_2024_SC B_million_m3_Before Competition Groups_24 | ENERGY STAR Griddle (74% eff) | 0.3337% | 0 | 1.6118 | Commercial_2024_SC B_million_m3_Before Competition Groups_ENERGY STAR Griddle (74% eff)
Commercial | Com ¦ Infrared Heaters | 2024 | SC B | million_m3 | Before Competition Groups | 0.91974 | 0 | 0 | 483.0162 | 0.0019042 | 25 | Commercial_2024_SC B_million_m3_Before Competition Groups_25 | Infrared Heaters | 0.1904% | 0 | 0.91974 | Commercial_2024_SC B_million_m3_Before Competition Groups_Infrared Heaters
Commercial | Com ¦ ENERGY STAR Dishwasher | 2024 | SC B | million_m3 | Before Competition Groups | 0.73419 | 0 | 0 | 483.0162 | 0.00152 | 26 | Commercial_2024_SC B_million_m3_Before Competition Groups_26 | ENERGY STAR Dishwasher | 0.152% | 0 | 0.73419 | Commercial_2024_SC B_million_m3_Before Competition Groups_ENERGY STAR Dishwasher
Commercial | Com ¦ Heat Recovery Ventilator | 2024 | SC B | million_m3 | Before Competition Groups | 0.73145 | 0 | 0 | 483.0162 | 0.0015143 | 27 | Commercial_2024_SC B_million_m3_Before Competition Groups_27 | Heat Recovery Ventilator | 0.1514% | 0 | 0.73145 | Commercial_2024_SC B_million_m3_Before Competition Groups_Heat Recovery Ventilator
Commercial | Com ¦ Energy Recovery Ventilation and Ventilation (Enhanced) | 2024 | SC B | million_m3 | Before Competition Groups | 0.63805 | 0 | 0 | 483.0162 | 0.001321 | 28 | Commercial_2024_SC B_million_m3_Before Competition Groups_28 | Energy Recovery Ventilation and Ventilation (Enhanced) | 0.1321% | 0 | 0.63805 | Commercial_2024_SC B_million_m3_Before Competition Groups_Energy Recovery Ventilation and Ventilation (Enhanced)
Commercial | Com ¦ Drain Water Heat Recovery (DWHR) ¦ Retro | 2024 | SC B | million_m3 | Before Competition Groups | 0.56403 | 0 | 0 | 483.0162 | 0.0011677 | 29 | Commercial_2024_SC B_million_m3_Before Competition Groups_29 | Drain Water Heat Recovery (DWHR) ¦ Retro | 0.1168% | 0 | 0.56403 | Commercial_2024_SC B_million_m3_Before Competition Groups_Drain Water Heat Recovery (DWHR) ¦ Retro
Commercial | Com ¦ CEE Tier 2/Energy Star Clothes Washers | 2024 | SC B | million_m3 | Before Competition Groups | 0.4335 | 0 | 0 | 483.0162 | 0.00089748 | 30 | Commercial_2024_SC B_million_m3_Before Competition Groups_30 | CEE Tier 2/Energy Star Clothes Washers | 0.08975% | 0 | 0.4335 | Commercial_2024_SC B_million_m3_Before Competition Groups_CEE Tier 2/Energy Star Clothes Washers
Commercial | Com ¦ Low Flow Pre-Rinse Spray Nozzle | 2024 | SC B | million_m3 | Before Competition Groups | 0.24474 | 0 | 0 | 483.0162 | 0.00050669 | 31 | Commercial_2024_SC B_million_m3_Before Competition Groups_31 | Low Flow Pre-Rinse Spray Nozzle | 0.05067% | 0 | 0.24474 | Commercial_2024_SC B_million_m3_Before Competition Groups_Low Flow Pre-Rinse Spray Nozzle
Commercial | Com ¦ ENERGY STAR Steam Cooker | 2024 | SC B | million_m3 | Before Competition Groups | 0.17491 | 0 | 0 | 483.0162 | 0.00036211 | 32 | Commercial_2024_SC B_million_m3_Before Competition Groups_32 | ENERGY STAR Steam Cooker | 0.03621% | 0 | 0.17491 | Commercial_2024_SC B_million_m3_Before Competition Groups_ENERGY STAR Steam Cooker
Commercial | Com ¦ Drain Water Heat Recovery (DWHR) ¦New | 2024 | SC B | million_m3 | Before Competition Groups | 0.058412 | 0 | 0 | 483.0162 | 0.00012093 | 33 | Commercial_2024_SC B_million_m3_Before Competition Groups_33 | Drain Water Heat Recovery (DWHR) ¦New | 0.01209% | 0 | 0.058412 | Commercial_2024_SC B_million_m3_Before Competition Groups_Drain Water Heat Recovery (DWHR) ¦New
Commercial | Com ¦ Air Curtains | 2024 | SC B | million_m3 | Before Competition Groups | 0.057725 | 0 | 0 | 483.0162 | 0.00011951 | 34 | Commercial_2024_SC B_million_m3_Before Competition Groups_34 | Air Curtains | 0.01195% | 0 | 0.057725 | Commercial_2024_SC B_million_m3_Before Competition Groups_Air Curtains
Commercial | Com ¦ Gas Heat Pump Water Heater | 2024 | SC B | million_m3 | Before Competition Groups | 0.021908 | 0 | 0 | 483.0162 | 4.5356e-05 | 35 | Commercial_2024_SC B_million_m3_Before Competition Groups_35 | Gas Heat Pump Water Heater | 0.004536% | 0 | 0.021908 | Commercial_2024_SC B_million_m3_Before Competition Groups_Gas Heat Pump Water Heater
Commercial | Com ¦ Solar Water Preheat (Pools/DHW) | 2024 | SC B | million_m3 | Before Competition Groups | 0.021856 | 0 | 0 | 483.0162 | 4.5249e-05 | 36 | Commercial_2024_SC B_million_m3_Before Competition Groups_36 | Solar Water Preheat (Pools/DHW) | 0.004525% | 0 | 0.021856 | Commercial_2024_SC B_million_m3_Before Competition Groups_Solar Water Preheat (Pools/DHW)
Commercial | Com ¦ Boilers - Advanced Controls (Steam Systems) | 2024 | SC C | million_m3 | Before Competition Groups | 27.9083 | 0 | 0 | 236.4284 | 0.11804 | 1 | Commercial_2024_SC C_million_m3_Before Competition Groups_1 | Boilers - Advanced Controls (Steam Systems) | 11.8% | 0 | 27.9083 | Commercial_2024_SC C_million_m3_Before Competition Groups_Boilers - Advanced Controls (Steam Systems)
Commercial | Com ¦ Adaptive Thermostats | 2024 | SC C | million_m3 | Before Competition Groups | 26.9014 | 0 | 0 | 236.4284 | 0.11378 | 2 | Commercial_2024_SC C_million_m3_Before Competition Groups_2 | Adaptive Thermostats | 11.38% | 0 | 26.9014 | Commercial_2024_SC C_million_m3_Before Competition Groups_Adaptive Thermostats
Commercial | Com ¦ Demand Control Ventilation | 2024 | SC C | million_m3 | Before Competition Groups | 25.0046 | 0 | 0 | 236.4284 | 0.10576 | 3 | Commercial_2024_SC C_million_m3_Before Competition Groups_3 | Demand Control Ventilation | 10.58% | 0 | 25.0046 | Commercial_2024_SC C_million_m3_Before Competition Groups_Demand Control Ventilation
Commercial | Com ¦ Building Recommissioning, Operations and Maintenance (O&M) Improvements | 2024 | SC C | million_m3 | Before Competition Groups | 19.3272 | 0 | 0 | 236.4284 | 0.081747 | 4 | Commercial_2024_SC C_million_m3_Before Competition Groups_4 | Building Recommissioning, Operations and Maintenance (O&M) Improvements | 8.175% | 0 | 19.3272 | Commercial_2024_SC C_million_m3_Before Competition Groups_Building Recommissioning, Operations and Maintenance (O&M) Improvements
Commercial | Com ¦ Condensing Boiler ¦ Std | 2024 | SC C | million_m3 | Before Competition Groups | 18.8665 | 0 | 0 | 236.4284 | 0.079798 | 5 | Commercial_2024_SC C_million_m3_Before Competition Groups_5 | Condensing Boiler ¦ Std | 7.98% | 0 | 18.8665 | Commercial_2024_SC C_million_m3_Before Competition Groups_Condensing Boiler ¦ Std
Commercial | Com ¦ Air Handler with Dedicated Outdoor Air Systems | 2024 | SC C | million_m3 | Before Competition Groups | 13.2342 | 0 | 0 | 236.4284 | 0.055975 | 6 | Commercial_2024_SC C_million_m3_Before Competition Groups_6 | Air Handler with Dedicated Outdoor Air Systems | 5.598% | 0 | 13.2342 | Commercial_2024_SC C_million_m3_Before Competition Groups_Air Handler with Dedicated Outdoor Air Systems
Commercial | Com ¦ Condensing Make Up Air Unit | 2024 | SC C | million_m3 | Before Competition Groups | 11.8391 | 0 | 0 | 236.4284 | 0.050075 | 7 | Commercial_2024_SC C_million_m3_Before Competition Groups_7 | Condensing Make Up Air Unit | 5.007% | 0 | 11.8391 | Commercial_2024_SC C_million_m3_Before Competition Groups_Condensing Make Up Air Unit
Commercial | Com ¦ Gas Fired Heat Pump | 2024 | SC C | million_m3 | Before Competition Groups | 11.496 | 0 | 0 | 236.4284 | 0.048624 | 8 | Commercial_2024_SC C_million_m3_Before Competition Groups_8 | Gas Fired Heat Pump | 4.862% | 0 | 11.496 | Commercial_2024_SC C_million_m3_Before Competition Groups_Gas Fired Heat Pump
Commercial | Com ¦ Advanced BAS/Controllers | 2024 | SC C | million_m3 | Before Competition Groups | 10.4478 | 0 | 0 | 236.4284 | 0.04419 | 9 | Commercial_2024_SC C_million_m3_Before Competition Groups_9 | Advanced BAS/Controllers | 4.419% | 0 | 10.4478 | Commercial_2024_SC C_million_m3_Before Competition Groups_Advanced BAS/Controllers
Commercial | Com ¦ Demand Control Kitchen Ventilation | 2024 | SC C | million_m3 | Before Competition Groups | 9.6724 | 0 | 0 | 236.4284 | 0.04091 | 10 | Commercial_2024_SC C_million_m3_Before Competition Groups_10 | Demand Control Kitchen Ventilation | 4.091% | 0 | 9.6724 | Commercial_2024_SC C_million_m3_Before Competition Groups_Demand Control Kitchen Ventilation
Commercial | Com ¦ Steam System Optimization | 2024 | SC C | million_m3 | Before Competition Groups | 9.0756 | 0 | 0 | 236.4284 | 0.038386 | 11 | Commercial_2024_SC C_million_m3_Before Competition Groups_11 | Steam System Optimization | 3.839% | 0 | 9.0756 | Commercial_2024_SC C_million_m3_Before Competition Groups_Steam System Optimization
Commercial | Com ¦ Destratification | 2024 | SC C | million_m3 | Before Competition Groups | 8.9023 | 0 | 0 | 236.4284 | 0.037653 | 12 | Commercial_2024_SC C_million_m3_Before Competition Groups_12 | Destratification | 3.765% | 0 | 8.9023 | Commercial_2024_SC C_million_m3_Before Competition Groups_Destratification
Commercial | Com ¦ Furnace Tune-Up | 2024 | SC C | million_m3 | Before Competition Groups | 8.4415 | 0 | 0 | 236.4284 | 0.035704 | 13 | Commercial_2024_SC C_million_m3_Before Competition Groups_13 | Furnace Tune-Up | 3.57% | 0 | 8.4415 | Commercial_2024_SC C_million_m3_Before Competition Groups_Furnace Tune-Up
Commercial | Com ¦ Gas Fired Rooftop Units | 2024 | SC C | million_m3 | Before Competition Groups | 7.4136 | 0 | 0 | 236.4284 | 0.031357 | 14 | Commercial_2024_SC C_million_m3_Before Competition Groups_14 | Gas Fired Rooftop Units | 3.136% | 0 | 7.4136 | Commercial_2024_SC C_million_m3_Before Competition Groups_Gas Fired Rooftop Units
Commercial | Com ¦ Education and Capacity Building/Energy Behavior | 2024 | SC C | million_m3 | Before Competition Groups | 4.7982 | 0 | 0 | 236.4284 | 0.020295 | 15 | Commercial_2024_SC C_million_m3_Before Competition Groups_15 | Education and Capacity Building/Energy Behavior | 2.029% | 0 | 4.7982 | Commercial_2024_SC C_million_m3_Before Competition Groups_Education and Capacity Building/Energy Behavior
Commercial | Com ¦ Wall Insulation | 2024 | SC C | million_m3 | Before Competition Groups | 4.7906 | 0 | 0 | 236.4284 | 0.020262 | 16 | Commercial_2024_SC C_million_m3_Before Competition Groups_16 | Wall Insulation | 2.026% | 0 | 4.7906 | Commercial_2024_SC C_million_m3_Before Competition Groups_Wall Insulation
Commercial | Com ¦ Condensing Unit Heaters or other Efficient Unit Heating System | 2024 | SC C | million_m3 | Before Competition Groups | 4.5898 | 0 | 0 | 236.4284 | 0.019413 | 17 | Commercial_2024_SC C_million_m3_Before Competition Groups_17 | Condensing Unit Heaters or other Efficient Unit Heating System | 1.941% | 0 | 4.5898 | Commercial_2024_SC C_million_m3_Before Competition Groups_Condensing Unit Heaters or other Efficient Unit Heating System
Commercial | Com ¦ Demand controlled Circulating Systems | 2024 | SC C | million_m3 | Before Competition Groups | 2.4227 | 0 | 0 | 236.4284 | 0.010247 | 18 | Commercial_2024_SC C_million_m3_Before Competition Groups_18 | Demand controlled Circulating Systems | 1.025% | 0 | 2.4227 | Commercial_2024_SC C_million_m3_Before Competition Groups_Demand controlled Circulating Systems
Commercial | Com ¦ ENERGY STAR Fryer (84% eff) | 2024 | SC C | million_m3 | Before Competition Groups | 1.9136 | 0 | 0 | 236.4284 | 0.0080939 | 19 | Commercial_2024_SC C_million_m3_Before Competition Groups_19 | ENERGY STAR Fryer (84% eff) | 0.8094% | 0 | 1.9136 | Commercial_2024_SC C_million_m3_Before Competition Groups_ENERGY STAR Fryer (84% eff)
Commercial | Com ¦ Duct Insulation, R8 | 2024 | SC C | million_m3 | Before Competition Groups | 1.8192 | 0 | 0 | 236.4284 | 0.0076944 | 20 | Commercial_2024_SC C_million_m3_Before Competition Groups_20 | Duct Insulation, R8 | 0.7694% | 0 | 1.8192 | Commercial_2024_SC C_million_m3_Before Competition Groups_Duct Insulation, R8
Commercial | Com ¦ High Efficiency Underfired Broilers | 2024 | SC C | million_m3 | Before Competition Groups | 1.7747 | 0 | 0 | 236.4284 | 0.0075063 | 21 | Commercial_2024_SC C_million_m3_Before Competition Groups_21 | High Efficiency Underfired Broilers | 0.7506% | 0 | 1.7747 | Commercial_2024_SC C_million_m3_Before Competition Groups_High Efficiency Underfired Broilers
Commercial | Com ¦ Energy Efficient Laboratory Fume Hood | 2024 | SC C | million_m3 | Before Competition Groups | 1.6949 | 0 | 0 | 236.4284 | 0.0071688 | 22 | Commercial_2024_SC C_million_m3_Before Competition Groups_22 | Energy Efficient Laboratory Fume Hood | 0.7169% | 0 | 1.6949 | Commercial_2024_SC C_million_m3_Before Competition Groups_Energy Efficient Laboratory Fume Hood
Commercial | Com ¦ Ozone Laundry Treatment | 2024 | SC C | million_m3 | Before Competition Groups | 0.95298 | 0 | 0 | 236.4284 | 0.0040307 | 23 | Commercial_2024_SC C_million_m3_Before Competition Groups_23 | Ozone Laundry Treatment | 0.4031% | 0 | 0.95298 | Commercial_2024_SC C_million_m3_Before Competition Groups_Ozone Laundry Treatment
Commercial | Com ¦ ENERGY STAR Griddle (74% eff) | 2024 | SC C | million_m3 | Before Competition Groups | 0.88461 | 0 | 0 | 236.4284 | 0.0037416 | 24 | Commercial_2024_SC C_million_m3_Before Competition Groups_24 | ENERGY STAR Griddle (74% eff) | 0.3742% | 0 | 0.88461 | Commercial_2024_SC C_million_m3_Before Competition Groups_ENERGY STAR Griddle (74% eff)
Commercial | Com ¦ ENERGY STAR Dishwasher | 2024 | SC C | million_m3 | Before Competition Groups | 0.6406 | 0 | 0 | 236.4284 | 0.0027095 | 25 | Commercial_2024_SC C_million_m3_Before Competition Groups_25 | ENERGY STAR Dishwasher | 0.2709% | 0 | 0.6406 | Commercial_2024_SC C_million_m3_Before Competition Groups_ENERGY STAR Dishwasher
Commercial | Com ¦ Infrared Heaters | 2024 | SC C | million_m3 | Before Competition Groups | 0.46557 | 0 | 0 | 236.4284 | 0.0019692 | 26 | Commercial_2024_SC C_million_m3_Before Competition Groups_26 | Infrared Heaters | 0.1969% | 0 | 0.46557 | Commercial_2024_SC C_million_m3_Before Competition Groups_Infrared Heaters
Commercial | Com ¦ CEE Tier 2/Energy Star Clothes Washers | 2024 | SC C | million_m3 | Before Competition Groups | 0.33734 | 0 | 0 | 236.4284 | 0.0014268 | 27 | Commercial_2024_SC C_million_m3_Before Competition Groups_27 | CEE Tier 2/Energy Star Clothes Washers | 0.1427% | 0 | 0.33734 | Commercial_2024_SC C_million_m3_Before Competition Groups_CEE Tier 2/Energy Star Clothes Washers
Commercial | Com ¦ Drain Water Heat Recovery (DWHR) ¦ Retro | 2024 | SC C | million_m3 | Before Competition Groups | 0.21672 | 0 | 0 | 236.4284 | 0.00091663 | 28 | Commercial_2024_SC C_million_m3_Before Competition Groups_28 | Drain Water Heat Recovery (DWHR) ¦ Retro | 0.09166% | 0 | 0.21672 | Commercial_2024_SC C_million_m3_Before Competition Groups_Drain Water Heat Recovery (DWHR) ¦ Retro
Commercial | Com ¦ Low Flow Pre-Rinse Spray Nozzle | 2024 | SC C | million_m3 | Before Competition Groups | 0.17577 | 0 | 0 | 236.4284 | 0.00074343 | 29 | Commercial_2024_SC C_million_m3_Before Competition Groups_29 | Low Flow Pre-Rinse Spray Nozzle | 0.07434% | 0 | 0.17577 | Commercial_2024_SC C_million_m3_Before Competition Groups_Low Flow Pre-Rinse Spray Nozzle
Commercial | Com ¦ ENERGY STAR Steam Cooker | 2024 | SC C | million_m3 | Before Competition Groups | 0.17491 | 0 | 0 | 236.4284 | 0.0007398 | 30 | Commercial_2024_SC C_million_m3_Before Competition Groups_30 | ENERGY STAR Steam Cooker | 0.07398% | 0 | 0.17491 | Commercial_2024_SC C_million_m3_Before Competition Groups_ENERGY STAR Steam Cooker
Commercial | Com ¦ Energy Recovery Ventilation and Ventilation (Enhanced) | 2024 | SC C | million_m3 | Before Competition Groups | 0.13716 | 0 | 0 | 236.4284 | 0.00058012 | 31 | Commercial_2024_SC C_million_m3_Before Competition Groups_31 | Energy Recovery Ventilation and Ventilation (Enhanced) | 0.05801% | 0 | 0.13716 | Commercial_2024_SC C_million_m3_Before Competition Groups_Energy Recovery Ventilation and Ventilation (Enhanced)
Commercial | Com ¦ Heat Recovery Ventilator | 2024 | SC C | million_m3 | Before Competition Groups | 0.057306 | 0 | 0 | 236.4284 | 0.00024238 | 32 | Commercial_2024_SC C_million_m3_Before Competition Groups_32 | Heat Recovery Ventilator | 0.02424% | 0 | 0.057306 | Commercial_2024_SC C_million_m3_Before Competition Groups_Heat Recovery Ventilator
Commercial | Com ¦ Drain Water Heat Recovery (DWHR) ¦New | 2024 | SC C | million_m3 | Before Competition Groups | 0.042397 | 0 | 0 | 236.4284 | 0.00017932 | 33 | Commercial_2024_SC C_million_m3_Before Competition Groups_33 | Drain Water Heat Recovery (DWHR) ¦New | 0.01793% | 0 | 0.042397 | Commercial_2024_SC C_million_m3_Before Competition Groups_Drain Water Heat Recovery (DWHR) ¦New
Commercial | Com ¦ Solar Water Preheat (Pools/DHW) | 2024 | SC C | million_m3 | Before Competition Groups | 0.0080659 | 0 | 0 | 236.4284 | 3.4115e-05 | 34 | Commercial_2024_SC C_million_m3_Before Competition Groups_34 | Solar Water Preheat (Pools/DHW) | 0.003412% | 0 | 0.0080659 | Commercial_2024_SC C_million_m3_Before Competition Groups_Solar Water Preheat (Pools/DHW)
Commercial | Com ¦ Gas Heat Pump Water Heater | 2024 | SC C | million_m3 | Before Competition Groups | 0.00058614 | 0 | 0 | 236.4284 | 2.4791e-06 | 35 | Commercial_2024_SC C_million_m3_Before Competition Groups_35 | Gas Heat Pump Water Heater | 0.0002479% | 0 | 0.00058614 | Commercial_2024_SC C_million_m3_Before Competition Groups_Gas Heat Pump Water Heater
Commercial | Com ¦ Air Curtains | 2024 | SC C | million_m3 | Before Competition Groups | 0.0001328 | 0 | 0 | 236.4284 | 5.6167e-07 | 36 | Commercial_2024_SC C_million_m3_Before Competition Groups_36 | Air Curtains | 5.617e-05% | 0 | 0.0001328 | Commercial_2024_SC C_million_m3_Before Competition Groups_Air Curtains
Commercial | Com ¦ Building Recommissioning, Operations and Maintenance (O&M) Improvements | 2024 | Technical | million_m3 | Before Competition Groups | 266.2044 | 0 | 0 | 1782.1448 | 0.14937 | 1 | Commercial_2024_Technical_million_m3_Before Competition Groups_1 | Building Recommissioning, Operations and Maintenance (O&M) Improvements | 14.94% | 0 | 266.2044 | Commercial_2024_Technical_million_m3_Before Competition Groups_Building Recommissioning, Operations and Maintenance (O&M) Improvements
Commercial | Com ¦ Demand Control Ventilation | 2024 | Technical | million_m3 | Before Competition Groups | 163.4123 | 0 | 0 | 1782.1448 | 0.091694 | 2 | Commercial_2024_Technical_million_m3_Before Competition Groups_2 | Demand Control Ventilation | 9.169% | 0 | 163.4123 | Commercial_2024_Technical_million_m3_Before Competition Groups_Demand Control Ventilation
Commercial | Com ¦ Boilers - Advanced Controls (Steam Systems) | 2024 | Technical | million_m3 | Before Competition Groups | 135.8665 | 0 | 0 | 1782.1448 | 0.076238 | 3 | Commercial_2024_Technical_million_m3_Before Competition Groups_3 | Boilers - Advanced Controls (Steam Systems) | 7.624% | 0 | 135.8665 | Commercial_2024_Technical_million_m3_Before Competition Groups_Boilers - Advanced Controls (Steam Systems)
Commercial | Com ¦ Condensing Boiler ¦ Std | 2024 | Technical | million_m3 | Before Competition Groups | 135.0644 | 0 | 0 | 1782.1448 | 0.075788 | 4 | Commercial_2024_Technical_million_m3_Before Competition Groups_4 | Condensing Boiler ¦ Std | 7.579% | 0 | 135.0644 | Commercial_2024_Technical_million_m3_Before Competition Groups_Condensing Boiler ¦ Std
Commercial | Com ¦ Adaptive Thermostats | 2024 | Technical | million_m3 | Before Competition Groups | 131.4233 | 0 | 0 | 1782.1448 | 0.073744 | 5 | Commercial_2024_Technical_million_m3_Before Competition Groups_5 | Adaptive Thermostats | 7.374% | 0 | 131.4233 | Commercial_2024_Technical_million_m3_Before Competition Groups_Adaptive Thermostats
Commercial | Com ¦ Gas Fired Rooftop Units | 2024 | Technical | million_m3 | Before Competition Groups | 99.9933 | 0 | 0 | 1782.1448 | 0.056108 | 6 | Commercial_2024_Technical_million_m3_Before Competition Groups_6 | Gas Fired Rooftop Units | 5.611% | 0 | 99.9933 | Commercial_2024_Technical_million_m3_Before Competition Groups_Gas Fired Rooftop Units
Commercial | Com ¦ Air Handler with Dedicated Outdoor Air Systems | 2024 | Technical | million_m3 | Before Competition Groups | 99.3128 | 0 | 0 | 1782.1448 | 0.055727 | 7 | Commercial_2024_Technical_million_m3_Before Competition Groups_7 | Air Handler with Dedicated Outdoor Air Systems | 5.573% | 0 | 99.3128 | Commercial_2024_Technical_million_m3_Before Competition Groups_Air Handler with Dedicated Outdoor Air Systems
Commercial | Com ¦ Education and Capacity Building/Energy Behavior | 2024 | Technical | million_m3 | Before Competition Groups | 84.5868 | 0 | 0 | 1782.1448 | 0.047463 | 8 | Commercial_2024_Technical_million_m3_Before Competition Groups_8 | Education and Capacity Building/Energy Behavior | 4.746% | 0 | 84.5868 | Commercial_2024_Technical_million_m3_Before Competition Groups_Education and Capacity Building/Energy Behavior
Commercial | Com ¦ Advanced BAS/Controllers | 2024 | Technical | million_m3 | Before Competition Groups | 70.2977 | 0 | 0 | 1782.1448 | 0.039446 | 9 | Commercial_2024_Technical_million_m3_Before Competition Groups_9 | Advanced BAS/Controllers | 3.945% | 0 | 70.2977 | Commercial_2024_Technical_million_m3_Before Competition Groups_Advanced BAS/Controllers
Commercial | Com ¦ Demand Control Kitchen Ventilation | 2024 | Technical | million_m3 | Before Competition Groups | 54.6883 | 0 | 0 | 1782.1448 | 0.030687 | 10 | Commercial_2024_Technical_million_m3_Before Competition Groups_10 | Demand Control Kitchen Ventilation | 3.069% | 0 | 54.6883 | Commercial_2024_Technical_million_m3_Before Competition Groups_Demand Control Kitchen Ventilation
Commercial | Com ¦ Steam System Optimization | 2024 | Technical | million_m3 | Before Competition Groups | 53.4243 | 0 | 0 | 1782.1448 | 0.029978 | 11 | Commercial_2024_Technical_million_m3_Before Competition Groups_11 | Steam System Optimization | 2.998% | 0 | 53.4243 | Commercial_2024_Technical_million_m3_Before Competition Groups_Steam System Optimization
Commercial | Com ¦ Destratification | 2024 | Technical | million_m3 | Before Competition Groups | 51.954 | 0 | 0 | 1782.1448 | 0.029153 | 12 | Commercial_2024_Technical_million_m3_Before Competition Groups_12 | Destratification | 2.915% | 0 | 51.954 | Commercial_2024_Technical_million_m3_Before Competition Groups_Destratification
Commercial | Com ¦ Furnace Tune-Up | 2024 | Technical | million_m3 | Before Competition Groups | 50.3673 | 0 | 0 | 1782.1448 | 0.028262 | 13 | Commercial_2024_Technical_million_m3_Before Competition Groups_13 | Furnace Tune-Up | 2.826% | 0 | 50.3673 | Commercial_2024_Technical_million_m3_Before Competition Groups_Furnace Tune-Up
Commercial | Com ¦ Energy Recovery Ventilation and Ventilation (Enhanced) | 2024 | Technical | million_m3 | Before Competition Groups | 49.7051 | 0 | 0 | 1782.1448 | 0.027891 | 14 | Commercial_2024_Technical_million_m3_Before Competition Groups_14 | Energy Recovery Ventilation and Ventilation (Enhanced) | 2.789% | 0 | 49.7051 | Commercial_2024_Technical_million_m3_Before Competition Groups_Energy Recovery Ventilation and Ventilation (Enhanced)
Commercial | Com ¦ Condensing Make Up Air Unit | 2024 | Technical | million_m3 | Before Competition Groups | 47.0072 | 0 | 0 | 1782.1448 | 0.026377 | 15 | Commercial_2024_Technical_million_m3_Before Competition Groups_15 | Condensing Make Up Air Unit | 2.638% | 0 | 47.0072 | Commercial_2024_Technical_million_m3_Before Competition Groups_Condensing Make Up Air Unit
Commercial | Com ¦ Gas Fired Heat Pump | 2024 | Technical | million_m3 | Before Competition Groups | 40.0757 | 0 | 0 | 1782.1448 | 0.022487 | 16 | Commercial_2024_Technical_million_m3_Before Competition Groups_16 | Gas Fired Heat Pump | 2.249% | 0 | 40.0757 | Commercial_2024_Technical_million_m3_Before Competition Groups_Gas Fired Heat Pump
Commercial | Com ¦ High Efficiency Condensing Furnace AFUE 95% from 80% code | 2024 | Technical | million_m3 | Before Competition Groups | 36.999 | 0 | 0 | 1782.1448 | 0.020761 | 17 | Commercial_2024_Technical_million_m3_Before Competition Groups_17 | High Efficiency Condensing Furnace AFUE 95% from 80% code | 2.076% | 0 | 36.999 | Commercial_2024_Technical_million_m3_Before Competition Groups_High Efficiency Condensing Furnace AFUE 95% from 80% code
Commercial | Com ¦ Heat Recovery Ventilator | 2024 | Technical | million_m3 | Before Competition Groups | 29.5322 | 0 | 0 | 1782.1448 | 0.016571 | 18 | Commercial_2024_Technical_million_m3_Before Competition Groups_18 | Heat Recovery Ventilator | 1.657% | 0 | 29.5322 | Commercial_2024_Technical_million_m3_Before Competition Groups_Heat Recovery Ventilator
Commercial | Com ¦ Wall Insulation | 2024 | Technical | million_m3 | Before Competition Groups | 28.1672 | 0 | 0 | 1782.1448 | 0.015805 | 19 | Commercial_2024_Technical_million_m3_Before Competition Groups_19 | Wall Insulation | 1.581% | 0 | 28.1672 | Commercial_2024_Technical_million_m3_Before Competition Groups_Wall Insulation
Commercial | Com ¦ Condensing Unit Heaters or other Efficient Unit Heating System | 2024 | Technical | million_m3 | Before Competition Groups | 28.0882 | 0 | 0 | 1782.1448 | 0.015761 | 20 | Commercial_2024_Technical_million_m3_Before Competition Groups_20 | Condensing Unit Heaters or other Efficient Unit Heating System | 1.576% | 0 | 28.0882 | Commercial_2024_Technical_million_m3_Before Competition Groups_Condensing Unit Heaters or other Efficient Unit Heating System
Commercial | Com ¦ Energy Efficient Laboratory Fume Hood | 2024 | Technical | million_m3 | Before Competition Groups | 19.8884 | 0 | 0 | 1782.1448 | 0.01116 | 21 | Commercial_2024_Technical_million_m3_Before Competition Groups_21 | Energy Efficient Laboratory Fume Hood | 1.116% | 0 | 19.8884 | Commercial_2024_Technical_million_m3_Before Competition Groups_Energy Efficient Laboratory Fume Hood
Commercial | Com ¦ Demand controlled Circulating Systems | 2024 | Technical | million_m3 | Before Competition Groups | 14.7964 | 0 | 0 | 1782.1448 | 0.0083026 | 22 | Commercial_2024_Technical_million_m3_Before Competition Groups_22 | Demand controlled Circulating Systems | 0.8303% | 0 | 14.7964 | Commercial_2024_Technical_million_m3_Before Competition Groups_Demand controlled Circulating Systems
Commercial | Com ¦ Boiler Measures | 2024 | Technical | million_m3 | Before Competition Groups | 13.0516 | 0 | 0 | 1782.1448 | 0.0073235 | 23 | Commercial_2024_Technical_million_m3_Before Competition Groups_23 | Boiler Measures | 0.7324% | 0 | 13.0516 | Commercial_2024_Technical_million_m3_Before Competition Groups_Boiler Measures
Commercial | Com ¦ Super-High Efficiency Furnaces (Emerging Tech) | 2024 | Technical | million_m3 | Before Competition Groups | 12.1501 | 0 | 0 | 1782.1448 | 0.0068177 | 24 | Commercial_2024_Technical_million_m3_Before Competition Groups_24 | Super-High Efficiency Furnaces (Emerging Tech) | 0.6818% | 0 | 12.1501 | Commercial_2024_Technical_million_m3_Before Competition Groups_Super-High Efficiency Furnaces (Emerging Tech)
Commercial | Com ¦ Duct Insulation, R8 | 2024 | Technical | million_m3 | Before Competition Groups | 11.5591 | 0 | 0 | 1782.1448 | 0.006486 | 25 | Commercial_2024_Technical_million_m3_Before Competition Groups_25 | Duct Insulation, R8 | 0.6486% | 0 | 11.5591 | Commercial_2024_Technical_million_m3_Before Competition Groups_Duct Insulation, R8
Commercial | Com ¦ Roof Insulation/Ceiling Insulation (R25 Code to R35) | 2024 | Technical | million_m3 | Before Competition Groups | 8.2565 | 0 | 0 | 1782.1448 | 0.0046329 | 26 | Commercial_2024_Technical_million_m3_Before Competition Groups_26 | Roof Insulation/Ceiling Insulation (R25 Code to R35) | 0.4633% | 0 | 8.2565 | Commercial_2024_Technical_million_m3_Before Competition Groups_Roof Insulation/Ceiling Insulation (R25 Code to R35)
Commercial | Com ¦ Ozone Laundry Treatment | 2024 | Technical | million_m3 | Before Competition Groups | 7.2601 | 0 | 0 | 1782.1448 | 0.0040738 | 27 | Commercial_2024_Technical_million_m3_Before Competition Groups_27 | Ozone Laundry Treatment | 0.4074% | 0 | 7.2601 | Commercial_2024_Technical_million_m3_Before Competition Groups_Ozone Laundry Treatment
Commercial | Com ¦ ENERGY STAR Fryer (84% eff) | 2024 | Technical | million_m3 | Before Competition Groups | 4.5537 | 0 | 0 | 1782.1448 | 0.0025552 | 28 | Commercial_2024_Technical_million_m3_Before Competition Groups_28 | ENERGY STAR Fryer (84% eff) | 0.2555% | 0 | 4.5537 | Commercial_2024_Technical_million_m3_Before Competition Groups_ENERGY STAR Fryer (84% eff)
Commercial | Com ¦ Infrared Heaters | 2024 | Technical | million_m3 | Before Competition Groups | 4.3404 | 0 | 0 | 1782.1448 | 0.0024355 | 29 | Commercial_2024_Technical_million_m3_Before Competition Groups_29 | Infrared Heaters | 0.2435% | 0 | 4.3404 | Commercial_2024_Technical_million_m3_Before Competition Groups_Infrared Heaters
Commercial | Com ¦ High Efficiency Underfired Broilers | 2024 | Technical | million_m3 | Before Competition Groups | 3.8632 | 0 | 0 | 1782.1448 | 0.0021677 | 30 | Commercial_2024_Technical_million_m3_Before Competition Groups_30 | High Efficiency Underfired Broilers | 0.2168% | 0 | 3.8632 | Commercial_2024_Technical_million_m3_Before Competition Groups_High Efficiency Underfired Broilers
Commercial | Com ¦ Condensing Storage Water Heater | 2024 | Technical | million_m3 | Before Competition Groups | 3.7692 | 0 | 0 | 1782.1448 | 0.002115 | 31 | Commercial_2024_Technical_million_m3_Before Competition Groups_31 | Condensing Storage Water Heater | 0.2115% | 0 | 3.7692 | Commercial_2024_Technical_million_m3_Before Competition Groups_Condensing Storage Water Heater
Commercial | Com ¦ Ice Rink Heat Recovery | 2024 | Technical | million_m3 | Before Competition Groups | 3.7154 | 0 | 0 | 1782.1448 | 0.0020848 | 32 | Commercial_2024_Technical_million_m3_Before Competition Groups_32 | Ice Rink Heat Recovery | 0.2085% | 0 | 3.7154 | Commercial_2024_Technical_million_m3_Before Competition Groups_Ice Rink Heat Recovery
Commercial | Com ¦ HOTEL OCCUPANCY CONTROLS (HVAC + LIGHTING) | 2024 | Technical | million_m3 | Before Competition Groups | 3.6731 | 0 | 0 | 1782.1448 | 0.0020611 | 33 | Commercial_2024_Technical_million_m3_Before Competition Groups_33 | HOTEL OCCUPANCY CONTROLS (HVAC + LIGHTING) | 0.2061% | 0 | 3.6731 | Commercial_2024_Technical_million_m3_Before Competition Groups_HOTEL OCCUPANCY CONTROLS (HVAC + LIGHTING)
Commercial | Com ¦ ENERGY STAR Dishwasher | 2024 | Technical | million_m3 | Before Competition Groups | 3.0294 | 0 | 0 | 1782.1448 | 0.0016999 | 34 | Commercial_2024_Technical_million_m3_Before Competition Groups_34 | ENERGY STAR Dishwasher | 0.17% | 0 | 3.0294 | Commercial_2024_Technical_million_m3_Before Competition Groups_ENERGY STAR Dishwasher
Commercial | Com ¦ ENERGY STAR Griddle (74% eff) | 2024 | Technical | million_m3 | Before Competition Groups | 2.9706 | 0 | 0 | 1782.1448 | 0.0016669 | 35 | Commercial_2024_Technical_million_m3_Before Competition Groups_35 | ENERGY STAR Griddle (74% eff) | 0.1667% | 0 | 2.9706 | Commercial_2024_Technical_million_m3_Before Competition Groups_ENERGY STAR Griddle (74% eff)
Commercial | Com ¦ Condensing Tankless Water Heater | 2024 | Technical | million_m3 | Before Competition Groups | 2.1884 | 0 | 0 | 1782.1448 | 0.0012279 | 36 | Commercial_2024_Technical_million_m3_Before Competition Groups_36 | Condensing Tankless Water Heater | 0.1228% | 0 | 2.1884 | Commercial_2024_Technical_million_m3_Before Competition Groups_Condensing Tankless Water Heater
Commercial | Com ¦ Gas Heat Pump Water Heater | 2024 | Technical | million_m3 | Before Competition Groups | 1.876 | 0 | 0 | 1782.1448 | 0.0010526 | 37 | Commercial_2024_Technical_million_m3_Before Competition Groups_37 | Gas Heat Pump Water Heater | 0.1053% | 0 | 1.876 | Commercial_2024_Technical_million_m3_Before Competition Groups_Gas Heat Pump Water Heater
Commercial | Com ¦ Dock Door Seals | 2024 | Technical | million_m3 | Before Competition Groups | 1.4059 | 0 | 0 | 1782.1448 | 0.00078888 | 38 | Commercial_2024_Technical_million_m3_Before Competition Groups_38 | Dock Door Seals | 0.07889% | 0 | 1.4059 | Commercial_2024_Technical_million_m3_Before Competition Groups_Dock Door Seals
Commercial | Com ¦ Drain Water Heat Recovery (DWHR) ¦ Retro | 2024 | Technical | million_m3 | Before Competition Groups | 1.2234 | 0 | 0 | 1782.1448 | 0.00068645 | 39 | Commercial_2024_Technical_million_m3_Before Competition Groups_39 | Drain Water Heat Recovery (DWHR) ¦ Retro | 0.06864% | 0 | 1.2234 | Commercial_2024_Technical_million_m3_Before Competition Groups_Drain Water Heat Recovery (DWHR) ¦ Retro
Commercial | Com ¦ CEE Tier 2/Energy Star Clothes Washers | 2024 | Technical | million_m3 | Before Competition Groups | 0.78586 | 0 | 0 | 1782.1448 | 0.00044096 | 40 | Commercial_2024_Technical_million_m3_Before Competition Groups_40 | CEE Tier 2/Energy Star Clothes Washers | 0.0441% | 0 | 0.78586 | Commercial_2024_Technical_million_m3_Before Competition Groups_CEE Tier 2/Energy Star Clothes Washers
Commercial | Com ¦ Low Flow Pre-Rinse Spray Nozzle | 2024 | Technical | million_m3 | Before Competition Groups | 0.53846 | 0 | 0 | 1782.1448 | 0.00030214 | 41 | Commercial_2024_Technical_million_m3_Before Competition Groups_41 | Low Flow Pre-Rinse Spray Nozzle | 0.03021% | 0 | 0.53846 | Commercial_2024_Technical_million_m3_Before Competition Groups_Low Flow Pre-Rinse Spray Nozzle
Commercial | Com ¦ ENERGY STAR Steam Cooker | 2024 | Technical | million_m3 | Before Competition Groups | 0.32581 | 0 | 0 | 1782.1448 | 0.00018282 | 42 | Commercial_2024_Technical_million_m3_Before Competition Groups_42 | ENERGY STAR Steam Cooker | 0.01828% | 0 | 0.32581 | Commercial_2024_Technical_million_m3_Before Competition Groups_ENERGY STAR Steam Cooker
Commercial | Com ¦ Drain Water Heat Recovery (DWHR) ¦New | 2024 | Technical | million_m3 | Before Competition Groups | 0.25053 | 0 | 0 | 1782.1448 | 0.00014058 | 43 | Commercial_2024_Technical_million_m3_Before Competition Groups_43 | Drain Water Heat Recovery (DWHR) ¦New | 0.01406% | 0 | 0.25053 | Commercial_2024_Technical_million_m3_Before Competition Groups_Drain Water Heat Recovery (DWHR) ¦New
Commercial | Com ¦ Solar Water Preheat (Pools/DHW) | 2024 | Technical | million_m3 | Before Competition Groups | 0.15032 | 0 | 0 | 1782.1448 | 8.4346e-05 | 44 | Commercial_2024_Technical_million_m3_Before Competition Groups_44 | Solar Water Preheat (Pools/DHW) | 0.008435% | 0 | 0.15032 | Commercial_2024_Technical_million_m3_Before Competition Groups_Solar Water Preheat (Pools/DHW)
Commercial | Com ¦ Air Curtains | 2024 | Technical | million_m3 | Before Competition Groups | 0.13591 | 0 | 0 | 1782.1448 | 7.626e-05 | 45 | Commercial_2024_Technical_million_m3_Before Competition Groups_45 | Air Curtains | 0.007626% | 0 | 0.13591 | Commercial_2024_Technical_million_m3_Before Competition Groups_Air Curtains
Commercial | Com ¦ Gas Convection Oven | 2024 | Technical | million_m3 | Before Competition Groups | 0.076654 | 0 | 0 | 1782.1448 | 4.3012e-05 | 46 | Commercial_2024_Technical_million_m3_Before Competition Groups_46 | Gas Convection Oven | 0.004301% | 0 | 0.076654 | Commercial_2024_Technical_million_m3_Before Competition Groups_Gas Convection Oven
Commercial | Com ¦ Solar Preheat Make up Air | 2024 | Technical | million_m3 | Before Competition Groups | 0.066883 | 0 | 0 | 1782.1448 | 3.753e-05 | 47 | Commercial_2024_Technical_million_m3_Before Competition Groups_47 | Solar Preheat Make up Air | 0.003753% | 0 | 0.066883 | Commercial_2024_Technical_million_m3_Before Competition Groups_Solar Preheat Make up Air
Commercial | Com ¦ Super High Perf Glazing ¦RET | 2024 | Technical | million_m3 | Before Competition Groups | 0.060437 | 0 | 0 | 1782.1448 | 3.3913e-05 | 48 | Commercial_2024_Technical_million_m3_Before Competition Groups_48 | Super High Perf Glazing ¦RET | 0.003391% | 0 | 0.060437 | Commercial_2024_Technical_million_m3_Before Competition Groups_Super High Perf Glazing ¦RET
Commercial | Com ¦ Super High Perf Glazing ¦New | 2024 | Technical | million_m3 | Before Competition Groups | 0.013091 | 0 | 0 | 1782.1448 | 7.3459e-06 | 49 | Commercial_2024_Technical_million_m3_Before Competition Groups_49 | Super High Perf Glazing ¦New | 0.0007346% | 0 | 0.013091 | Commercial_2024_Technical_million_m3_Before Competition Groups_Super High Perf Glazing ¦New
Commercial | Com ¦ Building Recommissioning, Operations and Maintenance (O&M) Improvements | 2025 | Economic | million_m3 | Before Competition Groups | 260.8537 | 0 | 0 | 1656.3216 | 0.15749 | 1 | Commercial_2025_Economic_million_m3_Before Competition Groups_1 | Building Recommissioning, Operations and Maintenance (O&M) Improvements | 15.75% | 0 | 260.8537 | Commercial_2025_Economic_million_m3_Before Competition Groups_Building Recommissioning, Operations and Maintenance (O&M) Improvements
Commercial | Com ¦ Demand Control Ventilation | 2025 | Economic | million_m3 | Before Competition Groups | 162.7332 | 0 | 0 | 1656.3216 | 0.09825 | 2 | Commercial_2025_Economic_million_m3_Before Competition Groups_2 | Demand Control Ventilation | 9.825% | 0 | 162.7332 | Commercial_2025_Economic_million_m3_Before Competition Groups_Demand Control Ventilation
Commercial | Com ¦ Condensing Boiler ¦ Std | 2025 | Economic | million_m3 | Before Competition Groups | 154.1808 | 0 | 0 | 1656.3216 | 0.093086 | 3 | Commercial_2025_Economic_million_m3_Before Competition Groups_3 | Condensing Boiler ¦ Std | 9.309% | 0 | 154.1808 | Commercial_2025_Economic_million_m3_Before Competition Groups_Condensing Boiler ¦ Std
Commercial | Com ¦ Boilers - Advanced Controls (Steam Systems) | 2025 | Economic | million_m3 | Before Competition Groups | 137.0823 | 0 | 0 | 1656.3216 | 0.082763 | 4 | Commercial_2025_Economic_million_m3_Before Competition Groups_4 | Boilers - Advanced Controls (Steam Systems) | 8.276% | 0 | 137.0823 | Commercial_2025_Economic_million_m3_Before Competition Groups_Boilers - Advanced Controls (Steam Systems)
Commercial | Com ¦ Adaptive Thermostats | 2025 | Economic | million_m3 | Before Competition Groups | 131.5937 | 0 | 0 | 1656.3216 | 0.079449 | 5 | Commercial_2025_Economic_million_m3_Before Competition Groups_5 | Adaptive Thermostats | 7.945% | 0 | 131.5937 | Commercial_2025_Economic_million_m3_Before Competition Groups_Adaptive Thermostats
Commercial | Com ¦ Gas Fired Rooftop Units | 2025 | Economic | million_m3 | Before Competition Groups | 113.3902 | 0 | 0 | 1656.3216 | 0.068459 | 6 | Commercial_2025_Economic_million_m3_Before Competition Groups_6 | Gas Fired Rooftop Units | 6.846% | 0 | 113.3902 | Commercial_2025_Economic_million_m3_Before Competition Groups_Gas Fired Rooftop Units
Commercial | Com ¦ Air Handler with Dedicated Outdoor Air Systems | 2025 | Economic | million_m3 | Before Competition Groups | 97.3166 | 0 | 0 | 1656.3216 | 0.058755 | 7 | Commercial_2025_Economic_million_m3_Before Competition Groups_7 | Air Handler with Dedicated Outdoor Air Systems | 5.875% | 0 | 97.3166 | Commercial_2025_Economic_million_m3_Before Competition Groups_Air Handler with Dedicated Outdoor Air Systems
Commercial | Com ¦ Education and Capacity Building/Energy Behavior | 2025 | Economic | million_m3 | Before Competition Groups | 78.715 | 0 | 0 | 1656.3216 | 0.047524 | 8 | Commercial_2025_Economic_million_m3_Before Competition Groups_8 | Education and Capacity Building/Energy Behavior | 4.752% | 0 | 78.715 | Commercial_2025_Economic_million_m3_Before Competition Groups_Education and Capacity Building/Energy Behavior
Commercial | Com ¦ Advanced BAS/Controllers | 2025 | Economic | million_m3 | Before Competition Groups | 70.8863 | 0 | 0 | 1656.3216 | 0.042797 | 9 | Commercial_2025_Economic_million_m3_Before Competition Groups_9 | Advanced BAS/Controllers | 4.28% | 0 | 70.8863 | Commercial_2025_Economic_million_m3_Before Competition Groups_Advanced BAS/Controllers
Commercial | Com ¦ Demand Control Kitchen Ventilation | 2025 | Economic | million_m3 | Before Competition Groups | 56.7908 | 0 | 0 | 1656.3216 | 0.034287 | 10 | Commercial_2025_Economic_million_m3_Before Competition Groups_10 | Demand Control Kitchen Ventilation | 3.429% | 0 | 56.7908 | Commercial_2025_Economic_million_m3_Before Competition Groups_Demand Control Kitchen Ventilation
Commercial | Com ¦ Condensing Make Up Air Unit | 2025 | Economic | million_m3 | Before Competition Groups | 53.7157 | 0 | 0 | 1656.3216 | 0.032431 | 11 | Commercial_2025_Economic_million_m3_Before Competition Groups_11 | Condensing Make Up Air Unit | 3.243% | 0 | 53.7157 | Commercial_2025_Economic_million_m3_Before Competition Groups_Condensing Make Up Air Unit
Commercial | Com ¦ Steam System Optimization | 2025 | Economic | million_m3 | Before Competition Groups | 52.3505 | 0 | 0 | 1656.3216 | 0.031606 | 12 | Commercial_2025_Economic_million_m3_Before Competition Groups_12 | Steam System Optimization | 3.161% | 0 | 52.3505 | Commercial_2025_Economic_million_m3_Before Competition Groups_Steam System Optimization
Commercial | Com ¦ Destratification | 2025 | Economic | million_m3 | Before Competition Groups | 50.7581 | 0 | 0 | 1656.3216 | 0.030645 | 13 | Commercial_2025_Economic_million_m3_Before Competition Groups_13 | Destratification | 3.065% | 0 | 50.7581 | Commercial_2025_Economic_million_m3_Before Competition Groups_Destratification
Commercial | Com ¦ Furnace Tune-Up | 2025 | Economic | million_m3 | Before Competition Groups | 49.3549 | 0 | 0 | 1656.3216 | 0.029798 | 14 | Commercial_2025_Economic_million_m3_Before Competition Groups_14 | Furnace Tune-Up | 2.98% | 0 | 49.3549 | Commercial_2025_Economic_million_m3_Before Competition Groups_Furnace Tune-Up
Commercial | Com ¦ Gas Fired Heat Pump | 2025 | Economic | million_m3 | Before Competition Groups | 45.2531 | 0 | 0 | 1656.3216 | 0.027321 | 15 | Commercial_2025_Economic_million_m3_Before Competition Groups_15 | Gas Fired Heat Pump | 2.732% | 0 | 45.2531 | Commercial_2025_Economic_million_m3_Before Competition Groups_Gas Fired Heat Pump
Commercial | Com ¦ Condensing Unit Heaters or other Efficient Unit Heating System | 2025 | Economic | million_m3 | Before Competition Groups | 32.03 | 0 | 0 | 1656.3216 | 0.019338 | 16 | Commercial_2025_Economic_million_m3_Before Competition Groups_16 | Condensing Unit Heaters or other Efficient Unit Heating System | 1.934% | 0 | 32.03 | Commercial_2025_Economic_million_m3_Before Competition Groups_Condensing Unit Heaters or other Efficient Unit Heating System
Commercial | Com ¦ Wall Insulation | 2025 | Economic | million_m3 | Before Competition Groups | 27.6011 | 0 | 0 | 1656.3216 | 0.016664 | 17 | Commercial_2025_Economic_million_m3_Before Competition Groups_17 | Wall Insulation | 1.666% | 0 | 27.6011 | Commercial_2025_Economic_million_m3_Before Competition Groups_Wall Insulation
Commercial | Com ¦ Energy Efficient Laboratory Fume Hood | 2025 | Economic | million_m3 | Before Competition Groups | 19.4887 | 0 | 0 | 1656.3216 | 0.011766 | 18 | Commercial_2025_Economic_million_m3_Before Competition Groups_18 | Energy Efficient Laboratory Fume Hood | 1.177% | 0 | 19.4887 | Commercial_2025_Economic_million_m3_Before Competition Groups_Energy Efficient Laboratory Fume Hood
Commercial | Com ¦ Demand controlled Circulating Systems | 2025 | Economic | million_m3 | Before Competition Groups | 14.499 | 0 | 0 | 1656.3216 | 0.0087537 | 19 | Commercial_2025_Economic_million_m3_Before Competition Groups_19 | Demand controlled Circulating Systems | 0.8754% | 0 | 14.499 | Commercial_2025_Economic_million_m3_Before Competition Groups_Demand controlled Circulating Systems
Commercial | Com ¦ Duct Insulation, R8 | 2025 | Economic | million_m3 | Before Competition Groups | 11.3267 | 0 | 0 | 1656.3216 | 0.0068385 | 20 | Commercial_2025_Economic_million_m3_Before Competition Groups_20 | Duct Insulation, R8 | 0.6838% | 0 | 11.3267 | Commercial_2025_Economic_million_m3_Before Competition Groups_Duct Insulation, R8
Commercial | Com ¦ Ozone Laundry Treatment | 2025 | Economic | million_m3 | Before Competition Groups | 7.3028 | 0 | 0 | 1656.3216 | 0.004409 | 21 | Commercial_2025_Economic_million_m3_Before Competition Groups_21 | Ozone Laundry Treatment | 0.4409% | 0 | 7.3028 | Commercial_2025_Economic_million_m3_Before Competition Groups_Ozone Laundry Treatment
Commercial | Com ¦ ENERGY STAR Fryer (84% eff) | 2025 | Economic | million_m3 | Before Competition Groups | 5.1338 | 0 | 0 | 1656.3216 | 0.0030995 | 22 | Commercial_2025_Economic_million_m3_Before Competition Groups_22 | ENERGY STAR Fryer (84% eff) | 0.31% | 0 | 5.1338 | Commercial_2025_Economic_million_m3_Before Competition Groups_ENERGY STAR Fryer (84% eff)
Commercial | Com ¦ Infrared Heaters | 2025 | Economic | million_m3 | Before Competition Groups | 4.9052 | 0 | 0 | 1656.3216 | 0.0029615 | 23 | Commercial_2025_Economic_million_m3_Before Competition Groups_23 | Infrared Heaters | 0.2962% | 0 | 4.9052 | Commercial_2025_Economic_million_m3_Before Competition Groups_Infrared Heaters
Commercial | Com ¦ High Efficiency Underfired Broilers | 2025 | Economic | million_m3 | Before Competition Groups | 4.3556 | 0 | 0 | 1656.3216 | 0.0026297 | 24 | Commercial_2025_Economic_million_m3_Before Competition Groups_24 | High Efficiency Underfired Broilers | 0.263% | 0 | 4.3556 | Commercial_2025_Economic_million_m3_Before Competition Groups_High Efficiency Underfired Broilers
Commercial | Com ¦ ENERGY STAR Griddle (74% eff) | 2025 | Economic | million_m3 | Before Competition Groups | 3.3524 | 0 | 0 | 1656.3216 | 0.002024 | 25 | Commercial_2025_Economic_million_m3_Before Competition Groups_25 | ENERGY STAR Griddle (74% eff) | 0.2024% | 0 | 3.3524 | Commercial_2025_Economic_million_m3_Before Competition Groups_ENERGY STAR Griddle (74% eff)
Commercial | Com ¦ ENERGY STAR Dishwasher | 2025 | Economic | million_m3 | Before Competition Groups | 3.1405 | 0 | 0 | 1656.3216 | 0.0018961 | 26 | Commercial_2025_Economic_million_m3_Before Competition Groups_26 | ENERGY STAR Dishwasher | 0.1896% | 0 | 3.1405 | Commercial_2025_Economic_million_m3_Before Competition Groups_ENERGY STAR Dishwasher
Commercial | Com ¦ Energy Recovery Ventilation and Ventilation (Enhanced) | 2025 | Economic | million_m3 | Before Competition Groups | 2.2539 | 0 | 0 | 1656.3216 | 0.0013608 | 27 | Commercial_2025_Economic_million_m3_Before Competition Groups_27 | Energy Recovery Ventilation and Ventilation (Enhanced) | 0.1361% | 0 | 2.2539 | Commercial_2025_Economic_million_m3_Before Competition Groups_Energy Recovery Ventilation and Ventilation (Enhanced)
Commercial | Com ¦ Heat Recovery Ventilator | 2025 | Economic | million_m3 | Before Competition Groups | 2.192 | 0 | 0 | 1656.3216 | 0.0013234 | 28 | Commercial_2025_Economic_million_m3_Before Competition Groups_28 | Heat Recovery Ventilator | 0.1323% | 0 | 2.192 | Commercial_2025_Economic_million_m3_Before Competition Groups_Heat Recovery Ventilator
Commercial | Com ¦ Drain Water Heat Recovery (DWHR) ¦ Retro | 2025 | Economic | million_m3 | Before Competition Groups | 1.1988 | 0 | 0 | 1656.3216 | 0.00072375 | 29 | Commercial_2025_Economic_million_m3_Before Competition Groups_29 | Drain Water Heat Recovery (DWHR) ¦ Retro | 0.07237% | 0 | 1.1988 | Commercial_2025_Economic_million_m3_Before Competition Groups_Drain Water Heat Recovery (DWHR) ¦ Retro
Commercial | Com ¦ CEE Tier 2/Energy Star Clothes Washers | 2025 | Economic | million_m3 | Before Competition Groups | 0.86943 | 0 | 0 | 1656.3216 | 0.00052492 | 30 | Commercial_2025_Economic_million_m3_Before Competition Groups_30 | CEE Tier 2/Energy Star Clothes Washers | 0.05249% | 0 | 0.86943 | Commercial_2025_Economic_million_m3_Before Competition Groups_CEE Tier 2/Energy Star Clothes Washers
Commercial | Com ¦ Low Flow Pre-Rinse Spray Nozzle | 2025 | Economic | million_m3 | Before Competition Groups | 0.57672 | 0 | 0 | 1656.3216 | 0.00034819 | 31 | Commercial_2025_Economic_million_m3_Before Competition Groups_31 | Low Flow Pre-Rinse Spray Nozzle | 0.03482% | 0 | 0.57672 | Commercial_2025_Economic_million_m3_Before Competition Groups_Low Flow Pre-Rinse Spray Nozzle
Commercial | Com ¦ ENERGY STAR Steam Cooker | 2025 | Economic | million_m3 | Before Competition Groups | 0.36732 | 0 | 0 | 1656.3216 | 0.00022177 | 32 | Commercial_2025_Economic_million_m3_Before Competition Groups_32 | ENERGY STAR Steam Cooker | 0.02218% | 0 | 0.36732 | Commercial_2025_Economic_million_m3_Before Competition Groups_ENERGY STAR Steam Cooker
Commercial | Com ¦ Drain Water Heat Recovery (DWHR) ¦New | 2025 | Economic | million_m3 | Before Competition Groups | 0.28786 | 0 | 0 | 1656.3216 | 0.0001738 | 33 | Commercial_2025_Economic_million_m3_Before Competition Groups_33 | Drain Water Heat Recovery (DWHR) ¦New | 0.01738% | 0 | 0.28786 | Commercial_2025_Economic_million_m3_Before Competition Groups_Drain Water Heat Recovery (DWHR) ¦New
Commercial | Com ¦ Solar Water Preheat (Pools/DHW) | 2025 | Economic | million_m3 | Before Competition Groups | 0.16432 | 0 | 0 | 1656.3216 | 9.9209e-05 | 34 | Commercial_2025_Economic_million_m3_Before Competition Groups_34 | Solar Water Preheat (Pools/DHW) | 0.009921% | 0 | 0.16432 | Commercial_2025_Economic_million_m3_Before Competition Groups_Solar Water Preheat (Pools/DHW)
Commercial | Com ¦ Gas Heat Pump Water Heater | 2025 | Economic | million_m3 | Before Competition Groups | 0.16346 | 0 | 0 | 1656.3216 | 9.8689e-05 | 35 | Commercial_2025_Economic_million_m3_Before Competition Groups_35 | Gas Heat Pump Water Heater | 0.009869% | 0 | 0.16346 | Commercial_2025_Economic_million_m3_Before Competition Groups_Gas Heat Pump Water Heater
Commercial | Com ¦ Air Curtains | 2025 | Economic | million_m3 | Before Competition Groups | 0.13701 | 0 | 0 | 1656.3216 | 8.2721e-05 | 36 | Commercial_2025_Economic_million_m3_Before Competition Groups_36 | Air Curtains | 0.008272% | 0 | 0.13701 | Commercial_2025_Economic_million_m3_Before Competition Groups_Air Curtains
Commercial | Com ¦ Adaptive Thermostats | 2025 | SC A | million_m3 | Before Competition Groups | 32.7683 | 0 | 0 | 274.3032 | 0.11946 | 1 | Commercial_2025_SC A_million_m3_Before Competition Groups_1 | Adaptive Thermostats | 11.95% | 0 | 32.7683 | Commercial_2025_SC A_million_m3_Before Competition Groups_Adaptive Thermostats
Commercial | Com ¦ Boilers - Advanced Controls (Steam Systems) | 2025 | SC A | million_m3 | Before Competition Groups | 32.4882 | 0 | 0 | 274.3032 | 0.11844 | 2 | Commercial_2025_SC A_million_m3_Before Competition Groups_2 | Boilers - Advanced Controls (Steam Systems) | 11.84% | 0 | 32.4882 | Commercial_2025_SC A_million_m3_Before Competition Groups_Boilers - Advanced Controls (Steam Systems)
Commercial | Com ¦ Demand Control Ventilation | 2025 | SC A | million_m3 | Before Competition Groups | 28.8163 | 0 | 0 | 274.3032 | 0.10505 | 3 | Commercial_2025_SC A_million_m3_Before Competition Groups_3 | Demand Control Ventilation | 10.51% | 0 | 28.8163 | Commercial_2025_SC A_million_m3_Before Competition Groups_Demand Control Ventilation
Commercial | Com ¦ Building Recommissioning, Operations and Maintenance (O&M) Improvements | 2025 | SC A | million_m3 | Before Competition Groups | 23.0698 | 0 | 0 | 274.3032 | 0.084103 | 4 | Commercial_2025_SC A_million_m3_Before Competition Groups_4 | Building Recommissioning, Operations and Maintenance (O&M) Improvements | 8.41% | 0 | 23.0698 | Commercial_2025_SC A_million_m3_Before Competition Groups_Building Recommissioning, Operations and Maintenance (O&M) Improvements
Commercial | Com ¦ Condensing Boiler ¦ Std | 2025 | SC A | million_m3 | Before Competition Groups | 18.2873 | 0 | 0 | 274.3032 | 0.066668 | 5 | Commercial_2025_SC A_million_m3_Before Competition Groups_5 | Condensing Boiler ¦ Std | 6.667% | 0 | 18.2873 | Commercial_2025_SC A_million_m3_Before Competition Groups_Condensing Boiler ¦ Std
Commercial | Com ¦ Condensing Make Up Air Unit | 2025 | SC A | million_m3 | Before Competition Groups | 14.341 | 0 | 0 | 274.3032 | 0.052282 | 6 | Commercial_2025_SC A_million_m3_Before Competition Groups_6 | Condensing Make Up Air Unit | 5.228% | 0 | 14.341 | Commercial_2025_SC A_million_m3_Before Competition Groups_Condensing Make Up Air Unit
Commercial | Com ¦ Air Handler with Dedicated Outdoor Air Systems | 2025 | SC A | million_m3 | Before Competition Groups | 14.0774 | 0 | 0 | 274.3032 | 0.051321 | 7 | Commercial_2025_SC A_million_m3_Before Competition Groups_7 | Air Handler with Dedicated Outdoor Air Systems | 5.132% | 0 | 14.0774 | Commercial_2025_SC A_million_m3_Before Competition Groups_Air Handler with Dedicated Outdoor Air Systems
Commercial | Com ¦ Gas Fired Heat Pump | 2025 | SC A | million_m3 | Before Competition Groups | 13.2876 | 0 | 0 | 274.3032 | 0.048441 | 8 | Commercial_2025_SC A_million_m3_Before Competition Groups_8 | Gas Fired Heat Pump | 4.844% | 0 | 13.2876 | Commercial_2025_SC A_million_m3_Before Competition Groups_Gas Fired Heat Pump
Commercial | Com ¦ Advanced BAS/Controllers | 2025 | SC A | million_m3 | Before Competition Groups | 12.2642 | 0 | 0 | 274.3032 | 0.04471 | 9 | Commercial_2025_SC A_million_m3_Before Competition Groups_9 | Advanced BAS/Controllers | 4.471% | 0 | 12.2642 | Commercial_2025_SC A_million_m3_Before Competition Groups_Advanced BAS/Controllers
Commercial | Com ¦ Demand Control Kitchen Ventilation | 2025 | SC A | million_m3 | Before Competition Groups | 11.6318 | 0 | 0 | 274.3032 | 0.042405 | 10 | Commercial_2025_SC A_million_m3_Before Competition Groups_10 | Demand Control Kitchen Ventilation | 4.241% | 0 | 11.6318 | Commercial_2025_SC A_million_m3_Before Competition Groups_Demand Control Kitchen Ventilation
Commercial | Com ¦ Steam System Optimization | 2025 | SC A | million_m3 | Before Competition Groups | 11.124 | 0 | 0 | 274.3032 | 0.040554 | 11 | Commercial_2025_SC A_million_m3_Before Competition Groups_11 | Steam System Optimization | 4.055% | 0 | 11.124 | Commercial_2025_SC A_million_m3_Before Competition Groups_Steam System Optimization
Commercial | Com ¦ Destratification | 2025 | SC A | million_m3 | Before Competition Groups | 10.4401 | 0 | 0 | 274.3032 | 0.03806 | 12 | Commercial_2025_SC A_million_m3_Before Competition Groups_12 | Destratification | 3.806% | 0 | 10.4401 | Commercial_2025_SC A_million_m3_Before Competition Groups_Destratification
Commercial | Com ¦ Furnace Tune-Up | 2025 | SC A | million_m3 | Before Competition Groups | 10.3427 | 0 | 0 | 274.3032 | 0.037705 | 13 | Commercial_2025_SC A_million_m3_Before Competition Groups_13 | Furnace Tune-Up | 3.771% | 0 | 10.3427 | Commercial_2025_SC A_million_m3_Before Competition Groups_Furnace Tune-Up
Commercial | Com ¦ Gas Fired Rooftop Units | 2025 | SC A | million_m3 | Before Competition Groups | 10.3397 | 0 | 0 | 274.3032 | 0.037694 | 14 | Commercial_2025_SC A_million_m3_Before Competition Groups_14 | Gas Fired Rooftop Units | 3.769% | 0 | 10.3397 | Commercial_2025_SC A_million_m3_Before Competition Groups_Gas Fired Rooftop Units
Commercial | Com ¦ Wall Insulation | 2025 | SC A | million_m3 | Before Competition Groups | 5.8493 | 0 | 0 | 274.3032 | 0.021324 | 15 | Commercial_2025_SC A_million_m3_Before Competition Groups_15 | Wall Insulation | 2.132% | 0 | 5.8493 | Commercial_2025_SC A_million_m3_Before Competition Groups_Wall Insulation
Commercial | Com ¦ Education and Capacity Building/Energy Behavior | 2025 | SC A | million_m3 | Before Competition Groups | 5.8058 | 0 | 0 | 274.3032 | 0.021166 | 16 | Commercial_2025_SC A_million_m3_Before Competition Groups_16 | Education and Capacity Building/Energy Behavior | 2.117% | 0 | 5.8058 | Commercial_2025_SC A_million_m3_Before Competition Groups_Education and Capacity Building/Energy Behavior
Commercial | Com ¦ Condensing Unit Heaters or other Efficient Unit Heating System | 2025 | SC A | million_m3 | Before Competition Groups | 5.0179 | 0 | 0 | 274.3032 | 0.018293 | 17 | Commercial_2025_SC A_million_m3_Before Competition Groups_17 | Condensing Unit Heaters or other Efficient Unit Heating System | 1.829% | 0 | 5.0179 | Commercial_2025_SC A_million_m3_Before Competition Groups_Condensing Unit Heaters or other Efficient Unit Heating System
Commercial | Com ¦ Demand controlled Circulating Systems | 2025 | SC A | million_m3 | Before Competition Groups | 2.896 | 0 | 0 | 274.3032 | 0.010558 | 18 | Commercial_2025_SC A_million_m3_Before Competition Groups_18 | Demand controlled Circulating Systems | 1.056% | 0 | 2.896 | Commercial_2025_SC A_million_m3_Before Competition Groups_Demand controlled Circulating Systems
Commercial | Com ¦ High Efficiency Underfired Broilers | 2025 | SC A | million_m3 | Before Competition Groups | 2.0795 | 0 | 0 | 274.3032 | 0.0075812 | 19 | Commercial_2025_SC A_million_m3_Before Competition Groups_19 | High Efficiency Underfired Broilers | 0.7581% | 0 | 2.0795 | Commercial_2025_SC A_million_m3_Before Competition Groups_High Efficiency Underfired Broilers
Commercial | Com ¦ ENERGY STAR Fryer (84% eff) | 2025 | SC A | million_m3 | Before Competition Groups | 1.9426 | 0 | 0 | 274.3032 | 0.0070818 | 20 | Commercial_2025_SC A_million_m3_Before Competition Groups_20 | ENERGY STAR Fryer (84% eff) | 0.7082% | 0 | 1.9426 | Commercial_2025_SC A_million_m3_Before Competition Groups_ENERGY STAR Fryer (84% eff)
Commercial | Com ¦ Duct Insulation, R8 | 2025 | SC A | million_m3 | Before Competition Groups | 1.8712 | 0 | 0 | 274.3032 | 0.0068217 | 21 | Commercial_2025_SC A_million_m3_Before Competition Groups_21 | Duct Insulation, R8 | 0.6822% | 0 | 1.8712 | Commercial_2025_SC A_million_m3_Before Competition Groups_Duct Insulation, R8
Commercial | Com ¦ Energy Efficient Laboratory Fume Hood | 2025 | SC A | million_m3 | Before Competition Groups | 1.4004 | 0 | 0 | 274.3032 | 0.0051054 | 22 | Commercial_2025_SC A_million_m3_Before Competition Groups_22 | Energy Efficient Laboratory Fume Hood | 0.5105% | 0 | 1.4004 | Commercial_2025_SC A_million_m3_Before Competition Groups_Energy Efficient Laboratory Fume Hood
Commercial | Com ¦ Ozone Laundry Treatment | 2025 | SC A | million_m3 | Before Competition Groups | 0.94746 | 0 | 0 | 274.3032 | 0.0034541 | 23 | Commercial_2025_SC A_million_m3_Before Competition Groups_23 | Ozone Laundry Treatment | 0.3454% | 0 | 0.94746 | Commercial_2025_SC A_million_m3_Before Competition Groups_Ozone Laundry Treatment
Commercial | Com ¦ ENERGY STAR Griddle (74% eff) | 2025 | SC A | million_m3 | Before Competition Groups | 0.76038 | 0 | 0 | 274.3032 | 0.002772 | 24 | Commercial_2025_SC A_million_m3_Before Competition Groups_24 | ENERGY STAR Griddle (74% eff) | 0.2772% | 0 | 0.76038 | Commercial_2025_SC A_million_m3_Before Competition Groups_ENERGY STAR Griddle (74% eff)
Commercial | Com ¦ ENERGY STAR Dishwasher | 2025 | SC A | million_m3 | Before Competition Groups | 0.68709 | 0 | 0 | 274.3032 | 0.0025049 | 25 | Commercial_2025_SC A_million_m3_Before Competition Groups_25 | ENERGY STAR Dishwasher | 0.2505% | 0 | 0.68709 | Commercial_2025_SC A_million_m3_Before Competition Groups_ENERGY STAR Dishwasher
Commercial | Com ¦ Infrared Heaters | 2025 | SC A | million_m3 | Before Competition Groups | 0.51968 | 0 | 0 | 274.3032 | 0.0018945 | 26 | Commercial_2025_SC A_million_m3_Before Competition Groups_26 | Infrared Heaters | 0.1895% | 0 | 0.51968 | Commercial_2025_SC A_million_m3_Before Competition Groups_Infrared Heaters
Commercial | Com ¦ CEE Tier 2/Energy Star Clothes Washers | 2025 | SC A | million_m3 | Before Competition Groups | 0.36911 | 0 | 0 | 274.3032 | 0.0013456 | 27 | Commercial_2025_SC A_million_m3_Before Competition Groups_27 | CEE Tier 2/Energy Star Clothes Washers | 0.1346% | 0 | 0.36911 | Commercial_2025_SC A_million_m3_Before Competition Groups_CEE Tier 2/Energy Star Clothes Washers
Commercial | Com ¦ Drain Water Heat Recovery (DWHR) ¦ Retro | 2025 | SC A | million_m3 | Before Competition Groups | 0.2638 | 0 | 0 | 274.3032 | 0.00096172 | 28 | Commercial_2025_SC A_million_m3_Before Competition Groups_28 | Drain Water Heat Recovery (DWHR) ¦ Retro | 0.09617% | 0 | 0.2638 | Commercial_2025_SC A_million_m3_Before Competition Groups_Drain Water Heat Recovery (DWHR) ¦ Retro
Commercial | Com ¦ ENERGY STAR Steam Cooker | 2025 | SC A | million_m3 | Before Competition Groups | 0.20132 | 0 | 0 | 274.3032 | 0.00073392 | 29 | Commercial_2025_SC A_million_m3_Before Competition Groups_29 | ENERGY STAR Steam Cooker | 0.07339% | 0 | 0.20132 | Commercial_2025_SC A_million_m3_Before Competition Groups_ENERGY STAR Steam Cooker
Commercial | Com ¦ Low Flow Pre-Rinse Spray Nozzle | 2025 | SC A | million_m3 | Before Competition Groups | 0.19267 | 0 | 0 | 274.3032 | 0.0007024 | 30 | Commercial_2025_SC A_million_m3_Before Competition Groups_30 | Low Flow Pre-Rinse Spray Nozzle | 0.07024% | 0 | 0.19267 | Commercial_2025_SC A_million_m3_Before Competition Groups_Low Flow Pre-Rinse Spray Nozzle
Commercial | Com ¦ Energy Recovery Ventilation and Ventilation (Enhanced) | 2025 | SC A | million_m3 | Before Competition Groups | 0.12513 | 0 | 0 | 274.3032 | 0.00045616 | 31 | Commercial_2025_SC A_million_m3_Before Competition Groups_31 | Energy Recovery Ventilation and Ventilation (Enhanced) | 0.04562% | 0 | 0.12513 | Commercial_2025_SC A_million_m3_Before Competition Groups_Energy Recovery Ventilation and Ventilation (Enhanced)
Commercial | Com ¦ Drain Water Heat Recovery (DWHR) ¦New | 2025 | SC A | million_m3 | Before Competition Groups | 0.054428 | 0 | 0 | 274.3032 | 0.00019842 | 32 | Commercial_2025_SC A_million_m3_Before Competition Groups_32 | Drain Water Heat Recovery (DWHR) ¦New | 0.01984% | 0 | 0.054428 | Commercial_2025_SC A_million_m3_Before Competition Groups_Drain Water Heat Recovery (DWHR) ¦New
Commercial | Com ¦ Heat Recovery Ventilator | 2025 | SC A | million_m3 | Before Competition Groups | 0.029395 | 0 | 0 | 274.3032 | 0.00010716 | 33 | Commercial_2025_SC A_million_m3_Before Competition Groups_33 | Heat Recovery Ventilator | 0.01072% | 0 | 0.029395 | Commercial_2025_SC A_million_m3_Before Competition Groups_Heat Recovery Ventilator
Commercial | Com ¦ Solar Water Preheat (Pools/DHW) | 2025 | SC A | million_m3 | Before Competition Groups | 0.011254 | 0 | 0 | 274.3032 | 4.1028e-05 | 34 | Commercial_2025_SC A_million_m3_Before Competition Groups_34 | Solar Water Preheat (Pools/DHW) | 0.004103% | 0 | 0.011254 | Commercial_2025_SC A_million_m3_Before Competition Groups_Solar Water Preheat (Pools/DHW)
Commercial | Com ¦ Gas Heat Pump Water Heater | 2025 | SC A | million_m3 | Before Competition Groups | 0.00023335 | 0 | 0 | 274.3032 | 8.507e-07 | 35 | Commercial_2025_SC A_million_m3_Before Competition Groups_35 | Gas Heat Pump Water Heater | 8.507e-05% | 0 | 0.00023335 | Commercial_2025_SC A_million_m3_Before Competition Groups_Gas Heat Pump Water Heater
Commercial | Com ¦ Air Curtains | 2025 | SC A | million_m3 | Before Competition Groups | 7.0538e-05 | 0 | 0 | 274.3032 | 2.5715e-07 | 36 | Commercial_2025_SC A_million_m3_Before Competition Groups_36 | Air Curtains | 2.572e-05% | 0 | 7.0538e-05 | Commercial_2025_SC A_million_m3_Before Competition Groups_Air Curtains
Commercial | Com ¦ Demand Control Ventilation | 2025 | SC B | million_m3 | Before Competition Groups | 73.8292 | 0 | 0 | 594.2565 | 0.12424 | 1 | Commercial_2025_SC B_million_m3_Before Competition Groups_1 | Demand Control Ventilation | 12.42% | 0 | 73.8292 | Commercial_2025_SC B_million_m3_Before Competition Groups_Demand Control Ventilation
Commercial | Com ¦ Adaptive Thermostats | 2025 | SC B | million_m3 | Before Competition Groups | 70.6645 | 0 | 0 | 594.2565 | 0.11891 | 2 | Commercial_2025_SC B_million_m3_Before Competition Groups_2 | Adaptive Thermostats | 11.89% | 0 | 70.6645 | Commercial_2025_SC B_million_m3_Before Competition Groups_Adaptive Thermostats
Commercial | Com ¦ Air Handler with Dedicated Outdoor Air Systems | 2025 | SC B | million_m3 | Before Competition Groups | 51.8188 | 0 | 0 | 594.2565 | 0.087199 | 3 | Commercial_2025_SC B_million_m3_Before Competition Groups_3 | Air Handler with Dedicated Outdoor Air Systems | 8.72% | 0 | 51.8188 | Commercial_2025_SC B_million_m3_Before Competition Groups_Air Handler with Dedicated Outdoor Air Systems
Commercial | Com ¦ Condensing Boiler ¦ Std | 2025 | SC B | million_m3 | Before Competition Groups | 48.0735 | 0 | 0 | 594.2565 | 0.080897 | 4 | Commercial_2025_SC B_million_m3_Before Competition Groups_4 | Condensing Boiler ¦ Std | 8.09% | 0 | 48.0735 | Commercial_2025_SC B_million_m3_Before Competition Groups_Condensing Boiler ¦ Std
Commercial | Com ¦ Building Recommissioning, Operations and Maintenance (O&M) Improvements | 2025 | SC B | million_m3 | Before Competition Groups | 34.5006 | 0 | 0 | 594.2565 | 0.058057 | 5 | Commercial_2025_SC B_million_m3_Before Competition Groups_5 | Building Recommissioning, Operations and Maintenance (O&M) Improvements | 5.806% | 0 | 34.5006 | Commercial_2025_SC B_million_m3_Before Competition Groups_Building Recommissioning, Operations and Maintenance (O&M) Improvements
Commercial | Com ¦ Boilers - Advanced Controls (Steam Systems) | 2025 | SC B | million_m3 | Before Competition Groups | 32.6347 | 0 | 0 | 594.2565 | 0.054917 | 6 | Commercial_2025_SC B_million_m3_Before Competition Groups_6 | Boilers - Advanced Controls (Steam Systems) | 5.492% | 0 | 32.6347 | Commercial_2025_SC B_million_m3_Before Competition Groups_Boilers - Advanced Controls (Steam Systems)
Commercial | Com ¦ Education and Capacity Building/Energy Behavior | 2025 | SC B | million_m3 | Before Competition Groups | 29.029 | 0 | 0 | 594.2565 | 0.048849 | 7 | Commercial_2025_SC B_million_m3_Before Competition Groups_7 | Education and Capacity Building/Energy Behavior | 4.885% | 0 | 29.029 | Commercial_2025_SC B_million_m3_Before Competition Groups_Education and Capacity Building/Energy Behavior
Commercial | Com ¦ Steam System Optimization | 2025 | SC B | million_m3 | Before Competition Groups | 28.2574 | 0 | 0 | 594.2565 | 0.047551 | 8 | Commercial_2025_SC B_million_m3_Before Competition Groups_8 | Steam System Optimization | 4.755% | 0 | 28.2574 | Commercial_2025_SC B_million_m3_Before Competition Groups_Steam System Optimization
Commercial | Com ¦ Destratification | 2025 | SC B | million_m3 | Before Competition Groups | 27.7964 | 0 | 0 | 594.2565 | 0.046775 | 9 | Commercial_2025_SC B_million_m3_Before Competition Groups_9 | Destratification | 4.678% | 0 | 27.7964 | Commercial_2025_SC B_million_m3_Before Competition Groups_Destratification
Commercial | Com ¦ Furnace Tune-Up | 2025 | SC B | million_m3 | Before Competition Groups | 26.3306 | 0 | 0 | 594.2565 | 0.044308 | 10 | Commercial_2025_SC B_million_m3_Before Competition Groups_10 | Furnace Tune-Up | 4.431% | 0 | 26.3306 | Commercial_2025_SC B_million_m3_Before Competition Groups_Furnace Tune-Up
Commercial | Com ¦ Demand Control Kitchen Ventilation | 2025 | SC B | million_m3 | Before Competition Groups | 25.8458 | 0 | 0 | 594.2565 | 0.043493 | 11 | Commercial_2025_SC B_million_m3_Before Competition Groups_11 | Demand Control Kitchen Ventilation | 4.349% | 0 | 25.8458 | Commercial_2025_SC B_million_m3_Before Competition Groups_Demand Control Kitchen Ventilation
Commercial | Com ¦ Gas Fired Rooftop Units | 2025 | SC B | million_m3 | Before Competition Groups | 23.8649 | 0 | 0 | 594.2565 | 0.040159 | 12 | Commercial_2025_SC B_million_m3_Before Competition Groups_12 | Gas Fired Rooftop Units | 4.016% | 0 | 23.8649 | Commercial_2025_SC B_million_m3_Before Competition Groups_Gas Fired Rooftop Units
Commercial | Com ¦ Condensing Make Up Air Unit | 2025 | SC B | million_m3 | Before Competition Groups | 20.3971 | 0 | 0 | 594.2565 | 0.034324 | 13 | Commercial_2025_SC B_million_m3_Before Competition Groups_13 | Condensing Make Up Air Unit | 3.432% | 0 | 20.3971 | Commercial_2025_SC B_million_m3_Before Competition Groups_Condensing Make Up Air Unit
Commercial | Com ¦ Gas Fired Heat Pump | 2025 | SC B | million_m3 | Before Competition Groups | 19.4102 | 0 | 0 | 594.2565 | 0.032663 | 14 | Commercial_2025_SC B_million_m3_Before Competition Groups_14 | Gas Fired Heat Pump | 3.266% | 0 | 19.4102 | Commercial_2025_SC B_million_m3_Before Competition Groups_Gas Fired Heat Pump
Commercial | Com ¦ Advanced BAS/Controllers | 2025 | SC B | million_m3 | Before Competition Groups | 15.9593 | 0 | 0 | 594.2565 | 0.026856 | 15 | Commercial_2025_SC B_million_m3_Before Competition Groups_15 | Advanced BAS/Controllers | 2.686% | 0 | 15.9593 | Commercial_2025_SC B_million_m3_Before Competition Groups_Advanced BAS/Controllers
Commercial | Com ¦ Wall Insulation | 2025 | SC B | million_m3 | Before Competition Groups | 14.9134 | 0 | 0 | 594.2565 | 0.025096 | 16 | Commercial_2025_SC B_million_m3_Before Competition Groups_16 | Wall Insulation | 2.51% | 0 | 14.9134 | Commercial_2025_SC B_million_m3_Before Competition Groups_Wall Insulation
Commercial | Com ¦ Condensing Unit Heaters or other Efficient Unit Heating System | 2025 | SC B | million_m3 | Before Competition Groups | 10.365 | 0 | 0 | 594.2565 | 0.017442 | 17 | Commercial_2025_SC B_million_m3_Before Competition Groups_17 | Condensing Unit Heaters or other Efficient Unit Heating System | 1.744% | 0 | 10.365 | Commercial_2025_SC B_million_m3_Before Competition Groups_Condensing Unit Heaters or other Efficient Unit Heating System
Commercial | Com ¦ Energy Efficient Laboratory Fume Hood | 2025 | SC B | million_m3 | Before Competition Groups | 10.1246 | 0 | 0 | 594.2565 | 0.017037 | 18 | Commercial_2025_SC B_million_m3_Before Competition Groups_18 | Energy Efficient Laboratory Fume Hood | 1.704% | 0 | 10.1246 | Commercial_2025_SC B_million_m3_Before Competition Groups_Energy Efficient Laboratory Fume Hood
Commercial | Com ¦ Demand controlled Circulating Systems | 2025 | SC B | million_m3 | Before Competition Groups | 7.8341 | 0 | 0 | 594.2565 | 0.013183 | 19 | Commercial_2025_SC B_million_m3_Before Competition Groups_19 | Demand controlled Circulating Systems | 1.318% | 0 | 7.8341 | Commercial_2025_SC B_million_m3_Before Competition Groups_Demand controlled Circulating Systems
Commercial | Com ¦ Duct Insulation, R8 | 2025 | SC B | million_m3 | Before Competition Groups | 6.078 | 0 | 0 | 594.2565 | 0.010228 | 20 | Commercial_2025_SC B_million_m3_Before Competition Groups_20 | Duct Insulation, R8 | 1.023% | 0 | 6.078 | Commercial_2025_SC B_million_m3_Before Competition Groups_Duct Insulation, R8
Commercial | Com ¦ Ozone Laundry Treatment | 2025 | SC B | million_m3 | Before Competition Groups | 3.6281 | 0 | 0 | 594.2565 | 0.0061052 | 21 | Commercial_2025_SC B_million_m3_Before Competition Groups_21 | Ozone Laundry Treatment | 0.6105% | 0 | 3.6281 | Commercial_2025_SC B_million_m3_Before Competition Groups_Ozone Laundry Treatment
Commercial | Com ¦ ENERGY STAR Fryer (84% eff) | 2025 | SC B | million_m3 | Before Competition Groups | 2.8385 | 0 | 0 | 594.2565 | 0.0047765 | 22 | Commercial_2025_SC B_million_m3_Before Competition Groups_22 | ENERGY STAR Fryer (84% eff) | 0.4777% | 0 | 2.8385 | Commercial_2025_SC B_million_m3_Before Competition Groups_ENERGY STAR Fryer (84% eff)
Commercial | Com ¦ High Efficiency Underfired Broilers | 2025 | SC B | million_m3 | Before Competition Groups | 2.4708 | 0 | 0 | 594.2565 | 0.0041578 | 23 | Commercial_2025_SC B_million_m3_Before Competition Groups_23 | High Efficiency Underfired Broilers | 0.4158% | 0 | 2.4708 | Commercial_2025_SC B_million_m3_Before Competition Groups_High Efficiency Underfired Broilers
Commercial | Com ¦ ENERGY STAR Griddle (74% eff) | 2025 | SC B | million_m3 | Before Competition Groups | 1.8738 | 0 | 0 | 594.2565 | 0.0031531 | 24 | Commercial_2025_SC B_million_m3_Before Competition Groups_24 | ENERGY STAR Griddle (74% eff) | 0.3153% | 0 | 1.8738 | Commercial_2025_SC B_million_m3_Before Competition Groups_ENERGY STAR Griddle (74% eff)
Commercial | Com ¦ Infrared Heaters | 2025 | SC B | million_m3 | Before Competition Groups | 1.2564 | 0 | 0 | 594.2565 | 0.0021143 | 25 | Commercial_2025_SC B_million_m3_Before Competition Groups_25 | Infrared Heaters | 0.2114% | 0 | 1.2564 | Commercial_2025_SC B_million_m3_Before Competition Groups_Infrared Heaters
Commercial | Com ¦ Heat Recovery Ventilator | 2025 | SC B | million_m3 | Before Competition Groups | 0.89995 | 0 | 0 | 594.2565 | 0.0015144 | 26 | Commercial_2025_SC B_million_m3_Before Competition Groups_26 | Heat Recovery Ventilator | 0.1514% | 0 | 0.89995 | Commercial_2025_SC B_million_m3_Before Competition Groups_Heat Recovery Ventilator
Commercial | Com ¦ ENERGY STAR Dishwasher | 2025 | SC B | million_m3 | Before Competition Groups | 0.8647 | 0 | 0 | 594.2565 | 0.0014551 | 27 | Commercial_2025_SC B_million_m3_Before Competition Groups_27 | ENERGY STAR Dishwasher | 0.1455% | 0 | 0.8647 | Commercial_2025_SC B_million_m3_Before Competition Groups_ENERGY STAR Dishwasher
Commercial | Com ¦ Energy Recovery Ventilation and Ventilation (Enhanced) | 2025 | SC B | million_m3 | Before Competition Groups | 0.80581 | 0 | 0 | 594.2565 | 0.001356 | 28 | Commercial_2025_SC B_million_m3_Before Competition Groups_28 | Energy Recovery Ventilation and Ventilation (Enhanced) | 0.1356% | 0 | 0.80581 | Commercial_2025_SC B_million_m3_Before Competition Groups_Energy Recovery Ventilation and Ventilation (Enhanced)
Commercial | Com ¦ Drain Water Heat Recovery (DWHR) ¦ Retro | 2025 | SC B | million_m3 | Before Competition Groups | 0.6711 | 0 | 0 | 594.2565 | 0.0011293 | 29 | Commercial_2025_SC B_million_m3_Before Competition Groups_29 | Drain Water Heat Recovery (DWHR) ¦ Retro | 0.1129% | 0 | 0.6711 | Commercial_2025_SC B_million_m3_Before Competition Groups_Drain Water Heat Recovery (DWHR) ¦ Retro
Commercial | Com ¦ CEE Tier 2/Energy Star Clothes Washers | 2025 | SC B | million_m3 | Before Competition Groups | 0.51537 | 0 | 0 | 594.2565 | 0.00086725 | 30 | Commercial_2025_SC B_million_m3_Before Competition Groups_30 | CEE Tier 2/Energy Star Clothes Washers | 0.08672% | 0 | 0.51537 | Commercial_2025_SC B_million_m3_Before Competition Groups_CEE Tier 2/Energy Star Clothes Washers
Commercial | Com ¦ Low Flow Pre-Rinse Spray Nozzle | 2025 | SC B | million_m3 | Before Competition Groups | 0.28892 | 0 | 0 | 594.2565 | 0.00048618 | 31 | Commercial_2025_SC B_million_m3_Before Competition Groups_31 | Low Flow Pre-Rinse Spray Nozzle | 0.04862% | 0 | 0.28892 | Commercial_2025_SC B_million_m3_Before Competition Groups_Low Flow Pre-Rinse Spray Nozzle
Commercial | Com ¦ ENERGY STAR Steam Cooker | 2025 | SC B | million_m3 | Before Competition Groups | 0.20313 | 0 | 0 | 594.2565 | 0.00034182 | 32 | Commercial_2025_SC B_million_m3_Before Competition Groups_32 | ENERGY STAR Steam Cooker | 0.03418% | 0 | 0.20313 | Commercial_2025_SC B_million_m3_Before Competition Groups_ENERGY STAR Steam Cooker
Commercial | Com ¦ Drain Water Heat Recovery (DWHR) ¦New | 2025 | SC B | million_m3 | Before Competition Groups | 0.07855 | 0 | 0 | 594.2565 | 0.00013218 | 33 | Commercial_2025_SC B_million_m3_Before Competition Groups_33 | Drain Water Heat Recovery (DWHR) ¦New | 0.01322% | 0 | 0.07855 | Commercial_2025_SC B_million_m3_Before Competition Groups_Drain Water Heat Recovery (DWHR) ¦New
Commercial | Com ¦ Air Curtains | 2025 | SC B | million_m3 | Before Competition Groups | 0.069262 | 0 | 0 | 594.2565 | 0.00011655 | 34 | Commercial_2025_SC B_million_m3_Before Competition Groups_34 | Air Curtains | 0.01166% | 0 | 0.069262 | Commercial_2025_SC B_million_m3_Before Competition Groups_Air Curtains
Commercial | Com ¦ Gas Heat Pump Water Heater | 2025 | SC B | million_m3 | Before Competition Groups | 0.03353 | 0 | 0 | 594.2565 | 5.6424e-05 | 35 | Commercial_2025_SC B_million_m3_Before Competition Groups_35 | Gas Heat Pump Water Heater | 0.005642% | 0 | 0.03353 | Commercial_2025_SC B_million_m3_Before Competition Groups_Gas Heat Pump Water Heater
Commercial | Com ¦ Solar Water Preheat (Pools/DHW) | 2025 | SC B | million_m3 | Before Competition Groups | 0.031733 | 0 | 0 | 594.2565 | 5.34e-05 | 36 | Commercial_2025_SC B_million_m3_Before Competition Groups_36 | Solar Water Preheat (Pools/DHW) | 0.00534% | 0 | 0.031733 | Commercial_2025_SC B_million_m3_Before Competition Groups_Solar Water Preheat (Pools/DHW)
Commercial | Com ¦ Adaptive Thermostats | 2025 | SC C | million_m3 | Before Competition Groups | 32.769 | 0 | 0 | 291.2532 | 0.11251 | 1 | Commercial_2025_SC C_million_m3_Before Competition Groups_1 | Adaptive Thermostats | 11.25% | 0 | 32.769 | Commercial_2025_SC C_million_m3_Before Competition Groups_Adaptive Thermostats
Commercial | Com ¦ Boilers - Advanced Controls (Steam Systems) | 2025 | SC C | million_m3 | Before Competition Groups | 32.635 | 0 | 0 | 291.2532 | 0.11205 | 2 | Commercial_2025_SC C_million_m3_Before Competition Groups_2 | Boilers - Advanced Controls (Steam Systems) | 11.21% | 0 | 32.635 | Commercial_2025_SC C_million_m3_Before Competition Groups_Boilers - Advanced Controls (Steam Systems)
Commercial | Com ¦ Demand Control Ventilation | 2025 | SC C | million_m3 | Before Competition Groups | 31.2037 | 0 | 0 | 291.2532 | 0.10714 | 3 | Commercial_2025_SC C_million_m3_Before Competition Groups_3 | Demand Control Ventilation | 10.71% | 0 | 31.2037 | Commercial_2025_SC C_million_m3_Before Competition Groups_Demand Control Ventilation
Commercial | Com ¦ Condensing Boiler ¦ Std | 2025 | SC C | million_m3 | Before Competition Groups | 24.3222 | 0 | 0 | 291.2532 | 0.083509 | 4 | Commercial_2025_SC C_million_m3_Before Competition Groups_4 | Condensing Boiler ¦ Std | 8.351% | 0 | 24.3222 | Commercial_2025_SC C_million_m3_Before Competition Groups_Condensing Boiler ¦ Std
Commercial | Com ¦ Building Recommissioning, Operations and Maintenance (O&M) Improvements | 2025 | SC C | million_m3 | Before Competition Groups | 23.4445 | 0 | 0 | 291.2532 | 0.080495 | 5 | Commercial_2025_SC C_million_m3_Before Competition Groups_5 | Building Recommissioning, Operations and Maintenance (O&M) Improvements | 8.05% | 0 | 23.4445 | Commercial_2025_SC C_million_m3_Before Competition Groups_Building Recommissioning, Operations and Maintenance (O&M) Improvements
Commercial | Com ¦ Air Handler with Dedicated Outdoor Air Systems | 2025 | SC C | million_m3 | Before Competition Groups | 16.1328 | 0 | 0 | 291.2532 | 0.055391 | 6 | Commercial_2025_SC C_million_m3_Before Competition Groups_6 | Air Handler with Dedicated Outdoor Air Systems | 5.539% | 0 | 16.1328 | Commercial_2025_SC C_million_m3_Before Competition Groups_Air Handler with Dedicated Outdoor Air Systems
Commercial | Com ¦ Condensing Make Up Air Unit | 2025 | SC C | million_m3 | Before Competition Groups | 14.8907 | 0 | 0 | 291.2532 | 0.051126 | 7 | Commercial_2025_SC C_million_m3_Before Competition Groups_7 | Condensing Make Up Air Unit | 5.113% | 0 | 14.8907 | Commercial_2025_SC C_million_m3_Before Competition Groups_Condensing Make Up Air Unit
Commercial | Com ¦ Gas Fired Heat Pump | 2025 | SC C | million_m3 | Before Competition Groups | 14.2645 | 0 | 0 | 291.2532 | 0.048976 | 8 | Commercial_2025_SC C_million_m3_Before Competition Groups_8 | Gas Fired Heat Pump | 4.898% | 0 | 14.2645 | Commercial_2025_SC C_million_m3_Before Competition Groups_Gas Fired Heat Pump
Commercial | Com ¦ Advanced BAS/Controllers | 2025 | SC C | million_m3 | Before Competition Groups | 12.4788 | 0 | 0 | 291.2532 | 0.042845 | 9 | Commercial_2025_SC C_million_m3_Before Competition Groups_9 | Advanced BAS/Controllers | 4.285% | 0 | 12.4788 | Commercial_2025_SC C_million_m3_Before Competition Groups_Advanced BAS/Controllers
Commercial | Com ¦ Demand Control Kitchen Ventilation | 2025 | SC C | million_m3 | Before Competition Groups | 12.0818 | 0 | 0 | 291.2532 | 0.041482 | 10 | Commercial_2025_SC C_million_m3_Before Competition Groups_10 | Demand Control Kitchen Ventilation | 4.148% | 0 | 12.0818 | Commercial_2025_SC C_million_m3_Before Competition Groups_Demand Control Kitchen Ventilation
Commercial | Com ¦ Steam System Optimization | 2025 | SC C | million_m3 | Before Competition Groups | 11.124 | 0 | 0 | 291.2532 | 0.038193 | 11 | Commercial_2025_SC C_million_m3_Before Competition Groups_11 | Steam System Optimization | 3.819% | 0 | 11.124 | Commercial_2025_SC C_million_m3_Before Competition Groups_Steam System Optimization
Commercial | Com ¦ Destratification | 2025 | SC C | million_m3 | Before Competition Groups | 10.9046 | 0 | 0 | 291.2532 | 0.03744 | 12 | Commercial_2025_SC C_million_m3_Before Competition Groups_12 | Destratification | 3.744% | 0 | 10.9046 | Commercial_2025_SC C_million_m3_Before Competition Groups_Destratification
Commercial | Com ¦ Gas Fired Rooftop Units | 2025 | SC C | million_m3 | Before Competition Groups | 10.4659 | 0 | 0 | 291.2532 | 0.035934 | 13 | Commercial_2025_SC C_million_m3_Before Competition Groups_13 | Gas Fired Rooftop Units | 3.593% | 0 | 10.4659 | Commercial_2025_SC C_million_m3_Before Competition Groups_Gas Fired Rooftop Units
Commercial | Com ¦ Furnace Tune-Up | 2025 | SC C | million_m3 | Before Competition Groups | 10.3427 | 0 | 0 | 291.2532 | 0.035511 | 14 | Commercial_2025_SC C_million_m3_Before Competition Groups_14 | Furnace Tune-Up | 3.551% | 0 | 10.3427 | Commercial_2025_SC C_million_m3_Before Competition Groups_Furnace Tune-Up
Commercial | Com ¦ Condensing Unit Heaters or other Efficient Unit Heating System | 2025 | SC C | million_m3 | Before Competition Groups | 5.9245 | 0 | 0 | 291.2532 | 0.020341 | 15 | Commercial_2025_SC C_million_m3_Before Competition Groups_15 | Condensing Unit Heaters or other Efficient Unit Heating System | 2.034% | 0 | 5.9245 | Commercial_2025_SC C_million_m3_Before Competition Groups_Condensing Unit Heaters or other Efficient Unit Heating System
Commercial | Com ¦ Wall Insulation | 2025 | SC C | million_m3 | Before Competition Groups | 5.8721 | 0 | 0 | 291.2532 | 0.020162 | 16 | Commercial_2025_SC C_million_m3_Before Competition Groups_16 | Wall Insulation | 2.016% | 0 | 5.8721 | Commercial_2025_SC C_million_m3_Before Competition Groups_Wall Insulation
Commercial | Com ¦ Education and Capacity Building/Energy Behavior | 2025 | SC C | million_m3 | Before Competition Groups | 5.8058 | 0 | 0 | 291.2532 | 0.019934 | 17 | Commercial_2025_SC C_million_m3_Before Competition Groups_17 | Education and Capacity Building/Energy Behavior | 1.993% | 0 | 5.8058 | Commercial_2025_SC C_million_m3_Before Competition Groups_Education and Capacity Building/Energy Behavior
Commercial | Com ¦ Demand controlled Circulating Systems | 2025 | SC C | million_m3 | Before Competition Groups | 2.968 | 0 | 0 | 291.2532 | 0.01019 | 18 | Commercial_2025_SC C_million_m3_Before Competition Groups_18 | Demand controlled Circulating Systems | 1.019% | 0 | 2.968 | Commercial_2025_SC C_million_m3_Before Competition Groups_Demand controlled Circulating Systems
Commercial | Com ¦ ENERGY STAR Fryer (84% eff) | 2025 | SC C | million_m3 | Before Competition Groups | 2.2338 | 0 | 0 | 291.2532 | 0.0076697 | 19 | Commercial_2025_SC C_million_m3_Before Competition Groups_19 | ENERGY STAR Fryer (84% eff) | 0.767% | 0 | 2.2338 | Commercial_2025_SC C_million_m3_Before Competition Groups_ENERGY STAR Fryer (84% eff)
Commercial | Com ¦ Duct Insulation, R8 | 2025 | SC C | million_m3 | Before Competition Groups | 2.2264 | 0 | 0 | 291.2532 | 0.0076441 | 20 | Commercial_2025_SC C_million_m3_Before Competition Groups_20 | Duct Insulation, R8 | 0.7644% | 0 | 2.2264 | Commercial_2025_SC C_million_m3_Before Competition Groups_Duct Insulation, R8
Commercial | Com ¦ High Efficiency Underfired Broilers | 2025 | SC C | million_m3 | Before Competition Groups | 2.1163 | 0 | 0 | 291.2532 | 0.0072661 | 21 | Commercial_2025_SC C_million_m3_Before Competition Groups_21 | High Efficiency Underfired Broilers | 0.7266% | 0 | 2.1163 | Commercial_2025_SC C_million_m3_Before Competition Groups_High Efficiency Underfired Broilers
Commercial | Com ¦ Energy Efficient Laboratory Fume Hood | 2025 | SC C | million_m3 | Before Competition Groups | 2.0632 | 0 | 0 | 291.2532 | 0.007084 | 22 | Commercial_2025_SC C_million_m3_Before Competition Groups_22 | Energy Efficient Laboratory Fume Hood | 0.7084% | 0 | 2.0632 | Commercial_2025_SC C_million_m3_Before Competition Groups_Energy Efficient Laboratory Fume Hood
Commercial | Com ¦ Ozone Laundry Treatment | 2025 | SC C | million_m3 | Before Competition Groups | 1.1744 | 0 | 0 | 291.2532 | 0.0040324 | 23 | Commercial_2025_SC C_million_m3_Before Competition Groups_23 | Ozone Laundry Treatment | 0.4032% | 0 | 1.1744 | Commercial_2025_SC C_million_m3_Before Competition Groups_Ozone Laundry Treatment
Commercial | Com ¦ ENERGY STAR Griddle (74% eff) | 2025 | SC C | million_m3 | Before Competition Groups | 1.0445 | 0 | 0 | 291.2532 | 0.0035864 | 24 | Commercial_2025_SC C_million_m3_Before Competition Groups_24 | ENERGY STAR Griddle (74% eff) | 0.3586% | 0 | 1.0445 | Commercial_2025_SC C_million_m3_Before Competition Groups_ENERGY STAR Griddle (74% eff)
Commercial | Com ¦ ENERGY STAR Dishwasher | 2025 | SC C | million_m3 | Before Competition Groups | 0.75499 | 0 | 0 | 291.2532 | 0.0025922 | 25 | Commercial_2025_SC C_million_m3_Before Competition Groups_25 | ENERGY STAR Dishwasher | 0.2592% | 0 | 0.75499 | Commercial_2025_SC C_million_m3_Before Competition Groups_ENERGY STAR Dishwasher
Commercial | Com ¦ Infrared Heaters | 2025 | SC C | million_m3 | Before Competition Groups | 0.61893 | 0 | 0 | 291.2532 | 0.002125 | 26 | Commercial_2025_SC C_million_m3_Before Competition Groups_26 | Infrared Heaters | 0.2125% | 0 | 0.61893 | Commercial_2025_SC C_million_m3_Before Competition Groups_Infrared Heaters
Commercial | Com ¦ CEE Tier 2/Energy Star Clothes Washers | 2025 | SC C | million_m3 | Before Competition Groups | 0.39852 | 0 | 0 | 291.2532 | 0.0013683 | 27 | Commercial_2025_SC C_million_m3_Before Competition Groups_27 | CEE Tier 2/Energy Star Clothes Washers | 0.1368% | 0 | 0.39852 | Commercial_2025_SC C_million_m3_Before Competition Groups_CEE Tier 2/Energy Star Clothes Washers
Commercial | Com ¦ Drain Water Heat Recovery (DWHR) ¦ Retro | 2025 | SC C | million_m3 | Before Competition Groups | 0.26597 | 0 | 0 | 291.2532 | 0.00091319 | 28 | Commercial_2025_SC C_million_m3_Before Competition Groups_28 | Drain Water Heat Recovery (DWHR) ¦ Retro | 0.09132% | 0 | 0.26597 | Commercial_2025_SC C_million_m3_Before Competition Groups_Drain Water Heat Recovery (DWHR) ¦ Retro
Commercial | Com ¦ Low Flow Pre-Rinse Spray Nozzle | 2025 | SC C | million_m3 | Before Competition Groups | 0.20489 | 0 | 0 | 291.2532 | 0.00070346 | 29 | Commercial_2025_SC C_million_m3_Before Competition Groups_29 | Low Flow Pre-Rinse Spray Nozzle | 0.07035% | 0 | 0.20489 | Commercial_2025_SC C_million_m3_Before Competition Groups_Low Flow Pre-Rinse Spray Nozzle
Commercial | Com ¦ ENERGY STAR Steam Cooker | 2025 | SC C | million_m3 | Before Competition Groups | 0.20313 | 0 | 0 | 291.2532 | 0.00069743 | 30 | Commercial_2025_SC C_million_m3_Before Competition Groups_30 | ENERGY STAR Steam Cooker | 0.06974% | 0 | 0.20313 | Commercial_2025_SC C_million_m3_Before Competition Groups_ENERGY STAR Steam Cooker
Commercial | Com ¦ Energy Recovery Ventilation and Ventilation (Enhanced) | 2025 | SC C | million_m3 | Before Competition Groups | 0.17888 | 0 | 0 | 291.2532 | 0.00061417 | 31 | Commercial_2025_SC C_million_m3_Before Competition Groups_31 | Energy Recovery Ventilation and Ventilation (Enhanced) | 0.06142% | 0 | 0.17888 | Commercial_2025_SC C_million_m3_Before Competition Groups_Energy Recovery Ventilation and Ventilation (Enhanced)
Commercial | Com ¦ Heat Recovery Ventilator | 2025 | SC C | million_m3 | Before Competition Groups | 0.070853 | 0 | 0 | 291.2532 | 0.00024327 | 32 | Commercial_2025_SC C_million_m3_Before Competition Groups_32 | Heat Recovery Ventilator | 0.02433% | 0 | 0.070853 | Commercial_2025_SC C_million_m3_Before Competition Groups_Heat Recovery Ventilator
Commercial | Com ¦ Drain Water Heat Recovery (DWHR) ¦New | 2025 | SC C | million_m3 | Before Competition Groups | 0.05474 | 0 | 0 | 291.2532 | 0.00018795 | 33 | Commercial_2025_SC C_million_m3_Before Competition Groups_33 | Drain Water Heat Recovery (DWHR) ¦New | 0.01879% | 0 | 0.05474 | Commercial_2025_SC C_million_m3_Before Competition Groups_Drain Water Heat Recovery (DWHR) ¦New
Commercial | Com ¦ Solar Water Preheat (Pools/DHW) | 2025 | SC C | million_m3 | Before Competition Groups | 0.011839 | 0 | 0 | 291.2532 | 4.0647e-05 | 34 | Commercial_2025_SC C_million_m3_Before Competition Groups_34 | Solar Water Preheat (Pools/DHW) | 0.004065% | 0 | 0.011839 | Commercial_2025_SC C_million_m3_Before Competition Groups_Solar Water Preheat (Pools/DHW)
Commercial | Com ¦ Gas Heat Pump Water Heater | 2025 | SC C | million_m3 | Before Competition Groups | 0.00092421 | 0 | 0 | 291.2532 | 3.1732e-06 | 35 | Commercial_2025_SC C_million_m3_Before Competition Groups_35 | Gas Heat Pump Water Heater | 0.0003173% | 0 | 0.00092421 | Commercial_2025_SC C_million_m3_Before Competition Groups_Gas Heat Pump Water Heater
Commercial | Com ¦ Air Curtains | 2025 | SC C | million_m3 | Before Competition Groups | 0.00016656 | 0 | 0 | 291.2532 | 5.7186e-07 | 36 | Commercial_2025_SC C_million_m3_Before Competition Groups_36 | Air Curtains | 5.719e-05% | 0 | 0.00016656 | Commercial_2025_SC C_million_m3_Before Competition Groups_Air Curtains
Commercial | Com ¦ Building Recommissioning, Operations and Maintenance (O&M) Improvements | 2025 | Technical | million_m3 | Before Competition Groups | 260.8537 | 0 | 0 | 1834.4384 | 0.1422 | 1 | Commercial_2025_Technical_million_m3_Before Competition Groups_1 | Building Recommissioning, Operations and Maintenance (O&M) Improvements | 14.22% | 0 | 260.8537 | Commercial_2025_Technical_million_m3_Before Competition Groups_Building Recommissioning, Operations and Maintenance (O&M) Improvements
Commercial | Com ¦ Demand Control Ventilation | 2025 | Technical | million_m3 | Before Competition Groups | 169.5093 | 0 | 0 | 1834.4384 | 0.092404 | 2 | Commercial_2025_Technical_million_m3_Before Competition Groups_2 | Demand Control Ventilation | 9.24% | 0 | 169.5093 | Commercial_2025_Technical_million_m3_Before Competition Groups_Demand Control Ventilation
Commercial | Com ¦ Condensing Boiler ¦ Std | 2025 | Technical | million_m3 | Before Competition Groups | 154.1808 | 0 | 0 | 1834.4384 | 0.084048 | 3 | Commercial_2025_Technical_million_m3_Before Competition Groups_3 | Condensing Boiler ¦ Std | 8.405% | 0 | 154.1808 | Commercial_2025_Technical_million_m3_Before Competition Groups_Condensing Boiler ¦ Std
Commercial | Com ¦ Boilers - Advanced Controls (Steam Systems) | 2025 | Technical | million_m3 | Before Competition Groups | 137.0823 | 0 | 0 | 1834.4384 | 0.074727 | 4 | Commercial_2025_Technical_million_m3_Before Competition Groups_4 | Boilers - Advanced Controls (Steam Systems) | 7.473% | 0 | 137.0823 | Commercial_2025_Technical_million_m3_Before Competition Groups_Boilers - Advanced Controls (Steam Systems)
Commercial | Com ¦ Adaptive Thermostats | 2025 | Technical | million_m3 | Before Competition Groups | 131.5937 | 0 | 0 | 1834.4384 | 0.071735 | 5 | Commercial_2025_Technical_million_m3_Before Competition Groups_5 | Adaptive Thermostats | 7.174% | 0 | 131.5937 | Commercial_2025_Technical_million_m3_Before Competition Groups_Adaptive Thermostats
Commercial | Com ¦ Gas Fired Rooftop Units | 2025 | Technical | million_m3 | Before Competition Groups | 113.3902 | 0 | 0 | 1834.4384 | 0.061812 | 6 | Commercial_2025_Technical_million_m3_Before Competition Groups_6 | Gas Fired Rooftop Units | 6.181% | 0 | 113.3902 | Commercial_2025_Technical_million_m3_Before Competition Groups_Gas Fired Rooftop Units
Commercial | Com ¦ Air Handler with Dedicated Outdoor Air Systems | 2025 | Technical | million_m3 | Before Competition Groups | 97.3166 | 0 | 0 | 1834.4384 | 0.05305 | 7 | Commercial_2025_Technical_million_m3_Before Competition Groups_7 | Air Handler with Dedicated Outdoor Air Systems | 5.305% | 0 | 97.3166 | Commercial_2025_Technical_million_m3_Before Competition Groups_Air Handler with Dedicated Outdoor Air Systems
Commercial | Com ¦ Education and Capacity Building/Energy Behavior | 2025 | Technical | million_m3 | Before Competition Groups | 82.8866 | 0 | 0 | 1834.4384 | 0.045184 | 8 | Commercial_2025_Technical_million_m3_Before Competition Groups_8 | Education and Capacity Building/Energy Behavior | 4.518% | 0 | 82.8866 | Commercial_2025_Technical_million_m3_Before Competition Groups_Education and Capacity Building/Energy Behavior
Commercial | Com ¦ Advanced BAS/Controllers | 2025 | Technical | million_m3 | Before Competition Groups | 70.8863 | 0 | 0 | 1834.4384 | 0.038642 | 9 | Commercial_2025_Technical_million_m3_Before Competition Groups_9 | Advanced BAS/Controllers | 3.864% | 0 | 70.8863 | Commercial_2025_Technical_million_m3_Before Competition Groups_Advanced BAS/Controllers
Commercial | Com ¦ Demand Control Kitchen Ventilation | 2025 | Technical | million_m3 | Before Competition Groups | 56.7908 | 0 | 0 | 1834.4384 | 0.030958 | 10 | Commercial_2025_Technical_million_m3_Before Competition Groups_10 | Demand Control Kitchen Ventilation | 3.096% | 0 | 56.7908 | Commercial_2025_Technical_million_m3_Before Competition Groups_Demand Control Kitchen Ventilation
Commercial | Com ¦ Condensing Make Up Air Unit | 2025 | Technical | million_m3 | Before Competition Groups | 53.7157 | 0 | 0 | 1834.4384 | 0.029282 | 11 | Commercial_2025_Technical_million_m3_Before Competition Groups_11 | Condensing Make Up Air Unit | 2.928% | 0 | 53.7157 | Commercial_2025_Technical_million_m3_Before Competition Groups_Condensing Make Up Air Unit
Commercial | Com ¦ Steam System Optimization | 2025 | Technical | million_m3 | Before Competition Groups | 52.3505 | 0 | 0 | 1834.4384 | 0.028538 | 12 | Commercial_2025_Technical_million_m3_Before Competition Groups_12 | Steam System Optimization | 2.854% | 0 | 52.3505 | Commercial_2025_Technical_million_m3_Before Competition Groups_Steam System Optimization
Commercial | Com ¦ Energy Recovery Ventilation and Ventilation (Enhanced) | 2025 | Technical | million_m3 | Before Competition Groups | 51.6204 | 0 | 0 | 1834.4384 | 0.02814 | 13 | Commercial_2025_Technical_million_m3_Before Competition Groups_13 | Energy Recovery Ventilation and Ventilation (Enhanced) | 2.814% | 0 | 51.6204 | Commercial_2025_Technical_million_m3_Before Competition Groups_Energy Recovery Ventilation and Ventilation (Enhanced)
Commercial | Com ¦ Destratification | 2025 | Technical | million_m3 | Before Competition Groups | 50.7581 | 0 | 0 | 1834.4384 | 0.02767 | 14 | Commercial_2025_Technical_million_m3_Before Competition Groups_14 | Destratification | 2.767% | 0 | 50.7581 | Commercial_2025_Technical_million_m3_Before Competition Groups_Destratification
Commercial | Com ¦ Furnace Tune-Up | 2025 | Technical | million_m3 | Before Competition Groups | 49.3549 | 0 | 0 | 1834.4384 | 0.026905 | 15 | Commercial_2025_Technical_million_m3_Before Competition Groups_15 | Furnace Tune-Up | 2.69% | 0 | 49.3549 | Commercial_2025_Technical_million_m3_Before Competition Groups_Furnace Tune-Up
Commercial | Com ¦ Gas Fired Heat Pump | 2025 | Technical | million_m3 | Before Competition Groups | 45.6459 | 0 | 0 | 1834.4384 | 0.024883 | 16 | Commercial_2025_Technical_million_m3_Before Competition Groups_16 | Gas Fired Heat Pump | 2.488% | 0 | 45.6459 | Commercial_2025_Technical_million_m3_Before Competition Groups_Gas Fired Heat Pump
Commercial | Com ¦ High Efficiency Condensing Furnace AFUE 95% from 80% code | 2025 | Technical | million_m3 | Before Competition Groups | 36.2554 | 0 | 0 | 1834.4384 | 0.019764 | 17 | Commercial_2025_Technical_million_m3_Before Competition Groups_17 | High Efficiency Condensing Furnace AFUE 95% from 80% code | 1.976% | 0 | 36.2554 | Commercial_2025_Technical_million_m3_Before Competition Groups_High Efficiency Condensing Furnace AFUE 95% from 80% code
Commercial | Com ¦ Condensing Unit Heaters or other Efficient Unit Heating System | 2025 | Technical | million_m3 | Before Competition Groups | 32.03 | 0 | 0 | 1834.4384 | 0.01746 | 18 | Commercial_2025_Technical_million_m3_Before Competition Groups_18 | Condensing Unit Heaters or other Efficient Unit Heating System | 1.746% | 0 | 32.03 | Commercial_2025_Technical_million_m3_Before Competition Groups_Condensing Unit Heaters or other Efficient Unit Heating System
Commercial | Com ¦ Heat Recovery Ventilator | 2025 | Technical | million_m3 | Before Competition Groups | 29.5601 | 0 | 0 | 1834.4384 | 0.016114 | 19 | Commercial_2025_Technical_million_m3_Before Competition Groups_19 | Heat Recovery Ventilator | 1.611% | 0 | 29.5601 | Commercial_2025_Technical_million_m3_Before Competition Groups_Heat Recovery Ventilator
Commercial | Com ¦ Wall Insulation | 2025 | Technical | million_m3 | Before Competition Groups | 27.6011 | 0 | 0 | 1834.4384 | 0.015046 | 20 | Commercial_2025_Technical_million_m3_Before Competition Groups_20 | Wall Insulation | 1.505% | 0 | 27.6011 | Commercial_2025_Technical_million_m3_Before Competition Groups_Wall Insulation
Commercial | Com ¦ Energy Efficient Laboratory Fume Hood | 2025 | Technical | million_m3 | Before Competition Groups | 19.4887 | 0 | 0 | 1834.4384 | 0.010624 | 21 | Commercial_2025_Technical_million_m3_Before Competition Groups_21 | Energy Efficient Laboratory Fume Hood | 1.062% | 0 | 19.4887 | Commercial_2025_Technical_million_m3_Before Competition Groups_Energy Efficient Laboratory Fume Hood
Commercial | Com ¦ Demand controlled Circulating Systems | 2025 | Technical | million_m3 | Before Competition Groups | 14.499 | 0 | 0 | 1834.4384 | 0.0079038 | 22 | Commercial_2025_Technical_million_m3_Before Competition Groups_22 | Demand controlled Circulating Systems | 0.7904% | 0 | 14.499 | Commercial_2025_Technical_million_m3_Before Competition Groups_Demand controlled Circulating Systems
Commercial | Com ¦ Super-High Efficiency Furnaces (Emerging Tech) | 2025 | Technical | million_m3 | Before Competition Groups | 13.8329 | 0 | 0 | 1834.4384 | 0.0075407 | 23 | Commercial_2025_Technical_million_m3_Before Competition Groups_23 | Super-High Efficiency Furnaces (Emerging Tech) | 0.7541% | 0 | 13.8329 | Commercial_2025_Technical_million_m3_Before Competition Groups_Super-High Efficiency Furnaces (Emerging Tech)
Commercial | Com ¦ Boiler Measures | 2025 | Technical | million_m3 | Before Competition Groups | 13.7347 | 0 | 0 | 1834.4384 | 0.0074872 | 24 | Commercial_2025_Technical_million_m3_Before Competition Groups_24 | Boiler Measures | 0.7487% | 0 | 13.7347 | Commercial_2025_Technical_million_m3_Before Competition Groups_Boiler Measures
Commercial | Com ¦ Duct Insulation, R8 | 2025 | Technical | million_m3 | Before Competition Groups | 11.3267 | 0 | 0 | 1834.4384 | 0.0061745 | 25 | Commercial_2025_Technical_million_m3_Before Competition Groups_25 | Duct Insulation, R8 | 0.6174% | 0 | 11.3267 | Commercial_2025_Technical_million_m3_Before Competition Groups_Duct Insulation, R8
Commercial | Com ¦ Roof Insulation/Ceiling Insulation (R25 Code to R35) | 2025 | Technical | million_m3 | Before Competition Groups | 8.3399 | 0 | 0 | 1834.4384 | 0.0045463 | 26 | Commercial_2025_Technical_million_m3_Before Competition Groups_26 | Roof Insulation/Ceiling Insulation (R25 Code to R35) | 0.4546% | 0 | 8.3399 | Commercial_2025_Technical_million_m3_Before Competition Groups_Roof Insulation/Ceiling Insulation (R25 Code to R35)
Commercial | Com ¦ Ozone Laundry Treatment | 2025 | Technical | million_m3 | Before Competition Groups | 7.3028 | 0 | 0 | 1834.4384 | 0.0039809 | 27 | Commercial_2025_Technical_million_m3_Before Competition Groups_27 | Ozone Laundry Treatment | 0.3981% | 0 | 7.3028 | Commercial_2025_Technical_million_m3_Before Competition Groups_Ozone Laundry Treatment
Commercial | Com ¦ ENERGY STAR Fryer (84% eff) | 2025 | Technical | million_m3 | Before Competition Groups | 5.1338 | 0 | 0 | 1834.4384 | 0.0027986 | 28 | Commercial_2025_Technical_million_m3_Before Competition Groups_28 | ENERGY STAR Fryer (84% eff) | 0.2799% | 0 | 5.1338 | Commercial_2025_Technical_million_m3_Before Competition Groups_ENERGY STAR Fryer (84% eff)
Commercial | Com ¦ Infrared Heaters | 2025 | Technical | million_m3 | Before Competition Groups | 4.9198 | 0 | 0 | 1834.4384 | 0.0026819 | 29 | Commercial_2025_Technical_million_m3_Before Competition Groups_29 | Infrared Heaters | 0.2682% | 0 | 4.9198 | Commercial_2025_Technical_million_m3_Before Competition Groups_Infrared Heaters
Commercial | Com ¦ High Efficiency Underfired Broilers | 2025 | Technical | million_m3 | Before Competition Groups | 4.3556 | 0 | 0 | 1834.4384 | 0.0023744 | 30 | Commercial_2025_Technical_million_m3_Before Competition Groups_30 | High Efficiency Underfired Broilers | 0.2374% | 0 | 4.3556 | Commercial_2025_Technical_million_m3_Before Competition Groups_High Efficiency Underfired Broilers
Commercial | Com ¦ Condensing Storage Water Heater | 2025 | Technical | million_m3 | Before Competition Groups | 4.2802 | 0 | 0 | 1834.4384 | 0.0023332 | 31 | Commercial_2025_Technical_million_m3_Before Competition Groups_31 | Condensing Storage Water Heater | 0.2333% | 0 | 4.2802 | Commercial_2025_Technical_million_m3_Before Competition Groups_Condensing Storage Water Heater
Commercial | Com ¦ HOTEL OCCUPANCY CONTROLS (HVAC + LIGHTING) | 2025 | Technical | million_m3 | Before Competition Groups | 3.688 | 0 | 0 | 1834.4384 | 0.0020104 | 32 | Commercial_2025_Technical_million_m3_Before Competition Groups_32 | HOTEL OCCUPANCY CONTROLS (HVAC + LIGHTING) | 0.201% | 0 | 3.688 | Commercial_2025_Technical_million_m3_Before Competition Groups_HOTEL OCCUPANCY CONTROLS (HVAC + LIGHTING)
Commercial | Com ¦ Ice Rink Heat Recovery | 2025 | Technical | million_m3 | Before Competition Groups | 3.6407 | 0 | 0 | 1834.4384 | 0.0019846 | 33 | Commercial_2025_Technical_million_m3_Before Competition Groups_33 | Ice Rink Heat Recovery | 0.1985% | 0 | 3.6407 | Commercial_2025_Technical_million_m3_Before Competition Groups_Ice Rink Heat Recovery
Commercial | Com ¦ ENERGY STAR Griddle (74% eff) | 2025 | Technical | million_m3 | Before Competition Groups | 3.3524 | 0 | 0 | 1834.4384 | 0.0018275 | 34 | Commercial_2025_Technical_million_m3_Before Competition Groups_34 | ENERGY STAR Griddle (74% eff) | 0.1827% | 0 | 3.3524 | Commercial_2025_Technical_million_m3_Before Competition Groups_ENERGY STAR Griddle (74% eff)
Commercial | Com ¦ ENERGY STAR Dishwasher | 2025 | Technical | million_m3 | Before Competition Groups | 3.1405 | 0 | 0 | 1834.4384 | 0.001712 | 35 | Commercial_2025_Technical_million_m3_Before Competition Groups_35 | ENERGY STAR Dishwasher | 0.1712% | 0 | 3.1405 | Commercial_2025_Technical_million_m3_Before Competition Groups_ENERGY STAR Dishwasher
Commercial | Com ¦ Condensing Tankless Water Heater | 2025 | Technical | million_m3 | Before Competition Groups | 2.4851 | 0 | 0 | 1834.4384 | 0.0013547 | 36 | Commercial_2025_Technical_million_m3_Before Competition Groups_36 | Condensing Tankless Water Heater | 0.1355% | 0 | 2.4851 | Commercial_2025_Technical_million_m3_Before Competition Groups_Condensing Tankless Water Heater
Commercial | Com ¦ Gas Heat Pump Water Heater | 2025 | Technical | million_m3 | Before Competition Groups | 2.1306 | 0 | 0 | 1834.4384 | 0.0011615 | 37 | Commercial_2025_Technical_million_m3_Before Competition Groups_37 | Gas Heat Pump Water Heater | 0.1161% | 0 | 2.1306 | Commercial_2025_Technical_million_m3_Before Competition Groups_Gas Heat Pump Water Heater
Commercial | Com ¦ Dock Door Seals | 2025 | Technical | million_m3 | Before Competition Groups | 1.5702 | 0 | 0 | 1834.4384 | 0.00085595 | 38 | Commercial_2025_Technical_million_m3_Before Competition Groups_38 | Dock Door Seals | 0.08559% | 0 | 1.5702 | Commercial_2025_Technical_million_m3_Before Competition Groups_Dock Door Seals
Commercial | Com ¦ Drain Water Heat Recovery (DWHR) ¦ Retro | 2025 | Technical | million_m3 | Before Competition Groups | 1.1988 | 0 | 0 | 1834.4384 | 0.00065348 | 39 | Commercial_2025_Technical_million_m3_Before Competition Groups_39 | Drain Water Heat Recovery (DWHR) ¦ Retro | 0.06535% | 0 | 1.1988 | Commercial_2025_Technical_million_m3_Before Competition Groups_Drain Water Heat Recovery (DWHR) ¦ Retro
Commercial | Com ¦ CEE Tier 2/Energy Star Clothes Washers | 2025 | Technical | million_m3 | Before Competition Groups | 0.86943 | 0 | 0 | 1834.4384 | 0.00047395 | 40 | Commercial_2025_Technical_million_m3_Before Competition Groups_40 | CEE Tier 2/Energy Star Clothes Washers | 0.04739% | 0 | 0.86943 | Commercial_2025_Technical_million_m3_Before Competition Groups_CEE Tier 2/Energy Star Clothes Washers
Commercial | Com ¦ Low Flow Pre-Rinse Spray Nozzle | 2025 | Technical | million_m3 | Before Competition Groups | 0.57672 | 0 | 0 | 1834.4384 | 0.00031438 | 41 | Commercial_2025_Technical_million_m3_Before Competition Groups_41 | Low Flow Pre-Rinse Spray Nozzle | 0.03144% | 0 | 0.57672 | Commercial_2025_Technical_million_m3_Before Competition Groups_Low Flow Pre-Rinse Spray Nozzle
Commercial | Com ¦ ENERGY STAR Steam Cooker | 2025 | Technical | million_m3 | Before Competition Groups | 0.36732 | 0 | 0 | 1834.4384 | 0.00020024 | 42 | Commercial_2025_Technical_million_m3_Before Competition Groups_42 | ENERGY STAR Steam Cooker | 0.02002% | 0 | 0.36732 | Commercial_2025_Technical_million_m3_Before Competition Groups_ENERGY STAR Steam Cooker
Commercial | Com ¦ Drain Water Heat Recovery (DWHR) ¦New | 2025 | Technical | million_m3 | Before Competition Groups | 0.28786 | 0 | 0 | 1834.4384 | 0.00015692 | 43 | Commercial_2025_Technical_million_m3_Before Competition Groups_43 | Drain Water Heat Recovery (DWHR) ¦New | 0.01569% | 0 | 0.28786 | Commercial_2025_Technical_million_m3_Before Competition Groups_Drain Water Heat Recovery (DWHR) ¦New
Commercial | Com ¦ Solar Water Preheat (Pools/DHW) | 2025 | Technical | million_m3 | Before Competition Groups | 0.17107 | 0 | 0 | 1834.4384 | 9.3254e-05 | 44 | Commercial_2025_Technical_million_m3_Before Competition Groups_44 | Solar Water Preheat (Pools/DHW) | 0.009325% | 0 | 0.17107 | Commercial_2025_Technical_million_m3_Before Competition Groups_Solar Water Preheat (Pools/DHW)
Commercial | Com ¦ Air Curtains | 2025 | Technical | million_m3 | Before Competition Groups | 0.13701 | 0 | 0 | 1834.4384 | 7.4689e-05 | 45 | Commercial_2025_Technical_million_m3_Before Competition Groups_45 | Air Curtains | 0.007469% | 0 | 0.13701 | Commercial_2025_Technical_million_m3_Before Competition Groups_Air Curtains
Commercial | Com ¦ Gas Convection Oven | 2025 | Technical | million_m3 | Before Competition Groups | 0.086537 | 0 | 0 | 1834.4384 | 4.7174e-05 | 46 | Commercial_2025_Technical_million_m3_Before Competition Groups_46 | Gas Convection Oven | 0.004717% | 0 | 0.086537 | Commercial_2025_Technical_million_m3_Before Competition Groups_Gas Convection Oven
Commercial | Com ¦ Solar Preheat Make up Air | 2025 | Technical | million_m3 | Before Competition Groups | 0.065539 | 0 | 0 | 1834.4384 | 3.5727e-05 | 47 | Commercial_2025_Technical_million_m3_Before Competition Groups_47 | Solar Preheat Make up Air | 0.003573% | 0 | 0.065539 | Commercial_2025_Technical_million_m3_Before Competition Groups_Solar Preheat Make up Air
Commercial | Com ¦ Super High Perf Glazing ¦RET | 2025 | Technical | million_m3 | Before Competition Groups | 0.059222 | 0 | 0 | 1834.4384 | 3.2284e-05 | 48 | Commercial_2025_Technical_million_m3_Before Competition Groups_48 | Super High Perf Glazing ¦RET | 0.003228% | 0 | 0.059222 | Commercial_2025_Technical_million_m3_Before Competition Groups_Super High Perf Glazing ¦RET
Commercial | Com ¦ Super High Perf Glazing ¦New | 2025 | Technical | million_m3 | Before Competition Groups | 0.014951 | 0 | 0 | 1834.4384 | 8.15e-06 | 49 | Commercial_2025_Technical_million_m3_Before Competition Groups_49 | Super High Perf Glazing ¦New | 0.000815% | 0 | 0.014951 | Commercial_2025_Technical_million_m3_Before Competition Groups_Super High Perf Glazing ¦New
Commercial | Com ¦ Building Recommissioning, Operations and Maintenance (O&M) Improvements | 2026 | Economic | million_m3 | Before Competition Groups | 255.6106 | 0 | 0 | 1701.9907 | 0.15018 | 1 | Commercial_2026_Economic_million_m3_Before Competition Groups_1 | Building Recommissioning, Operations and Maintenance (O&M) Improvements | 15.02% | 0 | 255.6106 | Commercial_2026_Economic_million_m3_Before Competition Groups_Building Recommissioning, Operations and Maintenance (O&M) Improvements
Commercial | Com ¦ Condensing Boiler ¦ Std | 2026 | Economic | million_m3 | Before Competition Groups | 172.7869 | 0 | 0 | 1701.9907 | 0.10152 | 2 | Commercial_2026_Economic_million_m3_Before Competition Groups_2 | Condensing Boiler ¦ Std | 10.15% | 0 | 172.7869 | Commercial_2026_Economic_million_m3_Before Competition Groups_Condensing Boiler ¦ Std
Commercial | Com ¦ Demand Control Ventilation | 2026 | Economic | million_m3 | Before Competition Groups | 168.3247 | 0 | 0 | 1701.9907 | 0.098899 | 3 | Commercial_2026_Economic_million_m3_Before Competition Groups_3 | Demand Control Ventilation | 9.89% | 0 | 168.3247 | Commercial_2026_Economic_million_m3_Before Competition Groups_Demand Control Ventilation
Commercial | Com ¦ Boilers - Advanced Controls (Steam Systems) | 2026 | Economic | million_m3 | Before Competition Groups | 138.312 | 0 | 0 | 1701.9907 | 0.081265 | 4 | Commercial_2026_Economic_million_m3_Before Competition Groups_4 | Boilers - Advanced Controls (Steam Systems) | 8.126% | 0 | 138.312 | Commercial_2026_Economic_million_m3_Before Competition Groups_Boilers - Advanced Controls (Steam Systems)
Commercial | Com ¦ Adaptive Thermostats | 2026 | Economic | million_m3 | Before Competition Groups | 131.7901 | 0 | 0 | 1701.9907 | 0.077433 | 5 | Commercial_2026_Economic_million_m3_Before Competition Groups_5 | Adaptive Thermostats | 7.743% | 0 | 131.7901 | Commercial_2026_Economic_million_m3_Before Competition Groups_Adaptive Thermostats
Commercial | Com ¦ Gas Fired Rooftop Units | 2026 | Economic | million_m3 | Before Competition Groups | 126.1958 | 0 | 0 | 1701.9907 | 0.074146 | 6 | Commercial_2026_Economic_million_m3_Before Competition Groups_6 | Gas Fired Rooftop Units | 7.415% | 0 | 126.1958 | Commercial_2026_Economic_million_m3_Before Competition Groups_Gas Fired Rooftop Units
Commercial | Com ¦ Air Handler with Dedicated Outdoor Air Systems | 2026 | Economic | million_m3 | Before Competition Groups | 95.3606 | 0 | 0 | 1701.9907 | 0.056029 | 7 | Commercial_2026_Economic_million_m3_Before Competition Groups_7 | Air Handler with Dedicated Outdoor Air Systems | 5.603% | 0 | 95.3606 | Commercial_2026_Economic_million_m3_Before Competition Groups_Air Handler with Dedicated Outdoor Air Systems
Commercial | Com ¦ Education and Capacity Building/Energy Behavior | 2026 | Economic | million_m3 | Before Competition Groups | 77.1329 | 0 | 0 | 1701.9907 | 0.045319 | 8 | Commercial_2026_Economic_million_m3_Before Competition Groups_8 | Education and Capacity Building/Energy Behavior | 4.532% | 0 | 77.1329 | Commercial_2026_Economic_million_m3_Before Competition Groups_Education and Capacity Building/Energy Behavior
Commercial | Com ¦ Advanced BAS/Controllers | 2026 | Economic | million_m3 | Before Competition Groups | 71.4818 | 0 | 0 | 1701.9907 | 0.041999 | 9 | Commercial_2026_Economic_million_m3_Before Competition Groups_9 | Advanced BAS/Controllers | 4.2% | 0 | 71.4818 | Commercial_2026_Economic_million_m3_Before Competition Groups_Advanced BAS/Controllers
Commercial | Com ¦ Condensing Make Up Air Unit | 2026 | Economic | million_m3 | Before Competition Groups | 60.2141 | 0 | 0 | 1701.9907 | 0.035379 | 10 | Commercial_2026_Economic_million_m3_Before Competition Groups_10 | Condensing Make Up Air Unit | 3.538% | 0 | 60.2141 | Commercial_2026_Economic_million_m3_Before Competition Groups_Condensing Make Up Air Unit
Commercial | Com ¦ Demand Control Kitchen Ventilation | 2026 | Economic | million_m3 | Before Competition Groups | 58.7878 | 0 | 0 | 1701.9907 | 0.034541 | 11 | Commercial_2026_Economic_million_m3_Before Competition Groups_11 | Demand Control Kitchen Ventilation | 3.454% | 0 | 58.7878 | Commercial_2026_Economic_million_m3_Before Competition Groups_Demand Control Kitchen Ventilation
Commercial | Com ¦ Steam System Optimization | 2026 | Economic | million_m3 | Before Competition Groups | 51.2982 | 0 | 0 | 1701.9907 | 0.03014 | 12 | Commercial_2026_Economic_million_m3_Before Competition Groups_12 | Steam System Optimization | 3.014% | 0 | 51.2982 | Commercial_2026_Economic_million_m3_Before Competition Groups_Steam System Optimization
Commercial | Com ¦ Gas Fired Heat Pump | 2026 | Economic | million_m3 | Before Competition Groups | 50.5773 | 0 | 0 | 1701.9907 | 0.029717 | 13 | Commercial_2026_Economic_million_m3_Before Competition Groups_13 | Gas Fired Heat Pump | 2.972% | 0 | 50.5773 | Commercial_2026_Economic_million_m3_Before Competition Groups_Gas Fired Heat Pump
Commercial | Com ¦ Destratification | 2026 | Economic | million_m3 | Before Competition Groups | 49.6711 | 0 | 0 | 1701.9907 | 0.029184 | 14 | Commercial_2026_Economic_million_m3_Before Competition Groups_14 | Destratification | 2.918% | 0 | 49.6711 | Commercial_2026_Economic_million_m3_Before Competition Groups_Destratification
Commercial | Com ¦ Furnace Tune-Up | 2026 | Economic | million_m3 | Before Competition Groups | 48.3629 | 0 | 0 | 1701.9907 | 0.028415 | 15 | Commercial_2026_Economic_million_m3_Before Competition Groups_15 | Furnace Tune-Up | 2.842% | 0 | 48.3629 | Commercial_2026_Economic_million_m3_Before Competition Groups_Furnace Tune-Up
Commercial | Com ¦ Condensing Unit Heaters or other Efficient Unit Heating System | 2026 | Economic | million_m3 | Before Competition Groups | 35.8294 | 0 | 0 | 1701.9907 | 0.021051 | 16 | Commercial_2026_Economic_million_m3_Before Competition Groups_16 | Condensing Unit Heaters or other Efficient Unit Heating System | 2.105% | 0 | 35.8294 | Commercial_2026_Economic_million_m3_Before Competition Groups_Condensing Unit Heaters or other Efficient Unit Heating System
Commercial | Com ¦ Wall Insulation | 2026 | Economic | million_m3 | Before Competition Groups | 27.0463 | 0 | 0 | 1701.9907 | 0.015891 | 17 | Commercial_2026_Economic_million_m3_Before Competition Groups_17 | Wall Insulation | 1.589% | 0 | 27.0463 | Commercial_2026_Economic_million_m3_Before Competition Groups_Wall Insulation
Commercial | Com ¦ Energy Efficient Laboratory Fume Hood | 2026 | Economic | million_m3 | Before Competition Groups | 19.0969 | 0 | 0 | 1701.9907 | 0.01122 | 18 | Commercial_2026_Economic_million_m3_Before Competition Groups_18 | Energy Efficient Laboratory Fume Hood | 1.122% | 0 | 19.0969 | Commercial_2026_Economic_million_m3_Before Competition Groups_Energy Efficient Laboratory Fume Hood
Commercial | Com ¦ Demand controlled Circulating Systems | 2026 | Economic | million_m3 | Before Competition Groups | 14.2076 | 0 | 0 | 1701.9907 | 0.0083476 | 19 | Commercial_2026_Economic_million_m3_Before Competition Groups_19 | Demand controlled Circulating Systems | 0.8348% | 0 | 14.2076 | Commercial_2026_Economic_million_m3_Before Competition Groups_Demand controlled Circulating Systems
Commercial | Com ¦ Duct Insulation, R8 | 2026 | Economic | million_m3 | Before Competition Groups | 11.0991 | 0 | 0 | 1701.9907 | 0.0065212 | 20 | Commercial_2026_Economic_million_m3_Before Competition Groups_20 | Duct Insulation, R8 | 0.6521% | 0 | 11.0991 | Commercial_2026_Economic_million_m3_Before Competition Groups_Duct Insulation, R8
Commercial | Com ¦ Ozone Laundry Treatment | 2026 | Economic | million_m3 | Before Competition Groups | 7.3459 | 0 | 0 | 1701.9907 | 0.0043161 | 21 | Commercial_2026_Economic_million_m3_Before Competition Groups_21 | Ozone Laundry Treatment | 0.4316% | 0 | 7.3459 | Commercial_2026_Economic_million_m3_Before Competition Groups_Ozone Laundry Treatment
Commercial | Com ¦ ENERGY STAR Fryer (84% eff) | 2026 | Economic | million_m3 | Before Competition Groups | 5.6804 | 0 | 0 | 1701.9907 | 0.0033375 | 22 | Commercial_2026_Economic_million_m3_Before Competition Groups_22 | ENERGY STAR Fryer (84% eff) | 0.3338% | 0 | 5.6804 | Commercial_2026_Economic_million_m3_Before Competition Groups_ENERGY STAR Fryer (84% eff)
Commercial | Com ¦ Infrared Heaters | 2026 | Economic | million_m3 | Before Competition Groups | 5.4598 | 0 | 0 | 1701.9907 | 0.0032079 | 23 | Commercial_2026_Economic_million_m3_Before Competition Groups_23 | Infrared Heaters | 0.3208% | 0 | 5.4598 | Commercial_2026_Economic_million_m3_Before Competition Groups_Infrared Heaters
Commercial | Com ¦ High Efficiency Underfired Broilers | 2026 | Economic | million_m3 | Before Competition Groups | 4.8196 | 0 | 0 | 1701.9907 | 0.0028317 | 24 | Commercial_2026_Economic_million_m3_Before Competition Groups_24 | High Efficiency Underfired Broilers | 0.2832% | 0 | 4.8196 | Commercial_2026_Economic_million_m3_Before Competition Groups_High Efficiency Underfired Broilers
Commercial | Com ¦ ENERGY STAR Griddle (74% eff) | 2026 | Economic | million_m3 | Before Competition Groups | 3.7122 | 0 | 0 | 1701.9907 | 0.0021811 | 25 | Commercial_2026_Economic_million_m3_Before Competition Groups_25 | ENERGY STAR Griddle (74% eff) | 0.2181% | 0 | 3.7122 | Commercial_2026_Economic_million_m3_Before Competition Groups_ENERGY STAR Griddle (74% eff)
Commercial | Com ¦ ENERGY STAR Dishwasher | 2026 | Economic | million_m3 | Before Competition Groups | 3.2461 | 0 | 0 | 1701.9907 | 0.0019072 | 26 | Commercial_2026_Economic_million_m3_Before Competition Groups_26 | ENERGY STAR Dishwasher | 0.1907% | 0 | 3.2461 | Commercial_2026_Economic_million_m3_Before Competition Groups_ENERGY STAR Dishwasher
Commercial | Com ¦ Energy Recovery Ventilation and Ventilation (Enhanced) | 2026 | Economic | million_m3 | Before Competition Groups | 2.3751 | 0 | 0 | 1701.9907 | 0.0013955 | 27 | Commercial_2026_Economic_million_m3_Before Competition Groups_27 | Energy Recovery Ventilation and Ventilation (Enhanced) | 0.1395% | 0 | 2.3751 | Commercial_2026_Economic_million_m3_Before Competition Groups_Energy Recovery Ventilation and Ventilation (Enhanced)
Commercial | Com ¦ Heat Recovery Ventilator | 2026 | Economic | million_m3 | Before Competition Groups | 2.1944 | 0 | 0 | 1701.9907 | 0.0012893 | 28 | Commercial_2026_Economic_million_m3_Before Competition Groups_28 | Heat Recovery Ventilator | 0.1289% | 0 | 2.1944 | Commercial_2026_Economic_million_m3_Before Competition Groups_Heat Recovery Ventilator
Commercial | Com ¦ Drain Water Heat Recovery (DWHR) ¦ Retro | 2026 | Economic | million_m3 | Before Competition Groups | 1.1747 | 0 | 0 | 1701.9907 | 0.00069017 | 29 | Commercial_2026_Economic_million_m3_Before Competition Groups_29 | Drain Water Heat Recovery (DWHR) ¦ Retro | 0.06902% | 0 | 1.1747 | Commercial_2026_Economic_million_m3_Before Competition Groups_Drain Water Heat Recovery (DWHR) ¦ Retro
Commercial | Com ¦ CEE Tier 2/Energy Star Clothes Washers | 2026 | Economic | million_m3 | Before Competition Groups | 0.94463 | 0 | 0 | 1701.9907 | 0.00055502 | 30 | Commercial_2026_Economic_million_m3_Before Competition Groups_30 | CEE Tier 2/Energy Star Clothes Washers | 0.0555% | 0 | 0.94463 | Commercial_2026_Economic_million_m3_Before Competition Groups_CEE Tier 2/Energy Star Clothes Washers
Commercial | Com ¦ Low Flow Pre-Rinse Spray Nozzle | 2026 | Economic | million_m3 | Before Competition Groups | 0.60733 | 0 | 0 | 1701.9907 | 0.00035683 | 31 | Commercial_2026_Economic_million_m3_Before Competition Groups_31 | Low Flow Pre-Rinse Spray Nozzle | 0.03568% | 0 | 0.60733 | Commercial_2026_Economic_million_m3_Before Competition Groups_Low Flow Pre-Rinse Spray Nozzle
Commercial | Com ¦ ENERGY STAR Steam Cooker | 2026 | Economic | million_m3 | Before Competition Groups | 0.40644 | 0 | 0 | 1701.9907 | 0.0002388 | 32 | Commercial_2026_Economic_million_m3_Before Competition Groups_32 | ENERGY STAR Steam Cooker | 0.02388% | 0 | 0.40644 | Commercial_2026_Economic_million_m3_Before Competition Groups_ENERGY STAR Steam Cooker
Commercial | Com ¦ Drain Water Heat Recovery (DWHR) ¦New | 2026 | Economic | million_m3 | Before Competition Groups | 0.32485 | 0 | 0 | 1701.9907 | 0.00019087 | 33 | Commercial_2026_Economic_million_m3_Before Competition Groups_33 | Drain Water Heat Recovery (DWHR) ¦New | 0.01909% | 0 | 0.32485 | Commercial_2026_Economic_million_m3_Before Competition Groups_Drain Water Heat Recovery (DWHR) ¦New
Commercial | Com ¦ Gas Heat Pump Water Heater | 2026 | Economic | million_m3 | Before Competition Groups | 0.19181 | 0 | 0 | 1701.9907 | 0.0001127 | 34 | Commercial_2026_Economic_million_m3_Before Competition Groups_34 | Gas Heat Pump Water Heater | 0.01127% | 0 | 0.19181 | Commercial_2026_Economic_million_m3_Before Competition Groups_Gas Heat Pump Water Heater
Commercial | Com ¦ Solar Water Preheat (Pools/DHW) | 2026 | Economic | million_m3 | Before Competition Groups | 0.18326 | 0 | 0 | 1701.9907 | 0.00010767 | 35 | Commercial_2026_Economic_million_m3_Before Competition Groups_35 | Solar Water Preheat (Pools/DHW) | 0.01077% | 0 | 0.18326 | Commercial_2026_Economic_million_m3_Before Competition Groups_Solar Water Preheat (Pools/DHW)
Commercial | Com ¦ Air Curtains | 2026 | Economic | million_m3 | Before Competition Groups | 0.13813 | 0 | 0 | 1701.9907 | 8.1158e-05 | 36 | Commercial_2026_Economic_million_m3_Before Competition Groups_36 | Air Curtains | 0.008116% | 0 | 0.13813 | Commercial_2026_Economic_million_m3_Before Competition Groups_Air Curtains
Commercial | Com ¦ Adaptive Thermostats | 2026 | SC A | million_m3 | Before Competition Groups | 39.0113 | 0 | 0 | 328.6586 | 0.1187 | 1 | Commercial_2026_SC A_million_m3_Before Competition Groups_1 | Adaptive Thermostats | 11.87% | 0 | 39.0113 | Commercial_2026_SC A_million_m3_Before Competition Groups_Adaptive Thermostats
Commercial | Com ¦ Boilers - Advanced Controls (Steam Systems) | 2026 | SC A | million_m3 | Before Competition Groups | 37.2326 | 0 | 0 | 328.6586 | 0.11329 | 2 | Commercial_2026_SC A_million_m3_Before Competition Groups_2 | Boilers - Advanced Controls (Steam Systems) | 11.33% | 0 | 37.2326 | Commercial_2026_SC A_million_m3_Before Competition Groups_Boilers - Advanced Controls (Steam Systems)
Commercial | Com ¦ Demand Control Ventilation | 2026 | SC A | million_m3 | Before Competition Groups | 34.8872 | 0 | 0 | 328.6586 | 0.10615 | 3 | Commercial_2026_SC A_million_m3_Before Competition Groups_3 | Demand Control Ventilation | 10.62% | 0 | 34.8872 | Commercial_2026_SC A_million_m3_Before Competition Groups_Demand Control Ventilation
Commercial | Com ¦ Building Recommissioning, Operations and Maintenance (O&M) Improvements | 2026 | SC A | million_m3 | Before Competition Groups | 27.3436 | 0 | 0 | 328.6586 | 0.083198 | 4 | Commercial_2026_SC A_million_m3_Before Competition Groups_4 | Building Recommissioning, Operations and Maintenance (O&M) Improvements | 8.32% | 0 | 27.3436 | Commercial_2026_SC A_million_m3_Before Competition Groups_Building Recommissioning, Operations and Maintenance (O&M) Improvements
Commercial | Com ¦ Condensing Boiler ¦ Std | 2026 | SC A | million_m3 | Before Competition Groups | 22.8119 | 0 | 0 | 328.6586 | 0.069409 | 5 | Commercial_2026_SC A_million_m3_Before Competition Groups_5 | Condensing Boiler ¦ Std | 6.941% | 0 | 22.8119 | Commercial_2026_SC A_million_m3_Before Competition Groups_Condensing Boiler ¦ Std
Commercial | Com ¦ Condensing Make Up Air Unit | 2026 | SC A | million_m3 | Before Competition Groups | 17.5185 | 0 | 0 | 328.6586 | 0.053303 | 6 | Commercial_2026_SC A_million_m3_Before Competition Groups_6 | Condensing Make Up Air Unit | 5.33% | 0 | 17.5185 | Commercial_2026_SC A_million_m3_Before Competition Groups_Condensing Make Up Air Unit
Commercial | Com ¦ Air Handler with Dedicated Outdoor Air Systems | 2026 | SC A | million_m3 | Before Competition Groups | 16.5372 | 0 | 0 | 328.6586 | 0.050317 | 7 | Commercial_2026_SC A_million_m3_Before Competition Groups_7 | Air Handler with Dedicated Outdoor Air Systems | 5.032% | 0 | 16.5372 | Commercial_2026_SC A_million_m3_Before Competition Groups_Air Handler with Dedicated Outdoor Air Systems
Commercial | Com ¦ Gas Fired Heat Pump | 2026 | SC A | million_m3 | Before Competition Groups | 15.9549 | 0 | 0 | 328.6586 | 0.048546 | 8 | Commercial_2026_SC A_million_m3_Before Competition Groups_8 | Gas Fired Heat Pump | 4.855% | 0 | 15.9549 | Commercial_2026_SC A_million_m3_Before Competition Groups_Gas Fired Heat Pump
Commercial | Com ¦ Advanced BAS/Controllers | 2026 | SC A | million_m3 | Before Competition Groups | 14.329 | 0 | 0 | 328.6586 | 0.043598 | 9 | Commercial_2026_SC A_million_m3_Before Competition Groups_9 | Advanced BAS/Controllers | 4.36% | 0 | 14.329 | Commercial_2026_SC A_million_m3_Before Competition Groups_Advanced BAS/Controllers
Commercial | Com ¦ Demand Control Kitchen Ventilation | 2026 | SC A | million_m3 | Before Competition Groups | 14.1372 | 0 | 0 | 328.6586 | 0.043015 | 10 | Commercial_2026_SC A_million_m3_Before Competition Groups_10 | Demand Control Kitchen Ventilation | 4.301% | 0 | 14.1372 | Commercial_2026_SC A_million_m3_Before Competition Groups_Demand Control Kitchen Ventilation
Commercial | Com ¦ Gas Fired Rooftop Units | 2026 | SC A | million_m3 | Before Competition Groups | 13.9828 | 0 | 0 | 328.6586 | 0.042545 | 11 | Commercial_2026_SC A_million_m3_Before Competition Groups_11 | Gas Fired Rooftop Units | 4.255% | 0 | 13.9828 | Commercial_2026_SC A_million_m3_Before Competition Groups_Gas Fired Rooftop Units
Commercial | Com ¦ Steam System Optimization | 2026 | SC A | million_m3 | Before Competition Groups | 13.3064 | 0 | 0 | 328.6586 | 0.040487 | 12 | Commercial_2026_SC A_million_m3_Before Competition Groups_12 | Steam System Optimization | 4.049% | 0 | 13.3064 | Commercial_2026_SC A_million_m3_Before Competition Groups_Steam System Optimization
Commercial | Com ¦ Destratification | 2026 | SC A | million_m3 | Before Competition Groups | 12.4079 | 0 | 0 | 328.6586 | 0.037753 | 13 | Commercial_2026_SC A_million_m3_Before Competition Groups_13 | Destratification | 3.775% | 0 | 12.4079 | Commercial_2026_SC A_million_m3_Before Competition Groups_Destratification
Commercial | Com ¦ Furnace Tune-Up | 2026 | SC A | million_m3 | Before Competition Groups | 12.3682 | 0 | 0 | 328.6586 | 0.037632 | 14 | Commercial_2026_SC A_million_m3_Before Competition Groups_14 | Furnace Tune-Up | 3.763% | 0 | 12.3682 | Commercial_2026_SC A_million_m3_Before Competition Groups_Furnace Tune-Up
Commercial | Com ¦ Wall Insulation | 2026 | SC A | million_m3 | Before Competition Groups | 6.9829 | 0 | 0 | 328.6586 | 0.021247 | 15 | Commercial_2026_SC A_million_m3_Before Competition Groups_15 | Wall Insulation | 2.125% | 0 | 6.9829 | Commercial_2026_SC A_million_m3_Before Competition Groups_Wall Insulation
Commercial | Com ¦ Education and Capacity Building/Energy Behavior | 2026 | SC A | million_m3 | Before Competition Groups | 6.8133 | 0 | 0 | 328.6586 | 0.020731 | 16 | Commercial_2026_SC A_million_m3_Before Competition Groups_16 | Education and Capacity Building/Energy Behavior | 2.073% | 0 | 6.8133 | Commercial_2026_SC A_million_m3_Before Competition Groups_Education and Capacity Building/Energy Behavior
Commercial | Com ¦ Condensing Unit Heaters or other Efficient Unit Heating System | 2026 | SC A | million_m3 | Before Competition Groups | 6.2365 | 0 | 0 | 328.6586 | 0.018976 | 17 | Commercial_2026_SC A_million_m3_Before Competition Groups_17 | Condensing Unit Heaters or other Efficient Unit Heating System | 1.898% | 0 | 6.2365 | Commercial_2026_SC A_million_m3_Before Competition Groups_Condensing Unit Heaters or other Efficient Unit Heating System
Commercial | Com ¦ Demand controlled Circulating Systems | 2026 | SC A | million_m3 | Before Competition Groups | 3.4412 | 0 | 0 | 328.6586 | 0.01047 | 18 | Commercial_2026_SC A_million_m3_Before Competition Groups_18 | Demand controlled Circulating Systems | 1.047% | 0 | 3.4412 | Commercial_2026_SC A_million_m3_Before Competition Groups_Demand controlled Circulating Systems
Commercial | Com ¦ High Efficiency Underfired Broilers | 2026 | SC A | million_m3 | Before Competition Groups | 2.4149 | 0 | 0 | 328.6586 | 0.0073479 | 19 | Commercial_2026_SC A_million_m3_Before Competition Groups_19 | High Efficiency Underfired Broilers | 0.7348% | 0 | 2.4149 | Commercial_2026_SC A_million_m3_Before Competition Groups_High Efficiency Underfired Broilers
Commercial | Com ¦ ENERGY STAR Fryer (84% eff) | 2026 | SC A | million_m3 | Before Competition Groups | 2.2182 | 0 | 0 | 328.6586 | 0.0067493 | 20 | Commercial_2026_SC A_million_m3_Before Competition Groups_20 | ENERGY STAR Fryer (84% eff) | 0.6749% | 0 | 2.2182 | Commercial_2026_SC A_million_m3_Before Competition Groups_ENERGY STAR Fryer (84% eff)
Commercial | Com ¦ Duct Insulation, R8 | 2026 | SC A | million_m3 | Before Competition Groups | 2.2072 | 0 | 0 | 328.6586 | 0.0067158 | 21 | Commercial_2026_SC A_million_m3_Before Competition Groups_21 | Duct Insulation, R8 | 0.6716% | 0 | 2.2072 | Commercial_2026_SC A_million_m3_Before Competition Groups_Duct Insulation, R8
Commercial | Com ¦ Energy Efficient Laboratory Fume Hood | 2026 | SC A | million_m3 | Before Competition Groups | 1.6426 | 0 | 0 | 328.6586 | 0.004998 | 22 | Commercial_2026_SC A_million_m3_Before Competition Groups_22 | Energy Efficient Laboratory Fume Hood | 0.4998% | 0 | 1.6426 | Commercial_2026_SC A_million_m3_Before Competition Groups_Energy Efficient Laboratory Fume Hood
Commercial | Com ¦ Ozone Laundry Treatment | 2026 | SC A | million_m3 | Before Competition Groups | 1.1317 | 0 | 0 | 328.6586 | 0.0034434 | 23 | Commercial_2026_SC A_million_m3_Before Competition Groups_23 | Ozone Laundry Treatment | 0.3443% | 0 | 1.1317 | Commercial_2026_SC A_million_m3_Before Competition Groups_Ozone Laundry Treatment
Commercial | Com ¦ ENERGY STAR Griddle (74% eff) | 2026 | SC A | million_m3 | Before Competition Groups | 0.82529 | 0 | 0 | 328.6586 | 0.0025111 | 24 | Commercial_2026_SC A_million_m3_Before Competition Groups_24 | ENERGY STAR Griddle (74% eff) | 0.2511% | 0 | 0.82529 | Commercial_2026_SC A_million_m3_Before Competition Groups_ENERGY STAR Griddle (74% eff)
Commercial | Com ¦ ENERGY STAR Dishwasher | 2026 | SC A | million_m3 | Before Competition Groups | 0.79172 | 0 | 0 | 328.6586 | 0.0024089 | 25 | Commercial_2026_SC A_million_m3_Before Competition Groups_25 | ENERGY STAR Dishwasher | 0.2409% | 0 | 0.79172 | Commercial_2026_SC A_million_m3_Before Competition Groups_ENERGY STAR Dishwasher
Commercial | Com ¦ Infrared Heaters | 2026 | SC A | million_m3 | Before Competition Groups | 0.6657 | 0 | 0 | 328.6586 | 0.0020255 | 26 | Commercial_2026_SC A_million_m3_Before Competition Groups_26 | Infrared Heaters | 0.2025% | 0 | 0.6657 | Commercial_2026_SC A_million_m3_Before Competition Groups_Infrared Heaters
Commercial | Com ¦ CEE Tier 2/Energy Star Clothes Washers | 2026 | SC A | million_m3 | Before Competition Groups | 0.42582 | 0 | 0 | 328.6586 | 0.0012956 | 27 | Commercial_2026_SC A_million_m3_Before Competition Groups_27 | CEE Tier 2/Energy Star Clothes Washers | 0.1296% | 0 | 0.42582 | Commercial_2026_SC A_million_m3_Before Competition Groups_CEE Tier 2/Energy Star Clothes Washers
Commercial | Com ¦ Drain Water Heat Recovery (DWHR) ¦ Retro | 2026 | SC A | million_m3 | Before Competition Groups | 0.31529 | 0 | 0 | 328.6586 | 0.00095932 | 28 | Commercial_2026_SC A_million_m3_Before Competition Groups_28 | Drain Water Heat Recovery (DWHR) ¦ Retro | 0.09593% | 0 | 0.31529 | Commercial_2026_SC A_million_m3_Before Competition Groups_Drain Water Heat Recovery (DWHR) ¦ Retro
Commercial | Com ¦ ENERGY STAR Steam Cooker | 2026 | SC A | million_m3 | Before Competition Groups | 0.22846 | 0 | 0 | 328.6586 | 0.00069514 | 29 | Commercial_2026_SC A_million_m3_Before Competition Groups_29 | ENERGY STAR Steam Cooker | 0.06951% | 0 | 0.22846 | Commercial_2026_SC A_million_m3_Before Competition Groups_ENERGY STAR Steam Cooker
Commercial | Com ¦ Low Flow Pre-Rinse Spray Nozzle | 2026 | SC A | million_m3 | Before Competition Groups | 0.21879 | 0 | 0 | 328.6586 | 0.00066571 | 30 | Commercial_2026_SC A_million_m3_Before Competition Groups_30 | Low Flow Pre-Rinse Spray Nozzle | 0.06657% | 0 | 0.21879 | Commercial_2026_SC A_million_m3_Before Competition Groups_Low Flow Pre-Rinse Spray Nozzle
Commercial | Com ¦ Energy Recovery Ventilation and Ventilation (Enhanced) | 2026 | SC A | million_m3 | Before Competition Groups | 0.15311 | 0 | 0 | 328.6586 | 0.00046586 | 31 | Commercial_2026_SC A_million_m3_Before Competition Groups_31 | Energy Recovery Ventilation and Ventilation (Enhanced) | 0.04659% | 0 | 0.15311 | Commercial_2026_SC A_million_m3_Before Competition Groups_Energy Recovery Ventilation and Ventilation (Enhanced)
Commercial | Com ¦ Drain Water Heat Recovery (DWHR) ¦New | 2026 | SC A | million_m3 | Before Competition Groups | 0.068404 | 0 | 0 | 328.6586 | 0.00020813 | 32 | Commercial_2026_SC A_million_m3_Before Competition Groups_32 | Drain Water Heat Recovery (DWHR) ¦New | 0.02081% | 0 | 0.068404 | Commercial_2026_SC A_million_m3_Before Competition Groups_Drain Water Heat Recovery (DWHR) ¦New
Commercial | Com ¦ Heat Recovery Ventilator | 2026 | SC A | million_m3 | Before Competition Groups | 0.032864 | 0 | 0 | 328.6586 | 9.9996e-05 | 33 | Commercial_2026_SC A_million_m3_Before Competition Groups_33 | Heat Recovery Ventilator | 0.01% | 0 | 0.032864 | Commercial_2026_SC A_million_m3_Before Competition Groups_Heat Recovery Ventilator
Commercial | Com ¦ Solar Water Preheat (Pools/DHW) | 2026 | SC A | million_m3 | Before Competition Groups | 0.015586 | 0 | 0 | 328.6586 | 4.7422e-05 | 34 | Commercial_2026_SC A_million_m3_Before Competition Groups_34 | Solar Water Preheat (Pools/DHW) | 0.004742% | 0 | 0.015586 | Commercial_2026_SC A_million_m3_Before Competition Groups_Solar Water Preheat (Pools/DHW)
Commercial | Com ¦ Gas Heat Pump Water Heater | 2026 | SC A | million_m3 | Before Competition Groups | 0.00033989 | 0 | 0 | 328.6586 | 1.0342e-06 | 35 | Commercial_2026_SC A_million_m3_Before Competition Groups_35 | Gas Heat Pump Water Heater | 0.0001034% | 0 | 0.00033989 | Commercial_2026_SC A_million_m3_Before Competition Groups_Gas Heat Pump Water Heater
Commercial | Com ¦ Air Curtains | 2026 | SC A | million_m3 | Before Competition Groups | 7.9003e-05 | 0 | 0 | 328.6586 | 2.4038e-07 | 36 | Commercial_2026_SC A_million_m3_Before Competition Groups_36 | Air Curtains | 2.404e-05% | 0 | 7.9003e-05 | Commercial_2026_SC A_million_m3_Before Competition Groups_Air Curtains
Commercial | Com ¦ Demand Control Ventilation | 2026 | SC B | million_m3 | Before Competition Groups | 87.4913 | 0 | 0 | 708.7105 | 0.12345 | 1 | Commercial_2026_SC B_million_m3_Before Competition Groups_1 | Demand Control Ventilation | 12.35% | 0 | 87.4913 | Commercial_2026_SC B_million_m3_Before Competition Groups_Demand Control Ventilation
Commercial | Com ¦ Adaptive Thermostats | 2026 | SC B | million_m3 | Before Competition Groups | 81.7302 | 0 | 0 | 708.7105 | 0.11532 | 2 | Commercial_2026_SC B_million_m3_Before Competition Groups_2 | Adaptive Thermostats | 11.53% | 0 | 81.7302 | Commercial_2026_SC B_million_m3_Before Competition Groups_Adaptive Thermostats
Commercial | Com ¦ Condensing Boiler ¦ Std | 2026 | SC B | million_m3 | Before Competition Groups | 61.0958 | 0 | 0 | 708.7105 | 0.086207 | 3 | Commercial_2026_SC B_million_m3_Before Competition Groups_3 | Condensing Boiler ¦ Std | 8.621% | 0 | 61.0958 | Commercial_2026_SC B_million_m3_Before Competition Groups_Condensing Boiler ¦ Std
Commercial | Com ¦ Air Handler with Dedicated Outdoor Air Systems | 2026 | SC B | million_m3 | Before Competition Groups | 59.7086 | 0 | 0 | 708.7105 | 0.08425 | 4 | Commercial_2026_SC B_million_m3_Before Competition Groups_4 | Air Handler with Dedicated Outdoor Air Systems | 8.425% | 0 | 59.7086 | Commercial_2026_SC B_million_m3_Before Competition Groups_Air Handler with Dedicated Outdoor Air Systems
Commercial | Com ¦ Building Recommissioning, Operations and Maintenance (O&M) Improvements | 2026 | SC B | million_m3 | Before Competition Groups | 43.3911 | 0 | 0 | 708.7105 | 0.061225 | 5 | Commercial_2026_SC B_million_m3_Before Competition Groups_5 | Building Recommissioning, Operations and Maintenance (O&M) Improvements | 6.123% | 0 | 43.3911 | Commercial_2026_SC B_million_m3_Before Competition Groups_Building Recommissioning, Operations and Maintenance (O&M) Improvements
Commercial | Com ¦ Boilers - Advanced Controls (Steam Systems) | 2026 | SC B | million_m3 | Before Competition Groups | 37.4912 | 0 | 0 | 708.7105 | 0.052901 | 6 | Commercial_2026_SC B_million_m3_Before Competition Groups_6 | Boilers - Advanced Controls (Steam Systems) | 5.29% | 0 | 37.4912 | Commercial_2026_SC B_million_m3_Before Competition Groups_Boilers - Advanced Controls (Steam Systems)
Commercial | Com ¦ Education and Capacity Building/Energy Behavior | 2026 | SC B | million_m3 | Before Competition Groups | 34.0667 | 0 | 0 | 708.7105 | 0.048069 | 7 | Commercial_2026_SC B_million_m3_Before Competition Groups_7 | Education and Capacity Building/Energy Behavior | 4.807% | 0 | 34.0667 | Commercial_2026_SC B_million_m3_Before Competition Groups_Education and Capacity Building/Energy Behavior
Commercial | Com ¦ Steam System Optimization | 2026 | SC B | million_m3 | Before Competition Groups | 32.529 | 0 | 0 | 708.7105 | 0.045899 | 8 | Commercial_2026_SC B_million_m3_Before Competition Groups_8 | Steam System Optimization | 4.59% | 0 | 32.529 | Commercial_2026_SC B_million_m3_Before Competition Groups_Steam System Optimization
Commercial | Com ¦ Gas Fired Rooftop Units | 2026 | SC B | million_m3 | Before Competition Groups | 32.2455 | 0 | 0 | 708.7105 | 0.045499 | 9 | Commercial_2026_SC B_million_m3_Before Competition Groups_9 | Gas Fired Rooftop Units | 4.55% | 0 | 32.2455 | Commercial_2026_SC B_million_m3_Before Competition Groups_Gas Fired Rooftop Units
Commercial | Com ¦ Destratification | 2026 | SC B | million_m3 | Before Competition Groups | 32.0386 | 0 | 0 | 708.7105 | 0.045207 | 10 | Commercial_2026_SC B_million_m3_Before Competition Groups_10 | Destratification | 4.521% | 0 | 32.0386 | Commercial_2026_SC B_million_m3_Before Competition Groups_Destratification
Commercial | Com ¦ Demand Control Kitchen Ventilation | 2026 | SC B | million_m3 | Before Competition Groups | 30.6429 | 0 | 0 | 708.7105 | 0.043237 | 11 | Commercial_2026_SC B_million_m3_Before Competition Groups_11 | Demand Control Kitchen Ventilation | 4.324% | 0 | 30.6429 | Commercial_2026_SC B_million_m3_Before Competition Groups_Demand Control Kitchen Ventilation
Commercial | Com ¦ Furnace Tune-Up | 2026 | SC B | million_m3 | Before Competition Groups | 30.3351 | 0 | 0 | 708.7105 | 0.042803 | 12 | Commercial_2026_SC B_million_m3_Before Competition Groups_12 | Furnace Tune-Up | 4.28% | 0 | 30.3351 | Commercial_2026_SC B_million_m3_Before Competition Groups_Furnace Tune-Up
Commercial | Com ¦ Condensing Make Up Air Unit | 2026 | SC B | million_m3 | Before Competition Groups | 25.3751 | 0 | 0 | 708.7105 | 0.035805 | 13 | Commercial_2026_SC B_million_m3_Before Competition Groups_13 | Condensing Make Up Air Unit | 3.58% | 0 | 25.3751 | Commercial_2026_SC B_million_m3_Before Competition Groups_Condensing Make Up Air Unit
Commercial | Com ¦ Gas Fired Heat Pump | 2026 | SC B | million_m3 | Before Competition Groups | 23.7268 | 0 | 0 | 708.7105 | 0.033479 | 14 | Commercial_2026_SC B_million_m3_Before Competition Groups_14 | Gas Fired Heat Pump | 3.348% | 0 | 23.7268 | Commercial_2026_SC B_million_m3_Before Competition Groups_Gas Fired Heat Pump
Commercial | Com ¦ Advanced BAS/Controllers | 2026 | SC B | million_m3 | Before Competition Groups | 19.3815 | 0 | 0 | 708.7105 | 0.027348 | 15 | Commercial_2026_SC B_million_m3_Before Competition Groups_15 | Advanced BAS/Controllers | 2.735% | 0 | 19.3815 | Commercial_2026_SC B_million_m3_Before Competition Groups_Advanced BAS/Controllers
Commercial | Com ¦ Wall Insulation | 2026 | SC B | million_m3 | Before Competition Groups | 17.1667 | 0 | 0 | 708.7105 | 0.024222 | 16 | Commercial_2026_SC B_million_m3_Before Competition Groups_16 | Wall Insulation | 2.422% | 0 | 17.1667 | Commercial_2026_SC B_million_m3_Before Competition Groups_Wall Insulation
Commercial | Com ¦ Condensing Unit Heaters or other Efficient Unit Heating System | 2026 | SC B | million_m3 | Before Competition Groups | 13.187 | 0 | 0 | 708.7105 | 0.018607 | 17 | Commercial_2026_SC B_million_m3_Before Competition Groups_17 | Condensing Unit Heaters or other Efficient Unit Heating System | 1.861% | 0 | 13.187 | Commercial_2026_SC B_million_m3_Before Competition Groups_Condensing Unit Heaters or other Efficient Unit Heating System
Commercial | Com ¦ Energy Efficient Laboratory Fume Hood | 2026 | SC B | million_m3 | Before Competition Groups | 11.7267 | 0 | 0 | 708.7105 | 0.016547 | 18 | Commercial_2026_SC B_million_m3_Before Competition Groups_18 | Energy Efficient Laboratory Fume Hood | 1.655% | 0 | 11.7267 | Commercial_2026_SC B_million_m3_Before Competition Groups_Energy Efficient Laboratory Fume Hood
Commercial | Com ¦ Demand controlled Circulating Systems | 2026 | SC B | million_m3 | Before Competition Groups | 9.0178 | 0 | 0 | 708.7105 | 0.012724 | 19 | Commercial_2026_SC B_million_m3_Before Competition Groups_19 | Demand controlled Circulating Systems | 1.272% | 0 | 9.0178 | Commercial_2026_SC B_million_m3_Before Competition Groups_Demand controlled Circulating Systems
Commercial | Com ¦ Duct Insulation, R8 | 2026 | SC B | million_m3 | Before Competition Groups | 6.9996 | 0 | 0 | 708.7105 | 0.0098765 | 20 | Commercial_2026_SC B_million_m3_Before Competition Groups_20 | Duct Insulation, R8 | 0.9877% | 0 | 6.9996 | Commercial_2026_SC B_million_m3_Before Competition Groups_Duct Insulation, R8
Commercial | Com ¦ Ozone Laundry Treatment | 2026 | SC B | million_m3 | Before Competition Groups | 4.2217 | 0 | 0 | 708.7105 | 0.0059569 | 21 | Commercial_2026_SC B_million_m3_Before Competition Groups_21 | Ozone Laundry Treatment | 0.5957% | 0 | 4.2217 | Commercial_2026_SC B_million_m3_Before Competition Groups_Ozone Laundry Treatment
Commercial | Com ¦ ENERGY STAR Fryer (84% eff) | 2026 | SC B | million_m3 | Before Competition Groups | 3.2308 | 0 | 0 | 708.7105 | 0.0045588 | 22 | Commercial_2026_SC B_million_m3_Before Competition Groups_22 | ENERGY STAR Fryer (84% eff) | 0.4559% | 0 | 3.2308 | Commercial_2026_SC B_million_m3_Before Competition Groups_ENERGY STAR Fryer (84% eff)
Commercial | Com ¦ High Efficiency Underfired Broilers | 2026 | SC B | million_m3 | Before Competition Groups | 2.8898 | 0 | 0 | 708.7105 | 0.0040776 | 23 | Commercial_2026_SC B_million_m3_Before Competition Groups_23 | High Efficiency Underfired Broilers | 0.4078% | 0 | 2.8898 | Commercial_2026_SC B_million_m3_Before Competition Groups_High Efficiency Underfired Broilers
Commercial | Com ¦ ENERGY STAR Griddle (74% eff) | 2026 | SC B | million_m3 | Before Competition Groups | 2.1344 | 0 | 0 | 708.7105 | 0.0030117 | 24 | Commercial_2026_SC B_million_m3_Before Competition Groups_24 | ENERGY STAR Griddle (74% eff) | 0.3012% | 0 | 2.1344 | Commercial_2026_SC B_million_m3_Before Competition Groups_ENERGY STAR Griddle (74% eff)
Commercial | Com ¦ Infrared Heaters | 2026 | SC B | million_m3 | Before Competition Groups | 1.6408 | 0 | 0 | 708.7105 | 0.0023152 | 25 | Commercial_2026_SC B_million_m3_Before Competition Groups_25 | Infrared Heaters | 0.2315% | 0 | 1.6408 | Commercial_2026_SC B_million_m3_Before Competition Groups_Infrared Heaters
Commercial | Com ¦ Heat Recovery Ventilator | 2026 | SC B | million_m3 | Before Competition Groups | 1.0657 | 0 | 0 | 708.7105 | 0.0015037 | 26 | Commercial_2026_SC B_million_m3_Before Competition Groups_26 | Heat Recovery Ventilator | 0.1504% | 0 | 1.0657 | Commercial_2026_SC B_million_m3_Before Competition Groups_Heat Recovery Ventilator
Commercial | Com ¦ ENERGY STAR Dishwasher | 2026 | SC B | million_m3 | Before Competition Groups | 0.99796 | 0 | 0 | 708.7105 | 0.0014081 | 27 | Commercial_2026_SC B_million_m3_Before Competition Groups_27 | ENERGY STAR Dishwasher | 0.1408% | 0 | 0.99796 | Commercial_2026_SC B_million_m3_Before Competition Groups_ENERGY STAR Dishwasher
Commercial | Com ¦ Energy Recovery Ventilation and Ventilation (Enhanced) | 2026 | SC B | million_m3 | Before Competition Groups | 0.98191 | 0 | 0 | 708.7105 | 0.0013855 | 28 | Commercial_2026_SC B_million_m3_Before Competition Groups_28 | Energy Recovery Ventilation and Ventilation (Enhanced) | 0.1385% | 0 | 0.98191 | Commercial_2026_SC B_million_m3_Before Competition Groups_Energy Recovery Ventilation and Ventilation (Enhanced)
Commercial | Com ¦ Drain Water Heat Recovery (DWHR) ¦ Retro | 2026 | SC B | million_m3 | Before Competition Groups | 0.77069 | 0 | 0 | 708.7105 | 0.0010875 | 29 | Commercial_2026_SC B_million_m3_Before Competition Groups_29 | Drain Water Heat Recovery (DWHR) ¦ Retro | 0.1087% | 0 | 0.77069 | Commercial_2026_SC B_million_m3_Before Competition Groups_Drain Water Heat Recovery (DWHR) ¦ Retro
Commercial | Com ¦ CEE Tier 2/Energy Star Clothes Washers | 2026 | SC B | million_m3 | Before Competition Groups | 0.59508 | 0 | 0 | 708.7105 | 0.00083966 | 30 | Commercial_2026_SC B_million_m3_Before Competition Groups_30 | CEE Tier 2/Energy Star Clothes Washers | 0.08397% | 0 | 0.59508 | Commercial_2026_SC B_million_m3_Before Competition Groups_CEE Tier 2/Energy Star Clothes Washers
Commercial | Com ¦ Low Flow Pre-Rinse Spray Nozzle | 2026 | SC B | million_m3 | Before Competition Groups | 0.33037 | 0 | 0 | 708.7105 | 0.00046615 | 31 | Commercial_2026_SC B_million_m3_Before Competition Groups_31 | Low Flow Pre-Rinse Spray Nozzle | 0.04662% | 0 | 0.33037 | Commercial_2026_SC B_million_m3_Before Competition Groups_Low Flow Pre-Rinse Spray Nozzle
Commercial | Com ¦ ENERGY STAR Steam Cooker | 2026 | SC B | million_m3 | Before Competition Groups | 0.23121 | 0 | 0 | 708.7105 | 0.00032624 | 32 | Commercial_2026_SC B_million_m3_Before Competition Groups_32 | ENERGY STAR Steam Cooker | 0.03262% | 0 | 0.23121 | Commercial_2026_SC B_million_m3_Before Competition Groups_ENERGY STAR Steam Cooker
Commercial | Com ¦ Drain Water Heat Recovery (DWHR) ¦New | 2026 | SC B | million_m3 | Before Competition Groups | 0.10165 | 0 | 0 | 708.7105 | 0.00014343 | 33 | Commercial_2026_SC B_million_m3_Before Competition Groups_33 | Drain Water Heat Recovery (DWHR) ¦New | 0.01434% | 0 | 0.10165 | Commercial_2026_SC B_million_m3_Before Competition Groups_Drain Water Heat Recovery (DWHR) ¦New
Commercial | Com ¦ Air Curtains | 2026 | SC B | million_m3 | Before Competition Groups | 0.080462 | 0 | 0 | 708.7105 | 0.00011353 | 34 | Commercial_2026_SC B_million_m3_Before Competition Groups_34 | Air Curtains | 0.01135% | 0 | 0.080462 | Commercial_2026_SC B_million_m3_Before Competition Groups_Air Curtains
Commercial | Com ¦ Gas Heat Pump Water Heater | 2026 | SC B | million_m3 | Before Competition Groups | 0.047431 | 0 | 0 | 708.7105 | 6.6926e-05 | 35 | Commercial_2026_SC B_million_m3_Before Competition Groups_35 | Gas Heat Pump Water Heater | 0.006693% | 0 | 0.047431 | Commercial_2026_SC B_million_m3_Before Competition Groups_Gas Heat Pump Water Heater
Commercial | Com ¦ Solar Water Preheat (Pools/DHW) | 2026 | SC B | million_m3 | Before Competition Groups | 0.043369 | 0 | 0 | 708.7105 | 6.1194e-05 | 36 | Commercial_2026_SC B_million_m3_Before Competition Groups_36 | Solar Water Preheat (Pools/DHW) | 0.006119% | 0 | 0.043369 | Commercial_2026_SC B_million_m3_Before Competition Groups_Solar Water Preheat (Pools/DHW)
Commercial | Com ¦ Adaptive Thermostats | 2026 | SC C | million_m3 | Before Competition Groups | 39.0142 | 0 | 0 | 350.7266 | 0.11124 | 1 | Commercial_2026_SC C_million_m3_Before Competition Groups_1 | Adaptive Thermostats | 11.12% | 0 | 39.0142 | Commercial_2026_SC C_million_m3_Before Competition Groups_Adaptive Thermostats
Commercial | Com ¦ Demand Control Ventilation | 2026 | SC C | million_m3 | Before Competition Groups | 37.9993 | 0 | 0 | 350.7266 | 0.10834 | 2 | Commercial_2026_SC C_million_m3_Before Competition Groups_2 | Demand Control Ventilation | 10.83% | 0 | 37.9993 | Commercial_2026_SC C_million_m3_Before Competition Groups_Demand Control Ventilation
Commercial | Com ¦ Boilers - Advanced Controls (Steam Systems) | 2026 | SC C | million_m3 | Before Competition Groups | 37.4916 | 0 | 0 | 350.7266 | 0.1069 | 3 | Commercial_2026_SC C_million_m3_Before Competition Groups_3 | Boilers - Advanced Controls (Steam Systems) | 10.69% | 0 | 37.4916 | Commercial_2026_SC C_million_m3_Before Competition Groups_Boilers - Advanced Controls (Steam Systems)
Commercial | Com ¦ Condensing Boiler ¦ Std | 2026 | SC C | million_m3 | Before Competition Groups | 30.5219 | 0 | 0 | 350.7266 | 0.087025 | 4 | Commercial_2026_SC C_million_m3_Before Competition Groups_4 | Condensing Boiler ¦ Std | 8.702% | 0 | 30.5219 | Commercial_2026_SC C_million_m3_Before Competition Groups_Condensing Boiler ¦ Std
Commercial | Com ¦ Building Recommissioning, Operations and Maintenance (O&M) Improvements | 2026 | SC C | million_m3 | Before Competition Groups | 27.8372 | 0 | 0 | 350.7266 | 0.07937 | 5 | Commercial_2026_SC C_million_m3_Before Competition Groups_5 | Building Recommissioning, Operations and Maintenance (O&M) Improvements | 7.937% | 0 | 27.8372 | Commercial_2026_SC C_million_m3_Before Competition Groups_Building Recommissioning, Operations and Maintenance (O&M) Improvements
Commercial | Com ¦ Air Handler with Dedicated Outdoor Air Systems | 2026 | SC C | million_m3 | Before Competition Groups | 19.213 | 0 | 0 | 350.7266 | 0.054781 | 6 | Commercial_2026_SC C_million_m3_Before Competition Groups_6 | Air Handler with Dedicated Outdoor Air Systems | 5.478% | 0 | 19.213 | Commercial_2026_SC C_million_m3_Before Competition Groups_Air Handler with Dedicated Outdoor Air Systems
Commercial | Com ¦ Condensing Make Up Air Unit | 2026 | SC C | million_m3 | Before Competition Groups | 18.2717 | 0 | 0 | 350.7266 | 0.052097 | 7 | Commercial_2026_SC C_million_m3_Before Competition Groups_7 | Condensing Make Up Air Unit | 5.21% | 0 | 18.2717 | Commercial_2026_SC C_million_m3_Before Competition Groups_Condensing Make Up Air Unit
Commercial | Com ¦ Gas Fired Heat Pump | 2026 | SC C | million_m3 | Before Competition Groups | 17.2734 | 0 | 0 | 350.7266 | 0.04925 | 8 | Commercial_2026_SC C_million_m3_Before Competition Groups_8 | Gas Fired Heat Pump | 4.925% | 0 | 17.2734 | Commercial_2026_SC C_million_m3_Before Competition Groups_Gas Fired Heat Pump
Commercial | Com ¦ Demand Control Kitchen Ventilation | 2026 | SC C | million_m3 | Before Competition Groups | 14.7242 | 0 | 0 | 350.7266 | 0.041982 | 9 | Commercial_2026_SC C_million_m3_Before Competition Groups_9 | Demand Control Kitchen Ventilation | 4.198% | 0 | 14.7242 | Commercial_2026_SC C_million_m3_Before Competition Groups_Demand Control Kitchen Ventilation
Commercial | Com ¦ Advanced BAS/Controllers | 2026 | SC C | million_m3 | Before Competition Groups | 14.612 | 0 | 0 | 350.7266 | 0.041662 | 10 | Commercial_2026_SC C_million_m3_Before Competition Groups_10 | Advanced BAS/Controllers | 4.166% | 0 | 14.612 | Commercial_2026_SC C_million_m3_Before Competition Groups_Advanced BAS/Controllers
Commercial | Com ¦ Gas Fired Rooftop Units | 2026 | SC C | million_m3 | Before Competition Groups | 14.1709 | 0 | 0 | 350.7266 | 0.040404 | 11 | Commercial_2026_SC C_million_m3_Before Competition Groups_11 | Gas Fired Rooftop Units | 4.04% | 0 | 14.1709 | Commercial_2026_SC C_million_m3_Before Competition Groups_Gas Fired Rooftop Units
Commercial | Com ¦ Steam System Optimization | 2026 | SC C | million_m3 | Before Competition Groups | 13.3064 | 0 | 0 | 350.7266 | 0.037939 | 12 | Commercial_2026_SC C_million_m3_Before Competition Groups_12 | Steam System Optimization | 3.794% | 0 | 13.3064 | Commercial_2026_SC C_million_m3_Before Competition Groups_Steam System Optimization
Commercial | Com ¦ Destratification | 2026 | SC C | million_m3 | Before Competition Groups | 13.0379 | 0 | 0 | 350.7266 | 0.037174 | 13 | Commercial_2026_SC C_million_m3_Before Competition Groups_13 | Destratification | 3.717% | 0 | 13.0379 | Commercial_2026_SC C_million_m3_Before Competition Groups_Destratification
Commercial | Com ¦ Furnace Tune-Up | 2026 | SC C | million_m3 | Before Competition Groups | 12.3682 | 0 | 0 | 350.7266 | 0.035265 | 14 | Commercial_2026_SC C_million_m3_Before Competition Groups_14 | Furnace Tune-Up | 3.526% | 0 | 12.3682 | Commercial_2026_SC C_million_m3_Before Competition Groups_Furnace Tune-Up
Commercial | Com ¦ Condensing Unit Heaters or other Efficient Unit Heating System | 2026 | SC C | million_m3 | Before Competition Groups | 7.44 | 0 | 0 | 350.7266 | 0.021213 | 15 | Commercial_2026_SC C_million_m3_Before Competition Groups_15 | Condensing Unit Heaters or other Efficient Unit Heating System | 2.121% | 0 | 7.44 | Commercial_2026_SC C_million_m3_Before Competition Groups_Condensing Unit Heaters or other Efficient Unit Heating System
Commercial | Com ¦ Wall Insulation | 2026 | SC C | million_m3 | Before Competition Groups | 7.0245 | 0 | 0 | 350.7266 | 0.020028 | 16 | Commercial_2026_SC C_million_m3_Before Competition Groups_16 | Wall Insulation | 2.003% | 0 | 7.0245 | Commercial_2026_SC C_million_m3_Before Competition Groups_Wall Insulation
Commercial | Com ¦ Education and Capacity Building/Energy Behavior | 2026 | SC C | million_m3 | Before Competition Groups | 6.8133 | 0 | 0 | 350.7266 | 0.019426 | 17 | Commercial_2026_SC C_million_m3_Before Competition Groups_17 | Education and Capacity Building/Energy Behavior | 1.943% | 0 | 6.8133 | Commercial_2026_SC C_million_m3_Before Competition Groups_Education and Capacity Building/Energy Behavior
Commercial | Com ¦ Demand controlled Circulating Systems | 2026 | SC C | million_m3 | Before Competition Groups | 3.5487 | 0 | 0 | 350.7266 | 0.010118 | 18 | Commercial_2026_SC C_million_m3_Before Competition Groups_18 | Demand controlled Circulating Systems | 1.012% | 0 | 3.5487 | Commercial_2026_SC C_million_m3_Before Competition Groups_Demand controlled Circulating Systems
Commercial | Com ¦ Duct Insulation, R8 | 2026 | SC C | million_m3 | Before Competition Groups | 2.6599 | 0 | 0 | 350.7266 | 0.007584 | 19 | Commercial_2026_SC C_million_m3_Before Competition Groups_19 | Duct Insulation, R8 | 0.7584% | 0 | 2.6599 | Commercial_2026_SC C_million_m3_Before Competition Groups_Duct Insulation, R8
Commercial | Com ¦ ENERGY STAR Fryer (84% eff) | 2026 | SC C | million_m3 | Before Competition Groups | 2.5531 | 0 | 0 | 350.7266 | 0.0072793 | 20 | Commercial_2026_SC C_million_m3_Before Competition Groups_20 | ENERGY STAR Fryer (84% eff) | 0.7279% | 0 | 2.5531 | Commercial_2026_SC C_million_m3_Before Competition Groups_ENERGY STAR Fryer (84% eff)
Commercial | Com ¦ High Efficiency Underfired Broilers | 2026 | SC C | million_m3 | Before Competition Groups | 2.4663 | 0 | 0 | 350.7266 | 0.0070318 | 21 | Commercial_2026_SC C_million_m3_Before Competition Groups_21 | High Efficiency Underfired Broilers | 0.7032% | 0 | 2.4663 | Commercial_2026_SC C_million_m3_Before Competition Groups_High Efficiency Underfired Broilers
Commercial | Com ¦ Energy Efficient Laboratory Fume Hood | 2026 | SC C | million_m3 | Before Competition Groups | 2.4502 | 0 | 0 | 350.7266 | 0.0069861 | 22 | Commercial_2026_SC C_million_m3_Before Competition Groups_22 | Energy Efficient Laboratory Fume Hood | 0.6986% | 0 | 2.4502 | Commercial_2026_SC C_million_m3_Before Competition Groups_Energy Efficient Laboratory Fume Hood
Commercial | Com ¦ Ozone Laundry Treatment | 2026 | SC C | million_m3 | Before Competition Groups | 1.4135 | 0 | 0 | 350.7266 | 0.0040301 | 23 | Commercial_2026_SC C_million_m3_Before Competition Groups_23 | Ozone Laundry Treatment | 0.403% | 0 | 1.4135 | Commercial_2026_SC C_million_m3_Before Competition Groups_Ozone Laundry Treatment
Commercial | Com ¦ ENERGY STAR Griddle (74% eff) | 2026 | SC C | million_m3 | Before Competition Groups | 1.204 | 0 | 0 | 350.7266 | 0.0034329 | 24 | Commercial_2026_SC C_million_m3_Before Competition Groups_24 | ENERGY STAR Griddle (74% eff) | 0.3433% | 0 | 1.204 | Commercial_2026_SC C_million_m3_Before Competition Groups_ENERGY STAR Griddle (74% eff)
Commercial | Com ¦ ENERGY STAR Dishwasher | 2026 | SC C | million_m3 | Before Competition Groups | 0.87166 | 0 | 0 | 350.7266 | 0.0024853 | 25 | Commercial_2026_SC C_million_m3_Before Competition Groups_25 | ENERGY STAR Dishwasher | 0.2485% | 0 | 0.87166 | Commercial_2026_SC C_million_m3_Before Competition Groups_ENERGY STAR Dishwasher
Commercial | Com ¦ Infrared Heaters | 2026 | SC C | million_m3 | Before Competition Groups | 0.79834 | 0 | 0 | 350.7266 | 0.0022762 | 26 | Commercial_2026_SC C_million_m3_Before Competition Groups_26 | Infrared Heaters | 0.2276% | 0 | 0.79834 | Commercial_2026_SC C_million_m3_Before Competition Groups_Infrared Heaters
Commercial | Com ¦ CEE Tier 2/Energy Star Clothes Washers | 2026 | SC C | million_m3 | Before Competition Groups | 0.45993 | 0 | 0 | 350.7266 | 0.0013114 | 27 | Commercial_2026_SC C_million_m3_Before Competition Groups_27 | CEE Tier 2/Energy Star Clothes Washers | 0.1311% | 0 | 0.45993 | Commercial_2026_SC C_million_m3_Before Competition Groups_CEE Tier 2/Energy Star Clothes Washers
Commercial | Com ¦ Drain Water Heat Recovery (DWHR) ¦ Retro | 2026 | SC C | million_m3 | Before Competition Groups | 0.31845 | 0 | 0 | 350.7266 | 0.00090797 | 28 | Commercial_2026_SC C_million_m3_Before Competition Groups_28 | Drain Water Heat Recovery (DWHR) ¦ Retro | 0.0908% | 0 | 0.31845 | Commercial_2026_SC C_million_m3_Before Competition Groups_Drain Water Heat Recovery (DWHR) ¦ Retro
Commercial | Com ¦ Low Flow Pre-Rinse Spray Nozzle | 2026 | SC C | million_m3 | Before Competition Groups | 0.23344 | 0 | 0 | 350.7266 | 0.00066559 | 29 | Commercial_2026_SC C_million_m3_Before Competition Groups_29 | Low Flow Pre-Rinse Spray Nozzle | 0.06656% | 0 | 0.23344 | Commercial_2026_SC C_million_m3_Before Competition Groups_Low Flow Pre-Rinse Spray Nozzle
Commercial | Com ¦ ENERGY STAR Steam Cooker | 2026 | SC C | million_m3 | Before Competition Groups | 0.23121 | 0 | 0 | 350.7266 | 0.00065923 | 30 | Commercial_2026_SC C_million_m3_Before Competition Groups_30 | ENERGY STAR Steam Cooker | 0.06592% | 0 | 0.23121 | Commercial_2026_SC C_million_m3_Before Competition Groups_ENERGY STAR Steam Cooker
Commercial | Com ¦ Energy Recovery Ventilation and Ventilation (Enhanced) | 2026 | SC C | million_m3 | Before Competition Groups | 0.22657 | 0 | 0 | 350.7266 | 0.00064601 | 31 | Commercial_2026_SC C_million_m3_Before Competition Groups_31 | Energy Recovery Ventilation and Ventilation (Enhanced) | 0.0646% | 0 | 0.22657 | Commercial_2026_SC C_million_m3_Before Competition Groups_Energy Recovery Ventilation and Ventilation (Enhanced)
Commercial | Com ¦ Heat Recovery Ventilator | 2026 | SC C | million_m3 | Before Competition Groups | 0.084764 | 0 | 0 | 350.7266 | 0.00024168 | 32 | Commercial_2026_SC C_million_m3_Before Competition Groups_32 | Heat Recovery Ventilator | 0.02417% | 0 | 0.084764 | Commercial_2026_SC C_million_m3_Before Competition Groups_Heat Recovery Ventilator
Commercial | Com ¦ Drain Water Heat Recovery (DWHR) ¦New | 2026 | SC C | million_m3 | Before Competition Groups | 0.068926 | 0 | 0 | 350.7266 | 0.00019652 | 33 | Commercial_2026_SC C_million_m3_Before Competition Groups_33 | Drain Water Heat Recovery (DWHR) ¦New | 0.01965% | 0 | 0.068926 | Commercial_2026_SC C_million_m3_Before Competition Groups_Drain Water Heat Recovery (DWHR) ¦New
Commercial | Com ¦ Solar Water Preheat (Pools/DHW) | 2026 | SC C | million_m3 | Before Competition Groups | 0.016471 | 0 | 0 | 350.7266 | 4.6963e-05 | 34 | Commercial_2026_SC C_million_m3_Before Competition Groups_34 | Solar Water Preheat (Pools/DHW) | 0.004696% | 0 | 0.016471 | Commercial_2026_SC C_million_m3_Before Competition Groups_Solar Water Preheat (Pools/DHW)
Commercial | Com ¦ Gas Heat Pump Water Heater | 2026 | SC C | million_m3 | Before Competition Groups | 0.0013456 | 0 | 0 | 350.7266 | 3.8365e-06 | 35 | Commercial_2026_SC C_million_m3_Before Competition Groups_35 | Gas Heat Pump Water Heater | 0.0003836% | 0 | 0.0013456 | Commercial_2026_SC C_million_m3_Before Competition Groups_Gas Heat Pump Water Heater
Commercial | Com ¦ Air Curtains | 2026 | SC C | million_m3 | Before Competition Groups | 0.00019986 | 0 | 0 | 350.7266 | 5.6985e-07 | 36 | Commercial_2026_SC C_million_m3_Before Competition Groups_36 | Air Curtains | 5.698e-05% | 0 | 0.00019986 | Commercial_2026_SC C_million_m3_Before Competition Groups_Air Curtains
Commercial | Com ¦ Building Recommissioning, Operations and Maintenance (O&M) Improvements | 2026 | Technical | million_m3 | Before Competition Groups | 255.6106 | 0 | 0 | 1884.5821 | 0.13563 | 1 | Commercial_2026_Technical_million_m3_Before Competition Groups_1 | Building Recommissioning, Operations and Maintenance (O&M) Improvements | 13.56% | 0 | 255.6106 | Commercial_2026_Technical_million_m3_Before Competition Groups_Building Recommissioning, Operations and Maintenance (O&M) Improvements
Commercial | Com ¦ Demand Control Ventilation | 2026 | Technical | million_m3 | Before Competition Groups | 175.2833 | 0 | 0 | 1884.5821 | 0.093009 | 2 | Commercial_2026_Technical_million_m3_Before Competition Groups_2 | Demand Control Ventilation | 9.301% | 0 | 175.2833 | Commercial_2026_Technical_million_m3_Before Competition Groups_Demand Control Ventilation
Commercial | Com ¦ Condensing Boiler ¦ Std | 2026 | Technical | million_m3 | Before Competition Groups | 172.7869 | 0 | 0 | 1884.5821 | 0.091684 | 3 | Commercial_2026_Technical_million_m3_Before Competition Groups_3 | Condensing Boiler ¦ Std | 9.168% | 0 | 172.7869 | Commercial_2026_Technical_million_m3_Before Competition Groups_Condensing Boiler ¦ Std
Commercial | Com ¦ Boilers - Advanced Controls (Steam Systems) | 2026 | Technical | million_m3 | Before Competition Groups | 138.312 | 0 | 0 | 1884.5821 | 0.073391 | 4 | Commercial_2026_Technical_million_m3_Before Competition Groups_4 | Boilers - Advanced Controls (Steam Systems) | 7.339% | 0 | 138.312 | Commercial_2026_Technical_million_m3_Before Competition Groups_Boilers - Advanced Controls (Steam Systems)
Commercial | Com ¦ Adaptive Thermostats | 2026 | Technical | million_m3 | Before Competition Groups | 131.7901 | 0 | 0 | 1884.5821 | 0.069931 | 5 | Commercial_2026_Technical_million_m3_Before Competition Groups_5 | Adaptive Thermostats | 6.993% | 0 | 131.7901 | Commercial_2026_Technical_million_m3_Before Competition Groups_Adaptive Thermostats
Commercial | Com ¦ Gas Fired Rooftop Units | 2026 | Technical | million_m3 | Before Competition Groups | 126.1958 | 0 | 0 | 1884.5821 | 0.066962 | 6 | Commercial_2026_Technical_million_m3_Before Competition Groups_6 | Gas Fired Rooftop Units | 6.696% | 0 | 126.1958 | Commercial_2026_Technical_million_m3_Before Competition Groups_Gas Fired Rooftop Units
Commercial | Com ¦ Air Handler with Dedicated Outdoor Air Systems | 2026 | Technical | million_m3 | Before Competition Groups | 95.3606 | 0 | 0 | 1884.5821 | 0.0506 | 7 | Commercial_2026_Technical_million_m3_Before Competition Groups_7 | Air Handler with Dedicated Outdoor Air Systems | 5.06% | 0 | 95.3606 | Commercial_2026_Technical_million_m3_Before Competition Groups_Air Handler with Dedicated Outdoor Air Systems
Commercial | Com ¦ Education and Capacity Building/Energy Behavior | 2026 | Technical | million_m3 | Before Competition Groups | 81.2206 | 0 | 0 | 1884.5821 | 0.043097 | 8 | Commercial_2026_Technical_million_m3_Before Competition Groups_8 | Education and Capacity Building/Energy Behavior | 4.31% | 0 | 81.2206 | Commercial_2026_Technical_million_m3_Before Competition Groups_Education and Capacity Building/Energy Behavior
Commercial | Com ¦ Advanced BAS/Controllers | 2026 | Technical | million_m3 | Before Competition Groups | 71.4818 | 0 | 0 | 1884.5821 | 0.03793 | 9 | Commercial_2026_Technical_million_m3_Before Competition Groups_9 | Advanced BAS/Controllers | 3.793% | 0 | 71.4818 | Commercial_2026_Technical_million_m3_Before Competition Groups_Advanced BAS/Controllers
Commercial | Com ¦ Condensing Make Up Air Unit | 2026 | Technical | million_m3 | Before Competition Groups | 60.2141 | 0 | 0 | 1884.5821 | 0.031951 | 10 | Commercial_2026_Technical_million_m3_Before Competition Groups_10 | Condensing Make Up Air Unit | 3.195% | 0 | 60.2141 | Commercial_2026_Technical_million_m3_Before Competition Groups_Condensing Make Up Air Unit
Commercial | Com ¦ Demand Control Kitchen Ventilation | 2026 | Technical | million_m3 | Before Competition Groups | 58.7878 | 0 | 0 | 1884.5821 | 0.031194 | 11 | Commercial_2026_Technical_million_m3_Before Competition Groups_11 | Demand Control Kitchen Ventilation | 3.119% | 0 | 58.7878 | Commercial_2026_Technical_million_m3_Before Competition Groups_Demand Control Kitchen Ventilation
Commercial | Com ¦ Energy Recovery Ventilation and Ventilation (Enhanced) | 2026 | Technical | million_m3 | Before Competition Groups | 53.4277 | 0 | 0 | 1884.5821 | 0.02835 | 12 | Commercial_2026_Technical_million_m3_Before Competition Groups_12 | Energy Recovery Ventilation and Ventilation (Enhanced) | 2.835% | 0 | 53.4277 | Commercial_2026_Technical_million_m3_Before Competition Groups_Energy Recovery Ventilation and Ventilation (Enhanced)
Commercial | Com ¦ Steam System Optimization | 2026 | Technical | million_m3 | Before Competition Groups | 51.2982 | 0 | 0 | 1884.5821 | 0.02722 | 13 | Commercial_2026_Technical_million_m3_Before Competition Groups_13 | Steam System Optimization | 2.722% | 0 | 51.2982 | Commercial_2026_Technical_million_m3_Before Competition Groups_Steam System Optimization
Commercial | Com ¦ Gas Fired Heat Pump | 2026 | Technical | million_m3 | Before Competition Groups | 51.0171 | 0 | 0 | 1884.5821 | 0.027071 | 14 | Commercial_2026_Technical_million_m3_Before Competition Groups_14 | Gas Fired Heat Pump | 2.707% | 0 | 51.0171 | Commercial_2026_Technical_million_m3_Before Competition Groups_Gas Fired Heat Pump
Commercial | Com ¦ Destratification | 2026 | Technical | million_m3 | Before Competition Groups | 49.6711 | 0 | 0 | 1884.5821 | 0.026357 | 15 | Commercial_2026_Technical_million_m3_Before Competition Groups_15 | Destratification | 2.636% | 0 | 49.6711 | Commercial_2026_Technical_million_m3_Before Competition Groups_Destratification
Commercial | Com ¦ Furnace Tune-Up | 2026 | Technical | million_m3 | Before Competition Groups | 48.3629 | 0 | 0 | 1884.5821 | 0.025662 | 16 | Commercial_2026_Technical_million_m3_Before Competition Groups_16 | Furnace Tune-Up | 2.566% | 0 | 48.3629 | Commercial_2026_Technical_million_m3_Before Competition Groups_Furnace Tune-Up
Commercial | Com ¦ Condensing Unit Heaters or other Efficient Unit Heating System | 2026 | Technical | million_m3 | Before Competition Groups | 35.8294 | 0 | 0 | 1884.5821 | 0.019012 | 17 | Commercial_2026_Technical_million_m3_Before Competition Groups_17 | Condensing Unit Heaters or other Efficient Unit Heating System | 1.901% | 0 | 35.8294 | Commercial_2026_Technical_million_m3_Before Competition Groups_Condensing Unit Heaters or other Efficient Unit Heating System
Commercial | Com ¦ High Efficiency Condensing Furnace AFUE 95% from 80% code | 2026 | Technical | million_m3 | Before Competition Groups | 35.5266 | 0 | 0 | 1884.5821 | 0.018851 | 18 | Commercial_2026_Technical_million_m3_Before Competition Groups_18 | High Efficiency Condensing Furnace AFUE 95% from 80% code | 1.885% | 0 | 35.5266 | Commercial_2026_Technical_million_m3_Before Competition Groups_High Efficiency Condensing Furnace AFUE 95% from 80% code
Commercial | Com ¦ Heat Recovery Ventilator | 2026 | Technical | million_m3 | Before Competition Groups | 29.5726 | 0 | 0 | 1884.5821 | 0.015692 | 19 | Commercial_2026_Technical_million_m3_Before Competition Groups_19 | Heat Recovery Ventilator | 1.569% | 0 | 29.5726 | Commercial_2026_Technical_million_m3_Before Competition Groups_Heat Recovery Ventilator
Commercial | Com ¦ Wall Insulation | 2026 | Technical | million_m3 | Before Competition Groups | 27.0463 | 0 | 0 | 1884.5821 | 0.014351 | 20 | Commercial_2026_Technical_million_m3_Before Competition Groups_20 | Wall Insulation | 1.435% | 0 | 27.0463 | Commercial_2026_Technical_million_m3_Before Competition Groups_Wall Insulation
Commercial | Com ¦ Energy Efficient Laboratory Fume Hood | 2026 | Technical | million_m3 | Before Competition Groups | 19.0969 | 0 | 0 | 1884.5821 | 0.010133 | 21 | Commercial_2026_Technical_million_m3_Before Competition Groups_21 | Energy Efficient Laboratory Fume Hood | 1.013% | 0 | 19.0969 | Commercial_2026_Technical_million_m3_Before Competition Groups_Energy Efficient Laboratory Fume Hood
Commercial | Com ¦ Super-High Efficiency Furnaces (Emerging Tech) | 2026 | Technical | million_m3 | Before Competition Groups | 15.4536 | 0 | 0 | 1884.5821 | 0.0082 | 22 | Commercial_2026_Technical_million_m3_Before Competition Groups_22 | Super-High Efficiency Furnaces (Emerging Tech) | 0.82% | 0 | 15.4536 | Commercial_2026_Technical_million_m3_Before Competition Groups_Super-High Efficiency Furnaces (Emerging Tech)
Commercial | Com ¦ Boiler Measures | 2026 | Technical | million_m3 | Before Competition Groups | 14.2991 | 0 | 0 | 1884.5821 | 0.0075874 | 23 | Commercial_2026_Technical_million_m3_Before Competition Groups_23 | Boiler Measures | 0.7587% | 0 | 14.2991 | Commercial_2026_Technical_million_m3_Before Competition Groups_Boiler Measures
Commercial | Com ¦ Demand controlled Circulating Systems | 2026 | Technical | million_m3 | Before Competition Groups | 14.2076 | 0 | 0 | 1884.5821 | 0.0075389 | 24 | Commercial_2026_Technical_million_m3_Before Competition Groups_24 | Demand controlled Circulating Systems | 0.7539% | 0 | 14.2076 | Commercial_2026_Technical_million_m3_Before Competition Groups_Demand controlled Circulating Systems
Commercial | Com ¦ Duct Insulation, R8 | 2026 | Technical | million_m3 | Before Competition Groups | 11.0991 | 0 | 0 | 1884.5821 | 0.0058894 | 25 | Commercial_2026_Technical_million_m3_Before Competition Groups_25 | Duct Insulation, R8 | 0.5889% | 0 | 11.0991 | Commercial_2026_Technical_million_m3_Before Competition Groups_Duct Insulation, R8
Commercial | Com ¦ Roof Insulation/Ceiling Insulation (R25 Code to R35) | 2026 | Technical | million_m3 | Before Competition Groups | 8.4242 | 0 | 0 | 1884.5821 | 0.0044701 | 26 | Commercial_2026_Technical_million_m3_Before Competition Groups_26 | Roof Insulation/Ceiling Insulation (R25 Code to R35) | 0.447% | 0 | 8.4242 | Commercial_2026_Technical_million_m3_Before Competition Groups_Roof Insulation/Ceiling Insulation (R25 Code to R35)
Commercial | Com ¦ Ozone Laundry Treatment | 2026 | Technical | million_m3 | Before Competition Groups | 7.3459 | 0 | 0 | 1884.5821 | 0.0038979 | 27 | Commercial_2026_Technical_million_m3_Before Competition Groups_27 | Ozone Laundry Treatment | 0.3898% | 0 | 7.3459 | Commercial_2026_Technical_million_m3_Before Competition Groups_Ozone Laundry Treatment
Commercial | Com ¦ ENERGY STAR Fryer (84% eff) | 2026 | Technical | million_m3 | Before Competition Groups | 5.6804 | 0 | 0 | 1884.5821 | 0.0030142 | 28 | Commercial_2026_Technical_million_m3_Before Competition Groups_28 | ENERGY STAR Fryer (84% eff) | 0.3014% | 0 | 5.6804 | Commercial_2026_Technical_million_m3_Before Competition Groups_ENERGY STAR Fryer (84% eff)
Commercial | Com ¦ Infrared Heaters | 2026 | Technical | million_m3 | Before Competition Groups | 5.476 | 0 | 0 | 1884.5821 | 0.0029057 | 29 | Commercial_2026_Technical_million_m3_Before Competition Groups_29 | Infrared Heaters | 0.2906% | 0 | 5.476 | Commercial_2026_Technical_million_m3_Before Competition Groups_Infrared Heaters
Commercial | Com ¦ High Efficiency Underfired Broilers | 2026 | Technical | million_m3 | Before Competition Groups | 4.8196 | 0 | 0 | 1884.5821 | 0.0025574 | 30 | Commercial_2026_Technical_million_m3_Before Competition Groups_30 | High Efficiency Underfired Broilers | 0.2557% | 0 | 4.8196 | Commercial_2026_Technical_million_m3_Before Competition Groups_High Efficiency Underfired Broilers
Commercial | Com ¦ Condensing Storage Water Heater | 2026 | Technical | million_m3 | Before Competition Groups | 4.7683 | 0 | 0 | 1884.5821 | 0.0025302 | 31 | Commercial_2026_Technical_million_m3_Before Competition Groups_31 | Condensing Storage Water Heater | 0.253% | 0 | 4.7683 | Commercial_2026_Technical_million_m3_Before Competition Groups_Condensing Storage Water Heater
Commercial | Com ¦ ENERGY STAR Griddle (74% eff) | 2026 | Technical | million_m3 | Before Competition Groups | 3.7122 | 0 | 0 | 1884.5821 | 0.0019698 | 32 | Commercial_2026_Technical_million_m3_Before Competition Groups_32 | ENERGY STAR Griddle (74% eff) | 0.197% | 0 | 3.7122 | Commercial_2026_Technical_million_m3_Before Competition Groups_ENERGY STAR Griddle (74% eff)
Commercial | Com ¦ HOTEL OCCUPANCY CONTROLS (HVAC + LIGHTING) | 2026 | Technical | million_m3 | Before Competition Groups | 3.7029 | 0 | 0 | 1884.5821 | 0.0019648 | 33 | Commercial_2026_Technical_million_m3_Before Competition Groups_33 | HOTEL OCCUPANCY CONTROLS (HVAC + LIGHTING) | 0.1965% | 0 | 3.7029 | Commercial_2026_Technical_million_m3_Before Competition Groups_HOTEL OCCUPANCY CONTROLS (HVAC + LIGHTING)
Commercial | Com ¦ Ice Rink Heat Recovery | 2026 | Technical | million_m3 | Before Competition Groups | 3.5675 | 0 | 0 | 1884.5821 | 0.001893 | 34 | Commercial_2026_Technical_million_m3_Before Competition Groups_34 | Ice Rink Heat Recovery | 0.1893% | 0 | 3.5675 | Commercial_2026_Technical_million_m3_Before Competition Groups_Ice Rink Heat Recovery
Commercial | Com ¦ ENERGY STAR Dishwasher | 2026 | Technical | million_m3 | Before Competition Groups | 3.2461 | 0 | 0 | 1884.5821 | 0.0017225 | 35 | Commercial_2026_Technical_million_m3_Before Competition Groups_35 | ENERGY STAR Dishwasher | 0.1722% | 0 | 3.2461 | Commercial_2026_Technical_million_m3_Before Competition Groups_ENERGY STAR Dishwasher
Commercial | Com ¦ Condensing Tankless Water Heater | 2026 | Technical | million_m3 | Before Competition Groups | 2.7685 | 0 | 0 | 1884.5821 | 0.001469 | 36 | Commercial_2026_Technical_million_m3_Before Competition Groups_36 | Condensing Tankless Water Heater | 0.1469% | 0 | 2.7685 | Commercial_2026_Technical_million_m3_Before Competition Groups_Condensing Tankless Water Heater
Commercial | Com ¦ Gas Heat Pump Water Heater | 2026 | Technical | million_m3 | Before Competition Groups | 2.3739 | 0 | 0 | 1884.5821 | 0.0012597 | 37 | Commercial_2026_Technical_million_m3_Before Competition Groups_37 | Gas Heat Pump Water Heater | 0.126% | 0 | 2.3739 | Commercial_2026_Technical_million_m3_Before Competition Groups_Gas Heat Pump Water Heater
Commercial | Com ¦ Dock Door Seals | 2026 | Technical | million_m3 | Before Competition Groups | 1.7229 | 0 | 0 | 1884.5821 | 0.00091421 | 38 | Commercial_2026_Technical_million_m3_Before Competition Groups_38 | Dock Door Seals | 0.09142% | 0 | 1.7229 | Commercial_2026_Technical_million_m3_Before Competition Groups_Dock Door Seals
Commercial | Com ¦ Drain Water Heat Recovery (DWHR) ¦ Retro | 2026 | Technical | million_m3 | Before Competition Groups | 1.1747 | 0 | 0 | 1884.5821 | 0.0006233 | 39 | Commercial_2026_Technical_million_m3_Before Competition Groups_39 | Drain Water Heat Recovery (DWHR) ¦ Retro | 0.06233% | 0 | 1.1747 | Commercial_2026_Technical_million_m3_Before Competition Groups_Drain Water Heat Recovery (DWHR) ¦ Retro
Commercial | Com ¦ CEE Tier 2/Energy Star Clothes Washers | 2026 | Technical | million_m3 | Before Competition Groups | 0.94463 | 0 | 0 | 1884.5821 | 0.00050124 | 40 | Commercial_2026_Technical_million_m3_Before Competition Groups_40 | CEE Tier 2/Energy Star Clothes Washers | 0.05012% | 0 | 0.94463 | Commercial_2026_Technical_million_m3_Before Competition Groups_CEE Tier 2/Energy Star Clothes Washers
Commercial | Com ¦ Low Flow Pre-Rinse Spray Nozzle | 2026 | Technical | million_m3 | Before Competition Groups | 0.60733 | 0 | 0 | 1884.5821 | 0.00032226 | 41 | Commercial_2026_Technical_million_m3_Before Competition Groups_41 | Low Flow Pre-Rinse Spray Nozzle | 0.03223% | 0 | 0.60733 | Commercial_2026_Technical_million_m3_Before Competition Groups_Low Flow Pre-Rinse Spray Nozzle
Commercial | Com ¦ ENERGY STAR Steam Cooker | 2026 | Technical | million_m3 | Before Competition Groups | 0.40644 | 0 | 0 | 1884.5821 | 0.00021566 | 42 | Commercial_2026_Technical_million_m3_Before Competition Groups_42 | ENERGY STAR Steam Cooker | 0.02157% | 0 | 0.40644 | Commercial_2026_Technical_million_m3_Before Competition Groups_ENERGY STAR Steam Cooker
Commercial | Com ¦ Drain Water Heat Recovery (DWHR) ¦New | 2026 | Technical | million_m3 | Before Competition Groups | 0.32485 | 0 | 0 | 1884.5821 | 0.00017237 | 43 | Commercial_2026_Technical_million_m3_Before Competition Groups_43 | Drain Water Heat Recovery (DWHR) ¦New | 0.01724% | 0 | 0.32485 | Commercial_2026_Technical_million_m3_Before Competition Groups_Drain Water Heat Recovery (DWHR) ¦New
Commercial | Com ¦ Solar Water Preheat (Pools/DHW) | 2026 | Technical | million_m3 | Before Competition Groups | 0.1908 | 0 | 0 | 1884.5821 | 0.00010124 | 44 | Commercial_2026_Technical_million_m3_Before Competition Groups_44 | Solar Water Preheat (Pools/DHW) | 0.01012% | 0 | 0.1908 | Commercial_2026_Technical_million_m3_Before Competition Groups_Solar Water Preheat (Pools/DHW)
Commercial | Com ¦ Air Curtains | 2026 | Technical | million_m3 | Before Competition Groups | 0.13813 | 0 | 0 | 1884.5821 | 7.3295e-05 | 45 | Commercial_2026_Technical_million_m3_Before Competition Groups_45 | Air Curtains | 0.00733% | 0 | 0.13813 | Commercial_2026_Technical_million_m3_Before Competition Groups_Air Curtains
Commercial | Com ¦ Gas Convection Oven | 2026 | Technical | million_m3 | Before Competition Groups | 0.095839 | 0 | 0 | 1884.5821 | 5.0854e-05 | 46 | Commercial_2026_Technical_million_m3_Before Competition Groups_46 | Gas Convection Oven | 0.005085% | 0 | 0.095839 | Commercial_2026_Technical_million_m3_Before Competition Groups_Gas Convection Oven
Commercial | Com ¦ Solar Preheat Make up Air | 2026 | Technical | million_m3 | Before Competition Groups | 0.064222 | 0 | 0 | 1884.5821 | 3.4077e-05 | 47 | Commercial_2026_Technical_million_m3_Before Competition Groups_47 | Solar Preheat Make up Air | 0.003408% | 0 | 0.064222 | Commercial_2026_Technical_million_m3_Before Competition Groups_Solar Preheat Make up Air
Commercial | Com ¦ Super High Perf Glazing ¦RET | 2026 | Technical | million_m3 | Before Competition Groups | 0.058032 | 0 | 0 | 1884.5821 | 3.0793e-05 | 48 | Commercial_2026_Technical_million_m3_Before Competition Groups_48 | Super High Perf Glazing ¦RET | 0.003079% | 0 | 0.058032 | Commercial_2026_Technical_million_m3_Before Competition Groups_Super High Perf Glazing ¦RET
Commercial | Com ¦ Super High Perf Glazing ¦New | 2026 | Technical | million_m3 | Before Competition Groups | 0.016793 | 0 | 0 | 1884.5821 | 8.9105e-06 | 49 | Commercial_2026_Technical_million_m3_Before Competition Groups_49 | Super High Perf Glazing ¦New | 0.0008911% | 0 | 0.016793 | Commercial_2026_Technical_million_m3_Before Competition Groups_Super High Perf Glazing ¦New
Commercial | Com ¦ Building Recommissioning, Operations and Maintenance (O&M) Improvements | 2027 | Economic | million_m3 | Before Competition Groups | 250.4728 | 0 | 0 | 1744.5887 | 0.14357 | 1 | Commercial_2027_Economic_million_m3_Before Competition Groups_1 | Building Recommissioning, Operations and Maintenance (O&M) Improvements | 14.36% | 0 | 250.4728 | Commercial_2027_Economic_million_m3_Before Competition Groups_Building Recommissioning, Operations and Maintenance (O&M) Improvements
Commercial | Com ¦ Condensing Boiler ¦ Std | 2027 | Economic | million_m3 | Before Competition Groups | 190.5964 | 0 | 0 | 1744.5887 | 0.10925 | 2 | Commercial_2027_Economic_million_m3_Before Competition Groups_2 | Condensing Boiler ¦ Std | 10.93% | 0 | 190.5964 | Commercial_2027_Economic_million_m3_Before Competition Groups_Condensing Boiler ¦ Std
Commercial | Com ¦ Demand Control Ventilation | 2027 | Economic | million_m3 | Before Competition Groups | 173.514 | 0 | 0 | 1744.5887 | 0.099458 | 3 | Commercial_2027_Economic_million_m3_Before Competition Groups_3 | Demand Control Ventilation | 9.946% | 0 | 173.514 | Commercial_2027_Economic_million_m3_Before Competition Groups_Demand Control Ventilation
Commercial | Com ¦ Boilers - Advanced Controls (Steam Systems) | 2027 | Economic | million_m3 | Before Competition Groups | 139.3791 | 0 | 0 | 1744.5887 | 0.079892 | 4 | Commercial_2027_Economic_million_m3_Before Competition Groups_4 | Boilers - Advanced Controls (Steam Systems) | 7.989% | 0 | 139.3791 | Commercial_2027_Economic_million_m3_Before Competition Groups_Boilers - Advanced Controls (Steam Systems)
Commercial | Com ¦ Gas Fired Rooftop Units | 2027 | Economic | million_m3 | Before Competition Groups | 138.1821 | 0 | 0 | 1744.5887 | 0.079206 | 5 | Commercial_2027_Economic_million_m3_Before Competition Groups_5 | Gas Fired Rooftop Units | 7.921% | 0 | 138.1821 | Commercial_2027_Economic_million_m3_Before Competition Groups_Gas Fired Rooftop Units
Commercial | Com ¦ Adaptive Thermostats | 2027 | Economic | million_m3 | Before Competition Groups | 131.9121 | 0 | 0 | 1744.5887 | 0.075612 | 6 | Commercial_2027_Economic_million_m3_Before Competition Groups_6 | Adaptive Thermostats | 7.561% | 0 | 131.9121 | Commercial_2027_Economic_million_m3_Before Competition Groups_Adaptive Thermostats
Commercial | Com ¦ Air Handler with Dedicated Outdoor Air Systems | 2027 | Economic | million_m3 | Before Competition Groups | 93.4438 | 0 | 0 | 1744.5887 | 0.053562 | 7 | Commercial_2027_Economic_million_m3_Before Competition Groups_7 | Air Handler with Dedicated Outdoor Air Systems | 5.356% | 0 | 93.4438 | Commercial_2027_Economic_million_m3_Before Competition Groups_Air Handler with Dedicated Outdoor Air Systems
Commercial | Com ¦ Education and Capacity Building/Energy Behavior | 2027 | Economic | million_m3 | Before Competition Groups | 75.5825 | 0 | 0 | 1744.5887 | 0.043324 | 8 | Commercial_2027_Economic_million_m3_Before Competition Groups_8 | Education and Capacity Building/Energy Behavior | 4.332% | 0 | 75.5825 | Commercial_2027_Economic_million_m3_Before Competition Groups_Education and Capacity Building/Energy Behavior
Commercial | Com ¦ Advanced BAS/Controllers | 2027 | Economic | million_m3 | Before Competition Groups | 72.0288 | 0 | 0 | 1744.5887 | 0.041287 | 9 | Commercial_2027_Economic_million_m3_Before Competition Groups_9 | Advanced BAS/Controllers | 4.129% | 0 | 72.0288 | Commercial_2027_Economic_million_m3_Before Competition Groups_Advanced BAS/Controllers
Commercial | Com ¦ Condensing Make Up Air Unit | 2027 | Economic | million_m3 | Before Competition Groups | 66.4199 | 0 | 0 | 1744.5887 | 0.038072 | 10 | Commercial_2027_Economic_million_m3_Before Competition Groups_10 | Condensing Make Up Air Unit | 3.807% | 0 | 66.4199 | Commercial_2027_Economic_million_m3_Before Competition Groups_Condensing Make Up Air Unit
Commercial | Com ¦ Demand Control Kitchen Ventilation | 2027 | Economic | million_m3 | Before Competition Groups | 60.6286 | 0 | 0 | 1744.5887 | 0.034752 | 11 | Commercial_2027_Economic_million_m3_Before Competition Groups_11 | Demand Control Kitchen Ventilation | 3.475% | 0 | 60.6286 | Commercial_2027_Economic_million_m3_Before Competition Groups_Demand Control Kitchen Ventilation
Commercial | Com ¦ Gas Fired Heat Pump | 2027 | Economic | million_m3 | Before Competition Groups | 55.6232 | 0 | 0 | 1744.5887 | 0.031883 | 12 | Commercial_2027_Economic_million_m3_Before Competition Groups_12 | Gas Fired Heat Pump | 3.188% | 0 | 55.6232 | Commercial_2027_Economic_million_m3_Before Competition Groups_Gas Fired Heat Pump
Commercial | Com ¦ Steam System Optimization | 2027 | Economic | million_m3 | Before Competition Groups | 50.2671 | 0 | 0 | 1744.5887 | 0.028813 | 13 | Commercial_2027_Economic_million_m3_Before Competition Groups_13 | Steam System Optimization | 2.881% | 0 | 50.2671 | Commercial_2027_Economic_million_m3_Before Competition Groups_Steam System Optimization
Commercial | Com ¦ Destratification | 2027 | Economic | million_m3 | Before Competition Groups | 48.638 | 0 | 0 | 1744.5887 | 0.027879 | 14 | Commercial_2027_Economic_million_m3_Before Competition Groups_14 | Destratification | 2.788% | 0 | 48.638 | Commercial_2027_Economic_million_m3_Before Competition Groups_Destratification
Commercial | Com ¦ Furnace Tune-Up | 2027 | Economic | million_m3 | Before Competition Groups | 47.3908 | 0 | 0 | 1744.5887 | 0.027164 | 15 | Commercial_2027_Economic_million_m3_Before Competition Groups_15 | Furnace Tune-Up | 2.716% | 0 | 47.3908 | Commercial_2027_Economic_million_m3_Before Competition Groups_Furnace Tune-Up
Commercial | Com ¦ Condensing Unit Heaters or other Efficient Unit Heating System | 2027 | Economic | million_m3 | Before Competition Groups | 39.461 | 0 | 0 | 1744.5887 | 0.022619 | 16 | Commercial_2027_Economic_million_m3_Before Competition Groups_16 | Condensing Unit Heaters or other Efficient Unit Heating System | 2.262% | 0 | 39.461 | Commercial_2027_Economic_million_m3_Before Competition Groups_Condensing Unit Heaters or other Efficient Unit Heating System
Commercial | Com ¦ Wall Insulation | 2027 | Economic | million_m3 | Before Competition Groups | 26.5027 | 0 | 0 | 1744.5887 | 0.015191 | 17 | Commercial_2027_Economic_million_m3_Before Competition Groups_17 | Wall Insulation | 1.519% | 0 | 26.5027 | Commercial_2027_Economic_million_m3_Before Competition Groups_Wall Insulation
Commercial | Com ¦ Energy Efficient Laboratory Fume Hood | 2027 | Economic | million_m3 | Before Competition Groups | 18.7131 | 0 | 0 | 1744.5887 | 0.010726 | 18 | Commercial_2027_Economic_million_m3_Before Competition Groups_18 | Energy Efficient Laboratory Fume Hood | 1.073% | 0 | 18.7131 | Commercial_2027_Economic_million_m3_Before Competition Groups_Energy Efficient Laboratory Fume Hood
Commercial | Com ¦ Demand controlled Circulating Systems | 2027 | Economic | million_m3 | Before Competition Groups | 13.922 | 0 | 0 | 1744.5887 | 0.0079801 | 19 | Commercial_2027_Economic_million_m3_Before Competition Groups_19 | Demand controlled Circulating Systems | 0.798% | 0 | 13.922 | Commercial_2027_Economic_million_m3_Before Competition Groups_Demand controlled Circulating Systems
Commercial | Com ¦ Duct Insulation, R8 | 2027 | Economic | million_m3 | Before Competition Groups | 10.876 | 0 | 0 | 1744.5887 | 0.0062341 | 20 | Commercial_2027_Economic_million_m3_Before Competition Groups_20 | Duct Insulation, R8 | 0.6234% | 0 | 10.876 | Commercial_2027_Economic_million_m3_Before Competition Groups_Duct Insulation, R8
Commercial | Com ¦ Ozone Laundry Treatment | 2027 | Economic | million_m3 | Before Competition Groups | 7.3858 | 0 | 0 | 1744.5887 | 0.0042335 | 21 | Commercial_2027_Economic_million_m3_Before Competition Groups_21 | Ozone Laundry Treatment | 0.4234% | 0 | 7.3858 | Commercial_2027_Economic_million_m3_Before Competition Groups_Ozone Laundry Treatment
Commercial | Com ¦ ENERGY STAR Fryer (84% eff) | 2027 | Economic | million_m3 | Before Competition Groups | 6.1858 | 0 | 0 | 1744.5887 | 0.0035457 | 22 | Commercial_2027_Economic_million_m3_Before Competition Groups_22 | ENERGY STAR Fryer (84% eff) | 0.3546% | 0 | 6.1858 | Commercial_2027_Economic_million_m3_Before Competition Groups_ENERGY STAR Fryer (84% eff)
Commercial | Com ¦ Infrared Heaters | 2027 | Economic | million_m3 | Before Competition Groups | 5.9809 | 0 | 0 | 1744.5887 | 0.0034283 | 23 | Commercial_2027_Economic_million_m3_Before Competition Groups_23 | Infrared Heaters | 0.3428% | 0 | 5.9809 | Commercial_2027_Economic_million_m3_Before Competition Groups_Infrared Heaters
Commercial | Com ¦ High Efficiency Underfired Broilers | 2027 | Economic | million_m3 | Before Competition Groups | 5.2488 | 0 | 0 | 1744.5887 | 0.0030086 | 24 | Commercial_2027_Economic_million_m3_Before Competition Groups_24 | High Efficiency Underfired Broilers | 0.3009% | 0 | 5.2488 | Commercial_2027_Economic_million_m3_Before Competition Groups_High Efficiency Underfired Broilers
Commercial | Com ¦ ENERGY STAR Griddle (74% eff) | 2027 | Economic | million_m3 | Before Competition Groups | 4.0467 | 0 | 0 | 1744.5887 | 0.0023195 | 25 | Commercial_2027_Economic_million_m3_Before Competition Groups_25 | ENERGY STAR Griddle (74% eff) | 0.232% | 0 | 4.0467 | Commercial_2027_Economic_million_m3_Before Competition Groups_ENERGY STAR Griddle (74% eff)
Commercial | Com ¦ ENERGY STAR Dishwasher | 2027 | Economic | million_m3 | Before Competition Groups | 3.3439 | 0 | 0 | 1744.5887 | 0.0019167 | 26 | Commercial_2027_Economic_million_m3_Before Competition Groups_26 | ENERGY STAR Dishwasher | 0.1917% | 0 | 3.3439 | Commercial_2027_Economic_million_m3_Before Competition Groups_ENERGY STAR Dishwasher
Commercial | Com ¦ Energy Recovery Ventilation and Ventilation (Enhanced) | 2027 | Economic | million_m3 | Before Competition Groups | 2.4899 | 0 | 0 | 1744.5887 | 0.0014272 | 27 | Commercial_2027_Economic_million_m3_Before Competition Groups_27 | Energy Recovery Ventilation and Ventilation (Enhanced) | 0.1427% | 0 | 2.4899 | Commercial_2027_Economic_million_m3_Before Competition Groups_Energy Recovery Ventilation and Ventilation (Enhanced)
Commercial | Com ¦ Heat Recovery Ventilator | 2027 | Economic | million_m3 | Before Competition Groups | 2.1959 | 0 | 0 | 1744.5887 | 0.0012587 | 28 | Commercial_2027_Economic_million_m3_Before Competition Groups_28 | Heat Recovery Ventilator | 0.1259% | 0 | 2.1959 | Commercial_2027_Economic_million_m3_Before Competition Groups_Heat Recovery Ventilator
Commercial | Com ¦ Drain Water Heat Recovery (DWHR) ¦ Retro | 2027 | Economic | million_m3 | Before Competition Groups | 1.1511 | 0 | 0 | 1744.5887 | 0.00065979 | 29 | Commercial_2027_Economic_million_m3_Before Competition Groups_29 | Drain Water Heat Recovery (DWHR) ¦ Retro | 0.06598% | 0 | 1.1511 | Commercial_2027_Economic_million_m3_Before Competition Groups_Drain Water Heat Recovery (DWHR) ¦ Retro
Commercial | Com ¦ CEE Tier 2/Energy Star Clothes Washers | 2027 | Economic | million_m3 | Before Competition Groups | 1.0118 | 0 | 0 | 1744.5887 | 0.00057996 | 30 | Commercial_2027_Economic_million_m3_Before Competition Groups_30 | CEE Tier 2/Energy Star Clothes Washers | 0.058% | 0 | 1.0118 | Commercial_2027_Economic_million_m3_Before Competition Groups_CEE Tier 2/Energy Star Clothes Washers
Commercial | Com ¦ Low Flow Pre-Rinse Spray Nozzle | 2027 | Economic | million_m3 | Before Competition Groups | 0.63181 | 0 | 0 | 1744.5887 | 0.00036216 | 31 | Commercial_2027_Economic_million_m3_Before Competition Groups_31 | Low Flow Pre-Rinse Spray Nozzle | 0.03622% | 0 | 0.63181 | Commercial_2027_Economic_million_m3_Before Competition Groups_Low Flow Pre-Rinse Spray Nozzle
Commercial | Com ¦ ENERGY STAR Steam Cooker | 2027 | Economic | million_m3 | Before Competition Groups | 0.44261 | 0 | 0 | 1744.5887 | 0.0002537 | 32 | Commercial_2027_Economic_million_m3_Before Competition Groups_32 | ENERGY STAR Steam Cooker | 0.02537% | 0 | 0.44261 | Commercial_2027_Economic_million_m3_Before Competition Groups_ENERGY STAR Steam Cooker
Commercial | Com ¦ Drain Water Heat Recovery (DWHR) ¦New | 2027 | Economic | million_m3 | Before Competition Groups | 0.36063 | 0 | 0 | 1744.5887 | 0.00020671 | 33 | Commercial_2027_Economic_million_m3_Before Competition Groups_33 | Drain Water Heat Recovery (DWHR) ¦New | 0.02067% | 0 | 0.36063 | Commercial_2027_Economic_million_m3_Before Competition Groups_Drain Water Heat Recovery (DWHR) ¦New
Commercial | Com ¦ Gas Heat Pump Water Heater | 2027 | Economic | million_m3 | Before Competition Groups | 0.21889 | 0 | 0 | 1744.5887 | 0.00012547 | 34 | Commercial_2027_Economic_million_m3_Before Competition Groups_34 | Gas Heat Pump Water Heater | 0.01255% | 0 | 0.21889 | Commercial_2027_Economic_million_m3_Before Competition Groups_Gas Heat Pump Water Heater
Commercial | Com ¦ Solar Water Preheat (Pools/DHW) | 2027 | Economic | million_m3 | Before Competition Groups | 0.20129 | 0 | 0 | 1744.5887 | 0.00011538 | 35 | Commercial_2027_Economic_million_m3_Before Competition Groups_35 | Solar Water Preheat (Pools/DHW) | 0.01154% | 0 | 0.20129 | Commercial_2027_Economic_million_m3_Before Competition Groups_Solar Water Preheat (Pools/DHW)
Commercial | Com ¦ Air Curtains | 2027 | Economic | million_m3 | Before Competition Groups | 0.13907 | 0 | 0 | 1744.5887 | 7.9715e-05 | 36 | Commercial_2027_Economic_million_m3_Before Competition Groups_36 | Air Curtains | 0.007972% | 0 | 0.13907 | Commercial_2027_Economic_million_m3_Before Competition Groups_Air Curtains
Commercial | Com ¦ Adaptive Thermostats | 2027 | SC A | million_m3 | Before Competition Groups | 45.5031 | 0 | 0 | 386.1636 | 0.11783 | 1 | Commercial_2027_SC A_million_m3_Before Competition Groups_1 | Adaptive Thermostats | 11.78% | 0 | 45.5031 | Commercial_2027_SC A_million_m3_Before Competition Groups_Adaptive Thermostats
Commercial | Com ¦ Boilers - Advanced Controls (Steam Systems) | 2027 | SC A | million_m3 | Before Competition Groups | 41.9371 | 0 | 0 | 386.1636 | 0.1086 | 2 | Commercial_2027_SC A_million_m3_Before Competition Groups_2 | Boilers - Advanced Controls (Steam Systems) | 10.86% | 0 | 41.9371 | Commercial_2027_SC A_million_m3_Before Competition Groups_Boilers - Advanced Controls (Steam Systems)
Commercial | Com ¦ Demand Control Ventilation | 2027 | SC A | million_m3 | Before Competition Groups | 41.4055 | 0 | 0 | 386.1636 | 0.10722 | 3 | Commercial_2027_SC A_million_m3_Before Competition Groups_3 | Demand Control Ventilation | 10.72% | 0 | 41.4055 | Commercial_2027_SC A_million_m3_Before Competition Groups_Demand Control Ventilation
Commercial | Com ¦ Building Recommissioning, Operations and Maintenance (O&M) Improvements | 2027 | SC A | million_m3 | Before Competition Groups | 31.8784 | 0 | 0 | 386.1636 | 0.082552 | 4 | Commercial_2027_SC A_million_m3_Before Competition Groups_4 | Building Recommissioning, Operations and Maintenance (O&M) Improvements | 8.255% | 0 | 31.8784 | Commercial_2027_SC A_million_m3_Before Competition Groups_Building Recommissioning, Operations and Maintenance (O&M) Improvements
Commercial | Com ¦ Condensing Boiler ¦ Std | 2027 | SC A | million_m3 | Before Competition Groups | 27.8029 | 0 | 0 | 386.1636 | 0.071998 | 5 | Commercial_2027_SC A_million_m3_Before Competition Groups_5 | Condensing Boiler ¦ Std | 7.2% | 0 | 27.8029 | Commercial_2027_SC A_million_m3_Before Competition Groups_Condensing Boiler ¦ Std
Commercial | Com ¦ Condensing Make Up Air Unit | 2027 | SC A | million_m3 | Before Competition Groups | 20.9382 | 0 | 0 | 386.1636 | 0.054221 | 6 | Commercial_2027_SC A_million_m3_Before Competition Groups_6 | Condensing Make Up Air Unit | 5.422% | 0 | 20.9382 | Commercial_2027_SC A_million_m3_Before Competition Groups_Condensing Make Up Air Unit
Commercial | Com ¦ Air Handler with Dedicated Outdoor Air Systems | 2027 | SC A | million_m3 | Before Competition Groups | 19.1052 | 0 | 0 | 386.1636 | 0.049474 | 7 | Commercial_2027_SC A_million_m3_Before Competition Groups_7 | Air Handler with Dedicated Outdoor Air Systems | 4.947% | 0 | 19.1052 | Commercial_2027_SC A_million_m3_Before Competition Groups_Air Handler with Dedicated Outdoor Air Systems
Commercial | Com ¦ Gas Fired Heat Pump | 2027 | SC A | million_m3 | Before Competition Groups | 18.7379 | 0 | 0 | 386.1636 | 0.048523 | 8 | Commercial_2027_SC A_million_m3_Before Competition Groups_8 | Gas Fired Heat Pump | 4.852% | 0 | 18.7379 | Commercial_2027_SC A_million_m3_Before Competition Groups_Gas Fired Heat Pump
Commercial | Com ¦ Gas Fired Rooftop Units | 2027 | SC A | million_m3 | Before Competition Groups | 18.2308 | 0 | 0 | 386.1636 | 0.04721 | 9 | Commercial_2027_SC A_million_m3_Before Competition Groups_9 | Gas Fired Rooftop Units | 4.721% | 0 | 18.2308 | Commercial_2027_SC A_million_m3_Before Competition Groups_Gas Fired Rooftop Units
Commercial | Com ¦ Demand Control Kitchen Ventilation | 2027 | SC A | million_m3 | Before Competition Groups | 16.8197 | 0 | 0 | 386.1636 | 0.043556 | 10 | Commercial_2027_SC A_million_m3_Before Competition Groups_10 | Demand Control Kitchen Ventilation | 4.356% | 0 | 16.8197 | Commercial_2027_SC A_million_m3_Before Competition Groups_Demand Control Kitchen Ventilation
Commercial | Com ¦ Advanced BAS/Controllers | 2027 | SC A | million_m3 | Before Competition Groups | 16.443 | 0 | 0 | 386.1636 | 0.04258 | 11 | Commercial_2027_SC A_million_m3_Before Competition Groups_11 | Advanced BAS/Controllers | 4.258% | 0 | 16.443 | Commercial_2027_SC A_million_m3_Before Competition Groups_Advanced BAS/Controllers
Commercial | Com ¦ Steam System Optimization | 2027 | SC A | million_m3 | Before Competition Groups | 15.6011 | 0 | 0 | 386.1636 | 0.0404 | 12 | Commercial_2027_SC A_million_m3_Before Competition Groups_12 | Steam System Optimization | 4.04% | 0 | 15.6011 | Commercial_2027_SC A_million_m3_Before Competition Groups_Steam System Optimization
Commercial | Com ¦ Furnace Tune-Up | 2027 | SC A | million_m3 | Before Competition Groups | 14.4987 | 0 | 0 | 386.1636 | 0.037545 | 13 | Commercial_2027_SC A_million_m3_Before Competition Groups_13 | Furnace Tune-Up | 3.755% | 0 | 14.4987 | Commercial_2027_SC A_million_m3_Before Competition Groups_Furnace Tune-Up
Commercial | Com ¦ Destratification | 2027 | SC A | million_m3 | Before Competition Groups | 14.4689 | 0 | 0 | 386.1636 | 0.037468 | 14 | Commercial_2027_SC A_million_m3_Before Competition Groups_14 | Destratification | 3.747% | 0 | 14.4689 | Commercial_2027_SC A_million_m3_Before Competition Groups_Destratification
Commercial | Com ¦ Wall Insulation | 2027 | SC A | million_m3 | Before Competition Groups | 8.1709 | 0 | 0 | 386.1636 | 0.021159 | 15 | Commercial_2027_SC A_million_m3_Before Competition Groups_15 | Wall Insulation | 2.116% | 0 | 8.1709 | Commercial_2027_SC A_million_m3_Before Competition Groups_Wall Insulation
Commercial | Com ¦ Education and Capacity Building/Energy Behavior | 2027 | SC A | million_m3 | Before Competition Groups | 7.8209 | 0 | 0 | 386.1636 | 0.020253 | 16 | Commercial_2027_SC A_million_m3_Before Competition Groups_16 | Education and Capacity Building/Energy Behavior | 2.025% | 0 | 7.8209 | Commercial_2027_SC A_million_m3_Before Competition Groups_Education and Capacity Building/Energy Behavior
Commercial | Com ¦ Condensing Unit Heaters or other Efficient Unit Heating System | 2027 | SC A | million_m3 | Before Competition Groups | 7.5877 | 0 | 0 | 386.1636 | 0.019649 | 17 | Commercial_2027_SC A_million_m3_Before Competition Groups_17 | Condensing Unit Heaters or other Efficient Unit Heating System | 1.965% | 0 | 7.5877 | Commercial_2027_SC A_million_m3_Before Competition Groups_Condensing Unit Heaters or other Efficient Unit Heating System
Commercial | Com ¦ Demand controlled Circulating Systems | 2027 | SC A | million_m3 | Before Competition Groups | 4.0121 | 0 | 0 | 386.1636 | 0.01039 | 18 | Commercial_2027_SC A_million_m3_Before Competition Groups_18 | Demand controlled Circulating Systems | 1.039% | 0 | 4.0121 | Commercial_2027_SC A_million_m3_Before Competition Groups_Demand controlled Circulating Systems
Commercial | Com ¦ High Efficiency Underfired Broilers | 2027 | SC A | million_m3 | Before Competition Groups | 2.7485 | 0 | 0 | 386.1636 | 0.0071175 | 19 | Commercial_2027_SC A_million_m3_Before Competition Groups_19 | High Efficiency Underfired Broilers | 0.7118% | 0 | 2.7485 | Commercial_2027_SC A_million_m3_Before Competition Groups_High Efficiency Underfired Broilers
Commercial | Com ¦ Duct Insulation, R8 | 2027 | SC A | million_m3 | Before Competition Groups | 2.5578 | 0 | 0 | 386.1636 | 0.0066237 | 20 | Commercial_2027_SC A_million_m3_Before Competition Groups_20 | Duct Insulation, R8 | 0.6624% | 0 | 2.5578 | Commercial_2027_SC A_million_m3_Before Competition Groups_Duct Insulation, R8
Commercial | Com ¦ ENERGY STAR Fryer (84% eff) | 2027 | SC A | million_m3 | Before Competition Groups | 2.4877 | 0 | 0 | 386.1636 | 0.0064422 | 21 | Commercial_2027_SC A_million_m3_Before Competition Groups_21 | ENERGY STAR Fryer (84% eff) | 0.6442% | 0 | 2.4877 | Commercial_2027_SC A_million_m3_Before Competition Groups_ENERGY STAR Fryer (84% eff)
Commercial | Com ¦ Energy Efficient Laboratory Fume Hood | 2027 | SC A | million_m3 | Before Competition Groups | 1.7871 | 0 | 0 | 386.1636 | 0.0046279 | 22 | Commercial_2027_SC A_million_m3_Before Competition Groups_22 | Energy Efficient Laboratory Fume Hood | 0.4628% | 0 | 1.7871 | Commercial_2027_SC A_million_m3_Before Competition Groups_Energy Efficient Laboratory Fume Hood
Commercial | Com ¦ Ozone Laundry Treatment | 2027 | SC A | million_m3 | Before Competition Groups | 1.3272 | 0 | 0 | 386.1636 | 0.0034368 | 23 | Commercial_2027_SC A_million_m3_Before Competition Groups_23 | Ozone Laundry Treatment | 0.3437% | 0 | 1.3272 | Commercial_2027_SC A_million_m3_Before Competition Groups_Ozone Laundry Treatment
Commercial | Com ¦ ENERGY STAR Dishwasher | 2027 | SC A | million_m3 | Before Competition Groups | 0.89656 | 0 | 0 | 386.1636 | 0.0023217 | 24 | Commercial_2027_SC A_million_m3_Before Competition Groups_24 | ENERGY STAR Dishwasher | 0.2322% | 0 | 0.89656 | Commercial_2027_SC A_million_m3_Before Competition Groups_ENERGY STAR Dishwasher
Commercial | Com ¦ ENERGY STAR Griddle (74% eff) | 2027 | SC A | million_m3 | Before Competition Groups | 0.88998 | 0 | 0 | 386.1636 | 0.0023047 | 25 | Commercial_2027_SC A_million_m3_Before Competition Groups_25 | ENERGY STAR Griddle (74% eff) | 0.2305% | 0 | 0.88998 | Commercial_2027_SC A_million_m3_Before Competition Groups_ENERGY STAR Griddle (74% eff)
Commercial | Com ¦ Infrared Heaters | 2027 | SC A | million_m3 | Before Competition Groups | 0.83032 | 0 | 0 | 386.1636 | 0.0021502 | 26 | Commercial_2027_SC A_million_m3_Before Competition Groups_26 | Infrared Heaters | 0.215% | 0 | 0.83032 | Commercial_2027_SC A_million_m3_Before Competition Groups_Infrared Heaters
Commercial | Com ¦ CEE Tier 2/Energy Star Clothes Washers | 2027 | SC A | million_m3 | Before Competition Groups | 0.48179 | 0 | 0 | 386.1636 | 0.0012476 | 27 | Commercial_2027_SC A_million_m3_Before Competition Groups_27 | CEE Tier 2/Energy Star Clothes Washers | 0.1248% | 0 | 0.48179 | Commercial_2027_SC A_million_m3_Before Competition Groups_CEE Tier 2/Energy Star Clothes Washers
Commercial | Com ¦ Drain Water Heat Recovery (DWHR) ¦ Retro | 2027 | SC A | million_m3 | Before Competition Groups | 0.36927 | 0 | 0 | 386.1636 | 0.00095626 | 28 | Commercial_2027_SC A_million_m3_Before Competition Groups_28 | Drain Water Heat Recovery (DWHR) ¦ Retro | 0.09563% | 0 | 0.36927 | Commercial_2027_SC A_million_m3_Before Competition Groups_Drain Water Heat Recovery (DWHR) ¦ Retro
Commercial | Com ¦ ENERGY STAR Steam Cooker | 2027 | SC A | million_m3 | Before Competition Groups | 0.25481 | 0 | 0 | 386.1636 | 0.00065985 | 29 | Commercial_2027_SC A_million_m3_Before Competition Groups_29 | ENERGY STAR Steam Cooker | 0.06598% | 0 | 0.25481 | Commercial_2027_SC A_million_m3_Before Competition Groups_ENERGY STAR Steam Cooker
Commercial | Com ¦ Low Flow Pre-Rinse Spray Nozzle | 2027 | SC A | million_m3 | Before Competition Groups | 0.24417 | 0 | 0 | 386.1636 | 0.0006323 | 30 | Commercial_2027_SC A_million_m3_Before Competition Groups_30 | Low Flow Pre-Rinse Spray Nozzle | 0.06323% | 0 | 0.24417 | Commercial_2027_SC A_million_m3_Before Competition Groups_Low Flow Pre-Rinse Spray Nozzle
Commercial | Com ¦ Energy Recovery Ventilation and Ventilation (Enhanced) | 2027 | SC A | million_m3 | Before Competition Groups | 0.18507 | 0 | 0 | 386.1636 | 0.00047926 | 31 | Commercial_2027_SC A_million_m3_Before Competition Groups_31 | Energy Recovery Ventilation and Ventilation (Enhanced) | 0.04793% | 0 | 0.18507 | Commercial_2027_SC A_million_m3_Before Competition Groups_Energy Recovery Ventilation and Ventilation (Enhanced)
Commercial | Com ¦ Drain Water Heat Recovery (DWHR) ¦New | 2027 | SC A | million_m3 | Before Competition Groups | 0.083812 | 0 | 0 | 386.1636 | 0.00021704 | 32 | Commercial_2027_SC A_million_m3_Before Competition Groups_32 | Drain Water Heat Recovery (DWHR) ¦New | 0.0217% | 0 | 0.083812 | Commercial_2027_SC A_million_m3_Before Competition Groups_Drain Water Heat Recovery (DWHR) ¦New
Commercial | Com ¦ Heat Recovery Ventilator | 2027 | SC A | million_m3 | Before Competition Groups | 0.036071 | 0 | 0 | 386.1636 | 9.3408e-05 | 33 | Commercial_2027_SC A_million_m3_Before Competition Groups_33 | Heat Recovery Ventilator | 0.009341% | 0 | 0.036071 | Commercial_2027_SC A_million_m3_Before Competition Groups_Heat Recovery Ventilator
Commercial | Com ¦ Solar Water Preheat (Pools/DHW) | 2027 | SC A | million_m3 | Before Competition Groups | 0.020753 | 0 | 0 | 386.1636 | 5.3742e-05 | 34 | Commercial_2027_SC A_million_m3_Before Competition Groups_34 | Solar Water Preheat (Pools/DHW) | 0.005374% | 0 | 0.020753 | Commercial_2027_SC A_million_m3_Before Competition Groups_Solar Water Preheat (Pools/DHW)
Commercial | Com ¦ Gas Heat Pump Water Heater | 2027 | SC A | million_m3 | Before Competition Groups | 0.00046897 | 0 | 0 | 386.1636 | 1.2144e-06 | 35 | Commercial_2027_SC A_million_m3_Before Competition Groups_35 | Gas Heat Pump Water Heater | 0.0001214% | 0 | 0.00046897 | Commercial_2027_SC A_million_m3_Before Competition Groups_Gas Heat Pump Water Heater
Commercial | Com ¦ Air Curtains | 2027 | SC A | million_m3 | Before Competition Groups | 8.7264e-05 | 0 | 0 | 386.1636 | 2.2598e-07 | 36 | Commercial_2027_SC A_million_m3_Before Competition Groups_36 | Air Curtains | 2.26e-05% | 0 | 8.7264e-05 | Commercial_2027_SC A_million_m3_Before Competition Groups_Air Curtains
Commercial | Com ¦ Demand Control Ventilation | 2027 | SC B | million_m3 | Before Competition Groups | 100.6858 | 0 | 0 | 822.758 | 0.12238 | 1 | Commercial_2027_SC B_million_m3_Before Competition Groups_1 | Demand Control Ventilation | 12.24% | 0 | 100.6858 | Commercial_2027_SC B_million_m3_Before Competition Groups_Demand Control Ventilation
Commercial | Com ¦ Adaptive Thermostats | 2027 | SC B | million_m3 | Before Competition Groups | 91.8656 | 0 | 0 | 822.758 | 0.11166 | 2 | Commercial_2027_SC B_million_m3_Before Competition Groups_2 | Adaptive Thermostats | 11.17% | 0 | 91.8656 | Commercial_2027_SC B_million_m3_Before Competition Groups_Adaptive Thermostats
Commercial | Com ¦ Condensing Boiler ¦ Std | 2027 | SC B | million_m3 | Before Competition Groups | 74.984 | 0 | 0 | 822.758 | 0.091137 | 3 | Commercial_2027_SC B_million_m3_Before Competition Groups_3 | Condensing Boiler ¦ Std | 9.114% | 0 | 74.984 | Commercial_2027_SC B_million_m3_Before Competition Groups_Condensing Boiler ¦ Std
Commercial | Com ¦ Air Handler with Dedicated Outdoor Air Systems | 2027 | SC B | million_m3 | Before Competition Groups | 66.836 | 0 | 0 | 822.758 | 0.081234 | 4 | Commercial_2027_SC B_million_m3_Before Competition Groups_4 | Air Handler with Dedicated Outdoor Air Systems | 8.123% | 0 | 66.836 | Commercial_2027_SC B_million_m3_Before Competition Groups_Air Handler with Dedicated Outdoor Air Systems
Commercial | Com ¦ Building Recommissioning, Operations and Maintenance (O&M) Improvements | 2027 | SC B | million_m3 | Before Competition Groups | 53.5186 | 0 | 0 | 822.758 | 0.065048 | 5 | Commercial_2027_SC B_million_m3_Before Competition Groups_5 | Building Recommissioning, Operations and Maintenance (O&M) Improvements | 6.505% | 0 | 53.5186 | Commercial_2027_SC B_million_m3_Before Competition Groups_Building Recommissioning, Operations and Maintenance (O&M) Improvements
Commercial | Com ¦ Boilers - Advanced Controls (Steam Systems) | 2027 | SC B | million_m3 | Before Competition Groups | 42.3245 | 0 | 0 | 822.758 | 0.051442 | 6 | Commercial_2027_SC B_million_m3_Before Competition Groups_6 | Boilers - Advanced Controls (Steam Systems) | 5.144% | 0 | 42.3245 | Commercial_2027_SC B_million_m3_Before Competition Groups_Boilers - Advanced Controls (Steam Systems)
Commercial | Com ¦ Gas Fired Rooftop Units | 2027 | SC B | million_m3 | Before Competition Groups | 41.5359 | 0 | 0 | 822.758 | 0.050484 | 7 | Commercial_2027_SC B_million_m3_Before Competition Groups_7 | Gas Fired Rooftop Units | 5.048% | 0 | 41.5359 | Commercial_2027_SC B_million_m3_Before Competition Groups_Gas Fired Rooftop Units
Commercial | Com ¦ Education and Capacity Building/Energy Behavior | 2027 | SC B | million_m3 | Before Competition Groups | 39.1045 | 0 | 0 | 822.758 | 0.047529 | 8 | Commercial_2027_SC B_million_m3_Before Competition Groups_8 | Education and Capacity Building/Energy Behavior | 4.753% | 0 | 39.1045 | Commercial_2027_SC B_million_m3_Before Competition Groups_Education and Capacity Building/Energy Behavior
Commercial | Com ¦ Steam System Optimization | 2027 | SC B | million_m3 | Before Competition Groups | 36.3685 | 0 | 0 | 822.758 | 0.044203 | 9 | Commercial_2027_SC B_million_m3_Before Competition Groups_9 | Steam System Optimization | 4.42% | 0 | 36.3685 | Commercial_2027_SC B_million_m3_Before Competition Groups_Steam System Optimization
Commercial | Com ¦ Destratification | 2027 | SC B | million_m3 | Before Competition Groups | 35.8778 | 0 | 0 | 822.758 | 0.043607 | 10 | Commercial_2027_SC B_million_m3_Before Competition Groups_10 | Destratification | 4.361% | 0 | 35.8778 | Commercial_2027_SC B_million_m3_Before Competition Groups_Destratification
Commercial | Com ¦ Demand Control Kitchen Ventilation | 2027 | SC B | million_m3 | Before Competition Groups | 35.2681 | 0 | 0 | 822.758 | 0.042866 | 11 | Commercial_2027_SC B_million_m3_Before Competition Groups_11 | Demand Control Kitchen Ventilation | 4.287% | 0 | 35.2681 | Commercial_2027_SC B_million_m3_Before Competition Groups_Demand Control Kitchen Ventilation
Commercial | Com ¦ Furnace Tune-Up | 2027 | SC B | million_m3 | Before Competition Groups | 33.9502 | 0 | 0 | 822.758 | 0.041264 | 12 | Commercial_2027_SC B_million_m3_Before Competition Groups_12 | Furnace Tune-Up | 4.126% | 0 | 33.9502 | Commercial_2027_SC B_million_m3_Before Competition Groups_Furnace Tune-Up
Commercial | Com ¦ Condensing Make Up Air Unit | 2027 | SC B | million_m3 | Before Competition Groups | 30.5837 | 0 | 0 | 822.758 | 0.037172 | 13 | Commercial_2027_SC B_million_m3_Before Competition Groups_13 | Condensing Make Up Air Unit | 3.717% | 0 | 30.5837 | Commercial_2027_SC B_million_m3_Before Competition Groups_Condensing Make Up Air Unit
Commercial | Com ¦ Gas Fired Heat Pump | 2027 | SC B | million_m3 | Before Competition Groups | 28.145 | 0 | 0 | 822.758 | 0.034208 | 14 | Commercial_2027_SC B_million_m3_Before Competition Groups_14 | Gas Fired Heat Pump | 3.421% | 0 | 28.145 | Commercial_2027_SC B_million_m3_Before Competition Groups_Gas Fired Heat Pump
Commercial | Com ¦ Advanced BAS/Controllers | 2027 | SC B | million_m3 | Before Competition Groups | 23.0835 | 0 | 0 | 822.758 | 0.028056 | 15 | Commercial_2027_SC B_million_m3_Before Competition Groups_15 | Advanced BAS/Controllers | 2.806% | 0 | 23.0835 | Commercial_2027_SC B_million_m3_Before Competition Groups_Advanced BAS/Controllers
Commercial | Com ¦ Wall Insulation | 2027 | SC B | million_m3 | Before Competition Groups | 19.1913 | 0 | 0 | 822.758 | 0.023326 | 16 | Commercial_2027_SC B_million_m3_Before Competition Groups_16 | Wall Insulation | 2.333% | 0 | 19.1913 | Commercial_2027_SC B_million_m3_Before Competition Groups_Wall Insulation
Commercial | Com ¦ Condensing Unit Heaters or other Efficient Unit Heating System | 2027 | SC B | million_m3 | Before Competition Groups | 16.2061 | 0 | 0 | 822.758 | 0.019697 | 17 | Commercial_2027_SC B_million_m3_Before Competition Groups_17 | Condensing Unit Heaters or other Efficient Unit Heating System | 1.97% | 0 | 16.2061 | Commercial_2027_SC B_million_m3_Before Competition Groups_Condensing Unit Heaters or other Efficient Unit Heating System
Commercial | Com ¦ Energy Efficient Laboratory Fume Hood | 2027 | SC B | million_m3 | Before Competition Groups | 13.1812 | 0 | 0 | 822.758 | 0.016021 | 18 | Commercial_2027_SC B_million_m3_Before Competition Groups_18 | Energy Efficient Laboratory Fume Hood | 1.602% | 0 | 13.1812 | Commercial_2027_SC B_million_m3_Before Competition Groups_Energy Efficient Laboratory Fume Hood
Commercial | Com ¦ Demand controlled Circulating Systems | 2027 | SC B | million_m3 | Before Competition Groups | 10.0813 | 0 | 0 | 822.758 | 0.012253 | 19 | Commercial_2027_SC B_million_m3_Before Competition Groups_19 | Demand controlled Circulating Systems | 1.225% | 0 | 10.0813 | Commercial_2027_SC B_million_m3_Before Competition Groups_Demand controlled Circulating Systems
Commercial | Com ¦ Duct Insulation, R8 | 2027 | SC B | million_m3 | Before Competition Groups | 7.8298 | 0 | 0 | 822.758 | 0.0095165 | 20 | Commercial_2027_SC B_million_m3_Before Competition Groups_20 | Duct Insulation, R8 | 0.9517% | 0 | 7.8298 | Commercial_2027_SC B_million_m3_Before Competition Groups_Duct Insulation, R8
Commercial | Com ¦ Ozone Laundry Treatment | 2027 | SC B | million_m3 | Before Competition Groups | 4.7717 | 0 | 0 | 822.758 | 0.0057996 | 21 | Commercial_2027_SC B_million_m3_Before Competition Groups_21 | Ozone Laundry Treatment | 0.58% | 0 | 4.7717 | Commercial_2027_SC B_million_m3_Before Competition Groups_Ozone Laundry Treatment
Commercial | Com ¦ ENERGY STAR Fryer (84% eff) | 2027 | SC B | million_m3 | Before Competition Groups | 3.613 | 0 | 0 | 822.758 | 0.0043913 | 22 | Commercial_2027_SC B_million_m3_Before Competition Groups_22 | ENERGY STAR Fryer (84% eff) | 0.4391% | 0 | 3.613 | Commercial_2027_SC B_million_m3_Before Competition Groups_ENERGY STAR Fryer (84% eff)
Commercial | Com ¦ High Efficiency Underfired Broilers | 2027 | SC B | million_m3 | Before Competition Groups | 3.2961 | 0 | 0 | 822.758 | 0.0040061 | 23 | Commercial_2027_SC B_million_m3_Before Competition Groups_23 | High Efficiency Underfired Broilers | 0.4006% | 0 | 3.2961 | Commercial_2027_SC B_million_m3_Before Competition Groups_High Efficiency Underfired Broilers
Commercial | Com ¦ ENERGY STAR Griddle (74% eff) | 2027 | SC B | million_m3 | Before Competition Groups | 2.3894 | 0 | 0 | 822.758 | 0.0029041 | 24 | Commercial_2027_SC B_million_m3_Before Competition Groups_24 | ENERGY STAR Griddle (74% eff) | 0.2904% | 0 | 2.3894 | Commercial_2027_SC B_million_m3_Before Competition Groups_ENERGY STAR Griddle (74% eff)
Commercial | Com ¦ Infrared Heaters | 2027 | SC B | million_m3 | Before Competition Groups | 2.0569 | 0 | 0 | 822.758 | 0.0025 | 25 | Commercial_2027_SC B_million_m3_Before Competition Groups_25 | Infrared Heaters | 0.25% | 0 | 2.0569 | Commercial_2027_SC B_million_m3_Before Competition Groups_Infrared Heaters
Commercial | Com ¦ Heat Recovery Ventilator | 2027 | SC B | million_m3 | Before Competition Groups | 1.2225 | 0 | 0 | 822.758 | 0.0014858 | 26 | Commercial_2027_SC B_million_m3_Before Competition Groups_26 | Heat Recovery Ventilator | 0.1486% | 0 | 1.2225 | Commercial_2027_SC B_million_m3_Before Competition Groups_Heat Recovery Ventilator
Commercial | Com ¦ Energy Recovery Ventilation and Ventilation (Enhanced) | 2027 | SC B | million_m3 | Before Competition Groups | 1.1616 | 0 | 0 | 822.758 | 0.0014118 | 27 | Commercial_2027_SC B_million_m3_Before Competition Groups_27 | Energy Recovery Ventilation and Ventilation (Enhanced) | 0.1412% | 0 | 1.1616 | Commercial_2027_SC B_million_m3_Before Competition Groups_Energy Recovery Ventilation and Ventilation (Enhanced)
Commercial | Com ¦ ENERGY STAR Dishwasher | 2027 | SC B | million_m3 | Before Competition Groups | 1.1318 | 0 | 0 | 822.758 | 0.0013756 | 28 | Commercial_2027_SC B_million_m3_Before Competition Groups_28 | ENERGY STAR Dishwasher | 0.1376% | 0 | 1.1318 | Commercial_2027_SC B_million_m3_Before Competition Groups_ENERGY STAR Dishwasher
Commercial | Com ¦ Drain Water Heat Recovery (DWHR) ¦ Retro | 2027 | SC B | million_m3 | Before Competition Groups | 0.85898 | 0 | 0 | 822.758 | 0.001044 | 29 | Commercial_2027_SC B_million_m3_Before Competition Groups_29 | Drain Water Heat Recovery (DWHR) ¦ Retro | 0.1044% | 0 | 0.85898 | Commercial_2027_SC B_million_m3_Before Competition Groups_Drain Water Heat Recovery (DWHR) ¦ Retro
Commercial | Com ¦ CEE Tier 2/Energy Star Clothes Washers | 2027 | SC B | million_m3 | Before Competition Groups | 0.67059 | 0 | 0 | 822.758 | 0.00081505 | 30 | Commercial_2027_SC B_million_m3_Before Competition Groups_30 | CEE Tier 2/Energy Star Clothes Washers | 0.08151% | 0 | 0.67059 | Commercial_2027_SC B_million_m3_Before Competition Groups_CEE Tier 2/Energy Star Clothes Washers
Commercial | Com ¦ Low Flow Pre-Rinse Spray Nozzle | 2027 | SC B | million_m3 | Before Competition Groups | 0.36815 | 0 | 0 | 822.758 | 0.00044746 | 31 | Commercial_2027_SC B_million_m3_Before Competition Groups_31 | Low Flow Pre-Rinse Spray Nozzle | 0.04475% | 0 | 0.36815 | Commercial_2027_SC B_million_m3_Before Competition Groups_Low Flow Pre-Rinse Spray Nozzle
Commercial | Com ¦ ENERGY STAR Steam Cooker | 2027 | SC B | million_m3 | Before Competition Groups | 0.25855 | 0 | 0 | 822.758 | 0.00031425 | 32 | Commercial_2027_SC B_million_m3_Before Competition Groups_32 | ENERGY STAR Steam Cooker | 0.03143% | 0 | 0.25855 | Commercial_2027_SC B_million_m3_Before Competition Groups_ENERGY STAR Steam Cooker
Commercial | Com ¦ Drain Water Heat Recovery (DWHR) ¦New | 2027 | SC B | million_m3 | Before Competition Groups | 0.12671 | 0 | 0 | 822.758 | 0.00015401 | 33 | Commercial_2027_SC B_million_m3_Before Competition Groups_33 | Drain Water Heat Recovery (DWHR) ¦New | 0.0154% | 0 | 0.12671 | Commercial_2027_SC B_million_m3_Before Competition Groups_Drain Water Heat Recovery (DWHR) ¦New
Commercial | Com ¦ Air Curtains | 2027 | SC B | million_m3 | Before Competition Groups | 0.090807 | 0 | 0 | 822.758 | 0.00011037 | 34 | Commercial_2027_SC B_million_m3_Before Competition Groups_34 | Air Curtains | 0.01104% | 0 | 0.090807 | Commercial_2027_SC B_million_m3_Before Competition Groups_Air Curtains
Commercial | Com ¦ Gas Heat Pump Water Heater | 2027 | SC B | million_m3 | Before Competition Groups | 0.063416 | 0 | 0 | 822.758 | 7.7078e-05 | 35 | Commercial_2027_SC B_million_m3_Before Competition Groups_35 | Gas Heat Pump Water Heater | 0.007708% | 0 | 0.063416 | Commercial_2027_SC B_million_m3_Before Competition Groups_Gas Heat Pump Water Heater
Commercial | Com ¦ Solar Water Preheat (Pools/DHW) | 2027 | SC B | million_m3 | Before Competition Groups | 0.056527 | 0 | 0 | 822.758 | 6.8704e-05 | 36 | Commercial_2027_SC B_million_m3_Before Competition Groups_36 | Solar Water Preheat (Pools/DHW) | 0.00687% | 0 | 0.056527 | Commercial_2027_SC B_million_m3_Before Competition Groups_Solar Water Preheat (Pools/DHW)
Commercial | Com ¦ Adaptive Thermostats | 2027 | SC C | million_m3 | Before Competition Groups | 45.5122 | 0 | 0 | 413.9918 | 0.10994 | 1 | Commercial_2027_SC C_million_m3_Before Competition Groups_1 | Adaptive Thermostats | 10.99% | 0 | 45.5122 | Commercial_2027_SC C_million_m3_Before Competition Groups_Adaptive Thermostats
Commercial | Com ¦ Demand Control Ventilation | 2027 | SC C | million_m3 | Before Competition Groups | 45.3079 | 0 | 0 | 413.9918 | 0.10944 | 2 | Commercial_2027_SC C_million_m3_Before Competition Groups_2 | Demand Control Ventilation | 10.94% | 0 | 45.3079 | Commercial_2027_SC C_million_m3_Before Competition Groups_Demand Control Ventilation
Commercial | Com ¦ Boilers - Advanced Controls (Steam Systems) | 2027 | SC C | million_m3 | Before Competition Groups | 42.3248 | 0 | 0 | 413.9918 | 0.10224 | 3 | Commercial_2027_SC C_million_m3_Before Competition Groups_3 | Boilers - Advanced Controls (Steam Systems) | 10.22% | 0 | 42.3248 | Commercial_2027_SC C_million_m3_Before Competition Groups_Boilers - Advanced Controls (Steam Systems)
Commercial | Com ¦ Condensing Boiler ¦ Std | 2027 | SC C | million_m3 | Before Competition Groups | 37.3603 | 0 | 0 | 413.9918 | 0.090244 | 4 | Commercial_2027_SC C_million_m3_Before Competition Groups_4 | Condensing Boiler ¦ Std | 9.024% | 0 | 37.3603 | Commercial_2027_SC C_million_m3_Before Competition Groups_Condensing Boiler ¦ Std
Commercial | Com ¦ Building Recommissioning, Operations and Maintenance (O&M) Improvements | 2027 | SC C | million_m3 | Before Competition Groups | 32.5062 | 0 | 0 | 413.9918 | 0.078519 | 5 | Commercial_2027_SC C_million_m3_Before Competition Groups_5 | Building Recommissioning, Operations and Maintenance (O&M) Improvements | 7.852% | 0 | 32.5062 | Commercial_2027_SC C_million_m3_Before Competition Groups_Building Recommissioning, Operations and Maintenance (O&M) Improvements
Commercial | Com ¦ Air Handler with Dedicated Outdoor Air Systems | 2027 | SC C | million_m3 | Before Competition Groups | 22.4543 | 0 | 0 | 413.9918 | 0.054238 | 6 | Commercial_2027_SC C_million_m3_Before Competition Groups_6 | Air Handler with Dedicated Outdoor Air Systems | 5.424% | 0 | 22.4543 | Commercial_2027_SC C_million_m3_Before Competition Groups_Air Handler with Dedicated Outdoor Air Systems
Commercial | Com ¦ Condensing Make Up Air Unit | 2027 | SC C | million_m3 | Before Competition Groups | 21.9197 | 0 | 0 | 413.9918 | 0.052947 | 7 | Commercial_2027_SC C_million_m3_Before Competition Groups_7 | Condensing Make Up Air Unit | 5.295% | 0 | 21.9197 | Commercial_2027_SC C_million_m3_Before Competition Groups_Condensing Make Up Air Unit
Commercial | Com ¦ Gas Fired Heat Pump | 2027 | SC C | million_m3 | Before Competition Groups | 20.452 | 0 | 0 | 413.9918 | 0.049402 | 8 | Commercial_2027_SC C_million_m3_Before Competition Groups_8 | Gas Fired Heat Pump | 4.94% | 0 | 20.452 | Commercial_2027_SC C_million_m3_Before Competition Groups_Gas Fired Heat Pump
Commercial | Com ¦ Gas Fired Rooftop Units | 2027 | SC C | million_m3 | Before Competition Groups | 18.496 | 0 | 0 | 413.9918 | 0.044677 | 9 | Commercial_2027_SC C_million_m3_Before Competition Groups_9 | Gas Fired Rooftop Units | 4.468% | 0 | 18.496 | Commercial_2027_SC C_million_m3_Before Competition Groups_Gas Fired Rooftop Units
Commercial | Com ¦ Demand Control Kitchen Ventilation | 2027 | SC C | million_m3 | Before Competition Groups | 17.5585 | 0 | 0 | 413.9918 | 0.042413 | 10 | Commercial_2027_SC C_million_m3_Before Competition Groups_10 | Demand Control Kitchen Ventilation | 4.241% | 0 | 17.5585 | Commercial_2027_SC C_million_m3_Before Competition Groups_Demand Control Kitchen Ventilation
Commercial | Com ¦ Advanced BAS/Controllers | 2027 | SC C | million_m3 | Before Competition Groups | 16.8081 | 0 | 0 | 413.9918 | 0.0406 | 11 | Commercial_2027_SC C_million_m3_Before Competition Groups_11 | Advanced BAS/Controllers | 4.06% | 0 | 16.8081 | Commercial_2027_SC C_million_m3_Before Competition Groups_Advanced BAS/Controllers
Commercial | Com ¦ Steam System Optimization | 2027 | SC C | million_m3 | Before Competition Groups | 15.6011 | 0 | 0 | 413.9918 | 0.037685 | 12 | Commercial_2027_SC C_million_m3_Before Competition Groups_12 | Steam System Optimization | 3.768% | 0 | 15.6011 | Commercial_2027_SC C_million_m3_Before Competition Groups_Steam System Optimization
Commercial | Com ¦ Destratification | 2027 | SC C | million_m3 | Before Competition Groups | 15.2821 | 0 | 0 | 413.9918 | 0.036914 | 13 | Commercial_2027_SC C_million_m3_Before Competition Groups_13 | Destratification | 3.691% | 0 | 15.2821 | Commercial_2027_SC C_million_m3_Before Competition Groups_Destratification
Commercial | Com ¦ Furnace Tune-Up | 2027 | SC C | million_m3 | Before Competition Groups | 14.4987 | 0 | 0 | 413.9918 | 0.035022 | 14 | Commercial_2027_SC C_million_m3_Before Competition Groups_14 | Furnace Tune-Up | 3.502% | 0 | 14.4987 | Commercial_2027_SC C_million_m3_Before Competition Groups_Furnace Tune-Up
Commercial | Com ¦ Condensing Unit Heaters or other Efficient Unit Heating System | 2027 | SC C | million_m3 | Before Competition Groups | 9.122 | 0 | 0 | 413.9918 | 0.022034 | 15 | Commercial_2027_SC C_million_m3_Before Competition Groups_15 | Condensing Unit Heaters or other Efficient Unit Heating System | 2.203% | 0 | 9.122 | Commercial_2027_SC C_million_m3_Before Competition Groups_Condensing Unit Heaters or other Efficient Unit Heating System
Commercial | Com ¦ Wall Insulation | 2027 | SC C | million_m3 | Before Competition Groups | 8.2361 | 0 | 0 | 413.9918 | 0.019894 | 16 | Commercial_2027_SC C_million_m3_Before Competition Groups_16 | Wall Insulation | 1.989% | 0 | 8.2361 | Commercial_2027_SC C_million_m3_Before Competition Groups_Wall Insulation
Commercial | Com ¦ Education and Capacity Building/Energy Behavior | 2027 | SC C | million_m3 | Before Competition Groups | 7.8209 | 0 | 0 | 413.9918 | 0.018891 | 17 | Commercial_2027_SC C_million_m3_Before Competition Groups_17 | Education and Capacity Building/Energy Behavior | 1.889% | 0 | 7.8209 | Commercial_2027_SC C_million_m3_Before Competition Groups_Education and Capacity Building/Energy Behavior
Commercial | Com ¦ Demand controlled Circulating Systems | 2027 | SC C | million_m3 | Before Competition Groups | 4.1595 | 0 | 0 | 413.9918 | 0.010047 | 18 | Commercial_2027_SC C_million_m3_Before Competition Groups_18 | Demand controlled Circulating Systems | 1.005% | 0 | 4.1595 | Commercial_2027_SC C_million_m3_Before Competition Groups_Demand controlled Circulating Systems
Commercial | Com ¦ Duct Insulation, R8 | 2027 | SC C | million_m3 | Before Competition Groups | 3.1161 | 0 | 0 | 413.9918 | 0.0075271 | 19 | Commercial_2027_SC C_million_m3_Before Competition Groups_19 | Duct Insulation, R8 | 0.7527% | 0 | 3.1161 | Commercial_2027_SC C_million_m3_Before Competition Groups_Duct Insulation, R8
Commercial | Com ¦ ENERGY STAR Fryer (84% eff) | 2027 | SC C | million_m3 | Before Competition Groups | 2.8647 | 0 | 0 | 413.9918 | 0.0069197 | 20 | Commercial_2027_SC C_million_m3_Before Competition Groups_20 | ENERGY STAR Fryer (84% eff) | 0.692% | 0 | 2.8647 | Commercial_2027_SC C_million_m3_Before Competition Groups_ENERGY STAR Fryer (84% eff)
Commercial | Com ¦ Energy Efficient Laboratory Fume Hood | 2027 | SC C | million_m3 | Before Competition Groups | 2.8552 | 0 | 0 | 413.9918 | 0.0068969 | 21 | Commercial_2027_SC C_million_m3_Before Competition Groups_21 | Energy Efficient Laboratory Fume Hood | 0.6897% | 0 | 2.8552 | Commercial_2027_SC C_million_m3_Before Competition Groups_Energy Efficient Laboratory Fume Hood
Commercial | Com ¦ High Efficiency Underfired Broilers | 2027 | SC C | million_m3 | Before Competition Groups | 2.8152 | 0 | 0 | 413.9918 | 0.0068001 | 22 | Commercial_2027_SC C_million_m3_Before Competition Groups_22 | High Efficiency Underfired Broilers | 0.68% | 0 | 2.8152 | Commercial_2027_SC C_million_m3_Before Competition Groups_High Efficiency Underfired Broilers
Commercial | Com ¦ Ozone Laundry Treatment | 2027 | SC C | million_m3 | Before Competition Groups | 1.6678 | 0 | 0 | 413.9918 | 0.0040285 | 23 | Commercial_2027_SC C_million_m3_Before Competition Groups_23 | Ozone Laundry Treatment | 0.4028% | 0 | 1.6678 | Commercial_2027_SC C_million_m3_Before Competition Groups_Ozone Laundry Treatment
Commercial | Com ¦ ENERGY STAR Griddle (74% eff) | 2027 | SC C | million_m3 | Before Competition Groups | 1.3606 | 0 | 0 | 413.9918 | 0.0032866 | 24 | Commercial_2027_SC C_million_m3_Before Competition Groups_24 | ENERGY STAR Griddle (74% eff) | 0.3287% | 0 | 1.3606 | Commercial_2027_SC C_million_m3_Before Competition Groups_ENERGY STAR Griddle (74% eff)
Commercial | Com ¦ Infrared Heaters | 2027 | SC C | million_m3 | Before Competition Groups | 1.0011 | 0 | 0 | 413.9918 | 0.0024181 | 25 | Commercial_2027_SC C_million_m3_Before Competition Groups_25 | Infrared Heaters | 0.2418% | 0 | 1.0011 | Commercial_2027_SC C_million_m3_Before Competition Groups_Infrared Heaters
Commercial | Com ¦ ENERGY STAR Dishwasher | 2027 | SC C | million_m3 | Before Competition Groups | 0.98865 | 0 | 0 | 413.9918 | 0.0023881 | 26 | Commercial_2027_SC C_million_m3_Before Competition Groups_26 | ENERGY STAR Dishwasher | 0.2388% | 0 | 0.98865 | Commercial_2027_SC C_million_m3_Before Competition Groups_ENERGY STAR Dishwasher
Commercial | Com ¦ CEE Tier 2/Energy Star Clothes Washers | 2027 | SC C | million_m3 | Before Competition Groups | 0.52045 | 0 | 0 | 413.9918 | 0.0012571 | 27 | Commercial_2027_SC C_million_m3_Before Competition Groups_27 | CEE Tier 2/Energy Star Clothes Washers | 0.1257% | 0 | 0.52045 | Commercial_2027_SC C_million_m3_Before Competition Groups_CEE Tier 2/Energy Star Clothes Washers
Commercial | Com ¦ Drain Water Heat Recovery (DWHR) ¦ Retro | 2027 | SC C | million_m3 | Before Competition Groups | 0.37357 | 0 | 0 | 413.9918 | 0.00090237 | 28 | Commercial_2027_SC C_million_m3_Before Competition Groups_28 | Drain Water Heat Recovery (DWHR) ¦ Retro | 0.09024% | 0 | 0.37357 | Commercial_2027_SC C_million_m3_Before Competition Groups_Drain Water Heat Recovery (DWHR) ¦ Retro
Commercial | Com ¦ Energy Recovery Ventilation and Ventilation (Enhanced) | 2027 | SC C | million_m3 | Before Competition Groups | 0.28054 | 0 | 0 | 413.9918 | 0.00067765 | 29 | Commercial_2027_SC C_million_m3_Before Competition Groups_29 | Energy Recovery Ventilation and Ventilation (Enhanced) | 0.06776% | 0 | 0.28054 | Commercial_2027_SC C_million_m3_Before Competition Groups_Energy Recovery Ventilation and Ventilation (Enhanced)
Commercial | Com ¦ Low Flow Pre-Rinse Spray Nozzle | 2027 | SC C | million_m3 | Before Competition Groups | 0.26112 | 0 | 0 | 413.9918 | 0.00063075 | 30 | Commercial_2027_SC C_million_m3_Before Competition Groups_30 | Low Flow Pre-Rinse Spray Nozzle | 0.06307% | 0 | 0.26112 | Commercial_2027_SC C_million_m3_Before Competition Groups_Low Flow Pre-Rinse Spray Nozzle
Commercial | Com ¦ ENERGY STAR Steam Cooker | 2027 | SC C | million_m3 | Before Competition Groups | 0.25856 | 0 | 0 | 413.9918 | 0.00062455 | 31 | Commercial_2027_SC C_million_m3_Before Competition Groups_31 | ENERGY STAR Steam Cooker | 0.06245% | 0 | 0.25856 | Commercial_2027_SC C_million_m3_Before Competition Groups_ENERGY STAR Steam Cooker
Commercial | Com ¦ Heat Recovery Ventilator | 2027 | SC C | million_m3 | Before Competition Groups | 0.099113 | 0 | 0 | 413.9918 | 0.00023941 | 32 | Commercial_2027_SC C_million_m3_Before Competition Groups_32 | Heat Recovery Ventilator | 0.02394% | 0 | 0.099113 | Commercial_2027_SC C_million_m3_Before Competition Groups_Heat Recovery Ventilator
Commercial | Com ¦ Drain Water Heat Recovery (DWHR) ¦New | 2027 | SC C | million_m3 | Before Competition Groups | 0.084589 | 0 | 0 | 413.9918 | 0.00020433 | 33 | Commercial_2027_SC C_million_m3_Before Competition Groups_33 | Drain Water Heat Recovery (DWHR) ¦New | 0.02043% | 0 | 0.084589 | Commercial_2027_SC C_million_m3_Before Competition Groups_Drain Water Heat Recovery (DWHR) ¦New
Commercial | Com ¦ Solar Water Preheat (Pools/DHW) | 2027 | SC C | million_m3 | Before Competition Groups | 0.022014 | 0 | 0 | 413.9918 | 5.3175e-05 | 34 | Commercial_2027_SC C_million_m3_Before Competition Groups_34 | Solar Water Preheat (Pools/DHW) | 0.005318% | 0 | 0.022014 | Commercial_2027_SC C_million_m3_Before Competition Groups_Solar Water Preheat (Pools/DHW)
Commercial | Com ¦ Gas Heat Pump Water Heater | 2027 | SC C | million_m3 | Before Competition Groups | 0.0018543 | 0 | 0 | 413.9918 | 4.4792e-06 | 35 | Commercial_2027_SC C_million_m3_Before Competition Groups_35 | Gas Heat Pump Water Heater | 0.0004479% | 0 | 0.0018543 | Commercial_2027_SC C_million_m3_Before Competition Groups_Gas Heat Pump Water Heater
Commercial | Com ¦ Air Curtains | 2027 | SC C | million_m3 | Before Competition Groups | 0.00023085 | 0 | 0 | 413.9918 | 5.5762e-07 | 36 | Commercial_2027_SC C_million_m3_Before Competition Groups_36 | Air Curtains | 5.576e-05% | 0 | 0.00023085 | Commercial_2027_SC C_million_m3_Before Competition Groups_Air Curtains
Commercial | Com ¦ Building Recommissioning, Operations and Maintenance (O&M) Improvements | 2027 | Technical | million_m3 | Before Competition Groups | 250.4728 | 0 | 0 | 1931.2599 | 0.12969 | 1 | Commercial_2027_Technical_million_m3_Before Competition Groups_1 | Building Recommissioning, Operations and Maintenance (O&M) Improvements | 12.97% | 0 | 250.4728 | Commercial_2027_Technical_million_m3_Before Competition Groups_Building Recommissioning, Operations and Maintenance (O&M) Improvements
Commercial | Com ¦ Condensing Boiler ¦ Std | 2027 | Technical | million_m3 | Before Competition Groups | 190.5964 | 0 | 0 | 1931.2599 | 0.09869 | 2 | Commercial_2027_Technical_million_m3_Before Competition Groups_2 | Condensing Boiler ¦ Std | 9.869% | 0 | 190.5964 | Commercial_2027_Technical_million_m3_Before Competition Groups_Condensing Boiler ¦ Std
Commercial | Com ¦ Demand Control Ventilation | 2027 | Technical | million_m3 | Before Competition Groups | 180.6417 | 0 | 0 | 1931.2599 | 0.093536 | 3 | Commercial_2027_Technical_million_m3_Before Competition Groups_3 | Demand Control Ventilation | 9.354% | 0 | 180.6417 | Commercial_2027_Technical_million_m3_Before Competition Groups_Demand Control Ventilation
Commercial | Com ¦ Boilers - Advanced Controls (Steam Systems) | 2027 | Technical | million_m3 | Before Competition Groups | 139.3791 | 0 | 0 | 1931.2599 | 0.07217 | 4 | Commercial_2027_Technical_million_m3_Before Competition Groups_4 | Boilers - Advanced Controls (Steam Systems) | 7.217% | 0 | 139.3791 | Commercial_2027_Technical_million_m3_Before Competition Groups_Boilers - Advanced Controls (Steam Systems)
Commercial | Com ¦ Gas Fired Rooftop Units | 2027 | Technical | million_m3 | Before Competition Groups | 138.1821 | 0 | 0 | 1931.2599 | 0.07155 | 5 | Commercial_2027_Technical_million_m3_Before Competition Groups_5 | Gas Fired Rooftop Units | 7.155% | 0 | 138.1821 | Commercial_2027_Technical_million_m3_Before Competition Groups_Gas Fired Rooftop Units
Commercial | Com ¦ Adaptive Thermostats | 2027 | Technical | million_m3 | Before Competition Groups | 131.9121 | 0 | 0 | 1931.2599 | 0.068304 | 6 | Commercial_2027_Technical_million_m3_Before Competition Groups_6 | Adaptive Thermostats | 6.83% | 0 | 131.9121 | Commercial_2027_Technical_million_m3_Before Competition Groups_Adaptive Thermostats
Commercial | Com ¦ Air Handler with Dedicated Outdoor Air Systems | 2027 | Technical | million_m3 | Before Competition Groups | 93.4438 | 0 | 0 | 1931.2599 | 0.048385 | 7 | Commercial_2027_Technical_million_m3_Before Competition Groups_7 | Air Handler with Dedicated Outdoor Air Systems | 4.838% | 0 | 93.4438 | Commercial_2027_Technical_million_m3_Before Competition Groups_Air Handler with Dedicated Outdoor Air Systems
Commercial | Com ¦ Education and Capacity Building/Energy Behavior | 2027 | Technical | million_m3 | Before Competition Groups | 79.588 | 0 | 0 | 1931.2599 | 0.04121 | 8 | Commercial_2027_Technical_million_m3_Before Competition Groups_8 | Education and Capacity Building/Energy Behavior | 4.121% | 0 | 79.588 | Commercial_2027_Technical_million_m3_Before Competition Groups_Education and Capacity Building/Energy Behavior
Commercial | Com ¦ Advanced BAS/Controllers | 2027 | Technical | million_m3 | Before Competition Groups | 72.0288 | 0 | 0 | 1931.2599 | 0.037296 | 9 | Commercial_2027_Technical_million_m3_Before Competition Groups_9 | Advanced BAS/Controllers | 3.73% | 0 | 72.0288 | Commercial_2027_Technical_million_m3_Before Competition Groups_Advanced BAS/Controllers
Commercial | Com ¦ Condensing Make Up Air Unit | 2027 | Technical | million_m3 | Before Competition Groups | 66.4199 | 0 | 0 | 1931.2599 | 0.034392 | 10 | Commercial_2027_Technical_million_m3_Before Competition Groups_10 | Condensing Make Up Air Unit | 3.439% | 0 | 66.4199 | Commercial_2027_Technical_million_m3_Before Competition Groups_Condensing Make Up Air Unit
Commercial | Com ¦ Demand Control Kitchen Ventilation | 2027 | Technical | million_m3 | Before Competition Groups | 60.6286 | 0 | 0 | 1931.2599 | 0.031393 | 11 | Commercial_2027_Technical_million_m3_Before Competition Groups_11 | Demand Control Kitchen Ventilation | 3.139% | 0 | 60.6286 | Commercial_2027_Technical_million_m3_Before Competition Groups_Demand Control Kitchen Ventilation
Commercial | Com ¦ Gas Fired Heat Pump | 2027 | Technical | million_m3 | Before Competition Groups | 56.1082 | 0 | 0 | 1931.2599 | 0.029053 | 12 | Commercial_2027_Technical_million_m3_Before Competition Groups_12 | Gas Fired Heat Pump | 2.905% | 0 | 56.1082 | Commercial_2027_Technical_million_m3_Before Competition Groups_Gas Fired Heat Pump
Commercial | Com ¦ Energy Recovery Ventilation and Ventilation (Enhanced) | 2027 | Technical | million_m3 | Before Competition Groups | 55.1044 | 0 | 0 | 1931.2599 | 0.028533 | 13 | Commercial_2027_Technical_million_m3_Before Competition Groups_13 | Energy Recovery Ventilation and Ventilation (Enhanced) | 2.853% | 0 | 55.1044 | Commercial_2027_Technical_million_m3_Before Competition Groups_Energy Recovery Ventilation and Ventilation (Enhanced)
Commercial | Com ¦ Steam System Optimization | 2027 | Technical | million_m3 | Before Competition Groups | 50.2671 | 0 | 0 | 1931.2599 | 0.026028 | 14 | Commercial_2027_Technical_million_m3_Before Competition Groups_14 | Steam System Optimization | 2.603% | 0 | 50.2671 | Commercial_2027_Technical_million_m3_Before Competition Groups_Steam System Optimization
Commercial | Com ¦ Destratification | 2027 | Technical | million_m3 | Before Competition Groups | 48.638 | 0 | 0 | 1931.2599 | 0.025185 | 15 | Commercial_2027_Technical_million_m3_Before Competition Groups_15 | Destratification | 2.518% | 0 | 48.638 | Commercial_2027_Technical_million_m3_Before Competition Groups_Destratification
Commercial | Com ¦ Furnace Tune-Up | 2027 | Technical | million_m3 | Before Competition Groups | 47.3908 | 0 | 0 | 1931.2599 | 0.024539 | 16 | Commercial_2027_Technical_million_m3_Before Competition Groups_16 | Furnace Tune-Up | 2.454% | 0 | 47.3908 | Commercial_2027_Technical_million_m3_Before Competition Groups_Furnace Tune-Up
Commercial | Com ¦ Condensing Unit Heaters or other Efficient Unit Heating System | 2027 | Technical | million_m3 | Before Competition Groups | 39.461 | 0 | 0 | 1931.2599 | 0.020433 | 17 | Commercial_2027_Technical_million_m3_Before Competition Groups_17 | Condensing Unit Heaters or other Efficient Unit Heating System | 2.043% | 0 | 39.461 | Commercial_2027_Technical_million_m3_Before Competition Groups_Condensing Unit Heaters or other Efficient Unit Heating System
Commercial | Com ¦ High Efficiency Condensing Furnace AFUE 95% from 80% code | 2027 | Technical | million_m3 | Before Competition Groups | 34.8125 | 0 | 0 | 1931.2599 | 0.018026 | 18 | Commercial_2027_Technical_million_m3_Before Competition Groups_18 | High Efficiency Condensing Furnace AFUE 95% from 80% code | 1.803% | 0 | 34.8125 | Commercial_2027_Technical_million_m3_Before Competition Groups_High Efficiency Condensing Furnace AFUE 95% from 80% code
Commercial | Com ¦ Heat Recovery Ventilator | 2027 | Technical | million_m3 | Before Competition Groups | 29.5656 | 0 | 0 | 1931.2599 | 0.015309 | 19 | Commercial_2027_Technical_million_m3_Before Competition Groups_19 | Heat Recovery Ventilator | 1.531% | 0 | 29.5656 | Commercial_2027_Technical_million_m3_Before Competition Groups_Heat Recovery Ventilator
Commercial | Com ¦ Wall Insulation | 2027 | Technical | million_m3 | Before Competition Groups | 26.5027 | 0 | 0 | 1931.2599 | 0.013723 | 20 | Commercial_2027_Technical_million_m3_Before Competition Groups_20 | Wall Insulation | 1.372% | 0 | 26.5027 | Commercial_2027_Technical_million_m3_Before Competition Groups_Wall Insulation
Commercial | Com ¦ Energy Efficient Laboratory Fume Hood | 2027 | Technical | million_m3 | Before Competition Groups | 18.7131 | 0 | 0 | 1931.2599 | 0.0096896 | 21 | Commercial_2027_Technical_million_m3_Before Competition Groups_21 | Energy Efficient Laboratory Fume Hood | 0.969% | 0 | 18.7131 | Commercial_2027_Technical_million_m3_Before Competition Groups_Energy Efficient Laboratory Fume Hood
Commercial | Com ¦ Super-High Efficiency Furnaces (Emerging Tech) | 2027 | Technical | million_m3 | Before Competition Groups | 16.9892 | 0 | 0 | 1931.2599 | 0.0087969 | 22 | Commercial_2027_Technical_million_m3_Before Competition Groups_22 | Super-High Efficiency Furnaces (Emerging Tech) | 0.8797% | 0 | 16.9892 | Commercial_2027_Technical_million_m3_Before Competition Groups_Super-High Efficiency Furnaces (Emerging Tech)
Commercial | Com ¦ Boiler Measures | 2027 | Technical | million_m3 | Before Competition Groups | 14.7776 | 0 | 0 | 1931.2599 | 0.0076518 | 23 | Commercial_2027_Technical_million_m3_Before Competition Groups_23 | Boiler Measures | 0.7652% | 0 | 14.7776 | Commercial_2027_Technical_million_m3_Before Competition Groups_Boiler Measures
Commercial | Com ¦ Demand controlled Circulating Systems | 2027 | Technical | million_m3 | Before Competition Groups | 13.922 | 0 | 0 | 1931.2599 | 0.0072088 | 24 | Commercial_2027_Technical_million_m3_Before Competition Groups_24 | Demand controlled Circulating Systems | 0.7209% | 0 | 13.922 | Commercial_2027_Technical_million_m3_Before Competition Groups_Demand controlled Circulating Systems
Commercial | Com ¦ Duct Insulation, R8 | 2027 | Technical | million_m3 | Before Competition Groups | 10.876 | 0 | 0 | 1931.2599 | 0.0056315 | 25 | Commercial_2027_Technical_million_m3_Before Competition Groups_25 | Duct Insulation, R8 | 0.5632% | 0 | 10.876 | Commercial_2027_Technical_million_m3_Before Competition Groups_Duct Insulation, R8
Commercial | Com ¦ Roof Insulation/Ceiling Insulation (R25 Code to R35) | 2027 | Technical | million_m3 | Before Competition Groups | 8.4948 | 0 | 0 | 1931.2599 | 0.0043986 | 26 | Commercial_2027_Technical_million_m3_Before Competition Groups_26 | Roof Insulation/Ceiling Insulation (R25 Code to R35) | 0.4399% | 0 | 8.4948 | Commercial_2027_Technical_million_m3_Before Competition Groups_Roof Insulation/Ceiling Insulation (R25 Code to R35)
Commercial | Com ¦ Ozone Laundry Treatment | 2027 | Technical | million_m3 | Before Competition Groups | 7.3858 | 0 | 0 | 1931.2599 | 0.0038243 | 27 | Commercial_2027_Technical_million_m3_Before Competition Groups_27 | Ozone Laundry Treatment | 0.3824% | 0 | 7.3858 | Commercial_2027_Technical_million_m3_Before Competition Groups_Ozone Laundry Treatment
Commercial | Com ¦ ENERGY STAR Fryer (84% eff) | 2027 | Technical | million_m3 | Before Competition Groups | 6.1858 | 0 | 0 | 1931.2599 | 0.003203 | 28 | Commercial_2027_Technical_million_m3_Before Competition Groups_28 | ENERGY STAR Fryer (84% eff) | 0.3203% | 0 | 6.1858 | Commercial_2027_Technical_million_m3_Before Competition Groups_ENERGY STAR Fryer (84% eff)
Commercial | Com ¦ Infrared Heaters | 2027 | Technical | million_m3 | Before Competition Groups | 5.9986 | 0 | 0 | 1931.2599 | 0.0031061 | 29 | Commercial_2027_Technical_million_m3_Before Competition Groups_29 | Infrared Heaters | 0.3106% | 0 | 5.9986 | Commercial_2027_Technical_million_m3_Before Competition Groups_Infrared Heaters
Commercial | Com ¦ High Efficiency Underfired Broilers | 2027 | Technical | million_m3 | Before Competition Groups | 5.2488 | 0 | 0 | 1931.2599 | 0.0027178 | 30 | Commercial_2027_Technical_million_m3_Before Competition Groups_30 | High Efficiency Underfired Broilers | 0.2718% | 0 | 5.2488 | Commercial_2027_Technical_million_m3_Before Competition Groups_High Efficiency Underfired Broilers
Commercial | Com ¦ Condensing Storage Water Heater | 2027 | Technical | million_m3 | Before Competition Groups | 5.2294 | 0 | 0 | 1931.2599 | 0.0027078 | 31 | Commercial_2027_Technical_million_m3_Before Competition Groups_31 | Condensing Storage Water Heater | 0.2708% | 0 | 5.2294 | Commercial_2027_Technical_million_m3_Before Competition Groups_Condensing Storage Water Heater
Commercial | Com ¦ ENERGY STAR Griddle (74% eff) | 2027 | Technical | million_m3 | Before Competition Groups | 4.0467 | 0 | 0 | 1931.2599 | 0.0020953 | 32 | Commercial_2027_Technical_million_m3_Before Competition Groups_32 | ENERGY STAR Griddle (74% eff) | 0.2095% | 0 | 4.0467 | Commercial_2027_Technical_million_m3_Before Competition Groups_ENERGY STAR Griddle (74% eff)
Commercial | Com ¦ HOTEL OCCUPANCY CONTROLS (HVAC + LIGHTING) | 2027 | Technical | million_m3 | Before Competition Groups | 3.718 | 0 | 0 | 1931.2599 | 0.0019252 | 33 | Commercial_2027_Technical_million_m3_Before Competition Groups_33 | HOTEL OCCUPANCY CONTROLS (HVAC + LIGHTING) | 0.1925% | 0 | 3.718 | Commercial_2027_Technical_million_m3_Before Competition Groups_HOTEL OCCUPANCY CONTROLS (HVAC + LIGHTING)
Commercial | Com ¦ Ice Rink Heat Recovery | 2027 | Technical | million_m3 | Before Competition Groups | 3.4958 | 0 | 0 | 1931.2599 | 0.0018101 | 34 | Commercial_2027_Technical_million_m3_Before Competition Groups_34 | Ice Rink Heat Recovery | 0.181% | 0 | 3.4958 | Commercial_2027_Technical_million_m3_Before Competition Groups_Ice Rink Heat Recovery
Commercial | Com ¦ ENERGY STAR Dishwasher | 2027 | Technical | million_m3 | Before Competition Groups | 3.3439 | 0 | 0 | 1931.2599 | 0.0017315 | 35 | Commercial_2027_Technical_million_m3_Before Competition Groups_35 | ENERGY STAR Dishwasher | 0.1731% | 0 | 3.3439 | Commercial_2027_Technical_million_m3_Before Competition Groups_ENERGY STAR Dishwasher
Commercial | Com ¦ Condensing Tankless Water Heater | 2027 | Technical | million_m3 | Before Competition Groups | 3.0362 | 0 | 0 | 1931.2599 | 0.0015721 | 36 | Commercial_2027_Technical_million_m3_Before Competition Groups_36 | Condensing Tankless Water Heater | 0.1572% | 0 | 3.0362 | Commercial_2027_Technical_million_m3_Before Competition Groups_Condensing Tankless Water Heater
Commercial | Com ¦ Gas Heat Pump Water Heater | 2027 | Technical | million_m3 | Before Competition Groups | 2.604 | 0 | 0 | 1931.2599 | 0.0013483 | 37 | Commercial_2027_Technical_million_m3_Before Competition Groups_37 | Gas Heat Pump Water Heater | 0.1348% | 0 | 2.604 | Commercial_2027_Technical_million_m3_Before Competition Groups_Gas Heat Pump Water Heater
Commercial | Com ¦ Dock Door Seals | 2027 | Technical | million_m3 | Before Competition Groups | 1.8611 | 0 | 0 | 1931.2599 | 0.00096367 | 38 | Commercial_2027_Technical_million_m3_Before Competition Groups_38 | Dock Door Seals | 0.09637% | 0 | 1.8611 | Commercial_2027_Technical_million_m3_Before Competition Groups_Dock Door Seals
Commercial | Com ¦ Drain Water Heat Recovery (DWHR) ¦ Retro | 2027 | Technical | million_m3 | Before Competition Groups | 1.1511 | 0 | 0 | 1931.2599 | 0.00059601 | 39 | Commercial_2027_Technical_million_m3_Before Competition Groups_39 | Drain Water Heat Recovery (DWHR) ¦ Retro | 0.0596% | 0 | 1.1511 | Commercial_2027_Technical_million_m3_Before Competition Groups_Drain Water Heat Recovery (DWHR) ¦ Retro
Commercial | Com ¦ CEE Tier 2/Energy Star Clothes Washers | 2027 | Technical | million_m3 | Before Competition Groups | 1.0118 | 0 | 0 | 1931.2599 | 0.0005239 | 40 | Commercial_2027_Technical_million_m3_Before Competition Groups_40 | CEE Tier 2/Energy Star Clothes Washers | 0.05239% | 0 | 1.0118 | Commercial_2027_Technical_million_m3_Before Competition Groups_CEE Tier 2/Energy Star Clothes Washers
Commercial | Com ¦ Low Flow Pre-Rinse Spray Nozzle | 2027 | Technical | million_m3 | Before Competition Groups | 0.63181 | 0 | 0 | 1931.2599 | 0.00032715 | 41 | Commercial_2027_Technical_million_m3_Before Competition Groups_41 | Low Flow Pre-Rinse Spray Nozzle | 0.03272% | 0 | 0.63181 | Commercial_2027_Technical_million_m3_Before Competition Groups_Low Flow Pre-Rinse Spray Nozzle
Commercial | Com ¦ ENERGY STAR Steam Cooker | 2027 | Technical | million_m3 | Before Competition Groups | 0.44261 | 0 | 0 | 1931.2599 | 0.00022918 | 42 | Commercial_2027_Technical_million_m3_Before Competition Groups_42 | ENERGY STAR Steam Cooker | 0.02292% | 0 | 0.44261 | Commercial_2027_Technical_million_m3_Before Competition Groups_ENERGY STAR Steam Cooker
Commercial | Com ¦ Drain Water Heat Recovery (DWHR) ¦New | 2027 | Technical | million_m3 | Before Competition Groups | 0.36063 | 0 | 0 | 1931.2599 | 0.00018673 | 43 | Commercial_2027_Technical_million_m3_Before Competition Groups_43 | Drain Water Heat Recovery (DWHR) ¦New | 0.01867% | 0 | 0.36063 | Commercial_2027_Technical_million_m3_Before Competition Groups_Drain Water Heat Recovery (DWHR) ¦New
Commercial | Com ¦ Solar Water Preheat (Pools/DHW) | 2027 | Technical | million_m3 | Before Competition Groups | 0.20959 | 0 | 0 | 1931.2599 | 0.00010852 | 44 | Commercial_2027_Technical_million_m3_Before Competition Groups_44 | Solar Water Preheat (Pools/DHW) | 0.01085% | 0 | 0.20959 | Commercial_2027_Technical_million_m3_Before Competition Groups_Solar Water Preheat (Pools/DHW)
Commercial | Com ¦ Air Curtains | 2027 | Technical | million_m3 | Before Competition Groups | 0.13907 | 0 | 0 | 1931.2599 | 7.201e-05 | 45 | Commercial_2027_Technical_million_m3_Before Competition Groups_45 | Air Curtains | 0.007201% | 0 | 0.13907 | Commercial_2027_Technical_million_m3_Before Competition Groups_Air Curtains
Commercial | Com ¦ Gas Convection Oven | 2027 | Technical | million_m3 | Before Competition Groups | 0.1045 | 0 | 0 | 1931.2599 | 5.4112e-05 | 46 | Commercial_2027_Technical_million_m3_Before Competition Groups_46 | Gas Convection Oven | 0.005411% | 0 | 0.1045 | Commercial_2027_Technical_million_m3_Before Competition Groups_Gas Convection Oven
Commercial | Com ¦ Solar Preheat Make up Air | 2027 | Technical | million_m3 | Before Competition Groups | 0.062931 | 0 | 0 | 1931.2599 | 3.2585e-05 | 47 | Commercial_2027_Technical_million_m3_Before Competition Groups_47 | Solar Preheat Make up Air | 0.003259% | 0 | 0.062931 | Commercial_2027_Technical_million_m3_Before Competition Groups_Solar Preheat Make up Air
Commercial | Com ¦ Super High Perf Glazing ¦RET | 2027 | Technical | million_m3 | Before Competition Groups | 0.056866 | 0 | 0 | 1931.2599 | 2.9445e-05 | 48 | Commercial_2027_Technical_million_m3_Before Competition Groups_48 | Super High Perf Glazing ¦RET | 0.002944% | 0 | 0.056866 | Commercial_2027_Technical_million_m3_Before Competition Groups_Super High Perf Glazing ¦RET
Commercial | Com ¦ Super High Perf Glazing ¦New | 2027 | Technical | million_m3 | Before Competition Groups | 0.018535 | 0 | 0 | 1931.2599 | 9.5973e-06 | 49 | Commercial_2027_Technical_million_m3_Before Competition Groups_49 | Super High Perf Glazing ¦New | 0.0009597% | 0 | 0.018535 | Commercial_2027_Technical_million_m3_Before Competition Groups_Super High Perf Glazing ¦New
Commercial | Com ¦ Building Recommissioning, Operations and Maintenance (O&M) Improvements | 2028 | Economic | million_m3 | Before Competition Groups | 245.4383 | 0 | 0 | 1785.5917 | 0.13745 | 1 | Commercial_2028_Economic_million_m3_Before Competition Groups_1 | Building Recommissioning, Operations and Maintenance (O&M) Improvements | 13.75% | 0 | 245.4383 | Commercial_2028_Economic_million_m3_Before Competition Groups_Building Recommissioning, Operations and Maintenance (O&M) Improvements
Commercial | Com ¦ Condensing Boiler ¦ Std | 2028 | Economic | million_m3 | Before Competition Groups | 207.9454 | 0 | 0 | 1785.5917 | 0.11646 | 2 | Commercial_2028_Economic_million_m3_Before Competition Groups_2 | Condensing Boiler ¦ Std | 11.65% | 0 | 207.9454 | Commercial_2028_Economic_million_m3_Before Competition Groups_Condensing Boiler ¦ Std
Commercial | Com ¦ Demand Control Ventilation | 2028 | Economic | million_m3 | Before Competition Groups | 178.4317 | 0 | 0 | 1785.5917 | 0.099929 | 3 | Commercial_2028_Economic_million_m3_Before Competition Groups_3 | Demand Control Ventilation | 9.993% | 0 | 178.4317 | Commercial_2028_Economic_million_m3_Before Competition Groups_Demand Control Ventilation
Commercial | Com ¦ Gas Fired Rooftop Units | 2028 | Economic | million_m3 | Before Competition Groups | 149.6455 | 0 | 0 | 1785.5917 | 0.083807 | 4 | Commercial_2028_Economic_million_m3_Before Competition Groups_4 | Gas Fired Rooftop Units | 8.381% | 0 | 149.6455 | Commercial_2028_Economic_million_m3_Before Competition Groups_Gas Fired Rooftop Units
Commercial | Com ¦ Boilers - Advanced Controls (Steam Systems) | 2028 | Economic | million_m3 | Before Competition Groups | 140.4569 | 0 | 0 | 1785.5917 | 0.078661 | 5 | Commercial_2028_Economic_million_m3_Before Competition Groups_5 | Boilers - Advanced Controls (Steam Systems) | 7.866% | 0 | 140.4569 | Commercial_2028_Economic_million_m3_Before Competition Groups_Boilers - Advanced Controls (Steam Systems)
Commercial | Com ¦ Adaptive Thermostats | 2028 | Economic | million_m3 | Before Competition Groups | 132.058 | 0 | 0 | 1785.5917 | 0.073958 | 6 | Commercial_2028_Economic_million_m3_Before Competition Groups_6 | Adaptive Thermostats | 7.396% | 0 | 132.058 | Commercial_2028_Economic_million_m3_Before Competition Groups_Adaptive Thermostats
Commercial | Com ¦ Air Handler with Dedicated Outdoor Air Systems | 2028 | Economic | million_m3 | Before Competition Groups | 91.5656 | 0 | 0 | 1785.5917 | 0.05128 | 7 | Commercial_2028_Economic_million_m3_Before Competition Groups_7 | Air Handler with Dedicated Outdoor Air Systems | 5.128% | 0 | 91.5656 | Commercial_2028_Economic_million_m3_Before Competition Groups_Air Handler with Dedicated Outdoor Air Systems
Commercial | Com ¦ Education and Capacity Building/Energy Behavior | 2028 | Economic | million_m3 | Before Competition Groups | 74.0633 | 0 | 0 | 1785.5917 | 0.041478 | 8 | Commercial_2028_Economic_million_m3_Before Competition Groups_8 | Education and Capacity Building/Energy Behavior | 4.148% | 0 | 74.0633 | Commercial_2028_Economic_million_m3_Before Competition Groups_Education and Capacity Building/Energy Behavior
Commercial | Com ¦ Advanced BAS/Controllers | 2028 | Economic | million_m3 | Before Competition Groups | 72.5814 | 0 | 0 | 1785.5917 | 0.040648 | 9 | Commercial_2028_Economic_million_m3_Before Competition Groups_9 | Advanced BAS/Controllers | 4.065% | 0 | 72.5814 | Commercial_2028_Economic_million_m3_Before Competition Groups_Advanced BAS/Controllers
Commercial | Com ¦ Condensing Make Up Air Unit | 2028 | Economic | million_m3 | Before Competition Groups | 72.4336 | 0 | 0 | 1785.5917 | 0.040566 | 10 | Commercial_2028_Economic_million_m3_Before Competition Groups_10 | Condensing Make Up Air Unit | 4.057% | 0 | 72.4336 | Commercial_2028_Economic_million_m3_Before Competition Groups_Condensing Make Up Air Unit
Commercial | Com ¦ Demand Control Kitchen Ventilation | 2028 | Economic | million_m3 | Before Competition Groups | 62.3772 | 0 | 0 | 1785.5917 | 0.034934 | 11 | Commercial_2028_Economic_million_m3_Before Competition Groups_11 | Demand Control Kitchen Ventilation | 3.493% | 0 | 62.3772 | Commercial_2028_Economic_million_m3_Before Competition Groups_Demand Control Kitchen Ventilation
Commercial | Com ¦ Gas Fired Heat Pump | 2028 | Economic | million_m3 | Before Competition Groups | 60.491 | 0 | 0 | 1785.5917 | 0.033877 | 12 | Commercial_2028_Economic_million_m3_Before Competition Groups_12 | Gas Fired Heat Pump | 3.388% | 0 | 60.491 | Commercial_2028_Economic_million_m3_Before Competition Groups_Gas Fired Heat Pump
Commercial | Com ¦ Steam System Optimization | 2028 | Economic | million_m3 | Before Competition Groups | 49.2568 | 0 | 0 | 1785.5917 | 0.027586 | 13 | Commercial_2028_Economic_million_m3_Before Competition Groups_13 | Steam System Optimization | 2.759% | 0 | 49.2568 | Commercial_2028_Economic_million_m3_Before Competition Groups_Steam System Optimization
Commercial | Com ¦ Destratification | 2028 | Economic | million_m3 | Before Competition Groups | 47.6927 | 0 | 0 | 1785.5917 | 0.02671 | 14 | Commercial_2028_Economic_million_m3_Before Competition Groups_14 | Destratification | 2.671% | 0 | 47.6927 | Commercial_2028_Economic_million_m3_Before Competition Groups_Destratification
Commercial | Com ¦ Furnace Tune-Up | 2028 | Economic | million_m3 | Before Competition Groups | 46.4382 | 0 | 0 | 1785.5917 | 0.026007 | 15 | Commercial_2028_Economic_million_m3_Before Competition Groups_15 | Furnace Tune-Up | 2.601% | 0 | 46.4382 | Commercial_2028_Economic_million_m3_Before Competition Groups_Furnace Tune-Up
Commercial | Com ¦ Condensing Unit Heaters or other Efficient Unit Heating System | 2028 | Economic | million_m3 | Before Competition Groups | 42.9645 | 0 | 0 | 1785.5917 | 0.024062 | 16 | Commercial_2028_Economic_million_m3_Before Competition Groups_16 | Condensing Unit Heaters or other Efficient Unit Heating System | 2.406% | 0 | 42.9645 | Commercial_2028_Economic_million_m3_Before Competition Groups_Condensing Unit Heaters or other Efficient Unit Heating System
Commercial | Com ¦ Wall Insulation | 2028 | Economic | million_m3 | Before Competition Groups | 25.97 | 0 | 0 | 1785.5917 | 0.014544 | 17 | Commercial_2028_Economic_million_m3_Before Competition Groups_17 | Wall Insulation | 1.454% | 0 | 25.97 | Commercial_2028_Economic_million_m3_Before Competition Groups_Wall Insulation
Commercial | Com ¦ Energy Efficient Laboratory Fume Hood | 2028 | Economic | million_m3 | Before Competition Groups | 18.337 | 0 | 0 | 1785.5917 | 0.010269 | 18 | Commercial_2028_Economic_million_m3_Before Competition Groups_18 | Energy Efficient Laboratory Fume Hood | 1.027% | 0 | 18.337 | Commercial_2028_Economic_million_m3_Before Competition Groups_Energy Efficient Laboratory Fume Hood
Commercial | Com ¦ Demand controlled Circulating Systems | 2028 | Economic | million_m3 | Before Competition Groups | 13.6422 | 0 | 0 | 1785.5917 | 0.0076401 | 19 | Commercial_2028_Economic_million_m3_Before Competition Groups_19 | Demand controlled Circulating Systems | 0.764% | 0 | 13.6422 | Commercial_2028_Economic_million_m3_Before Competition Groups_Demand controlled Circulating Systems
Commercial | Com ¦ Duct Insulation, R8 | 2028 | Economic | million_m3 | Before Competition Groups | 10.6574 | 0 | 0 | 1785.5917 | 0.0059685 | 20 | Commercial_2028_Economic_million_m3_Before Competition Groups_20 | Duct Insulation, R8 | 0.5969% | 0 | 10.6574 | Commercial_2028_Economic_million_m3_Before Competition Groups_Duct Insulation, R8
Commercial | Com ¦ Ozone Laundry Treatment | 2028 | Economic | million_m3 | Before Competition Groups | 7.426 | 0 | 0 | 1785.5917 | 0.0041588 | 21 | Commercial_2028_Economic_million_m3_Before Competition Groups_21 | Ozone Laundry Treatment | 0.4159% | 0 | 7.426 | Commercial_2028_Economic_million_m3_Before Competition Groups_Ozone Laundry Treatment
Commercial | Com ¦ ENERGY STAR Fryer (84% eff) | 2028 | Economic | million_m3 | Before Competition Groups | 6.6627 | 0 | 0 | 1785.5917 | 0.0037314 | 22 | Commercial_2028_Economic_million_m3_Before Competition Groups_22 | ENERGY STAR Fryer (84% eff) | 0.3731% | 0 | 6.6627 | Commercial_2028_Economic_million_m3_Before Competition Groups_ENERGY STAR Fryer (84% eff)
Commercial | Com ¦ Infrared Heaters | 2028 | Economic | million_m3 | Before Competition Groups | 6.4812 | 0 | 0 | 1785.5917 | 0.0036297 | 23 | Commercial_2028_Economic_million_m3_Before Competition Groups_23 | Infrared Heaters | 0.363% | 0 | 6.4812 | Commercial_2028_Economic_million_m3_Before Competition Groups_Infrared Heaters
Commercial | Com ¦ High Efficiency Underfired Broilers | 2028 | Economic | million_m3 | Before Competition Groups | 5.6537 | 0 | 0 | 1785.5917 | 0.0031663 | 24 | Commercial_2028_Economic_million_m3_Before Competition Groups_24 | High Efficiency Underfired Broilers | 0.3166% | 0 | 5.6537 | Commercial_2028_Economic_million_m3_Before Competition Groups_High Efficiency Underfired Broilers
Commercial | Com ¦ ENERGY STAR Griddle (74% eff) | 2028 | Economic | million_m3 | Before Competition Groups | 4.3623 | 0 | 0 | 1785.5917 | 0.0024431 | 25 | Commercial_2028_Economic_million_m3_Before Competition Groups_25 | ENERGY STAR Griddle (74% eff) | 0.2443% | 0 | 4.3623 | Commercial_2028_Economic_million_m3_Before Competition Groups_ENERGY STAR Griddle (74% eff)
Commercial | Com ¦ ENERGY STAR Dishwasher | 2028 | Economic | million_m3 | Before Competition Groups | 3.4369 | 0 | 0 | 1785.5917 | 0.0019248 | 26 | Commercial_2028_Economic_million_m3_Before Competition Groups_26 | ENERGY STAR Dishwasher | 0.1925% | 0 | 3.4369 | Commercial_2028_Economic_million_m3_Before Competition Groups_ENERGY STAR Dishwasher
Commercial | Com ¦ Energy Recovery Ventilation and Ventilation (Enhanced) | 2028 | Economic | million_m3 | Before Competition Groups | 2.5981 | 0 | 0 | 1785.5917 | 0.0014551 | 27 | Commercial_2028_Economic_million_m3_Before Competition Groups_27 | Energy Recovery Ventilation and Ventilation (Enhanced) | 0.1455% | 0 | 2.5981 | Commercial_2028_Economic_million_m3_Before Competition Groups_Energy Recovery Ventilation and Ventilation (Enhanced)
Commercial | Com ¦ Heat Recovery Ventilator | 2028 | Economic | million_m3 | Before Competition Groups | 2.1962 | 0 | 0 | 1785.5917 | 0.0012299 | 28 | Commercial_2028_Economic_million_m3_Before Competition Groups_28 | Heat Recovery Ventilator | 0.123% | 0 | 2.1962 | Commercial_2028_Economic_million_m3_Before Competition Groups_Heat Recovery Ventilator
Commercial | Com ¦ Drain Water Heat Recovery (DWHR) ¦ Retro | 2028 | Economic | million_m3 | Before Competition Groups | 1.1279 | 0 | 0 | 1785.5917 | 0.00063168 | 29 | Commercial_2028_Economic_million_m3_Before Competition Groups_29 | Drain Water Heat Recovery (DWHR) ¦ Retro | 0.06317% | 0 | 1.1279 | Commercial_2028_Economic_million_m3_Before Competition Groups_Drain Water Heat Recovery (DWHR) ¦ Retro
Commercial | Com ¦ CEE Tier 2/Energy Star Clothes Washers | 2028 | Economic | million_m3 | Before Competition Groups | 1.0727 | 0 | 0 | 1785.5917 | 0.00060075 | 30 | Commercial_2028_Economic_million_m3_Before Competition Groups_30 | CEE Tier 2/Energy Star Clothes Washers | 0.06007% | 0 | 1.0727 | Commercial_2028_Economic_million_m3_Before Competition Groups_CEE Tier 2/Energy Star Clothes Washers
Commercial | Com ¦ Low Flow Pre-Rinse Spray Nozzle | 2028 | Economic | million_m3 | Before Competition Groups | 0.6514 | 0 | 0 | 1785.5917 | 0.00036481 | 31 | Commercial_2028_Economic_million_m3_Before Competition Groups_31 | Low Flow Pre-Rinse Spray Nozzle | 0.03648% | 0 | 0.6514 | Commercial_2028_Economic_million_m3_Before Competition Groups_Low Flow Pre-Rinse Spray Nozzle
Commercial | Com ¦ ENERGY STAR Steam Cooker | 2028 | Economic | million_m3 | Before Competition Groups | 0.47673 | 0 | 0 | 1785.5917 | 0.00026699 | 32 | Commercial_2028_Economic_million_m3_Before Competition Groups_32 | ENERGY STAR Steam Cooker | 0.0267% | 0 | 0.47673 | Commercial_2028_Economic_million_m3_Before Competition Groups_ENERGY STAR Steam Cooker
Commercial | Com ¦ Drain Water Heat Recovery (DWHR) ¦New | 2028 | Economic | million_m3 | Before Competition Groups | 0.39605 | 0 | 0 | 1785.5917 | 0.00022181 | 33 | Commercial_2028_Economic_million_m3_Before Competition Groups_33 | Drain Water Heat Recovery (DWHR) ¦New | 0.02218% | 0 | 0.39605 | Commercial_2028_Economic_million_m3_Before Competition Groups_Drain Water Heat Recovery (DWHR) ¦New
Commercial | Com ¦ Gas Heat Pump Water Heater | 2028 | Economic | million_m3 | Before Competition Groups | 0.24486 | 0 | 0 | 1785.5917 | 0.00013713 | 34 | Commercial_2028_Economic_million_m3_Before Competition Groups_34 | Gas Heat Pump Water Heater | 0.01371% | 0 | 0.24486 | Commercial_2028_Economic_million_m3_Before Competition Groups_Gas Heat Pump Water Heater
Commercial | Com ¦ Solar Water Preheat (Pools/DHW) | 2028 | Economic | million_m3 | Before Competition Groups | 0.21845 | 0 | 0 | 1785.5917 | 0.00012234 | 35 | Commercial_2028_Economic_million_m3_Before Competition Groups_35 | Solar Water Preheat (Pools/DHW) | 0.01223% | 0 | 0.21845 | Commercial_2028_Economic_million_m3_Before Competition Groups_Solar Water Preheat (Pools/DHW)
Commercial | Com ¦ Air Curtains | 2028 | Economic | million_m3 | Before Competition Groups | 0.14002 | 0 | 0 | 1785.5917 | 7.8416e-05 | 36 | Commercial_2028_Economic_million_m3_Before Competition Groups_36 | Air Curtains | 0.007842% | 0 | 0.14002 | Commercial_2028_Economic_million_m3_Before Competition Groups_Air Curtains
Commercial | Com ¦ Adaptive Thermostats | 2028 | SC A | million_m3 | Before Competition Groups | 52.2379 | 0 | 0 | 446.8861 | 0.11689 | 1 | Commercial_2028_SC A_million_m3_Before Competition Groups_1 | Adaptive Thermostats | 11.69% | 0 | 52.2379 | Commercial_2028_SC A_million_m3_Before Competition Groups_Adaptive Thermostats
Commercial | Com ¦ Demand Control Ventilation | 2028 | SC A | million_m3 | Before Competition Groups | 48.3303 | 0 | 0 | 446.8861 | 0.10815 | 2 | Commercial_2028_SC A_million_m3_Before Competition Groups_2 | Demand Control Ventilation | 10.81% | 0 | 48.3303 | Commercial_2028_SC A_million_m3_Before Competition Groups_Demand Control Ventilation
Commercial | Com ¦ Boilers - Advanced Controls (Steam Systems) | 2028 | SC A | million_m3 | Before Competition Groups | 46.7332 | 0 | 0 | 446.8861 | 0.10458 | 3 | Commercial_2028_SC A_million_m3_Before Competition Groups_3 | Boilers - Advanced Controls (Steam Systems) | 10.46% | 0 | 46.7332 | Commercial_2028_SC A_million_m3_Before Competition Groups_Boilers - Advanced Controls (Steam Systems)
Commercial | Com ¦ Building Recommissioning, Operations and Maintenance (O&M) Improvements | 2028 | SC A | million_m3 | Before Competition Groups | 36.6674 | 0 | 0 | 446.8861 | 0.082051 | 4 | Commercial_2028_SC A_million_m3_Before Competition Groups_4 | Building Recommissioning, Operations and Maintenance (O&M) Improvements | 8.205% | 0 | 36.6674 | Commercial_2028_SC A_million_m3_Before Competition Groups_Building Recommissioning, Operations and Maintenance (O&M) Improvements
Commercial | Com ¦ Condensing Boiler ¦ Std | 2028 | SC A | million_m3 | Before Competition Groups | 33.3022 | 0 | 0 | 446.8861 | 0.07452 | 5 | Commercial_2028_SC A_million_m3_Before Competition Groups_5 | Condensing Boiler ¦ Std | 7.452% | 0 | 33.3022 | Commercial_2028_SC A_million_m3_Before Competition Groups_Condensing Boiler ¦ Std
Commercial | Com ¦ Condensing Make Up Air Unit | 2028 | SC A | million_m3 | Before Competition Groups | 24.5945 | 0 | 0 | 446.8861 | 0.055035 | 6 | Commercial_2028_SC A_million_m3_Before Competition Groups_6 | Condensing Make Up Air Unit | 5.504% | 0 | 24.5945 | Commercial_2028_SC A_million_m3_Before Competition Groups_Condensing Make Up Air Unit
Commercial | Com ¦ Gas Fired Rooftop Units | 2028 | SC A | million_m3 | Before Competition Groups | 23.1476 | 0 | 0 | 446.8861 | 0.051797 | 7 | Commercial_2028_SC A_million_m3_Before Competition Groups_7 | Gas Fired Rooftop Units | 5.18% | 0 | 23.1476 | Commercial_2028_SC A_million_m3_Before Competition Groups_Gas Fired Rooftop Units
Commercial | Com ¦ Air Handler with Dedicated Outdoor Air Systems | 2028 | SC A | million_m3 | Before Competition Groups | 21.7519 | 0 | 0 | 446.8861 | 0.048674 | 8 | Commercial_2028_SC A_million_m3_Before Competition Groups_8 | Air Handler with Dedicated Outdoor Air Systems | 4.867% | 0 | 21.7519 | Commercial_2028_SC A_million_m3_Before Competition Groups_Air Handler with Dedicated Outdoor Air Systems
Commercial | Com ¦ Gas Fired Heat Pump | 2028 | SC A | million_m3 | Before Competition Groups | 21.6687 | 0 | 0 | 446.8861 | 0.048488 | 9 | Commercial_2028_SC A_million_m3_Before Competition Groups_9 | Gas Fired Heat Pump | 4.849% | 0 | 21.6687 | Commercial_2028_SC A_million_m3_Before Competition Groups_Gas Fired Heat Pump
Commercial | Com ¦ Demand Control Kitchen Ventilation | 2028 | SC A | million_m3 | Before Competition Groups | 19.6685 | 0 | 0 | 446.8861 | 0.044012 | 10 | Commercial_2028_SC A_million_m3_Before Competition Groups_10 | Demand Control Kitchen Ventilation | 4.401% | 0 | 19.6685 | Commercial_2028_SC A_million_m3_Before Competition Groups_Demand Control Kitchen Ventilation
Commercial | Com ¦ Advanced BAS/Controllers | 2028 | SC A | million_m3 | Before Competition Groups | 18.6423 | 0 | 0 | 446.8861 | 0.041716 | 11 | Commercial_2028_SC A_million_m3_Before Competition Groups_11 | Advanced BAS/Controllers | 4.172% | 0 | 18.6423 | Commercial_2028_SC A_million_m3_Before Competition Groups_Advanced BAS/Controllers
Commercial | Com ¦ Steam System Optimization | 2028 | SC A | million_m3 | Before Competition Groups | 17.9794 | 0 | 0 | 446.8861 | 0.040233 | 12 | Commercial_2028_SC A_million_m3_Before Competition Groups_12 | Steam System Optimization | 4.023% | 0 | 17.9794 | Commercial_2028_SC A_million_m3_Before Competition Groups_Steam System Optimization
Commercial | Com ¦ Furnace Tune-Up | 2028 | SC A | million_m3 | Before Competition Groups | 16.7082 | 0 | 0 | 446.8861 | 0.037388 | 13 | Commercial_2028_SC A_million_m3_Before Competition Groups_13 | Furnace Tune-Up | 3.739% | 0 | 16.7082 | Commercial_2028_SC A_million_m3_Before Competition Groups_Furnace Tune-Up
Commercial | Com ¦ Destratification | 2028 | SC A | million_m3 | Before Competition Groups | 16.5945 | 0 | 0 | 446.8861 | 0.037134 | 14 | Commercial_2028_SC A_million_m3_Before Competition Groups_14 | Destratification | 3.713% | 0 | 16.5945 | Commercial_2028_SC A_million_m3_Before Competition Groups_Destratification
Commercial | Com ¦ Wall Insulation | 2028 | SC A | million_m3 | Before Competition Groups | 9.3948 | 0 | 0 | 446.8861 | 0.021023 | 15 | Commercial_2028_SC A_million_m3_Before Competition Groups_15 | Wall Insulation | 2.102% | 0 | 9.3948 | Commercial_2028_SC A_million_m3_Before Competition Groups_Wall Insulation
Commercial | Com ¦ Condensing Unit Heaters or other Efficient Unit Heating System | 2028 | SC A | million_m3 | Before Competition Groups | 9.0615 | 0 | 0 | 446.8861 | 0.020277 | 16 | Commercial_2028_SC A_million_m3_Before Competition Groups_16 | Condensing Unit Heaters or other Efficient Unit Heating System | 2.028% | 0 | 9.0615 | Commercial_2028_SC A_million_m3_Before Competition Groups_Condensing Unit Heaters or other Efficient Unit Heating System
Commercial | Com ¦ Education and Capacity Building/Energy Behavior | 2028 | SC A | million_m3 | Before Competition Groups | 8.8285 | 0 | 0 | 446.8861 | 0.019756 | 17 | Commercial_2028_SC A_million_m3_Before Competition Groups_17 | Education and Capacity Building/Energy Behavior | 1.976% | 0 | 8.8285 | Commercial_2028_SC A_million_m3_Before Competition Groups_Education and Capacity Building/Energy Behavior
Commercial | Com ¦ Demand controlled Circulating Systems | 2028 | SC A | million_m3 | Before Competition Groups | 4.601 | 0 | 0 | 446.8861 | 0.010296 | 18 | Commercial_2028_SC A_million_m3_Before Competition Groups_18 | Demand controlled Circulating Systems | 1.03% | 0 | 4.601 | Commercial_2028_SC A_million_m3_Before Competition Groups_Demand controlled Circulating Systems
Commercial | Com ¦ High Efficiency Underfired Broilers | 2028 | SC A | million_m3 | Before Competition Groups | 3.0813 | 0 | 0 | 446.8861 | 0.006895 | 19 | Commercial_2028_SC A_million_m3_Before Competition Groups_19 | High Efficiency Underfired Broilers | 0.6895% | 0 | 3.0813 | Commercial_2028_SC A_million_m3_Before Competition Groups_High Efficiency Underfired Broilers
Commercial | Com ¦ Duct Insulation, R8 | 2028 | SC A | million_m3 | Before Competition Groups | 2.916 | 0 | 0 | 446.8861 | 0.0065252 | 20 | Commercial_2028_SC A_million_m3_Before Competition Groups_20 | Duct Insulation, R8 | 0.6525% | 0 | 2.916 | Commercial_2028_SC A_million_m3_Before Competition Groups_Duct Insulation, R8
Commercial | Com ¦ ENERGY STAR Fryer (84% eff) | 2028 | SC A | million_m3 | Before Competition Groups | 2.6948 | 0 | 0 | 446.8861 | 0.0060302 | 21 | Commercial_2028_SC A_million_m3_Before Competition Groups_21 | ENERGY STAR Fryer (84% eff) | 0.603% | 0 | 2.6948 | Commercial_2028_SC A_million_m3_Before Competition Groups_ENERGY STAR Fryer (84% eff)
Commercial | Com ¦ Energy Efficient Laboratory Fume Hood | 2028 | SC A | million_m3 | Before Competition Groups | 1.9321 | 0 | 0 | 446.8861 | 0.0043234 | 22 | Commercial_2028_SC A_million_m3_Before Competition Groups_22 | Energy Efficient Laboratory Fume Hood | 0.4323% | 0 | 1.9321 | Commercial_2028_SC A_million_m3_Before Competition Groups_Energy Efficient Laboratory Fume Hood
Commercial | Com ¦ Ozone Laundry Treatment | 2028 | SC A | million_m3 | Before Competition Groups | 1.4976 | 0 | 0 | 446.8861 | 0.0033513 | 23 | Commercial_2028_SC A_million_m3_Before Competition Groups_23 | Ozone Laundry Treatment | 0.3351% | 0 | 1.4976 | Commercial_2028_SC A_million_m3_Before Competition Groups_Ozone Laundry Treatment
Commercial | Com ¦ Infrared Heaters | 2028 | SC A | million_m3 | Before Competition Groups | 1.0139 | 0 | 0 | 446.8861 | 0.0022688 | 24 | Commercial_2028_SC A_million_m3_Before Competition Groups_24 | Infrared Heaters | 0.2269% | 0 | 1.0139 | Commercial_2028_SC A_million_m3_Before Competition Groups_Infrared Heaters
Commercial | Com ¦ ENERGY STAR Dishwasher | 2028 | SC A | million_m3 | Before Competition Groups | 0.99163 | 0 | 0 | 446.8861 | 0.002219 | 25 | Commercial_2028_SC A_million_m3_Before Competition Groups_25 | ENERGY STAR Dishwasher | 0.2219% | 0 | 0.99163 | Commercial_2028_SC A_million_m3_Before Competition Groups_ENERGY STAR Dishwasher
Commercial | Com ¦ ENERGY STAR Griddle (74% eff) | 2028 | SC A | million_m3 | Before Competition Groups | 0.95503 | 0 | 0 | 446.8861 | 0.0021371 | 26 | Commercial_2028_SC A_million_m3_Before Competition Groups_26 | ENERGY STAR Griddle (74% eff) | 0.2137% | 0 | 0.95503 | Commercial_2028_SC A_million_m3_Before Competition Groups_ENERGY STAR Griddle (74% eff)
Commercial | Com ¦ CEE Tier 2/Energy Star Clothes Washers | 2028 | SC A | million_m3 | Before Competition Groups | 0.52844 | 0 | 0 | 446.8861 | 0.0011825 | 27 | Commercial_2028_SC A_million_m3_Before Competition Groups_27 | CEE Tier 2/Energy Star Clothes Washers | 0.1182% | 0 | 0.52844 | Commercial_2028_SC A_million_m3_Before Competition Groups_CEE Tier 2/Energy Star Clothes Washers
Commercial | Com ¦ Drain Water Heat Recovery (DWHR) ¦ Retro | 2028 | SC A | million_m3 | Before Competition Groups | 0.42494 | 0 | 0 | 446.8861 | 0.0009509 | 28 | Commercial_2028_SC A_million_m3_Before Competition Groups_28 | Drain Water Heat Recovery (DWHR) ¦ Retro | 0.09509% | 0 | 0.42494 | Commercial_2028_SC A_million_m3_Before Competition Groups_Drain Water Heat Recovery (DWHR) ¦ Retro
Commercial | Com ¦ ENERGY STAR Steam Cooker | 2028 | SC A | million_m3 | Before Competition Groups | 0.28067 | 0 | 0 | 446.8861 | 0.00062805 | 29 | Commercial_2028_SC A_million_m3_Before Competition Groups_29 | ENERGY STAR Steam Cooker | 0.06281% | 0 | 0.28067 | Commercial_2028_SC A_million_m3_Before Competition Groups_ENERGY STAR Steam Cooker
Commercial | Com ¦ Low Flow Pre-Rinse Spray Nozzle | 2028 | SC A | million_m3 | Before Competition Groups | 0.26851 | 0 | 0 | 446.8861 | 0.00060085 | 30 | Commercial_2028_SC A_million_m3_Before Competition Groups_30 | Low Flow Pre-Rinse Spray Nozzle | 0.06008% | 0 | 0.26851 | Commercial_2028_SC A_million_m3_Before Competition Groups_Low Flow Pre-Rinse Spray Nozzle
Commercial | Com ¦ Energy Recovery Ventilation and Ventilation (Enhanced) | 2028 | SC A | million_m3 | Before Competition Groups | 0.22092 | 0 | 0 | 446.8861 | 0.00049436 | 31 | Commercial_2028_SC A_million_m3_Before Competition Groups_31 | Energy Recovery Ventilation and Ventilation (Enhanced) | 0.04944% | 0 | 0.22092 | Commercial_2028_SC A_million_m3_Before Competition Groups_Energy Recovery Ventilation and Ventilation (Enhanced)
Commercial | Com ¦ Drain Water Heat Recovery (DWHR) ¦New | 2028 | SC A | million_m3 | Before Competition Groups | 0.10095 | 0 | 0 | 446.8861 | 0.0002259 | 32 | Commercial_2028_SC A_million_m3_Before Competition Groups_32 | Drain Water Heat Recovery (DWHR) ¦New | 0.02259% | 0 | 0.10095 | Commercial_2028_SC A_million_m3_Before Competition Groups_Drain Water Heat Recovery (DWHR) ¦New
Commercial | Com ¦ Heat Recovery Ventilator | 2028 | SC A | million_m3 | Before Competition Groups | 0.039445 | 0 | 0 | 446.8861 | 8.8266e-05 | 33 | Commercial_2028_SC A_million_m3_Before Competition Groups_33 | Heat Recovery Ventilator | 0.008827% | 0 | 0.039445 | Commercial_2028_SC A_million_m3_Before Competition Groups_Heat Recovery Ventilator
Commercial | Com ¦ Solar Water Preheat (Pools/DHW) | 2028 | SC A | million_m3 | Before Competition Groups | 0.026766 | 0 | 0 | 446.8861 | 5.9895e-05 | 34 | Commercial_2028_SC A_million_m3_Before Competition Groups_34 | Solar Water Preheat (Pools/DHW) | 0.00599% | 0 | 0.026766 | Commercial_2028_SC A_million_m3_Before Competition Groups_Solar Water Preheat (Pools/DHW)
Commercial | Com ¦ Gas Heat Pump Water Heater | 2028 | SC A | million_m3 | Before Competition Groups | 0.00062195 | 0 | 0 | 446.8861 | 1.3917e-06 | 35 | Commercial_2028_SC A_million_m3_Before Competition Groups_35 | Gas Heat Pump Water Heater | 0.0001392% | 0 | 0.00062195 | Commercial_2028_SC A_million_m3_Before Competition Groups_Gas Heat Pump Water Heater
Commercial | Com ¦ Air Curtains | 2028 | SC A | million_m3 | Before Competition Groups | 9.5712e-05 | 0 | 0 | 446.8861 | 2.1418e-07 | 36 | Commercial_2028_SC A_million_m3_Before Competition Groups_36 | Air Curtains | 2.142e-05% | 0 | 9.5712e-05 | Commercial_2028_SC A_million_m3_Before Competition Groups_Air Curtains
Commercial | Com ¦ Demand Control Ventilation | 2028 | SC B | million_m3 | Before Competition Groups | 113.138 | 0 | 0 | 935.0083 | 0.121 | 1 | Commercial_2028_SC B_million_m3_Before Competition Groups_1 | Demand Control Ventilation | 12.1% | 0 | 113.138 | Commercial_2028_SC B_million_m3_Before Competition Groups_Demand Control Ventilation
Commercial | Com ¦ Adaptive Thermostats | 2028 | SC B | million_m3 | Before Competition Groups | 100.9039 | 0 | 0 | 935.0083 | 0.10792 | 2 | Commercial_2028_SC B_million_m3_Before Competition Groups_2 | Adaptive Thermostats | 10.79% | 0 | 100.9039 | Commercial_2028_SC B_million_m3_Before Competition Groups_Adaptive Thermostats
Commercial | Com ¦ Condensing Boiler ¦ Std | 2028 | SC B | million_m3 | Before Competition Groups | 89.6264 | 0 | 0 | 935.0083 | 0.095856 | 3 | Commercial_2028_SC B_million_m3_Before Competition Groups_3 | Condensing Boiler ¦ Std | 9.586% | 0 | 89.6264 | Commercial_2028_SC B_million_m3_Before Competition Groups_Condensing Boiler ¦ Std
Commercial | Com ¦ Air Handler with Dedicated Outdoor Air Systems | 2028 | SC B | million_m3 | Before Competition Groups | 73.0035 | 0 | 0 | 935.0083 | 0.078078 | 4 | Commercial_2028_SC B_million_m3_Before Competition Groups_4 | Air Handler with Dedicated Outdoor Air Systems | 7.808% | 0 | 73.0035 | Commercial_2028_SC B_million_m3_Before Competition Groups_Air Handler with Dedicated Outdoor Air Systems
Commercial | Com ¦ Building Recommissioning, Operations and Maintenance (O&M) Improvements | 2028 | SC B | million_m3 | Before Competition Groups | 64.8691 | 0 | 0 | 935.0083 | 0.069378 | 5 | Commercial_2028_SC B_million_m3_Before Competition Groups_5 | Building Recommissioning, Operations and Maintenance (O&M) Improvements | 6.938% | 0 | 64.8691 | Commercial_2028_SC B_million_m3_Before Competition Groups_Building Recommissioning, Operations and Maintenance (O&M) Improvements
Commercial | Com ¦ Gas Fired Rooftop Units | 2028 | SC B | million_m3 | Before Competition Groups | 51.6289 | 0 | 0 | 935.0083 | 0.055218 | 6 | Commercial_2028_SC B_million_m3_Before Competition Groups_6 | Gas Fired Rooftop Units | 5.522% | 0 | 51.6289 | Commercial_2028_SC B_million_m3_Before Competition Groups_Gas Fired Rooftop Units
Commercial | Com ¦ Boilers - Advanced Controls (Steam Systems) | 2028 | SC B | million_m3 | Before Competition Groups | 47.2753 | 0 | 0 | 935.0083 | 0.050561 | 7 | Commercial_2028_SC B_million_m3_Before Competition Groups_7 | Boilers - Advanced Controls (Steam Systems) | 5.056% | 0 | 47.2753 | Commercial_2028_SC B_million_m3_Before Competition Groups_Boilers - Advanced Controls (Steam Systems)
Commercial | Com ¦ Education and Capacity Building/Energy Behavior | 2028 | SC B | million_m3 | Before Competition Groups | 44.1423 | 0 | 0 | 935.0083 | 0.047211 | 8 | Commercial_2028_SC B_million_m3_Before Competition Groups_8 | Education and Capacity Building/Energy Behavior | 4.721% | 0 | 44.1423 | Commercial_2028_SC B_million_m3_Before Competition Groups_Education and Capacity Building/Energy Behavior
Commercial | Com ¦ Steam System Optimization | 2028 | SC B | million_m3 | Before Competition Groups | 39.6715 | 0 | 0 | 935.0083 | 0.042429 | 9 | Commercial_2028_SC B_million_m3_Before Competition Groups_9 | Steam System Optimization | 4.243% | 0 | 39.6715 | Commercial_2028_SC B_million_m3_Before Competition Groups_Steam System Optimization
Commercial | Com ¦ Demand Control Kitchen Ventilation | 2028 | SC B | million_m3 | Before Competition Groups | 39.6367 | 0 | 0 | 935.0083 | 0.042392 | 10 | Commercial_2028_SC B_million_m3_Before Competition Groups_10 | Demand Control Kitchen Ventilation | 4.239% | 0 | 39.6367 | Commercial_2028_SC B_million_m3_Before Competition Groups_Demand Control Kitchen Ventilation
Commercial | Com ¦ Destratification | 2028 | SC B | million_m3 | Before Competition Groups | 39.2072 | 0 | 0 | 935.0083 | 0.041932 | 11 | Commercial_2028_SC B_million_m3_Before Competition Groups_11 | Destratification | 4.193% | 0 | 39.2072 | Commercial_2028_SC B_million_m3_Before Competition Groups_Destratification
Commercial | Com ¦ Furnace Tune-Up | 2028 | SC B | million_m3 | Before Competition Groups | 37.076 | 0 | 0 | 935.0083 | 0.039653 | 12 | Commercial_2028_SC B_million_m3_Before Competition Groups_12 | Furnace Tune-Up | 3.965% | 0 | 37.076 | Commercial_2028_SC B_million_m3_Before Competition Groups_Furnace Tune-Up
Commercial | Com ¦ Condensing Make Up Air Unit | 2028 | SC B | million_m3 | Before Competition Groups | 35.9747 | 0 | 0 | 935.0083 | 0.038475 | 13 | Commercial_2028_SC B_million_m3_Before Competition Groups_13 | Condensing Make Up Air Unit | 3.848% | 0 | 35.9747 | Commercial_2028_SC B_million_m3_Before Competition Groups_Condensing Make Up Air Unit
Commercial | Com ¦ Gas Fired Heat Pump | 2028 | SC B | million_m3 | Before Competition Groups | 32.642 | 0 | 0 | 935.0083 | 0.034911 | 14 | Commercial_2028_SC B_million_m3_Before Competition Groups_14 | Gas Fired Heat Pump | 3.491% | 0 | 32.642 | Commercial_2028_SC B_million_m3_Before Competition Groups_Gas Fired Heat Pump
Commercial | Com ¦ Advanced BAS/Controllers | 2028 | SC B | million_m3 | Before Competition Groups | 27.0921 | 0 | 0 | 935.0083 | 0.028975 | 15 | Commercial_2028_SC B_million_m3_Before Competition Groups_15 | Advanced BAS/Controllers | 2.898% | 0 | 27.0921 | Commercial_2028_SC B_million_m3_Before Competition Groups_Advanced BAS/Controllers
Commercial | Com ¦ Wall Insulation | 2028 | SC B | million_m3 | Before Competition Groups | 20.9321 | 0 | 0 | 935.0083 | 0.022387 | 16 | Commercial_2028_SC B_million_m3_Before Competition Groups_16 | Wall Insulation | 2.239% | 0 | 20.9321 | Commercial_2028_SC B_million_m3_Before Competition Groups_Wall Insulation
Commercial | Com ¦ Condensing Unit Heaters or other Efficient Unit Heating System | 2028 | SC B | million_m3 | Before Competition Groups | 19.3719 | 0 | 0 | 935.0083 | 0.020718 | 17 | Commercial_2028_SC B_million_m3_Before Competition Groups_17 | Condensing Unit Heaters or other Efficient Unit Heating System | 2.072% | 0 | 19.3719 | Commercial_2028_SC B_million_m3_Before Competition Groups_Condensing Unit Heaters or other Efficient Unit Heating System
Commercial | Com ¦ Energy Efficient Laboratory Fume Hood | 2028 | SC B | million_m3 | Before Competition Groups | 14.4449 | 0 | 0 | 935.0083 | 0.015449 | 18 | Commercial_2028_SC B_million_m3_Before Competition Groups_18 | Energy Efficient Laboratory Fume Hood | 1.545% | 0 | 14.4449 | Commercial_2028_SC B_million_m3_Before Competition Groups_Energy Efficient Laboratory Fume Hood
Commercial | Com ¦ Demand controlled Circulating Systems | 2028 | SC B | million_m3 | Before Competition Groups | 10.9958 | 0 | 0 | 935.0083 | 0.01176 | 19 | Commercial_2028_SC B_million_m3_Before Competition Groups_19 | Demand controlled Circulating Systems | 1.176% | 0 | 10.9958 | Commercial_2028_SC B_million_m3_Before Competition Groups_Demand controlled Circulating Systems
Commercial | Com ¦ Duct Insulation, R8 | 2028 | SC B | million_m3 | Before Competition Groups | 8.5458 | 0 | 0 | 935.0083 | 0.0091398 | 20 | Commercial_2028_SC B_million_m3_Before Competition Groups_20 | Duct Insulation, R8 | 0.914% | 0 | 8.5458 | Commercial_2028_SC B_million_m3_Before Competition Groups_Duct Insulation, R8
Commercial | Com ¦ Ozone Laundry Treatment | 2028 | SC B | million_m3 | Before Competition Groups | 5.2664 | 0 | 0 | 935.0083 | 0.0056324 | 21 | Commercial_2028_SC B_million_m3_Before Competition Groups_21 | Ozone Laundry Treatment | 0.5632% | 0 | 5.2664 | Commercial_2028_SC B_million_m3_Before Competition Groups_Ozone Laundry Treatment
Commercial | Com ¦ ENERGY STAR Fryer (84% eff) | 2028 | SC B | million_m3 | Before Competition Groups | 3.9903 | 0 | 0 | 935.0083 | 0.0042677 | 22 | Commercial_2028_SC B_million_m3_Before Competition Groups_22 | ENERGY STAR Fryer (84% eff) | 0.4268% | 0 | 3.9903 | Commercial_2028_SC B_million_m3_Before Competition Groups_ENERGY STAR Fryer (84% eff)
Commercial | Com ¦ High Efficiency Underfired Broilers | 2028 | SC B | million_m3 | Before Competition Groups | 3.6911 | 0 | 0 | 935.0083 | 0.0039477 | 23 | Commercial_2028_SC B_million_m3_Before Competition Groups_23 | High Efficiency Underfired Broilers | 0.3948% | 0 | 3.6911 | Commercial_2028_SC B_million_m3_Before Competition Groups_High Efficiency Underfired Broilers
Commercial | Com ¦ ENERGY STAR Griddle (74% eff) | 2028 | SC B | million_m3 | Before Competition Groups | 2.6414 | 0 | 0 | 935.0083 | 0.002825 | 24 | Commercial_2028_SC B_million_m3_Before Competition Groups_24 | ENERGY STAR Griddle (74% eff) | 0.2825% | 0 | 2.6414 | Commercial_2028_SC B_million_m3_Before Competition Groups_ENERGY STAR Griddle (74% eff)
Commercial | Com ¦ Infrared Heaters | 2028 | SC B | million_m3 | Before Competition Groups | 2.5005 | 0 | 0 | 935.0083 | 0.0026743 | 25 | Commercial_2028_SC B_million_m3_Before Competition Groups_25 | Infrared Heaters | 0.2674% | 0 | 2.5005 | Commercial_2028_SC B_million_m3_Before Competition Groups_Infrared Heaters
Commercial | Com ¦ Heat Recovery Ventilator | 2028 | SC B | million_m3 | Before Competition Groups | 1.3651 | 0 | 0 | 935.0083 | 0.00146 | 26 | Commercial_2028_SC B_million_m3_Before Competition Groups_26 | Heat Recovery Ventilator | 0.146% | 0 | 1.3651 | Commercial_2028_SC B_million_m3_Before Competition Groups_Heat Recovery Ventilator
Commercial | Com ¦ Energy Recovery Ventilation and Ventilation (Enhanced) | 2028 | SC B | million_m3 | Before Competition Groups | 1.3399 | 0 | 0 | 935.0083 | 0.0014331 | 27 | Commercial_2028_SC B_million_m3_Before Competition Groups_27 | Energy Recovery Ventilation and Ventilation (Enhanced) | 0.1433% | 0 | 1.3399 | Commercial_2028_SC B_million_m3_Before Competition Groups_Energy Recovery Ventilation and Ventilation (Enhanced)
Commercial | Com ¦ ENERGY STAR Dishwasher | 2028 | SC B | million_m3 | Before Competition Groups | 1.2675 | 0 | 0 | 935.0083 | 0.0013556 | 28 | Commercial_2028_SC B_million_m3_Before Competition Groups_28 | ENERGY STAR Dishwasher | 0.1356% | 0 | 1.2675 | Commercial_2028_SC B_million_m3_Before Competition Groups_ENERGY STAR Dishwasher
Commercial | Com ¦ Drain Water Heat Recovery (DWHR) ¦ Retro | 2028 | SC B | million_m3 | Before Competition Groups | 0.93369 | 0 | 0 | 935.0083 | 0.00099859 | 29 | Commercial_2028_SC B_million_m3_Before Competition Groups_29 | Drain Water Heat Recovery (DWHR) ¦ Retro | 0.09986% | 0 | 0.93369 | Commercial_2028_SC B_million_m3_Before Competition Groups_Drain Water Heat Recovery (DWHR) ¦ Retro
Commercial | Com ¦ CEE Tier 2/Energy Star Clothes Washers | 2028 | SC B | million_m3 | Before Competition Groups | 0.7417 | 0 | 0 | 935.0083 | 0.00079326 | 30 | Commercial_2028_SC B_million_m3_Before Competition Groups_30 | CEE Tier 2/Energy Star Clothes Washers | 0.07933% | 0 | 0.7417 | Commercial_2028_SC B_million_m3_Before Competition Groups_CEE Tier 2/Energy Star Clothes Washers
Commercial | Com ¦ Low Flow Pre-Rinse Spray Nozzle | 2028 | SC B | million_m3 | Before Competition Groups | 0.40173 | 0 | 0 | 935.0083 | 0.00042965 | 31 | Commercial_2028_SC B_million_m3_Before Competition Groups_31 | Low Flow Pre-Rinse Spray Nozzle | 0.04296% | 0 | 0.40173 | Commercial_2028_SC B_million_m3_Before Competition Groups_Low Flow Pre-Rinse Spray Nozzle
Commercial | Com ¦ ENERGY STAR Steam Cooker | 2028 | SC B | million_m3 | Before Competition Groups | 0.28557 | 0 | 0 | 935.0083 | 0.00030542 | 32 | Commercial_2028_SC B_million_m3_Before Competition Groups_32 | ENERGY STAR Steam Cooker | 0.03054% | 0 | 0.28557 | Commercial_2028_SC B_million_m3_Before Competition Groups_ENERGY STAR Steam Cooker
Commercial | Com ¦ Drain Water Heat Recovery (DWHR) ¦New | 2028 | SC B | million_m3 | Before Competition Groups | 0.15381 | 0 | 0 | 935.0083 | 0.0001645 | 33 | Commercial_2028_SC B_million_m3_Before Competition Groups_33 | Drain Water Heat Recovery (DWHR) ¦New | 0.01645% | 0 | 0.15381 | Commercial_2028_SC B_million_m3_Before Competition Groups_Drain Water Heat Recovery (DWHR) ¦New
Commercial | Com ¦ Air Curtains | 2028 | SC B | million_m3 | Before Competition Groups | 0.10018 | 0 | 0 | 935.0083 | 0.00010715 | 34 | Commercial_2028_SC B_million_m3_Before Competition Groups_34 | Air Curtains | 0.01071% | 0 | 0.10018 | Commercial_2028_SC B_million_m3_Before Competition Groups_Air Curtains
Commercial | Com ¦ Gas Heat Pump Water Heater | 2028 | SC B | million_m3 | Before Competition Groups | 0.080678 | 0 | 0 | 935.0083 | 8.6286e-05 | 35 | Commercial_2028_SC B_million_m3_Before Competition Groups_35 | Gas Heat Pump Water Heater | 0.008629% | 0 | 0.080678 | Commercial_2028_SC B_million_m3_Before Competition Groups_Gas Heat Pump Water Heater
Commercial | Com ¦ Solar Water Preheat (Pools/DHW) | 2028 | SC B | million_m3 | Before Competition Groups | 0.070876 | 0 | 0 | 935.0083 | 7.5803e-05 | 36 | Commercial_2028_SC B_million_m3_Before Competition Groups_36 | Solar Water Preheat (Pools/DHW) | 0.00758% | 0 | 0.070876 | Commercial_2028_SC B_million_m3_Before Competition Groups_Solar Water Preheat (Pools/DHW)
Commercial | Com ¦ Demand Control Ventilation | 2028 | SC C | million_m3 | Before Competition Groups | 53.1071 | 0 | 0 | 481.2096 | 0.11036 | 1 | Commercial_2028_SC C_million_m3_Before Competition Groups_1 | Demand Control Ventilation | 11.04% | 0 | 53.1071 | Commercial_2028_SC C_million_m3_Before Competition Groups_Demand Control Ventilation
Commercial | Com ¦ Adaptive Thermostats | 2028 | SC C | million_m3 | Before Competition Groups | 52.2584 | 0 | 0 | 481.2096 | 0.1086 | 2 | Commercial_2028_SC C_million_m3_Before Competition Groups_2 | Adaptive Thermostats | 10.86% | 0 | 52.2584 | Commercial_2028_SC C_million_m3_Before Competition Groups_Adaptive Thermostats
Commercial | Com ¦ Boilers - Advanced Controls (Steam Systems) | 2028 | SC C | million_m3 | Before Competition Groups | 47.2757 | 0 | 0 | 481.2096 | 0.098244 | 3 | Commercial_2028_SC C_million_m3_Before Competition Groups_3 | Boilers - Advanced Controls (Steam Systems) | 9.824% | 0 | 47.2757 | Commercial_2028_SC C_million_m3_Before Competition Groups_Boilers - Advanced Controls (Steam Systems)
Commercial | Com ¦ Condensing Boiler ¦ Std | 2028 | SC C | million_m3 | Before Competition Groups | 44.8944 | 0 | 0 | 481.2096 | 0.093295 | 4 | Commercial_2028_SC C_million_m3_Before Competition Groups_4 | Condensing Boiler ¦ Std | 9.329% | 0 | 44.8944 | Commercial_2028_SC C_million_m3_Before Competition Groups_Condensing Boiler ¦ Std
Commercial | Com ¦ Building Recommissioning, Operations and Maintenance (O&M) Improvements | 2028 | SC C | million_m3 | Before Competition Groups | 37.448 | 0 | 0 | 481.2096 | 0.07782 | 5 | Commercial_2028_SC C_million_m3_Before Competition Groups_5 | Building Recommissioning, Operations and Maintenance (O&M) Improvements | 7.782% | 0 | 37.448 | Commercial_2028_SC C_million_m3_Before Competition Groups_Building Recommissioning, Operations and Maintenance (O&M) Improvements
Commercial | Com ¦ Condensing Make Up Air Unit | 2028 | SC C | million_m3 | Before Competition Groups | 25.8482 | 0 | 0 | 481.2096 | 0.053715 | 6 | Commercial_2028_SC C_million_m3_Before Competition Groups_6 | Condensing Make Up Air Unit | 5.371% | 0 | 25.8482 | Commercial_2028_SC C_million_m3_Before Competition Groups_Condensing Make Up Air Unit
Commercial | Com ¦ Air Handler with Dedicated Outdoor Air Systems | 2028 | SC C | million_m3 | Before Competition Groups | 25.8277 | 0 | 0 | 481.2096 | 0.053672 | 7 | Commercial_2028_SC C_million_m3_Before Competition Groups_7 | Air Handler with Dedicated Outdoor Air Systems | 5.367% | 0 | 25.8277 | Commercial_2028_SC C_million_m3_Before Competition Groups_Air Handler with Dedicated Outdoor Air Systems
Commercial | Com ¦ Gas Fired Heat Pump | 2028 | SC C | million_m3 | Before Competition Groups | 23.813 | 0 | 0 | 481.2096 | 0.049486 | 8 | Commercial_2028_SC C_million_m3_Before Competition Groups_8 | Gas Fired Heat Pump | 4.949% | 0 | 23.813 | Commercial_2028_SC C_million_m3_Before Competition Groups_Gas Fired Heat Pump
Commercial | Com ¦ Gas Fired Rooftop Units | 2028 | SC C | million_m3 | Before Competition Groups | 23.5116 | 0 | 0 | 481.2096 | 0.048859 | 9 | Commercial_2028_SC C_million_m3_Before Competition Groups_9 | Gas Fired Rooftop Units | 4.886% | 0 | 23.5116 | Commercial_2028_SC C_million_m3_Before Competition Groups_Gas Fired Rooftop Units
Commercial | Com ¦ Demand Control Kitchen Ventilation | 2028 | SC C | million_m3 | Before Competition Groups | 20.5786 | 0 | 0 | 481.2096 | 0.042764 | 10 | Commercial_2028_SC C_million_m3_Before Competition Groups_10 | Demand Control Kitchen Ventilation | 4.276% | 0 | 20.5786 | Commercial_2028_SC C_million_m3_Before Competition Groups_Demand Control Kitchen Ventilation
Commercial | Com ¦ Advanced BAS/Controllers | 2028 | SC C | million_m3 | Before Competition Groups | 19.0965 | 0 | 0 | 481.2096 | 0.039684 | 11 | Commercial_2028_SC C_million_m3_Before Competition Groups_11 | Advanced BAS/Controllers | 3.968% | 0 | 19.0965 | Commercial_2028_SC C_million_m3_Before Competition Groups_Advanced BAS/Controllers
Commercial | Com ¦ Steam System Optimization | 2028 | SC C | million_m3 | Before Competition Groups | 17.9794 | 0 | 0 | 481.2096 | 0.037363 | 12 | Commercial_2028_SC C_million_m3_Before Competition Groups_12 | Steam System Optimization | 3.736% | 0 | 17.9794 | Commercial_2028_SC C_million_m3_Before Competition Groups_Steam System Optimization
Commercial | Com ¦ Destratification | 2028 | SC C | million_m3 | Before Competition Groups | 17.6107 | 0 | 0 | 481.2096 | 0.036597 | 13 | Commercial_2028_SC C_million_m3_Before Competition Groups_13 | Destratification | 3.66% | 0 | 17.6107 | Commercial_2028_SC C_million_m3_Before Competition Groups_Destratification
Commercial | Com ¦ Furnace Tune-Up | 2028 | SC C | million_m3 | Before Competition Groups | 16.7084 | 0 | 0 | 481.2096 | 0.034722 | 14 | Commercial_2028_SC C_million_m3_Before Competition Groups_14 | Furnace Tune-Up | 3.472% | 0 | 16.7084 | Commercial_2028_SC C_million_m3_Before Competition Groups_Furnace Tune-Up
Commercial | Com ¦ Condensing Unit Heaters or other Efficient Unit Heating System | 2028 | SC C | million_m3 | Before Competition Groups | 10.9717 | 0 | 0 | 481.2096 | 0.0228 | 15 | Commercial_2028_SC C_million_m3_Before Competition Groups_15 | Condensing Unit Heaters or other Efficient Unit Heating System | 2.28% | 0 | 10.9717 | Commercial_2028_SC C_million_m3_Before Competition Groups_Condensing Unit Heaters or other Efficient Unit Heating System
Commercial | Com ¦ Wall Insulation | 2028 | SC C | million_m3 | Before Competition Groups | 9.4917 | 0 | 0 | 481.2096 | 0.019725 | 16 | Commercial_2028_SC C_million_m3_Before Competition Groups_16 | Wall Insulation | 1.972% | 0 | 9.4917 | Commercial_2028_SC C_million_m3_Before Competition Groups_Wall Insulation
Commercial | Com ¦ Education and Capacity Building/Energy Behavior | 2028 | SC C | million_m3 | Before Competition Groups | 8.8285 | 0 | 0 | 481.2096 | 0.018346 | 17 | Commercial_2028_SC C_million_m3_Before Competition Groups_17 | Education and Capacity Building/Energy Behavior | 1.835% | 0 | 8.8285 | Commercial_2028_SC C_million_m3_Before Competition Groups_Education and Capacity Building/Energy Behavior
Commercial | Com ¦ Demand controlled Circulating Systems | 2028 | SC C | million_m3 | Before Competition Groups | 4.7931 | 0 | 0 | 481.2096 | 0.0099604 | 18 | Commercial_2028_SC C_million_m3_Before Competition Groups_18 | Demand controlled Circulating Systems | 0.996% | 0 | 4.7931 | Commercial_2028_SC C_million_m3_Before Competition Groups_Demand controlled Circulating Systems
Commercial | Com ¦ Duct Insulation, R8 | 2028 | SC C | million_m3 | Before Competition Groups | 3.5902 | 0 | 0 | 481.2096 | 0.0074607 | 19 | Commercial_2028_SC C_million_m3_Before Competition Groups_19 | Duct Insulation, R8 | 0.7461% | 0 | 3.5902 | Commercial_2028_SC C_million_m3_Before Competition Groups_Duct Insulation, R8
Commercial | Com ¦ Energy Efficient Laboratory Fume Hood | 2028 | SC C | million_m3 | Before Competition Groups | 3.2773 | 0 | 0 | 481.2096 | 0.0068105 | 20 | Commercial_2028_SC C_million_m3_Before Competition Groups_20 | Energy Efficient Laboratory Fume Hood | 0.6811% | 0 | 3.2773 | Commercial_2028_SC C_million_m3_Before Competition Groups_Energy Efficient Laboratory Fume Hood
Commercial | Com ¦ ENERGY STAR Fryer (84% eff) | 2028 | SC C | million_m3 | Before Competition Groups | 3.1732 | 0 | 0 | 481.2096 | 0.0065943 | 21 | Commercial_2028_SC C_million_m3_Before Competition Groups_21 | ENERGY STAR Fryer (84% eff) | 0.6594% | 0 | 3.1732 | Commercial_2028_SC C_million_m3_Before Competition Groups_ENERGY STAR Fryer (84% eff)
Commercial | Com ¦ High Efficiency Underfired Broilers | 2028 | SC C | million_m3 | Before Competition Groups | 3.1652 | 0 | 0 | 481.2096 | 0.0065776 | 22 | Commercial_2028_SC C_million_m3_Before Competition Groups_22 | High Efficiency Underfired Broilers | 0.6578% | 0 | 3.1652 | Commercial_2028_SC C_million_m3_Before Competition Groups_High Efficiency Underfired Broilers
Commercial | Com ¦ Ozone Laundry Treatment | 2028 | SC C | million_m3 | Before Competition Groups | 1.9369 | 0 | 0 | 481.2096 | 0.0040251 | 23 | Commercial_2028_SC C_million_m3_Before Competition Groups_23 | Ozone Laundry Treatment | 0.4025% | 0 | 1.9369 | Commercial_2028_SC C_million_m3_Before Competition Groups_Ozone Laundry Treatment
Commercial | Com ¦ ENERGY STAR Griddle (74% eff) | 2028 | SC C | million_m3 | Before Competition Groups | 1.5159 | 0 | 0 | 481.2096 | 0.0031501 | 24 | Commercial_2028_SC C_million_m3_Before Competition Groups_24 | ENERGY STAR Griddle (74% eff) | 0.315% | 0 | 1.5159 | Commercial_2028_SC C_million_m3_Before Competition Groups_ENERGY STAR Griddle (74% eff)
Commercial | Com ¦ Infrared Heaters | 2028 | SC C | million_m3 | Before Competition Groups | 1.2295 | 0 | 0 | 481.2096 | 0.002555 | 25 | Commercial_2028_SC C_million_m3_Before Competition Groups_25 | Infrared Heaters | 0.2555% | 0 | 1.2295 | Commercial_2028_SC C_million_m3_Before Competition Groups_Infrared Heaters
Commercial | Com ¦ ENERGY STAR Dishwasher | 2028 | SC C | million_m3 | Before Competition Groups | 1.1071 | 0 | 0 | 481.2096 | 0.0023006 | 26 | Commercial_2028_SC C_million_m3_Before Competition Groups_26 | ENERGY STAR Dishwasher | 0.2301% | 0 | 1.1071 | Commercial_2028_SC C_million_m3_Before Competition Groups_ENERGY STAR Dishwasher
Commercial | Com ¦ CEE Tier 2/Energy Star Clothes Washers | 2028 | SC C | million_m3 | Before Competition Groups | 0.57999 | 0 | 0 | 481.2096 | 0.0012053 | 27 | Commercial_2028_SC C_million_m3_Before Competition Groups_27 | CEE Tier 2/Energy Star Clothes Washers | 0.1205% | 0 | 0.57999 | Commercial_2028_SC C_million_m3_Before Competition Groups_CEE Tier 2/Energy Star Clothes Washers
Commercial | Com ¦ Drain Water Heat Recovery (DWHR) ¦ Retro | 2028 | SC C | million_m3 | Before Competition Groups | 0.43058 | 0 | 0 | 481.2096 | 0.00089478 | 28 | Commercial_2028_SC C_million_m3_Before Competition Groups_28 | Drain Water Heat Recovery (DWHR) ¦ Retro | 0.08948% | 0 | 0.43058 | Commercial_2028_SC C_million_m3_Before Competition Groups_Drain Water Heat Recovery (DWHR) ¦ Retro
Commercial | Com ¦ Energy Recovery Ventilation and Ventilation (Enhanced) | 2028 | SC C | million_m3 | Before Competition Groups | 0.34084 | 0 | 0 | 481.2096 | 0.00070831 | 29 | Commercial_2028_SC C_million_m3_Before Competition Groups_29 | Energy Recovery Ventilation and Ventilation (Enhanced) | 0.07083% | 0 | 0.34084 | Commercial_2028_SC C_million_m3_Before Competition Groups_Energy Recovery Ventilation and Ventilation (Enhanced)
Commercial | Com ¦ Low Flow Pre-Rinse Spray Nozzle | 2028 | SC C | million_m3 | Before Competition Groups | 0.28763 | 0 | 0 | 481.2096 | 0.00059773 | 30 | Commercial_2028_SC C_million_m3_Before Competition Groups_30 | Low Flow Pre-Rinse Spray Nozzle | 0.05977% | 0 | 0.28763 | Commercial_2028_SC C_million_m3_Before Competition Groups_Low Flow Pre-Rinse Spray Nozzle
Commercial | Com ¦ ENERGY STAR Steam Cooker | 2028 | SC C | million_m3 | Before Competition Groups | 0.28557 | 0 | 0 | 481.2096 | 0.00059344 | 31 | Commercial_2028_SC C_million_m3_Before Competition Groups_31 | ENERGY STAR Steam Cooker | 0.05934% | 0 | 0.28557 | Commercial_2028_SC C_million_m3_Before Competition Groups_ENERGY STAR Steam Cooker
Commercial | Com ¦ Heat Recovery Ventilator | 2028 | SC C | million_m3 | Before Competition Groups | 0.114 | 0 | 0 | 481.2096 | 0.0002369 | 32 | Commercial_2028_SC C_million_m3_Before Competition Groups_32 | Heat Recovery Ventilator | 0.02369% | 0 | 0.114 | Commercial_2028_SC C_million_m3_Before Competition Groups_Heat Recovery Ventilator
Commercial | Com ¦ Drain Water Heat Recovery (DWHR) ¦New | 2028 | SC C | million_m3 | Before Competition Groups | 0.10204 | 0 | 0 | 481.2096 | 0.00021204 | 33 | Commercial_2028_SC C_million_m3_Before Competition Groups_33 | Drain Water Heat Recovery (DWHR) ¦New | 0.0212% | 0 | 0.10204 | Commercial_2028_SC C_million_m3_Before Competition Groups_Drain Water Heat Recovery (DWHR) ¦New
Commercial | Com ¦ Solar Water Preheat (Pools/DHW) | 2028 | SC C | million_m3 | Before Competition Groups | 0.028497 | 0 | 0 | 481.2096 | 5.9219e-05 | 34 | Commercial_2028_SC C_million_m3_Before Competition Groups_34 | Solar Water Preheat (Pools/DHW) | 0.005922% | 0 | 0.028497 | Commercial_2028_SC C_million_m3_Before Competition Groups_Solar Water Preheat (Pools/DHW)
Commercial | Com ¦ Gas Heat Pump Water Heater | 2028 | SC C | million_m3 | Before Competition Groups | 0.0024548 | 0 | 0 | 481.2096 | 5.1013e-06 | 35 | Commercial_2028_SC C_million_m3_Before Competition Groups_35 | Gas Heat Pump Water Heater | 0.0005101% | 0 | 0.0024548 | Commercial_2028_SC C_million_m3_Before Competition Groups_Gas Heat Pump Water Heater
Commercial | Com ¦ Air Curtains | 2028 | SC C | million_m3 | Before Competition Groups | 0.00026283 | 0 | 0 | 481.2096 | 5.4619e-07 | 36 | Commercial_2028_SC C_million_m3_Before Competition Groups_36 | Air Curtains | 5.462e-05% | 0 | 0.00026283 | Commercial_2028_SC C_million_m3_Before Competition Groups_Air Curtains
Commercial | Com ¦ Building Recommissioning, Operations and Maintenance (O&M) Improvements | 2028 | Technical | million_m3 | Before Competition Groups | 245.4383 | 0 | 0 | 1976.0901 | 0.1242 | 1 | Commercial_2028_Technical_million_m3_Before Competition Groups_1 | Building Recommissioning, Operations and Maintenance (O&M) Improvements | 12.42% | 0 | 245.4383 | Commercial_2028_Technical_million_m3_Before Competition Groups_Building Recommissioning, Operations and Maintenance (O&M) Improvements
Commercial | Com ¦ Condensing Boiler ¦ Std | 2028 | Technical | million_m3 | Before Competition Groups | 207.9454 | 0 | 0 | 1976.0901 | 0.10523 | 2 | Commercial_2028_Technical_million_m3_Before Competition Groups_2 | Condensing Boiler ¦ Std | 10.52% | 0 | 207.9454 | Commercial_2028_Technical_million_m3_Before Competition Groups_Condensing Boiler ¦ Std
Commercial | Com ¦ Demand Control Ventilation | 2028 | Technical | million_m3 | Before Competition Groups | 185.7186 | 0 | 0 | 1976.0901 | 0.093983 | 3 | Commercial_2028_Technical_million_m3_Before Competition Groups_3 | Demand Control Ventilation | 9.398% | 0 | 185.7186 | Commercial_2028_Technical_million_m3_Before Competition Groups_Demand Control Ventilation
Commercial | Com ¦ Gas Fired Rooftop Units | 2028 | Technical | million_m3 | Before Competition Groups | 149.6455 | 0 | 0 | 1976.0901 | 0.075728 | 4 | Commercial_2028_Technical_million_m3_Before Competition Groups_4 | Gas Fired Rooftop Units | 7.573% | 0 | 149.6455 | Commercial_2028_Technical_million_m3_Before Competition Groups_Gas Fired Rooftop Units
Commercial | Com ¦ Boilers - Advanced Controls (Steam Systems) | 2028 | Technical | million_m3 | Before Competition Groups | 140.4569 | 0 | 0 | 1976.0901 | 0.071078 | 5 | Commercial_2028_Technical_million_m3_Before Competition Groups_5 | Boilers - Advanced Controls (Steam Systems) | 7.108% | 0 | 140.4569 | Commercial_2028_Technical_million_m3_Before Competition Groups_Boilers - Advanced Controls (Steam Systems)
Commercial | Com ¦ Adaptive Thermostats | 2028 | Technical | million_m3 | Before Competition Groups | 132.058 | 0 | 0 | 1976.0901 | 0.066828 | 6 | Commercial_2028_Technical_million_m3_Before Competition Groups_6 | Adaptive Thermostats | 6.683% | 0 | 132.058 | Commercial_2028_Technical_million_m3_Before Competition Groups_Adaptive Thermostats
Commercial | Com ¦ Air Handler with Dedicated Outdoor Air Systems | 2028 | Technical | million_m3 | Before Competition Groups | 91.5656 | 0 | 0 | 1976.0901 | 0.046337 | 7 | Commercial_2028_Technical_million_m3_Before Competition Groups_7 | Air Handler with Dedicated Outdoor Air Systems | 4.634% | 0 | 91.5656 | Commercial_2028_Technical_million_m3_Before Competition Groups_Air Handler with Dedicated Outdoor Air Systems
Commercial | Com ¦ Education and Capacity Building/Energy Behavior | 2028 | Technical | million_m3 | Before Competition Groups | 77.9883 | 0 | 0 | 1976.0901 | 0.039466 | 8 | Commercial_2028_Technical_million_m3_Before Competition Groups_8 | Education and Capacity Building/Energy Behavior | 3.947% | 0 | 77.9883 | Commercial_2028_Technical_million_m3_Before Competition Groups_Education and Capacity Building/Energy Behavior
Commercial | Com ¦ Advanced BAS/Controllers | 2028 | Technical | million_m3 | Before Competition Groups | 72.5814 | 0 | 0 | 1976.0901 | 0.03673 | 9 | Commercial_2028_Technical_million_m3_Before Competition Groups_9 | Advanced BAS/Controllers | 3.673% | 0 | 72.5814 | Commercial_2028_Technical_million_m3_Before Competition Groups_Advanced BAS/Controllers
Commercial | Com ¦ Condensing Make Up Air Unit | 2028 | Technical | million_m3 | Before Competition Groups | 72.4336 | 0 | 0 | 1976.0901 | 0.036655 | 10 | Commercial_2028_Technical_million_m3_Before Competition Groups_10 | Condensing Make Up Air Unit | 3.665% | 0 | 72.4336 | Commercial_2028_Technical_million_m3_Before Competition Groups_Condensing Make Up Air Unit
Commercial | Com ¦ Demand Control Kitchen Ventilation | 2028 | Technical | million_m3 | Before Competition Groups | 62.3772 | 0 | 0 | 1976.0901 | 0.031566 | 11 | Commercial_2028_Technical_million_m3_Before Competition Groups_11 | Demand Control Kitchen Ventilation | 3.157% | 0 | 62.3772 | Commercial_2028_Technical_million_m3_Before Competition Groups_Demand Control Kitchen Ventilation
Commercial | Com ¦ Gas Fired Heat Pump | 2028 | Technical | million_m3 | Before Competition Groups | 61.0194 | 0 | 0 | 1976.0901 | 0.030879 | 12 | Commercial_2028_Technical_million_m3_Before Competition Groups_12 | Gas Fired Heat Pump | 3.088% | 0 | 61.0194 | Commercial_2028_Technical_million_m3_Before Competition Groups_Gas Fired Heat Pump
Commercial | Com ¦ Energy Recovery Ventilation and Ventilation (Enhanced) | 2028 | Technical | million_m3 | Before Competition Groups | 56.6881 | 0 | 0 | 1976.0901 | 0.028687 | 13 | Commercial_2028_Technical_million_m3_Before Competition Groups_13 | Energy Recovery Ventilation and Ventilation (Enhanced) | 2.869% | 0 | 56.6881 | Commercial_2028_Technical_million_m3_Before Competition Groups_Energy Recovery Ventilation and Ventilation (Enhanced)
Commercial | Com ¦ Steam System Optimization | 2028 | Technical | million_m3 | Before Competition Groups | 49.2568 | 0 | 0 | 1976.0901 | 0.024926 | 14 | Commercial_2028_Technical_million_m3_Before Competition Groups_14 | Steam System Optimization | 2.493% | 0 | 49.2568 | Commercial_2028_Technical_million_m3_Before Competition Groups_Steam System Optimization
Commercial | Com ¦ Destratification | 2028 | Technical | million_m3 | Before Competition Groups | 47.6927 | 0 | 0 | 1976.0901 | 0.024135 | 15 | Commercial_2028_Technical_million_m3_Before Competition Groups_15 | Destratification | 2.413% | 0 | 47.6927 | Commercial_2028_Technical_million_m3_Before Competition Groups_Destratification
Commercial | Com ¦ Furnace Tune-Up | 2028 | Technical | million_m3 | Before Competition Groups | 46.4382 | 0 | 0 | 1976.0901 | 0.0235 | 16 | Commercial_2028_Technical_million_m3_Before Competition Groups_16 | Furnace Tune-Up | 2.35% | 0 | 46.4382 | Commercial_2028_Technical_million_m3_Before Competition Groups_Furnace Tune-Up
Commercial | Com ¦ Condensing Unit Heaters or other Efficient Unit Heating System | 2028 | Technical | million_m3 | Before Competition Groups | 42.9645 | 0 | 0 | 1976.0901 | 0.021742 | 17 | Commercial_2028_Technical_million_m3_Before Competition Groups_17 | Condensing Unit Heaters or other Efficient Unit Heating System | 2.174% | 0 | 42.9645 | Commercial_2028_Technical_million_m3_Before Competition Groups_Condensing Unit Heaters or other Efficient Unit Heating System
Commercial | Com ¦ High Efficiency Condensing Furnace AFUE 95% from 80% code | 2028 | Technical | million_m3 | Before Competition Groups | 34.1128 | 0 | 0 | 1976.0901 | 0.017263 | 18 | Commercial_2028_Technical_million_m3_Before Competition Groups_18 | High Efficiency Condensing Furnace AFUE 95% from 80% code | 1.726% | 0 | 34.1128 | Commercial_2028_Technical_million_m3_Before Competition Groups_High Efficiency Condensing Furnace AFUE 95% from 80% code
Commercial | Com ¦ Heat Recovery Ventilator | 2028 | Technical | million_m3 | Before Competition Groups | 29.546 | 0 | 0 | 1976.0901 | 0.014952 | 19 | Commercial_2028_Technical_million_m3_Before Competition Groups_19 | Heat Recovery Ventilator | 1.495% | 0 | 29.546 | Commercial_2028_Technical_million_m3_Before Competition Groups_Heat Recovery Ventilator
Commercial | Com ¦ Wall Insulation | 2028 | Technical | million_m3 | Before Competition Groups | 25.97 | 0 | 0 | 1976.0901 | 0.013142 | 20 | Commercial_2028_Technical_million_m3_Before Competition Groups_20 | Wall Insulation | 1.314% | 0 | 25.97 | Commercial_2028_Technical_million_m3_Before Competition Groups_Wall Insulation
Commercial | Com ¦ Super-High Efficiency Furnaces (Emerging Tech) | 2028 | Technical | million_m3 | Before Competition Groups | 18.4687 | 0 | 0 | 1976.0901 | 0.0093461 | 21 | Commercial_2028_Technical_million_m3_Before Competition Groups_21 | Super-High Efficiency Furnaces (Emerging Tech) | 0.9346% | 0 | 18.4687 | Commercial_2028_Technical_million_m3_Before Competition Groups_Super-High Efficiency Furnaces (Emerging Tech)
Commercial | Com ¦ Energy Efficient Laboratory Fume Hood | 2028 | Technical | million_m3 | Before Competition Groups | 18.337 | 0 | 0 | 1976.0901 | 0.0092794 | 22 | Commercial_2028_Technical_million_m3_Before Competition Groups_22 | Energy Efficient Laboratory Fume Hood | 0.9279% | 0 | 18.337 | Commercial_2028_Technical_million_m3_Before Competition Groups_Energy Efficient Laboratory Fume Hood
Commercial | Com ¦ Boiler Measures | 2028 | Technical | million_m3 | Before Competition Groups | 15.2018 | 0 | 0 | 1976.0901 | 0.0076929 | 23 | Commercial_2028_Technical_million_m3_Before Competition Groups_23 | Boiler Measures | 0.7693% | 0 | 15.2018 | Commercial_2028_Technical_million_m3_Before Competition Groups_Boiler Measures
Commercial | Com ¦ Demand controlled Circulating Systems | 2028 | Technical | million_m3 | Before Competition Groups | 13.6422 | 0 | 0 | 1976.0901 | 0.0069036 | 24 | Commercial_2028_Technical_million_m3_Before Competition Groups_24 | Demand controlled Circulating Systems | 0.6904% | 0 | 13.6422 | Commercial_2028_Technical_million_m3_Before Competition Groups_Demand controlled Circulating Systems
Commercial | Com ¦ Duct Insulation, R8 | 2028 | Technical | million_m3 | Before Competition Groups | 10.6574 | 0 | 0 | 1976.0901 | 0.0053932 | 25 | Commercial_2028_Technical_million_m3_Before Competition Groups_25 | Duct Insulation, R8 | 0.5393% | 0 | 10.6574 | Commercial_2028_Technical_million_m3_Before Competition Groups_Duct Insulation, R8
Commercial | Com ¦ Roof Insulation/Ceiling Insulation (R25 Code to R35) | 2028 | Technical | million_m3 | Before Competition Groups | 8.566 | 0 | 0 | 1976.0901 | 0.0043348 | 26 | Commercial_2028_Technical_million_m3_Before Competition Groups_26 | Roof Insulation/Ceiling Insulation (R25 Code to R35) | 0.4335% | 0 | 8.566 | Commercial_2028_Technical_million_m3_Before Competition Groups_Roof Insulation/Ceiling Insulation (R25 Code to R35)
Commercial | Com ¦ Ozone Laundry Treatment | 2028 | Technical | million_m3 | Before Competition Groups | 7.426 | 0 | 0 | 1976.0901 | 0.0037579 | 27 | Commercial_2028_Technical_million_m3_Before Competition Groups_27 | Ozone Laundry Treatment | 0.3758% | 0 | 7.426 | Commercial_2028_Technical_million_m3_Before Competition Groups_Ozone Laundry Treatment
Commercial | Com ¦ ENERGY STAR Fryer (84% eff) | 2028 | Technical | million_m3 | Before Competition Groups | 6.6627 | 0 | 0 | 1976.0901 | 0.0033716 | 28 | Commercial_2028_Technical_million_m3_Before Competition Groups_28 | ENERGY STAR Fryer (84% eff) | 0.3372% | 0 | 6.6627 | Commercial_2028_Technical_million_m3_Before Competition Groups_ENERGY STAR Fryer (84% eff)
Commercial | Com ¦ Infrared Heaters | 2028 | Technical | million_m3 | Before Competition Groups | 6.5004 | 0 | 0 | 1976.0901 | 0.0032895 | 29 | Commercial_2028_Technical_million_m3_Before Competition Groups_29 | Infrared Heaters | 0.329% | 0 | 6.5004 | Commercial_2028_Technical_million_m3_Before Competition Groups_Infrared Heaters
Commercial | Com ¦ Condensing Storage Water Heater | 2028 | Technical | million_m3 | Before Competition Groups | 5.6704 | 0 | 0 | 1976.0901 | 0.0028695 | 30 | Commercial_2028_Technical_million_m3_Before Competition Groups_30 | Condensing Storage Water Heater | 0.287% | 0 | 5.6704 | Commercial_2028_Technical_million_m3_Before Competition Groups_Condensing Storage Water Heater
Commercial | Com ¦ High Efficiency Underfired Broilers | 2028 | Technical | million_m3 | Before Competition Groups | 5.6537 | 0 | 0 | 1976.0901 | 0.002861 | 31 | Commercial_2028_Technical_million_m3_Before Competition Groups_31 | High Efficiency Underfired Broilers | 0.2861% | 0 | 5.6537 | Commercial_2028_Technical_million_m3_Before Competition Groups_High Efficiency Underfired Broilers
Commercial | Com ¦ ENERGY STAR Griddle (74% eff) | 2028 | Technical | million_m3 | Before Competition Groups | 4.3623 | 0 | 0 | 1976.0901 | 0.0022076 | 32 | Commercial_2028_Technical_million_m3_Before Competition Groups_32 | ENERGY STAR Griddle (74% eff) | 0.2208% | 0 | 4.3623 | Commercial_2028_Technical_million_m3_Before Competition Groups_ENERGY STAR Griddle (74% eff)
Commercial | Com ¦ HOTEL OCCUPANCY CONTROLS (HVAC + LIGHTING) | 2028 | Technical | million_m3 | Before Competition Groups | 3.7332 | 0 | 0 | 1976.0901 | 0.0018892 | 33 | Commercial_2028_Technical_million_m3_Before Competition Groups_33 | HOTEL OCCUPANCY CONTROLS (HVAC + LIGHTING) | 0.1889% | 0 | 3.7332 | Commercial_2028_Technical_million_m3_Before Competition Groups_HOTEL OCCUPANCY CONTROLS (HVAC + LIGHTING)
Commercial | Com ¦ ENERGY STAR Dishwasher | 2028 | Technical | million_m3 | Before Competition Groups | 3.4369 | 0 | 0 | 1976.0901 | 0.0017393 | 34 | Commercial_2028_Technical_million_m3_Before Competition Groups_34 | ENERGY STAR Dishwasher | 0.1739% | 0 | 3.4369 | Commercial_2028_Technical_million_m3_Before Competition Groups_ENERGY STAR Dishwasher
Commercial | Com ¦ Ice Rink Heat Recovery | 2028 | Technical | million_m3 | Before Competition Groups | 3.4256 | 0 | 0 | 1976.0901 | 0.0017335 | 35 | Commercial_2028_Technical_million_m3_Before Competition Groups_35 | Ice Rink Heat Recovery | 0.1734% | 0 | 3.4256 | Commercial_2028_Technical_million_m3_Before Competition Groups_Ice Rink Heat Recovery
Commercial | Com ¦ Condensing Tankless Water Heater | 2028 | Technical | million_m3 | Before Competition Groups | 3.2923 | 0 | 0 | 1976.0901 | 0.001666 | 36 | Commercial_2028_Technical_million_m3_Before Competition Groups_36 | Condensing Tankless Water Heater | 0.1666% | 0 | 3.2923 | Commercial_2028_Technical_million_m3_Before Competition Groups_Condensing Tankless Water Heater
Commercial | Com ¦ Gas Heat Pump Water Heater | 2028 | Technical | million_m3 | Before Competition Groups | 2.824 | 0 | 0 | 1976.0901 | 0.0014291 | 37 | Commercial_2028_Technical_million_m3_Before Competition Groups_37 | Gas Heat Pump Water Heater | 0.1429% | 0 | 2.824 | Commercial_2028_Technical_million_m3_Before Competition Groups_Gas Heat Pump Water Heater
Commercial | Com ¦ Dock Door Seals | 2028 | Technical | million_m3 | Before Competition Groups | 1.9898 | 0 | 0 | 1976.0901 | 0.0010069 | 38 | Commercial_2028_Technical_million_m3_Before Competition Groups_38 | Dock Door Seals | 0.1007% | 0 | 1.9898 | Commercial_2028_Technical_million_m3_Before Competition Groups_Dock Door Seals
Commercial | Com ¦ Drain Water Heat Recovery (DWHR) ¦ Retro | 2028 | Technical | million_m3 | Before Competition Groups | 1.1279 | 0 | 0 | 1976.0901 | 0.00057078 | 39 | Commercial_2028_Technical_million_m3_Before Competition Groups_39 | Drain Water Heat Recovery (DWHR) ¦ Retro | 0.05708% | 0 | 1.1279 | Commercial_2028_Technical_million_m3_Before Competition Groups_Drain Water Heat Recovery (DWHR) ¦ Retro
Commercial | Com ¦ CEE Tier 2/Energy Star Clothes Washers | 2028 | Technical | million_m3 | Before Competition Groups | 1.0727 | 0 | 0 | 1976.0901 | 0.00054284 | 40 | Commercial_2028_Technical_million_m3_Before Competition Groups_40 | CEE Tier 2/Energy Star Clothes Washers | 0.05428% | 0 | 1.0727 | Commercial_2028_Technical_million_m3_Before Competition Groups_CEE Tier 2/Energy Star Clothes Washers
Commercial | Com ¦ Low Flow Pre-Rinse Spray Nozzle | 2028 | Technical | million_m3 | Before Competition Groups | 0.6514 | 0 | 0 | 1976.0901 | 0.00032964 | 41 | Commercial_2028_Technical_million_m3_Before Competition Groups_41 | Low Flow Pre-Rinse Spray Nozzle | 0.03296% | 0 | 0.6514 | Commercial_2028_Technical_million_m3_Before Competition Groups_Low Flow Pre-Rinse Spray Nozzle
Commercial | Com ¦ ENERGY STAR Steam Cooker | 2028 | Technical | million_m3 | Before Competition Groups | 0.47673 | 0 | 0 | 1976.0901 | 0.00024125 | 42 | Commercial_2028_Technical_million_m3_Before Competition Groups_42 | ENERGY STAR Steam Cooker | 0.02412% | 0 | 0.47673 | Commercial_2028_Technical_million_m3_Before Competition Groups_ENERGY STAR Steam Cooker
Commercial | Com ¦ Drain Water Heat Recovery (DWHR) ¦New | 2028 | Technical | million_m3 | Before Competition Groups | 0.39605 | 0 | 0 | 1976.0901 | 0.00020042 | 43 | Commercial_2028_Technical_million_m3_Before Competition Groups_43 | Drain Water Heat Recovery (DWHR) ¦New | 0.02004% | 0 | 0.39605 | Commercial_2028_Technical_million_m3_Before Competition Groups_Drain Water Heat Recovery (DWHR) ¦New
Commercial | Com ¦ Solar Water Preheat (Pools/DHW) | 2028 | Technical | million_m3 | Before Competition Groups | 0.22748 | 0 | 0 | 1976.0901 | 0.00011512 | 44 | Commercial_2028_Technical_million_m3_Before Competition Groups_44 | Solar Water Preheat (Pools/DHW) | 0.01151% | 0 | 0.22748 | Commercial_2028_Technical_million_m3_Before Competition Groups_Solar Water Preheat (Pools/DHW)
Commercial | Com ¦ Air Curtains | 2028 | Technical | million_m3 | Before Competition Groups | 0.14002 | 0 | 0 | 1976.0901 | 7.0857e-05 | 45 | Commercial_2028_Technical_million_m3_Before Competition Groups_45 | Air Curtains | 0.007086% | 0 | 0.14002 | Commercial_2028_Technical_million_m3_Before Competition Groups_Air Curtains
Commercial | Com ¦ Gas Convection Oven | 2028 | Technical | million_m3 | Before Competition Groups | 0.11267 | 0 | 0 | 1976.0901 | 5.7019e-05 | 46 | Commercial_2028_Technical_million_m3_Before Competition Groups_46 | Gas Convection Oven | 0.005702% | 0 | 0.11267 | Commercial_2028_Technical_million_m3_Before Competition Groups_Gas Convection Oven
Commercial | Com ¦ Solar Preheat Make up Air | 2028 | Technical | million_m3 | Before Competition Groups | 0.061666 | 0 | 0 | 1976.0901 | 3.1206e-05 | 47 | Commercial_2028_Technical_million_m3_Before Competition Groups_47 | Solar Preheat Make up Air | 0.003121% | 0 | 0.061666 | Commercial_2028_Technical_million_m3_Before Competition Groups_Solar Preheat Make up Air
Commercial | Com ¦ Super High Perf Glazing ¦RET | 2028 | Technical | million_m3 | Before Competition Groups | 0.055723 | 0 | 0 | 1976.0901 | 2.8198e-05 | 48 | Commercial_2028_Technical_million_m3_Before Competition Groups_48 | Super High Perf Glazing ¦RET | 0.00282% | 0 | 0.055723 | Commercial_2028_Technical_million_m3_Before Competition Groups_Super High Perf Glazing ¦RET
Commercial | Com ¦ Super High Perf Glazing ¦New | 2028 | Technical | million_m3 | Before Competition Groups | 0.02026 | 0 | 0 | 1976.0901 | 1.0252e-05 | 49 | Commercial_2028_Technical_million_m3_Before Competition Groups_49 | Super High Perf Glazing ¦New | 0.001025% | 0 | 0.02026 | Commercial_2028_Technical_million_m3_Before Competition Groups_Super High Perf Glazing ¦New
Commercial | Com ¦ Building Recommissioning, Operations and Maintenance (O&M) Improvements | 2029 | Economic | million_m3 | Before Competition Groups | 240.505 | 0 | 0 | 1825.2252 | 0.13177 | 1 | Commercial_2029_Economic_million_m3_Before Competition Groups_1 | Building Recommissioning, Operations and Maintenance (O&M) Improvements | 13.18% | 0 | 240.505 | Commercial_2029_Economic_million_m3_Before Competition Groups_Building Recommissioning, Operations and Maintenance (O&M) Improvements
Commercial | Com ¦ Condensing Boiler ¦ Std | 2029 | Economic | million_m3 | Before Competition Groups | 224.8294 | 0 | 0 | 1825.2252 | 0.12318 | 2 | Commercial_2029_Economic_million_m3_Before Competition Groups_2 | Condensing Boiler ¦ Std | 12.32% | 0 | 224.8294 | Commercial_2029_Economic_million_m3_Before Competition Groups_Condensing Boiler ¦ Std
Commercial | Com ¦ Demand Control Ventilation | 2029 | Economic | million_m3 | Before Competition Groups | 183.0966 | 0 | 0 | 1825.2252 | 0.10031 | 3 | Commercial_2029_Economic_million_m3_Before Competition Groups_3 | Demand Control Ventilation | 10.03% | 0 | 183.0966 | Commercial_2029_Economic_million_m3_Before Competition Groups_Demand Control Ventilation
Commercial | Com ¦ Gas Fired Rooftop Units | 2029 | Economic | million_m3 | Before Competition Groups | 160.619 | 0 | 0 | 1825.2252 | 0.088 | 4 | Commercial_2029_Economic_million_m3_Before Competition Groups_4 | Gas Fired Rooftop Units | 8.8% | 0 | 160.619 | Commercial_2029_Economic_million_m3_Before Competition Groups_Gas Fired Rooftop Units
Commercial | Com ¦ Boilers - Advanced Controls (Steam Systems) | 2029 | Economic | million_m3 | Before Competition Groups | 141.5457 | 0 | 0 | 1825.2252 | 0.07755 | 5 | Commercial_2029_Economic_million_m3_Before Competition Groups_5 | Boilers - Advanced Controls (Steam Systems) | 7.755% | 0 | 141.5457 | Commercial_2029_Economic_million_m3_Before Competition Groups_Boilers - Advanced Controls (Steam Systems)
Commercial | Com ¦ Adaptive Thermostats | 2029 | Economic | million_m3 | Before Competition Groups | 132.2275 | 0 | 0 | 1825.2252 | 0.072445 | 6 | Commercial_2029_Economic_million_m3_Before Competition Groups_6 | Adaptive Thermostats | 7.244% | 0 | 132.2275 | Commercial_2029_Economic_million_m3_Before Competition Groups_Adaptive Thermostats
Commercial | Com ¦ Air Handler with Dedicated Outdoor Air Systems | 2029 | Economic | million_m3 | Before Competition Groups | 89.7251 | 0 | 0 | 1825.2252 | 0.049158 | 7 | Commercial_2029_Economic_million_m3_Before Competition Groups_7 | Air Handler with Dedicated Outdoor Air Systems | 4.916% | 0 | 89.7251 | Commercial_2029_Economic_million_m3_Before Competition Groups_Air Handler with Dedicated Outdoor Air Systems
Commercial | Com ¦ Condensing Make Up Air Unit | 2029 | Economic | million_m3 | Before Competition Groups | 78.2646 | 0 | 0 | 1825.2252 | 0.042879 | 8 | Commercial_2029_Economic_million_m3_Before Competition Groups_8 | Condensing Make Up Air Unit | 4.288% | 0 | 78.2646 | Commercial_2029_Economic_million_m3_Before Competition Groups_Condensing Make Up Air Unit
Commercial | Com ¦ Advanced BAS/Controllers | 2029 | Economic | million_m3 | Before Competition Groups | 73.1397 | 0 | 0 | 1825.2252 | 0.040072 | 9 | Commercial_2029_Economic_million_m3_Before Competition Groups_9 | Advanced BAS/Controllers | 4.007% | 0 | 73.1397 | Commercial_2029_Economic_million_m3_Before Competition Groups_Advanced BAS/Controllers
Commercial | Com ¦ Education and Capacity Building/Energy Behavior | 2029 | Economic | million_m3 | Before Competition Groups | 72.9133 | 0 | 0 | 1825.2252 | 0.039948 | 10 | Commercial_2029_Economic_million_m3_Before Competition Groups_10 | Education and Capacity Building/Energy Behavior | 3.995% | 0 | 72.9133 | Commercial_2029_Economic_million_m3_Before Competition Groups_Education and Capacity Building/Energy Behavior
Commercial | Com ¦ Gas Fired Heat Pump | 2029 | Economic | million_m3 | Before Competition Groups | 65.1902 | 0 | 0 | 1825.2252 | 0.035716 | 11 | Commercial_2029_Economic_million_m3_Before Competition Groups_11 | Gas Fired Heat Pump | 3.572% | 0 | 65.1902 | Commercial_2029_Economic_million_m3_Before Competition Groups_Gas Fired Heat Pump
Commercial | Com ¦ Demand Control Kitchen Ventilation | 2029 | Economic | million_m3 | Before Competition Groups | 64.04 | 0 | 0 | 1825.2252 | 0.035086 | 12 | Commercial_2029_Economic_million_m3_Before Competition Groups_12 | Demand Control Kitchen Ventilation | 3.509% | 0 | 64.04 | Commercial_2029_Economic_million_m3_Before Competition Groups_Demand Control Kitchen Ventilation
Commercial | Com ¦ Steam System Optimization | 2029 | Economic | million_m3 | Before Competition Groups | 48.2667 | 0 | 0 | 1825.2252 | 0.026444 | 13 | Commercial_2029_Economic_million_m3_Before Competition Groups_13 | Steam System Optimization | 2.644% | 0 | 48.2667 | Commercial_2029_Economic_million_m3_Before Competition Groups_Steam System Optimization
Commercial | Com ¦ Destratification | 2029 | Economic | million_m3 | Before Competition Groups | 46.6371 | 0 | 0 | 1825.2252 | 0.025551 | 14 | Commercial_2029_Economic_million_m3_Before Competition Groups_14 | Destratification | 2.555% | 0 | 46.6371 | Commercial_2029_Economic_million_m3_Before Competition Groups_Destratification
Commercial | Com ¦ Condensing Unit Heaters or other Efficient Unit Heating System | 2029 | Economic | million_m3 | Before Competition Groups | 46.3468 | 0 | 0 | 1825.2252 | 0.025392 | 15 | Commercial_2029_Economic_million_m3_Before Competition Groups_15 | Condensing Unit Heaters or other Efficient Unit Heating System | 2.539% | 0 | 46.3468 | Commercial_2029_Economic_million_m3_Before Competition Groups_Condensing Unit Heaters or other Efficient Unit Heating System
Commercial | Com ¦ Furnace Tune-Up | 2029 | Economic | million_m3 | Before Competition Groups | 45.5048 | 0 | 0 | 1825.2252 | 0.024931 | 16 | Commercial_2029_Economic_million_m3_Before Competition Groups_16 | Furnace Tune-Up | 2.493% | 0 | 45.5048 | Commercial_2029_Economic_million_m3_Before Competition Groups_Furnace Tune-Up
Commercial | Com ¦ Wall Insulation | 2029 | Economic | million_m3 | Before Competition Groups | 25.448 | 0 | 0 | 1825.2252 | 0.013942 | 17 | Commercial_2029_Economic_million_m3_Before Competition Groups_17 | Wall Insulation | 1.394% | 0 | 25.448 | Commercial_2029_Economic_million_m3_Before Competition Groups_Wall Insulation
Commercial | Com ¦ Energy Efficient Laboratory Fume Hood | 2029 | Economic | million_m3 | Before Competition Groups | 17.9684 | 0 | 0 | 1825.2252 | 0.0098445 | 18 | Commercial_2029_Economic_million_m3_Before Competition Groups_18 | Energy Efficient Laboratory Fume Hood | 0.9844% | 0 | 17.9684 | Commercial_2029_Economic_million_m3_Before Competition Groups_Energy Efficient Laboratory Fume Hood
Commercial | Com ¦ Demand controlled Circulating Systems | 2029 | Economic | million_m3 | Before Competition Groups | 13.368 | 0 | 0 | 1825.2252 | 0.007324 | 19 | Commercial_2029_Economic_million_m3_Before Competition Groups_19 | Demand controlled Circulating Systems | 0.7324% | 0 | 13.368 | Commercial_2029_Economic_million_m3_Before Competition Groups_Demand controlled Circulating Systems
Commercial | Com ¦ Duct Insulation, R8 | 2029 | Economic | million_m3 | Before Competition Groups | 10.4431 | 0 | 0 | 1825.2252 | 0.0057216 | 20 | Commercial_2029_Economic_million_m3_Before Competition Groups_20 | Duct Insulation, R8 | 0.5722% | 0 | 10.4431 | Commercial_2029_Economic_million_m3_Before Competition Groups_Duct Insulation, R8
Commercial | Com ¦ Ozone Laundry Treatment | 2029 | Economic | million_m3 | Before Competition Groups | 7.4665 | 0 | 0 | 1825.2252 | 0.0040907 | 21 | Commercial_2029_Economic_million_m3_Before Competition Groups_21 | Ozone Laundry Treatment | 0.4091% | 0 | 7.4665 | Commercial_2029_Economic_million_m3_Before Competition Groups_Ozone Laundry Treatment
Commercial | Com ¦ ENERGY STAR Fryer (84% eff) | 2029 | Economic | million_m3 | Before Competition Groups | 7.1132 | 0 | 0 | 1825.2252 | 0.0038972 | 22 | Commercial_2029_Economic_million_m3_Before Competition Groups_22 | ENERGY STAR Fryer (84% eff) | 0.3897% | 0 | 7.1132 | Commercial_2029_Economic_million_m3_Before Competition Groups_ENERGY STAR Fryer (84% eff)
Commercial | Com ¦ Infrared Heaters | 2029 | Economic | million_m3 | Before Competition Groups | 6.9618 | 0 | 0 | 1825.2252 | 0.0038142 | 23 | Commercial_2029_Economic_million_m3_Before Competition Groups_23 | Infrared Heaters | 0.3814% | 0 | 6.9618 | Commercial_2029_Economic_million_m3_Before Competition Groups_Infrared Heaters
Commercial | Com ¦ High Efficiency Underfired Broilers | 2029 | Economic | million_m3 | Before Competition Groups | 6.0363 | 0 | 0 | 1825.2252 | 0.0033071 | 24 | Commercial_2029_Economic_million_m3_Before Competition Groups_24 | High Efficiency Underfired Broilers | 0.3307% | 0 | 6.0363 | Commercial_2029_Economic_million_m3_Before Competition Groups_High Efficiency Underfired Broilers
Commercial | Com ¦ ENERGY STAR Griddle (74% eff) | 2029 | Economic | million_m3 | Before Competition Groups | 4.6608 | 0 | 0 | 1825.2252 | 0.0025535 | 25 | Commercial_2029_Economic_million_m3_Before Competition Groups_25 | ENERGY STAR Griddle (74% eff) | 0.2554% | 0 | 4.6608 | Commercial_2029_Economic_million_m3_Before Competition Groups_ENERGY STAR Griddle (74% eff)
Commercial | Com ¦ ENERGY STAR Dishwasher | 2029 | Economic | million_m3 | Before Competition Groups | 3.5254 | 0 | 0 | 1825.2252 | 0.0019315 | 26 | Commercial_2029_Economic_million_m3_Before Competition Groups_26 | ENERGY STAR Dishwasher | 0.1932% | 0 | 3.5254 | Commercial_2029_Economic_million_m3_Before Competition Groups_ENERGY STAR Dishwasher
Commercial | Com ¦ Energy Recovery Ventilation and Ventilation (Enhanced) | 2029 | Economic | million_m3 | Before Competition Groups | 2.7003 | 0 | 0 | 1825.2252 | 0.0014795 | 27 | Commercial_2029_Economic_million_m3_Before Competition Groups_27 | Energy Recovery Ventilation and Ventilation (Enhanced) | 0.1479% | 0 | 2.7003 | Commercial_2029_Economic_million_m3_Before Competition Groups_Energy Recovery Ventilation and Ventilation (Enhanced)
Commercial | Com ¦ Heat Recovery Ventilator | 2029 | Economic | million_m3 | Before Competition Groups | 2.1955 | 0 | 0 | 1825.2252 | 0.0012029 | 28 | Commercial_2029_Economic_million_m3_Before Competition Groups_28 | Heat Recovery Ventilator | 0.1203% | 0 | 2.1955 | Commercial_2029_Economic_million_m3_Before Competition Groups_Heat Recovery Ventilator
Commercial | Com ¦ CEE Tier 2/Energy Star Clothes Washers | 2029 | Economic | million_m3 | Before Competition Groups | 1.1282 | 0 | 0 | 1825.2252 | 0.00061811 | 29 | Commercial_2029_Economic_million_m3_Before Competition Groups_29 | CEE Tier 2/Energy Star Clothes Washers | 0.06181% | 0 | 1.1282 | Commercial_2029_Economic_million_m3_Before Competition Groups_CEE Tier 2/Energy Star Clothes Washers
Commercial | Com ¦ Drain Water Heat Recovery (DWHR) ¦ Retro | 2029 | Economic | million_m3 | Before Competition Groups | 1.1052 | 0 | 0 | 1825.2252 | 0.00060554 | 30 | Commercial_2029_Economic_million_m3_Before Competition Groups_30 | Drain Water Heat Recovery (DWHR) ¦ Retro | 0.06055% | 0 | 1.1052 | Commercial_2029_Economic_million_m3_Before Competition Groups_Drain Water Heat Recovery (DWHR) ¦ Retro
Commercial | Com ¦ Low Flow Pre-Rinse Spray Nozzle | 2029 | Economic | million_m3 | Before Competition Groups | 0.66707 | 0 | 0 | 1825.2252 | 0.00036547 | 31 | Commercial_2029_Economic_million_m3_Before Competition Groups_31 | Low Flow Pre-Rinse Spray Nozzle | 0.03655% | 0 | 0.66707 | Commercial_2029_Economic_million_m3_Before Competition Groups_Low Flow Pre-Rinse Spray Nozzle
Commercial | Com ¦ ENERGY STAR Steam Cooker | 2029 | Economic | million_m3 | Before Competition Groups | 0.50897 | 0 | 0 | 1825.2252 | 0.00027885 | 32 | Commercial_2029_Economic_million_m3_Before Competition Groups_32 | ENERGY STAR Steam Cooker | 0.02789% | 0 | 0.50897 | Commercial_2029_Economic_million_m3_Before Competition Groups_ENERGY STAR Steam Cooker
Commercial | Com ¦ Drain Water Heat Recovery (DWHR) ¦New | 2029 | Economic | million_m3 | Before Competition Groups | 0.43114 | 0 | 0 | 1825.2252 | 0.00023621 | 33 | Commercial_2029_Economic_million_m3_Before Competition Groups_33 | Drain Water Heat Recovery (DWHR) ¦New | 0.02362% | 0 | 0.43114 | Commercial_2029_Economic_million_m3_Before Competition Groups_Drain Water Heat Recovery (DWHR) ¦New
Commercial | Com ¦ Gas Heat Pump Water Heater | 2029 | Economic | million_m3 | Before Competition Groups | 0.26978 | 0 | 0 | 1825.2252 | 0.00014781 | 34 | Commercial_2029_Economic_million_m3_Before Competition Groups_34 | Gas Heat Pump Water Heater | 0.01478% | 0 | 0.26978 | Commercial_2029_Economic_million_m3_Before Competition Groups_Gas Heat Pump Water Heater
Commercial | Com ¦ Solar Water Preheat (Pools/DHW) | 2029 | Economic | million_m3 | Before Competition Groups | 0.2348 | 0 | 0 | 1825.2252 | 0.00012864 | 35 | Commercial_2029_Economic_million_m3_Before Competition Groups_35 | Solar Water Preheat (Pools/DHW) | 0.01286% | 0 | 0.2348 | Commercial_2029_Economic_million_m3_Before Competition Groups_Solar Water Preheat (Pools/DHW)
Commercial | Com ¦ Air Curtains | 2029 | Economic | million_m3 | Before Competition Groups | 0.14098 | 0 | 0 | 1825.2252 | 7.7239e-05 | 36 | Commercial_2029_Economic_million_m3_Before Competition Groups_36 | Air Curtains | 0.007724% | 0 | 0.14098 | Commercial_2029_Economic_million_m3_Before Competition Groups_Air Curtains
Commercial | Com ¦ Adaptive Thermostats | 2029 | SC A | million_m3 | Before Competition Groups | 59.126 | 0 | 0 | 508.7426 | 0.11622 | 1 | Commercial_2029_SC A_million_m3_Before Competition Groups_1 | Adaptive Thermostats | 11.62% | 0 | 59.126 | Commercial_2029_SC A_million_m3_Before Competition Groups_Adaptive Thermostats
Commercial | Com ¦ Demand Control Ventilation | 2029 | SC A | million_m3 | Before Competition Groups | 55.5539 | 0 | 0 | 508.7426 | 0.1092 | 2 | Commercial_2029_SC A_million_m3_Before Competition Groups_2 | Demand Control Ventilation | 10.92% | 0 | 55.5539 | Commercial_2029_SC A_million_m3_Before Competition Groups_Demand Control Ventilation
Commercial | Com ¦ Boilers - Advanced Controls (Steam Systems) | 2029 | SC A | million_m3 | Before Competition Groups | 51.6112 | 0 | 0 | 508.7426 | 0.10145 | 3 | Commercial_2029_SC A_million_m3_Before Competition Groups_3 | Boilers - Advanced Controls (Steam Systems) | 10.14% | 0 | 51.6112 | Commercial_2029_SC A_million_m3_Before Competition Groups_Boilers - Advanced Controls (Steam Systems)
Commercial | Com ¦ Building Recommissioning, Operations and Maintenance (O&M) Improvements | 2029 | SC A | million_m3 | Before Competition Groups | 41.7041 | 0 | 0 | 508.7426 | 0.081975 | 4 | Commercial_2029_SC A_million_m3_Before Competition Groups_4 | Building Recommissioning, Operations and Maintenance (O&M) Improvements | 8.197% | 0 | 41.7041 | Commercial_2029_SC A_million_m3_Before Competition Groups_Building Recommissioning, Operations and Maintenance (O&M) Improvements
Commercial | Com ¦ Condensing Boiler ¦ Std | 2029 | SC A | million_m3 | Before Competition Groups | 37.5861 | 0 | 0 | 508.7426 | 0.07388 | 5 | Commercial_2029_SC A_million_m3_Before Competition Groups_5 | Condensing Boiler ¦ Std | 7.388% | 0 | 37.5861 | Commercial_2029_SC A_million_m3_Before Competition Groups_Condensing Boiler ¦ Std
Commercial | Com ¦ Gas Fired Rooftop Units | 2029 | SC A | million_m3 | Before Competition Groups | 28.7372 | 0 | 0 | 508.7426 | 0.056487 | 6 | Commercial_2029_SC A_million_m3_Before Competition Groups_6 | Gas Fired Rooftop Units | 5.649% | 0 | 28.7372 | Commercial_2029_SC A_million_m3_Before Competition Groups_Gas Fired Rooftop Units
Commercial | Com ¦ Condensing Make Up Air Unit | 2029 | SC A | million_m3 | Before Competition Groups | 28.4543 | 0 | 0 | 508.7426 | 0.055931 | 7 | Commercial_2029_SC A_million_m3_Before Competition Groups_7 | Condensing Make Up Air Unit | 5.593% | 0 | 28.4543 | Commercial_2029_SC A_million_m3_Before Competition Groups_Condensing Make Up Air Unit
Commercial | Com ¦ Gas Fired Heat Pump | 2029 | SC A | million_m3 | Before Competition Groups | 24.7207 | 0 | 0 | 508.7426 | 0.048592 | 8 | Commercial_2029_SC A_million_m3_Before Competition Groups_8 | Gas Fired Heat Pump | 4.859% | 0 | 24.7207 | Commercial_2029_SC A_million_m3_Before Competition Groups_Gas Fired Heat Pump
Commercial | Com ¦ Air Handler with Dedicated Outdoor Air Systems | 2029 | SC A | million_m3 | Before Competition Groups | 24.4517 | 0 | 0 | 508.7426 | 0.048063 | 9 | Commercial_2029_SC A_million_m3_Before Competition Groups_9 | Air Handler with Dedicated Outdoor Air Systems | 4.806% | 0 | 24.4517 | Commercial_2029_SC A_million_m3_Before Competition Groups_Air Handler with Dedicated Outdoor Air Systems
Commercial | Com ¦ Demand Control Kitchen Ventilation | 2029 | SC A | million_m3 | Before Competition Groups | 22.6622 | 0 | 0 | 508.7426 | 0.044546 | 10 | Commercial_2029_SC A_million_m3_Before Competition Groups_10 | Demand Control Kitchen Ventilation | 4.455% | 0 | 22.6622 | Commercial_2029_SC A_million_m3_Before Competition Groups_Demand Control Kitchen Ventilation
Commercial | Com ¦ Advanced BAS/Controllers | 2029 | SC A | million_m3 | Before Competition Groups | 20.9175 | 0 | 0 | 508.7426 | 0.041116 | 11 | Commercial_2029_SC A_million_m3_Before Competition Groups_11 | Advanced BAS/Controllers | 4.112% | 0 | 20.9175 | Commercial_2029_SC A_million_m3_Before Competition Groups_Advanced BAS/Controllers
Commercial | Com ¦ Steam System Optimization | 2029 | SC A | million_m3 | Before Competition Groups | 20.4061 | 0 | 0 | 508.7426 | 0.040111 | 12 | Commercial_2029_SC A_million_m3_Before Competition Groups_12 | Steam System Optimization | 4.011% | 0 | 20.4061 | Commercial_2029_SC A_million_m3_Before Competition Groups_Steam System Optimization
Commercial | Com ¦ Furnace Tune-Up | 2029 | SC A | million_m3 | Before Competition Groups | 18.9653 | 0 | 0 | 508.7426 | 0.037279 | 13 | Commercial_2029_SC A_million_m3_Before Competition Groups_13 | Furnace Tune-Up | 3.728% | 0 | 18.9653 | Commercial_2029_SC A_million_m3_Before Competition Groups_Furnace Tune-Up
Commercial | Com ¦ Destratification | 2029 | SC A | million_m3 | Before Competition Groups | 18.7643 | 0 | 0 | 508.7426 | 0.036884 | 14 | Commercial_2029_SC A_million_m3_Before Competition Groups_14 | Destratification | 3.688% | 0 | 18.7643 | Commercial_2029_SC A_million_m3_Before Competition Groups_Destratification
Commercial | Com ¦ Condensing Unit Heaters or other Efficient Unit Heating System | 2029 | SC A | million_m3 | Before Competition Groups | 10.6503 | 0 | 0 | 508.7426 | 0.020934 | 15 | Commercial_2029_SC A_million_m3_Before Competition Groups_15 | Condensing Unit Heaters or other Efficient Unit Heating System | 2.093% | 0 | 10.6503 | Commercial_2029_SC A_million_m3_Before Competition Groups_Condensing Unit Heaters or other Efficient Unit Heating System
Commercial | Com ¦ Wall Insulation | 2029 | SC A | million_m3 | Before Competition Groups | 10.6397 | 0 | 0 | 508.7426 | 0.020914 | 16 | Commercial_2029_SC A_million_m3_Before Competition Groups_16 | Wall Insulation | 2.091% | 0 | 10.6397 | Commercial_2029_SC A_million_m3_Before Competition Groups_Wall Insulation
Commercial | Com ¦ Education and Capacity Building/Energy Behavior | 2029 | SC A | million_m3 | Before Competition Groups | 9.8407 | 0 | 0 | 508.7426 | 0.019343 | 17 | Commercial_2029_SC A_million_m3_Before Competition Groups_17 | Education and Capacity Building/Energy Behavior | 1.934% | 0 | 9.8407 | Commercial_2029_SC A_million_m3_Before Competition Groups_Education and Capacity Building/Energy Behavior
Commercial | Com ¦ Demand controlled Circulating Systems | 2029 | SC A | million_m3 | Before Competition Groups | 5.2009 | 0 | 0 | 508.7426 | 0.010223 | 18 | Commercial_2029_SC A_million_m3_Before Competition Groups_18 | Demand controlled Circulating Systems | 1.022% | 0 | 5.2009 | Commercial_2029_SC A_million_m3_Before Competition Groups_Demand controlled Circulating Systems
Commercial | Com ¦ High Efficiency Underfired Broilers | 2029 | SC A | million_m3 | Before Competition Groups | 3.411 | 0 | 0 | 508.7426 | 0.0067048 | 19 | Commercial_2029_SC A_million_m3_Before Competition Groups_19 | High Efficiency Underfired Broilers | 0.6705% | 0 | 3.411 | Commercial_2029_SC A_million_m3_Before Competition Groups_High Efficiency Underfired Broilers
Commercial | Com ¦ Duct Insulation, R8 | 2029 | SC A | million_m3 | Before Competition Groups | 3.2833 | 0 | 0 | 508.7426 | 0.0064538 | 20 | Commercial_2029_SC A_million_m3_Before Competition Groups_20 | Duct Insulation, R8 | 0.6454% | 0 | 3.2833 | Commercial_2029_SC A_million_m3_Before Competition Groups_Duct Insulation, R8
Commercial | Com ¦ ENERGY STAR Fryer (84% eff) | 2029 | SC A | million_m3 | Before Competition Groups | 2.8852 | 0 | 0 | 508.7426 | 0.0056711 | 21 | Commercial_2029_SC A_million_m3_Before Competition Groups_21 | ENERGY STAR Fryer (84% eff) | 0.5671% | 0 | 2.8852 | Commercial_2029_SC A_million_m3_Before Competition Groups_ENERGY STAR Fryer (84% eff)
Commercial | Com ¦ Energy Efficient Laboratory Fume Hood | 2029 | SC A | million_m3 | Before Competition Groups | 2.0774 | 0 | 0 | 508.7426 | 0.0040833 | 22 | Commercial_2029_SC A_million_m3_Before Competition Groups_22 | Energy Efficient Laboratory Fume Hood | 0.4083% | 0 | 2.0774 | Commercial_2029_SC A_million_m3_Before Competition Groups_Energy Efficient Laboratory Fume Hood
Commercial | Com ¦ Ozone Laundry Treatment | 2029 | SC A | million_m3 | Before Competition Groups | 1.6627 | 0 | 0 | 508.7426 | 0.0032682 | 23 | Commercial_2029_SC A_million_m3_Before Competition Groups_23 | Ozone Laundry Treatment | 0.3268% | 0 | 1.6627 | Commercial_2029_SC A_million_m3_Before Competition Groups_Ozone Laundry Treatment
Commercial | Com ¦ Infrared Heaters | 2029 | SC A | million_m3 | Before Competition Groups | 1.2167 | 0 | 0 | 508.7426 | 0.0023915 | 24 | Commercial_2029_SC A_million_m3_Before Competition Groups_24 | Infrared Heaters | 0.2391% | 0 | 1.2167 | Commercial_2029_SC A_million_m3_Before Competition Groups_Infrared Heaters
Commercial | Com ¦ ENERGY STAR Dishwasher | 2029 | SC A | million_m3 | Before Competition Groups | 1.0839 | 0 | 0 | 508.7426 | 0.0021306 | 25 | Commercial_2029_SC A_million_m3_Before Competition Groups_25 | ENERGY STAR Dishwasher | 0.2131% | 0 | 1.0839 | Commercial_2029_SC A_million_m3_Before Competition Groups_ENERGY STAR Dishwasher
Commercial | Com ¦ ENERGY STAR Griddle (74% eff) | 2029 | SC A | million_m3 | Before Competition Groups | 1.0201 | 0 | 0 | 508.7426 | 0.0020052 | 26 | Commercial_2029_SC A_million_m3_Before Competition Groups_26 | ENERGY STAR Griddle (74% eff) | 0.2005% | 0 | 1.0201 | Commercial_2029_SC A_million_m3_Before Competition Groups_ENERGY STAR Griddle (74% eff)
Commercial | Com ¦ CEE Tier 2/Energy Star Clothes Washers | 2029 | SC A | million_m3 | Before Competition Groups | 0.57332 | 0 | 0 | 508.7426 | 0.0011269 | 27 | Commercial_2029_SC A_million_m3_Before Competition Groups_27 | CEE Tier 2/Energy Star Clothes Washers | 0.1127% | 0 | 0.57332 | Commercial_2029_SC A_million_m3_Before Competition Groups_CEE Tier 2/Energy Star Clothes Washers
Commercial | Com ¦ Drain Water Heat Recovery (DWHR) ¦ Retro | 2029 | SC A | million_m3 | Before Competition Groups | 0.48148 | 0 | 0 | 508.7426 | 0.0009464 | 28 | Commercial_2029_SC A_million_m3_Before Competition Groups_28 | Drain Water Heat Recovery (DWHR) ¦ Retro | 0.09464% | 0 | 0.48148 | Commercial_2029_SC A_million_m3_Before Competition Groups_Drain Water Heat Recovery (DWHR) ¦ Retro
Commercial | Com ¦ ENERGY STAR Steam Cooker | 2029 | SC A | million_m3 | Before Competition Groups | 0.30603 | 0 | 0 | 508.7426 | 0.00060154 | 29 | Commercial_2029_SC A_million_m3_Before Competition Groups_29 | ENERGY STAR Steam Cooker | 0.06015% | 0 | 0.30603 | Commercial_2029_SC A_million_m3_Before Competition Groups_ENERGY STAR Steam Cooker
Commercial | Com ¦ Low Flow Pre-Rinse Spray Nozzle | 2029 | SC A | million_m3 | Before Competition Groups | 0.29153 | 0 | 0 | 508.7426 | 0.00057305 | 30 | Commercial_2029_SC A_million_m3_Before Competition Groups_30 | Low Flow Pre-Rinse Spray Nozzle | 0.0573% | 0 | 0.29153 | Commercial_2029_SC A_million_m3_Before Competition Groups_Low Flow Pre-Rinse Spray Nozzle
Commercial | Com ¦ Energy Recovery Ventilation and Ventilation (Enhanced) | 2029 | SC A | million_m3 | Before Competition Groups | 0.26035 | 0 | 0 | 508.7426 | 0.00051175 | 31 | Commercial_2029_SC A_million_m3_Before Competition Groups_31 | Energy Recovery Ventilation and Ventilation (Enhanced) | 0.05117% | 0 | 0.26035 | Commercial_2029_SC A_million_m3_Before Competition Groups_Energy Recovery Ventilation and Ventilation (Enhanced)
Commercial | Com ¦ Drain Water Heat Recovery (DWHR) ¦New | 2029 | SC A | million_m3 | Before Competition Groups | 0.11972 | 0 | 0 | 508.7426 | 0.00023533 | 32 | Commercial_2029_SC A_million_m3_Before Competition Groups_32 | Drain Water Heat Recovery (DWHR) ¦New | 0.02353% | 0 | 0.11972 | Commercial_2029_SC A_million_m3_Before Competition Groups_Drain Water Heat Recovery (DWHR) ¦New
Commercial | Com ¦ Heat Recovery Ventilator | 2029 | SC A | million_m3 | Before Competition Groups | 0.043087 | 0 | 0 | 508.7426 | 8.4693e-05 | 33 | Commercial_2029_SC A_million_m3_Before Competition Groups_33 | Heat Recovery Ventilator | 0.008469% | 0 | 0.043087 | Commercial_2029_SC A_million_m3_Before Competition Groups_Heat Recovery Ventilator
Commercial | Com ¦ Solar Water Preheat (Pools/DHW) | 2029 | SC A | million_m3 | Before Competition Groups | 0.03364 | 0 | 0 | 508.7426 | 6.6124e-05 | 34 | Commercial_2029_SC A_million_m3_Before Competition Groups_34 | Solar Water Preheat (Pools/DHW) | 0.006612% | 0 | 0.03364 | Commercial_2029_SC A_million_m3_Before Competition Groups_Solar Water Preheat (Pools/DHW)
Commercial | Com ¦ Gas Heat Pump Water Heater | 2029 | SC A | million_m3 | Before Competition Groups | 0.00079853 | 0 | 0 | 508.7426 | 1.5696e-06 | 35 | Commercial_2029_SC A_million_m3_Before Competition Groups_35 | Gas Heat Pump Water Heater | 0.000157% | 0 | 0.00079853 | Commercial_2029_SC A_million_m3_Before Competition Groups_Gas Heat Pump Water Heater
Commercial | Com ¦ Air Curtains | 2029 | SC A | million_m3 | Before Competition Groups | 0.0001046 | 0 | 0 | 508.7426 | 2.0561e-07 | 36 | Commercial_2029_SC A_million_m3_Before Competition Groups_36 | Air Curtains | 2.056e-05% | 0 | 0.0001046 | Commercial_2029_SC A_million_m3_Before Competition Groups_Air Curtains
Commercial | Com ¦ Demand Control Ventilation | 2029 | SC B | million_m3 | Before Competition Groups | 124.6409 | 0 | 0 | 1043.8941 | 0.1194 | 1 | Commercial_2029_SC B_million_m3_Before Competition Groups_1 | Demand Control Ventilation | 11.94% | 0 | 124.6409 | Commercial_2029_SC B_million_m3_Before Competition Groups_Demand Control Ventilation
Commercial | Com ¦ Adaptive Thermostats | 2029 | SC B | million_m3 | Before Competition Groups | 108.7438 | 0 | 0 | 1043.8941 | 0.10417 | 2 | Commercial_2029_SC B_million_m3_Before Competition Groups_2 | Adaptive Thermostats | 10.42% | 0 | 108.7438 | Commercial_2029_SC B_million_m3_Before Competition Groups_Adaptive Thermostats
Commercial | Com ¦ Condensing Boiler ¦ Std | 2029 | SC B | million_m3 | Before Competition Groups | 104.7233 | 0 | 0 | 1043.8941 | 0.10032 | 3 | Commercial_2029_SC B_million_m3_Before Competition Groups_3 | Condensing Boiler ¦ Std | 10.03% | 0 | 104.7233 | Commercial_2029_SC B_million_m3_Before Competition Groups_Condensing Boiler ¦ Std
Commercial | Com ¦ Air Handler with Dedicated Outdoor Air Systems | 2029 | SC B | million_m3 | Before Competition Groups | 78.1287 | 0 | 0 | 1043.8941 | 0.074844 | 4 | Commercial_2029_SC B_million_m3_Before Competition Groups_4 | Air Handler with Dedicated Outdoor Air Systems | 7.484% | 0 | 78.1287 | Commercial_2029_SC B_million_m3_Before Competition Groups_Air Handler with Dedicated Outdoor Air Systems
Commercial | Com ¦ Building Recommissioning, Operations and Maintenance (O&M) Improvements | 2029 | SC B | million_m3 | Before Competition Groups | 77.3499 | 0 | 0 | 1043.8941 | 0.074097 | 5 | Commercial_2029_SC B_million_m3_Before Competition Groups_5 | Building Recommissioning, Operations and Maintenance (O&M) Improvements | 7.41% | 0 | 77.3499 | Commercial_2029_SC B_million_m3_Before Competition Groups_Building Recommissioning, Operations and Maintenance (O&M) Improvements
Commercial | Com ¦ Gas Fired Rooftop Units | 2029 | SC B | million_m3 | Before Competition Groups | 62.275 | 0 | 0 | 1043.8941 | 0.059656 | 6 | Commercial_2029_SC B_million_m3_Before Competition Groups_6 | Gas Fired Rooftop Units | 5.966% | 0 | 62.275 | Commercial_2029_SC B_million_m3_Before Competition Groups_Gas Fired Rooftop Units
Commercial | Com ¦ Boilers - Advanced Controls (Steam Systems) | 2029 | SC B | million_m3 | Before Competition Groups | 52.338 | 0 | 0 | 1043.8941 | 0.050137 | 7 | Commercial_2029_SC B_million_m3_Before Competition Groups_7 | Boilers - Advanced Controls (Steam Systems) | 5.014% | 0 | 52.338 | Commercial_2029_SC B_million_m3_Before Competition Groups_Boilers - Advanced Controls (Steam Systems)
Commercial | Com ¦ Education and Capacity Building/Energy Behavior | 2029 | SC B | million_m3 | Before Competition Groups | 49.2036 | 0 | 0 | 1043.8941 | 0.047135 | 8 | Commercial_2029_SC B_million_m3_Before Competition Groups_8 | Education and Capacity Building/Energy Behavior | 4.713% | 0 | 49.2036 | Commercial_2029_SC B_million_m3_Before Competition Groups_Education and Capacity Building/Energy Behavior
Commercial | Com ¦ Demand Control Kitchen Ventilation | 2029 | SC B | million_m3 | Before Competition Groups | 43.6772 | 0 | 0 | 1043.8941 | 0.041841 | 9 | Commercial_2029_SC B_million_m3_Before Competition Groups_9 | Demand Control Kitchen Ventilation | 4.184% | 0 | 43.6772 | Commercial_2029_SC B_million_m3_Before Competition Groups_Demand Control Kitchen Ventilation
Commercial | Com ¦ Steam System Optimization | 2029 | SC B | million_m3 | Before Competition Groups | 42.3986 | 0 | 0 | 1043.8941 | 0.040616 | 10 | Commercial_2029_SC B_million_m3_Before Competition Groups_10 | Steam System Optimization | 4.062% | 0 | 42.3986 | Commercial_2029_SC B_million_m3_Before Competition Groups_Steam System Optimization
Commercial | Com ¦ Destratification | 2029 | SC B | million_m3 | Before Competition Groups | 41.9804 | 0 | 0 | 1043.8941 | 0.040215 | 11 | Commercial_2029_SC B_million_m3_Before Competition Groups_11 | Destratification | 4.022% | 0 | 41.9804 | Commercial_2029_SC B_million_m3_Before Competition Groups_Destratification
Commercial | Com ¦ Condensing Make Up Air Unit | 2029 | SC B | million_m3 | Before Competition Groups | 41.4539 | 0 | 0 | 1043.8941 | 0.039711 | 12 | Commercial_2029_SC B_million_m3_Before Competition Groups_12 | Condensing Make Up Air Unit | 3.971% | 0 | 41.4539 | Commercial_2029_SC B_million_m3_Before Competition Groups_Condensing Make Up Air Unit
Commercial | Com ¦ Furnace Tune-Up | 2029 | SC B | million_m3 | Before Competition Groups | 39.6713 | 0 | 0 | 1043.8941 | 0.038003 | 13 | Commercial_2029_SC B_million_m3_Before Competition Groups_13 | Furnace Tune-Up | 3.8% | 0 | 39.6713 | Commercial_2029_SC B_million_m3_Before Competition Groups_Furnace Tune-Up
Commercial | Com ¦ Gas Fired Heat Pump | 2029 | SC B | million_m3 | Before Competition Groups | 37.1482 | 0 | 0 | 1043.8941 | 0.035586 | 14 | Commercial_2029_SC B_million_m3_Before Competition Groups_14 | Gas Fired Heat Pump | 3.559% | 0 | 37.1482 | Commercial_2029_SC B_million_m3_Before Competition Groups_Gas Fired Heat Pump
Commercial | Com ¦ Advanced BAS/Controllers | 2029 | SC B | million_m3 | Before Competition Groups | 31.3738 | 0 | 0 | 1043.8941 | 0.030055 | 15 | Commercial_2029_SC B_million_m3_Before Competition Groups_15 | Advanced BAS/Controllers | 3.005% | 0 | 31.3738 | Commercial_2029_SC B_million_m3_Before Competition Groups_Advanced BAS/Controllers
Commercial | Com ¦ Condensing Unit Heaters or other Efficient Unit Heating System | 2029 | SC B | million_m3 | Before Competition Groups | 22.6193 | 0 | 0 | 1043.8941 | 0.021668 | 16 | Commercial_2029_SC B_million_m3_Before Competition Groups_16 | Condensing Unit Heaters or other Efficient Unit Heating System | 2.167% | 0 | 22.6193 | Commercial_2029_SC B_million_m3_Before Competition Groups_Condensing Unit Heaters or other Efficient Unit Heating System
Commercial | Com ¦ Wall Insulation | 2029 | SC B | million_m3 | Before Competition Groups | 22.3687 | 0 | 0 | 1043.8941 | 0.021428 | 17 | Commercial_2029_SC B_million_m3_Before Competition Groups_17 | Wall Insulation | 2.143% | 0 | 22.3687 | Commercial_2029_SC B_million_m3_Before Competition Groups_Wall Insulation
Commercial | Com ¦ Energy Efficient Laboratory Fume Hood | 2029 | SC B | million_m3 | Before Competition Groups | 15.498 | 0 | 0 | 1043.8941 | 0.014846 | 18 | Commercial_2029_SC B_million_m3_Before Competition Groups_18 | Energy Efficient Laboratory Fume Hood | 1.485% | 0 | 15.498 | Commercial_2029_SC B_million_m3_Before Competition Groups_Energy Efficient Laboratory Fume Hood
Commercial | Com ¦ Demand controlled Circulating Systems | 2029 | SC B | million_m3 | Before Competition Groups | 11.7504 | 0 | 0 | 1043.8941 | 0.011256 | 19 | Commercial_2029_SC B_million_m3_Before Competition Groups_19 | Demand controlled Circulating Systems | 1.126% | 0 | 11.7504 | Commercial_2029_SC B_million_m3_Before Competition Groups_Demand controlled Circulating Systems
Commercial | Com ¦ Duct Insulation, R8 | 2029 | SC B | million_m3 | Before Competition Groups | 9.1386 | 0 | 0 | 1043.8941 | 0.0087544 | 20 | Commercial_2029_SC B_million_m3_Before Competition Groups_20 | Duct Insulation, R8 | 0.8754% | 0 | 9.1386 | Commercial_2029_SC B_million_m3_Before Competition Groups_Duct Insulation, R8
Commercial | Com ¦ Ozone Laundry Treatment | 2029 | SC B | million_m3 | Before Competition Groups | 5.6997 | 0 | 0 | 1043.8941 | 0.00546 | 21 | Commercial_2029_SC B_million_m3_Before Competition Groups_21 | Ozone Laundry Treatment | 0.546% | 0 | 5.6997 | Commercial_2029_SC B_million_m3_Before Competition Groups_Ozone Laundry Treatment
Commercial | Com ¦ ENERGY STAR Fryer (84% eff) | 2029 | SC B | million_m3 | Before Competition Groups | 4.362 | 0 | 0 | 1043.8941 | 0.0041786 | 22 | Commercial_2029_SC B_million_m3_Before Competition Groups_22 | ENERGY STAR Fryer (84% eff) | 0.4179% | 0 | 4.362 | Commercial_2029_SC B_million_m3_Before Competition Groups_ENERGY STAR Fryer (84% eff)
Commercial | Com ¦ High Efficiency Underfired Broilers | 2029 | SC B | million_m3 | Before Competition Groups | 4.0717 | 0 | 0 | 1043.8941 | 0.0039005 | 23 | Commercial_2029_SC B_million_m3_Before Competition Groups_23 | High Efficiency Underfired Broilers | 0.39% | 0 | 4.0717 | Commercial_2029_SC B_million_m3_Before Competition Groups_High Efficiency Underfired Broilers
Commercial | Com ¦ Infrared Heaters | 2029 | SC B | million_m3 | Before Competition Groups | 2.9613 | 0 | 0 | 1043.8941 | 0.0028368 | 24 | Commercial_2029_SC B_million_m3_Before Competition Groups_24 | Infrared Heaters | 0.2837% | 0 | 2.9613 | Commercial_2029_SC B_million_m3_Before Competition Groups_Infrared Heaters
Commercial | Com ¦ ENERGY STAR Griddle (74% eff) | 2029 | SC B | million_m3 | Before Competition Groups | 2.8896 | 0 | 0 | 1043.8941 | 0.0027681 | 25 | Commercial_2029_SC B_million_m3_Before Competition Groups_25 | ENERGY STAR Griddle (74% eff) | 0.2768% | 0 | 2.8896 | Commercial_2029_SC B_million_m3_Before Competition Groups_ENERGY STAR Griddle (74% eff)
Commercial | Com ¦ Energy Recovery Ventilation and Ventilation (Enhanced) | 2029 | SC B | million_m3 | Before Competition Groups | 1.5131 | 0 | 0 | 1043.8941 | 0.0014495 | 26 | Commercial_2029_SC B_million_m3_Before Competition Groups_26 | Energy Recovery Ventilation and Ventilation (Enhanced) | 0.145% | 0 | 1.5131 | Commercial_2029_SC B_million_m3_Before Competition Groups_Energy Recovery Ventilation and Ventilation (Enhanced)
Commercial | Com ¦ Heat Recovery Ventilator | 2029 | SC B | million_m3 | Before Competition Groups | 1.4901 | 0 | 0 | 1043.8941 | 0.0014275 | 27 | Commercial_2029_SC B_million_m3_Before Competition Groups_27 | Heat Recovery Ventilator | 0.1427% | 0 | 1.4901 | Commercial_2029_SC B_million_m3_Before Competition Groups_Heat Recovery Ventilator
Commercial | Com ¦ ENERGY STAR Dishwasher | 2029 | SC B | million_m3 | Before Competition Groups | 1.4047 | 0 | 0 | 1043.8941 | 0.0013457 | 28 | Commercial_2029_SC B_million_m3_Before Competition Groups_28 | ENERGY STAR Dishwasher | 0.1346% | 0 | 1.4047 | Commercial_2029_SC B_million_m3_Before Competition Groups_ENERGY STAR Dishwasher
Commercial | Com ¦ Drain Water Heat Recovery (DWHR) ¦ Retro | 2029 | SC B | million_m3 | Before Competition Groups | 0.99424 | 0 | 0 | 1043.8941 | 0.00095243 | 29 | Commercial_2029_SC B_million_m3_Before Competition Groups_29 | Drain Water Heat Recovery (DWHR) ¦ Retro | 0.09524% | 0 | 0.99424 | Commercial_2029_SC B_million_m3_Before Competition Groups_Drain Water Heat Recovery (DWHR) ¦ Retro
Commercial | Com ¦ CEE Tier 2/Energy Star Clothes Washers | 2029 | SC B | million_m3 | Before Competition Groups | 0.808 | 0 | 0 | 1043.8941 | 0.00077402 | 30 | Commercial_2029_SC B_million_m3_Before Competition Groups_30 | CEE Tier 2/Energy Star Clothes Washers | 0.0774% | 0 | 0.808 | Commercial_2029_SC B_million_m3_Before Competition Groups_CEE Tier 2/Energy Star Clothes Washers
Commercial | Com ¦ Low Flow Pre-Rinse Spray Nozzle | 2029 | SC B | million_m3 | Before Competition Groups | 0.43093 | 0 | 0 | 1043.8941 | 0.00041281 | 31 | Commercial_2029_SC B_million_m3_Before Competition Groups_31 | Low Flow Pre-Rinse Spray Nozzle | 0.04128% | 0 | 0.43093 | Commercial_2029_SC B_million_m3_Before Competition Groups_Low Flow Pre-Rinse Spray Nozzle
Commercial | Com ¦ ENERGY STAR Steam Cooker | 2029 | SC B | million_m3 | Before Competition Groups | 0.31217 | 0 | 0 | 1043.8941 | 0.00029904 | 32 | Commercial_2029_SC B_million_m3_Before Competition Groups_32 | ENERGY STAR Steam Cooker | 0.0299% | 0 | 0.31217 | Commercial_2029_SC B_million_m3_Before Competition Groups_ENERGY STAR Steam Cooker
Commercial | Com ¦ Drain Water Heat Recovery (DWHR) ¦New | 2029 | SC B | million_m3 | Before Competition Groups | 0.18248 | 0 | 0 | 1043.8941 | 0.00017481 | 33 | Commercial_2029_SC B_million_m3_Before Competition Groups_33 | Drain Water Heat Recovery (DWHR) ¦New | 0.01748% | 0 | 0.18248 | Commercial_2029_SC B_million_m3_Before Competition Groups_Drain Water Heat Recovery (DWHR) ¦New
Commercial | Com ¦ Air Curtains | 2029 | SC B | million_m3 | Before Competition Groups | 0.10846 | 0 | 0 | 1043.8941 | 0.0001039 | 34 | Commercial_2029_SC B_million_m3_Before Competition Groups_34 | Air Curtains | 0.01039% | 0 | 0.10846 | Commercial_2029_SC B_million_m3_Before Competition Groups_Air Curtains
Commercial | Com ¦ Gas Heat Pump Water Heater | 2029 | SC B | million_m3 | Before Competition Groups | 0.097895 | 0 | 0 | 1043.8941 | 9.3778e-05 | 35 | Commercial_2029_SC B_million_m3_Before Competition Groups_35 | Gas Heat Pump Water Heater | 0.009378% | 0 | 0.097895 | Commercial_2029_SC B_million_m3_Before Competition Groups_Gas Heat Pump Water Heater
Commercial | Com ¦ Solar Water Preheat (Pools/DHW) | 2029 | SC B | million_m3 | Before Competition Groups | 0.08605 | 0 | 0 | 1043.8941 | 8.2432e-05 | 36 | Commercial_2029_SC B_million_m3_Before Competition Groups_36 | Solar Water Preheat (Pools/DHW) | 0.008243% | 0 | 0.08605 | Commercial_2029_SC B_million_m3_Before Competition Groups_Solar Water Preheat (Pools/DHW)
Commercial | Com ¦ Demand Control Ventilation | 2029 | SC C | million_m3 | Before Competition Groups | 61.3164 | 0 | 0 | 551.8595 | 0.11111 | 1 | Commercial_2029_SC C_million_m3_Before Competition Groups_1 | Demand Control Ventilation | 11.11% | 0 | 61.3164 | Commercial_2029_SC C_million_m3_Before Competition Groups_Demand Control Ventilation
Commercial | Com ¦ Adaptive Thermostats | 2029 | SC C | million_m3 | Before Competition Groups | 59.1688 | 0 | 0 | 551.8595 | 0.10722 | 2 | Commercial_2029_SC C_million_m3_Before Competition Groups_2 | Adaptive Thermostats | 10.72% | 0 | 59.1688 | Commercial_2029_SC C_million_m3_Before Competition Groups_Adaptive Thermostats
Commercial | Com ¦ Condensing Boiler ¦ Std | 2029 | SC C | million_m3 | Before Competition Groups | 53.0697 | 0 | 0 | 551.8595 | 0.096165 | 3 | Commercial_2029_SC C_million_m3_Before Competition Groups_3 | Condensing Boiler ¦ Std | 9.617% | 0 | 53.0697 | Commercial_2029_SC C_million_m3_Before Competition Groups_Condensing Boiler ¦ Std
Commercial | Com ¦ Boilers - Advanced Controls (Steam Systems) | 2029 | SC C | million_m3 | Before Competition Groups | 52.3385 | 0 | 0 | 551.8595 | 0.09484 | 4 | Commercial_2029_SC C_million_m3_Before Competition Groups_4 | Boilers - Advanced Controls (Steam Systems) | 9.484% | 0 | 52.3385 | Commercial_2029_SC C_million_m3_Before Competition Groups_Boilers - Advanced Controls (Steam Systems)
Commercial | Com ¦ Building Recommissioning, Operations and Maintenance (O&M) Improvements | 2029 | SC C | million_m3 | Before Competition Groups | 42.6542 | 0 | 0 | 551.8595 | 0.077292 | 5 | Commercial_2029_SC C_million_m3_Before Competition Groups_5 | Building Recommissioning, Operations and Maintenance (O&M) Improvements | 7.729% | 0 | 42.6542 | Commercial_2029_SC C_million_m3_Before Competition Groups_Building Recommissioning, Operations and Maintenance (O&M) Improvements
Commercial | Com ¦ Condensing Make Up Air Unit | 2029 | SC C | million_m3 | Before Competition Groups | 30.025 | 0 | 0 | 551.8595 | 0.054407 | 6 | Commercial_2029_SC C_million_m3_Before Competition Groups_6 | Condensing Make Up Air Unit | 5.441% | 0 | 30.025 | Commercial_2029_SC C_million_m3_Before Competition Groups_Condensing Make Up Air Unit
Commercial | Com ¦ Air Handler with Dedicated Outdoor Air Systems | 2029 | SC C | million_m3 | Before Competition Groups | 29.2964 | 0 | 0 | 551.8595 | 0.053087 | 7 | Commercial_2029_SC C_million_m3_Before Competition Groups_7 | Air Handler with Dedicated Outdoor Air Systems | 5.309% | 0 | 29.2964 | Commercial_2029_SC C_million_m3_Before Competition Groups_Air Handler with Dedicated Outdoor Air Systems
Commercial | Com ¦ Gas Fired Rooftop Units | 2029 | SC C | million_m3 | Before Competition Groups | 29.2219 | 0 | 0 | 551.8595 | 0.052952 | 8 | Commercial_2029_SC C_million_m3_Before Competition Groups_8 | Gas Fired Rooftop Units | 5.295% | 0 | 29.2219 | Commercial_2029_SC C_million_m3_Before Competition Groups_Gas Fired Rooftop Units
Commercial | Com ¦ Gas Fired Heat Pump | 2029 | SC C | million_m3 | Before Competition Groups | 27.3243 | 0 | 0 | 551.8595 | 0.049513 | 9 | Commercial_2029_SC C_million_m3_Before Competition Groups_9 | Gas Fired Heat Pump | 4.951% | 0 | 27.3243 | Commercial_2029_SC C_million_m3_Before Competition Groups_Gas Fired Heat Pump
Commercial | Com ¦ Demand Control Kitchen Ventilation | 2029 | SC C | million_m3 | Before Competition Groups | 23.7512 | 0 | 0 | 551.8595 | 0.043038 | 10 | Commercial_2029_SC C_million_m3_Before Competition Groups_10 | Demand Control Kitchen Ventilation | 4.304% | 0 | 23.7512 | Commercial_2029_SC C_million_m3_Before Competition Groups_Demand Control Kitchen Ventilation
Commercial | Com ¦ Advanced BAS/Controllers | 2029 | SC C | million_m3 | Before Competition Groups | 21.4713 | 0 | 0 | 551.8595 | 0.038907 | 11 | Commercial_2029_SC C_million_m3_Before Competition Groups_11 | Advanced BAS/Controllers | 3.891% | 0 | 21.4713 | Commercial_2029_SC C_million_m3_Before Competition Groups_Advanced BAS/Controllers
Commercial | Com ¦ Steam System Optimization | 2029 | SC C | million_m3 | Before Competition Groups | 20.4061 | 0 | 0 | 551.8595 | 0.036977 | 12 | Commercial_2029_SC C_million_m3_Before Competition Groups_12 | Steam System Optimization | 3.698% | 0 | 20.4061 | Commercial_2029_SC C_million_m3_Before Competition Groups_Steam System Optimization
Commercial | Com ¦ Destratification | 2029 | SC C | million_m3 | Before Competition Groups | 19.9912 | 0 | 0 | 551.8595 | 0.036225 | 13 | Commercial_2029_SC C_million_m3_Before Competition Groups_13 | Destratification | 3.623% | 0 | 19.9912 | Commercial_2029_SC C_million_m3_Before Competition Groups_Destratification
Commercial | Com ¦ Furnace Tune-Up | 2029 | SC C | million_m3 | Before Competition Groups | 18.9657 | 0 | 0 | 551.8595 | 0.034367 | 14 | Commercial_2029_SC C_million_m3_Before Competition Groups_14 | Furnace Tune-Up | 3.437% | 0 | 18.9657 | Commercial_2029_SC C_million_m3_Before Competition Groups_Furnace Tune-Up
Commercial | Com ¦ Condensing Unit Heaters or other Efficient Unit Heating System | 2029 | SC C | million_m3 | Before Competition Groups | 12.9764 | 0 | 0 | 551.8595 | 0.023514 | 15 | Commercial_2029_SC C_million_m3_Before Competition Groups_15 | Condensing Unit Heaters or other Efficient Unit Heating System | 2.351% | 0 | 12.9764 | Commercial_2029_SC C_million_m3_Before Competition Groups_Condensing Unit Heaters or other Efficient Unit Heating System
Commercial | Com ¦ Wall Insulation | 2029 | SC C | million_m3 | Before Competition Groups | 10.7728 | 0 | 0 | 551.8595 | 0.019521 | 16 | Commercial_2029_SC C_million_m3_Before Competition Groups_16 | Wall Insulation | 1.952% | 0 | 10.7728 | Commercial_2029_SC C_million_m3_Before Competition Groups_Wall Insulation
Commercial | Com ¦ Education and Capacity Building/Energy Behavior | 2029 | SC C | million_m3 | Before Competition Groups | 9.8407 | 0 | 0 | 551.8595 | 0.017832 | 17 | Commercial_2029_SC C_million_m3_Before Competition Groups_17 | Education and Capacity Building/Energy Behavior | 1.783% | 0 | 9.8407 | Commercial_2029_SC C_million_m3_Before Competition Groups_Education and Capacity Building/Energy Behavior
Commercial | Com ¦ Demand controlled Circulating Systems | 2029 | SC C | million_m3 | Before Competition Groups | 5.4405 | 0 | 0 | 551.8595 | 0.0098586 | 18 | Commercial_2029_SC C_million_m3_Before Competition Groups_18 | Demand controlled Circulating Systems | 0.9859% | 0 | 5.4405 | Commercial_2029_SC C_million_m3_Before Competition Groups_Demand controlled Circulating Systems
Commercial | Com ¦ Duct Insulation, R8 | 2029 | SC C | million_m3 | Before Competition Groups | 4.0759 | 0 | 0 | 551.8595 | 0.0073858 | 19 | Commercial_2029_SC C_million_m3_Before Competition Groups_19 | Duct Insulation, R8 | 0.7386% | 0 | 4.0759 | Commercial_2029_SC C_million_m3_Before Competition Groups_Duct Insulation, R8
Commercial | Com ¦ Energy Efficient Laboratory Fume Hood | 2029 | SC C | million_m3 | Before Competition Groups | 3.715 | 0 | 0 | 551.8595 | 0.0067317 | 20 | Commercial_2029_SC C_million_m3_Before Competition Groups_20 | Energy Efficient Laboratory Fume Hood | 0.6732% | 0 | 3.715 | Commercial_2029_SC C_million_m3_Before Competition Groups_Energy Efficient Laboratory Fume Hood
Commercial | Com ¦ High Efficiency Underfired Broilers | 2029 | SC C | million_m3 | Before Competition Groups | 3.5133 | 0 | 0 | 551.8595 | 0.0063663 | 21 | Commercial_2029_SC C_million_m3_Before Competition Groups_21 | High Efficiency Underfired Broilers | 0.6366% | 0 | 3.5133 | Commercial_2029_SC C_million_m3_Before Competition Groups_High Efficiency Underfired Broilers
Commercial | Com ¦ ENERGY STAR Fryer (84% eff) | 2029 | SC C | million_m3 | Before Competition Groups | 3.4778 | 0 | 0 | 551.8595 | 0.006302 | 22 | Commercial_2029_SC C_million_m3_Before Competition Groups_22 | ENERGY STAR Fryer (84% eff) | 0.6302% | 0 | 3.4778 | Commercial_2029_SC C_million_m3_Before Competition Groups_ENERGY STAR Fryer (84% eff)
Commercial | Com ¦ Ozone Laundry Treatment | 2029 | SC C | million_m3 | Before Competition Groups | 2.2189 | 0 | 0 | 551.8595 | 0.0040208 | 23 | Commercial_2029_SC C_million_m3_Before Competition Groups_23 | Ozone Laundry Treatment | 0.4021% | 0 | 2.2189 | Commercial_2029_SC C_million_m3_Before Competition Groups_Ozone Laundry Treatment
Commercial | Com ¦ ENERGY STAR Griddle (74% eff) | 2029 | SC C | million_m3 | Before Competition Groups | 1.6694 | 0 | 0 | 551.8595 | 0.003025 | 24 | Commercial_2029_SC C_million_m3_Before Competition Groups_24 | ENERGY STAR Griddle (74% eff) | 0.3025% | 0 | 1.6694 | Commercial_2029_SC C_million_m3_Before Competition Groups_ENERGY STAR Griddle (74% eff)
Commercial | Com ¦ Infrared Heaters | 2029 | SC C | million_m3 | Before Competition Groups | 1.4827 | 0 | 0 | 551.8595 | 0.0026868 | 25 | Commercial_2029_SC C_million_m3_Before Competition Groups_25 | Infrared Heaters | 0.2687% | 0 | 1.4827 | Commercial_2029_SC C_million_m3_Before Competition Groups_Infrared Heaters
Commercial | Com ¦ ENERGY STAR Dishwasher | 2029 | SC C | million_m3 | Before Competition Groups | 1.2264 | 0 | 0 | 551.8595 | 0.0022223 | 26 | Commercial_2029_SC C_million_m3_Before Competition Groups_26 | ENERGY STAR Dishwasher | 0.2222% | 0 | 1.2264 | Commercial_2029_SC C_million_m3_Before Competition Groups_ENERGY STAR Dishwasher
Commercial | Com ¦ CEE Tier 2/Energy Star Clothes Washers | 2029 | SC C | million_m3 | Before Competition Groups | 0.63807 | 0 | 0 | 551.8595 | 0.0011562 | 27 | Commercial_2029_SC C_million_m3_Before Competition Groups_27 | CEE Tier 2/Energy Star Clothes Washers | 0.1156% | 0 | 0.63807 | Commercial_2029_SC C_million_m3_Before Competition Groups_CEE Tier 2/Energy Star Clothes Washers
Commercial | Com ¦ Drain Water Heat Recovery (DWHR) ¦ Retro | 2029 | SC C | million_m3 | Before Competition Groups | 0.48854 | 0 | 0 | 551.8595 | 0.00088526 | 28 | Commercial_2029_SC C_million_m3_Before Competition Groups_28 | Drain Water Heat Recovery (DWHR) ¦ Retro | 0.08853% | 0 | 0.48854 | Commercial_2029_SC C_million_m3_Before Competition Groups_Drain Water Heat Recovery (DWHR) ¦ Retro
Commercial | Com ¦ Energy Recovery Ventilation and Ventilation (Enhanced) | 2029 | SC C | million_m3 | Before Competition Groups | 0.40747 | 0 | 0 | 551.8595 | 0.00073835 | 29 | Commercial_2029_SC C_million_m3_Before Competition Groups_29 | Energy Recovery Ventilation and Ventilation (Enhanced) | 0.07384% | 0 | 0.40747 | Commercial_2029_SC C_million_m3_Before Competition Groups_Energy Recovery Ventilation and Ventilation (Enhanced)
Commercial | Com ¦ Low Flow Pre-Rinse Spray Nozzle | 2029 | SC C | million_m3 | Before Competition Groups | 0.31268 | 0 | 0 | 551.8595 | 0.0005666 | 30 | Commercial_2029_SC C_million_m3_Before Competition Groups_30 | Low Flow Pre-Rinse Spray Nozzle | 0.05666% | 0 | 0.31268 | Commercial_2029_SC C_million_m3_Before Competition Groups_Low Flow Pre-Rinse Spray Nozzle
Commercial | Com ¦ ENERGY STAR Steam Cooker | 2029 | SC C | million_m3 | Before Competition Groups | 0.31217 | 0 | 0 | 551.8595 | 0.00056567 | 31 | Commercial_2029_SC C_million_m3_Before Competition Groups_31 | ENERGY STAR Steam Cooker | 0.05657% | 0 | 0.31217 | Commercial_2029_SC C_million_m3_Before Competition Groups_ENERGY STAR Steam Cooker
Commercial | Com ¦ Heat Recovery Ventilator | 2029 | SC C | million_m3 | Before Competition Groups | 0.12955 | 0 | 0 | 551.8595 | 0.00023476 | 32 | Commercial_2029_SC C_million_m3_Before Competition Groups_32 | Heat Recovery Ventilator | 0.02348% | 0 | 0.12955 | Commercial_2029_SC C_million_m3_Before Competition Groups_Heat Recovery Ventilator
Commercial | Com ¦ Drain Water Heat Recovery (DWHR) ¦New | 2029 | SC C | million_m3 | Before Competition Groups | 0.12121 | 0 | 0 | 551.8595 | 0.00021963 | 33 | Commercial_2029_SC C_million_m3_Before Competition Groups_33 | Drain Water Heat Recovery (DWHR) ¦New | 0.02196% | 0 | 0.12121 | Commercial_2029_SC C_million_m3_Before Competition Groups_Drain Water Heat Recovery (DWHR) ¦New
Commercial | Com ¦ Solar Water Preheat (Pools/DHW) | 2029 | SC C | million_m3 | Before Competition Groups | 0.035932 | 0 | 0 | 551.8595 | 6.5111e-05 | 34 | Commercial_2029_SC C_million_m3_Before Competition Groups_34 | Solar Water Preheat (Pools/DHW) | 0.006511% | 0 | 0.035932 | Commercial_2029_SC C_million_m3_Before Competition Groups_Solar Water Preheat (Pools/DHW)
Commercial | Com ¦ Gas Heat Pump Water Heater | 2029 | SC C | million_m3 | Before Competition Groups | 0.0031437 | 0 | 0 | 551.8595 | 5.6966e-06 | 35 | Commercial_2029_SC C_million_m3_Before Competition Groups_35 | Gas Heat Pump Water Heater | 0.0005697% | 0 | 0.0031437 | Commercial_2029_SC C_million_m3_Before Competition Groups_Gas Heat Pump Water Heater
Commercial | Com ¦ Air Curtains | 2029 | SC C | million_m3 | Before Competition Groups | 0.00029937 | 0 | 0 | 551.8595 | 5.4248e-07 | 36 | Commercial_2029_SC C_million_m3_Before Competition Groups_36 | Air Curtains | 5.425e-05% | 0 | 0.00029937 | Commercial_2029_SC C_million_m3_Before Competition Groups_Air Curtains
Commercial | Com ¦ Building Recommissioning, Operations and Maintenance (O&M) Improvements | 2029 | Technical | million_m3 | Before Competition Groups | 240.505 | 0 | 0 | 2018.9912 | 0.11912 | 1 | Commercial_2029_Technical_million_m3_Before Competition Groups_1 | Building Recommissioning, Operations and Maintenance (O&M) Improvements | 11.91% | 0 | 240.505 | Commercial_2029_Technical_million_m3_Before Competition Groups_Building Recommissioning, Operations and Maintenance (O&M) Improvements
Commercial | Com ¦ Condensing Boiler ¦ Std | 2029 | Technical | million_m3 | Before Competition Groups | 224.8294 | 0 | 0 | 2018.9912 | 0.11136 | 2 | Commercial_2029_Technical_million_m3_Before Competition Groups_2 | Condensing Boiler ¦ Std | 11.14% | 0 | 224.8294 | Commercial_2029_Technical_million_m3_Before Competition Groups_Condensing Boiler ¦ Std
Commercial | Com ¦ Demand Control Ventilation | 2029 | Technical | million_m3 | Before Competition Groups | 190.5335 | 0 | 0 | 2018.9912 | 0.094371 | 3 | Commercial_2029_Technical_million_m3_Before Competition Groups_3 | Demand Control Ventilation | 9.437% | 0 | 190.5335 | Commercial_2029_Technical_million_m3_Before Competition Groups_Demand Control Ventilation
Commercial | Com ¦ Gas Fired Rooftop Units | 2029 | Technical | million_m3 | Before Competition Groups | 160.619 | 0 | 0 | 2018.9912 | 0.079554 | 4 | Commercial_2029_Technical_million_m3_Before Competition Groups_4 | Gas Fired Rooftop Units | 7.955% | 0 | 160.619 | Commercial_2029_Technical_million_m3_Before Competition Groups_Gas Fired Rooftop Units
Commercial | Com ¦ Boilers - Advanced Controls (Steam Systems) | 2029 | Technical | million_m3 | Before Competition Groups | 141.5457 | 0 | 0 | 2018.9912 | 0.070107 | 5 | Commercial_2029_Technical_million_m3_Before Competition Groups_5 | Boilers - Advanced Controls (Steam Systems) | 7.011% | 0 | 141.5457 | Commercial_2029_Technical_million_m3_Before Competition Groups_Boilers - Advanced Controls (Steam Systems)
Commercial | Com ¦ Adaptive Thermostats | 2029 | Technical | million_m3 | Before Competition Groups | 132.2275 | 0 | 0 | 2018.9912 | 0.065492 | 6 | Commercial_2029_Technical_million_m3_Before Competition Groups_6 | Adaptive Thermostats | 6.549% | 0 | 132.2275 | Commercial_2029_Technical_million_m3_Before Competition Groups_Adaptive Thermostats
Commercial | Com ¦ Air Handler with Dedicated Outdoor Air Systems | 2029 | Technical | million_m3 | Before Competition Groups | 89.7251 | 0 | 0 | 2018.9912 | 0.044441 | 7 | Commercial_2029_Technical_million_m3_Before Competition Groups_7 | Air Handler with Dedicated Outdoor Air Systems | 4.444% | 0 | 89.7251 | Commercial_2029_Technical_million_m3_Before Competition Groups_Air Handler with Dedicated Outdoor Air Systems
Commercial | Com ¦ Condensing Make Up Air Unit | 2029 | Technical | million_m3 | Before Competition Groups | 78.2646 | 0 | 0 | 2018.9912 | 0.038764 | 8 | Commercial_2029_Technical_million_m3_Before Competition Groups_8 | Condensing Make Up Air Unit | 3.876% | 0 | 78.2646 | Commercial_2029_Technical_million_m3_Before Competition Groups_Condensing Make Up Air Unit
Commercial | Com ¦ Education and Capacity Building/Energy Behavior | 2029 | Technical | million_m3 | Before Competition Groups | 76.4208 | 0 | 0 | 2018.9912 | 0.037851 | 9 | Commercial_2029_Technical_million_m3_Before Competition Groups_9 | Education and Capacity Building/Energy Behavior | 3.785% | 0 | 76.4208 | Commercial_2029_Technical_million_m3_Before Competition Groups_Education and Capacity Building/Energy Behavior
Commercial | Com ¦ Advanced BAS/Controllers | 2029 | Technical | million_m3 | Before Competition Groups | 73.1397 | 0 | 0 | 2018.9912 | 0.036226 | 10 | Commercial_2029_Technical_million_m3_Before Competition Groups_10 | Advanced BAS/Controllers | 3.623% | 0 | 73.1397 | Commercial_2029_Technical_million_m3_Before Competition Groups_Advanced BAS/Controllers
Commercial | Com ¦ Gas Fired Heat Pump | 2029 | Technical | million_m3 | Before Competition Groups | 65.7603 | 0 | 0 | 2018.9912 | 0.032571 | 11 | Commercial_2029_Technical_million_m3_Before Competition Groups_11 | Gas Fired Heat Pump | 3.257% | 0 | 65.7603 | Commercial_2029_Technical_million_m3_Before Competition Groups_Gas Fired Heat Pump
Commercial | Com ¦ Demand Control Kitchen Ventilation | 2029 | Technical | million_m3 | Before Competition Groups | 64.04 | 0 | 0 | 2018.9912 | 0.031719 | 12 | Commercial_2029_Technical_million_m3_Before Competition Groups_12 | Demand Control Kitchen Ventilation | 3.172% | 0 | 64.04 | Commercial_2029_Technical_million_m3_Before Competition Groups_Demand Control Kitchen Ventilation
Commercial | Com ¦ Energy Recovery Ventilation and Ventilation (Enhanced) | 2029 | Technical | million_m3 | Before Competition Groups | 58.1857 | 0 | 0 | 2018.9912 | 0.028819 | 13 | Commercial_2029_Technical_million_m3_Before Competition Groups_13 | Energy Recovery Ventilation and Ventilation (Enhanced) | 2.882% | 0 | 58.1857 | Commercial_2029_Technical_million_m3_Before Competition Groups_Energy Recovery Ventilation and Ventilation (Enhanced)
Commercial | Com ¦ Steam System Optimization | 2029 | Technical | million_m3 | Before Competition Groups | 48.2667 | 0 | 0 | 2018.9912 | 0.023906 | 14 | Commercial_2029_Technical_million_m3_Before Competition Groups_14 | Steam System Optimization | 2.391% | 0 | 48.2667 | Commercial_2029_Technical_million_m3_Before Competition Groups_Steam System Optimization
Commercial | Com ¦ Destratification | 2029 | Technical | million_m3 | Before Competition Groups | 46.6371 | 0 | 0 | 2018.9912 | 0.023099 | 15 | Commercial_2029_Technical_million_m3_Before Competition Groups_15 | Destratification | 2.31% | 0 | 46.6371 | Commercial_2029_Technical_million_m3_Before Competition Groups_Destratification
Commercial | Com ¦ Condensing Unit Heaters or other Efficient Unit Heating System | 2029 | Technical | million_m3 | Before Competition Groups | 46.3468 | 0 | 0 | 2018.9912 | 0.022955 | 16 | Commercial_2029_Technical_million_m3_Before Competition Groups_16 | Condensing Unit Heaters or other Efficient Unit Heating System | 2.296% | 0 | 46.3468 | Commercial_2029_Technical_million_m3_Before Competition Groups_Condensing Unit Heaters or other Efficient Unit Heating System
Commercial | Com ¦ Furnace Tune-Up | 2029 | Technical | million_m3 | Before Competition Groups | 45.5048 | 0 | 0 | 2018.9912 | 0.022538 | 17 | Commercial_2029_Technical_million_m3_Before Competition Groups_17 | Furnace Tune-Up | 2.254% | 0 | 45.5048 | Commercial_2029_Technical_million_m3_Before Competition Groups_Furnace Tune-Up
Commercial | Com ¦ High Efficiency Condensing Furnace AFUE 95% from 80% code | 2029 | Technical | million_m3 | Before Competition Groups | 33.4271 | 0 | 0 | 2018.9912 | 0.016556 | 18 | Commercial_2029_Technical_million_m3_Before Competition Groups_18 | High Efficiency Condensing Furnace AFUE 95% from 80% code | 1.656% | 0 | 33.4271 | Commercial_2029_Technical_million_m3_Before Competition Groups_High Efficiency Condensing Furnace AFUE 95% from 80% code
Commercial | Com ¦ Heat Recovery Ventilator | 2029 | Technical | million_m3 | Before Competition Groups | 29.5152 | 0 | 0 | 2018.9912 | 0.014619 | 19 | Commercial_2029_Technical_million_m3_Before Competition Groups_19 | Heat Recovery Ventilator | 1.462% | 0 | 29.5152 | Commercial_2029_Technical_million_m3_Before Competition Groups_Heat Recovery Ventilator
Commercial | Com ¦ Wall Insulation | 2029 | Technical | million_m3 | Before Competition Groups | 25.448 | 0 | 0 | 2018.9912 | 0.012604 | 20 | Commercial_2029_Technical_million_m3_Before Competition Groups_20 | Wall Insulation | 1.26% | 0 | 25.448 | Commercial_2029_Technical_million_m3_Before Competition Groups_Wall Insulation
Commercial | Com ¦ Super-High Efficiency Furnaces (Emerging Tech) | 2029 | Technical | million_m3 | Before Competition Groups | 19.8951 | 0 | 0 | 2018.9912 | 0.009854 | 21 | Commercial_2029_Technical_million_m3_Before Competition Groups_21 | Super-High Efficiency Furnaces (Emerging Tech) | 0.9854% | 0 | 19.8951 | Commercial_2029_Technical_million_m3_Before Competition Groups_Super-High Efficiency Furnaces (Emerging Tech)
Commercial | Com ¦ Energy Efficient Laboratory Fume Hood | 2029 | Technical | million_m3 | Before Competition Groups | 17.9684 | 0 | 0 | 2018.9912 | 0.0088997 | 22 | Commercial_2029_Technical_million_m3_Before Competition Groups_22 | Energy Efficient Laboratory Fume Hood | 0.89% | 0 | 17.9684 | Commercial_2029_Technical_million_m3_Before Competition Groups_Energy Efficient Laboratory Fume Hood
Commercial | Com ¦ Boiler Measures | 2029 | Technical | million_m3 | Before Competition Groups | 15.589 | 0 | 0 | 2018.9912 | 0.0077212 | 23 | Commercial_2029_Technical_million_m3_Before Competition Groups_23 | Boiler Measures | 0.7721% | 0 | 15.589 | Commercial_2029_Technical_million_m3_Before Competition Groups_Boiler Measures
Commercial | Com ¦ Demand controlled Circulating Systems | 2029 | Technical | million_m3 | Before Competition Groups | 13.368 | 0 | 0 | 2018.9912 | 0.0066211 | 24 | Commercial_2029_Technical_million_m3_Before Competition Groups_24 | Demand controlled Circulating Systems | 0.6621% | 0 | 13.368 | Commercial_2029_Technical_million_m3_Before Competition Groups_Demand controlled Circulating Systems
Commercial | Com ¦ Duct Insulation, R8 | 2029 | Technical | million_m3 | Before Competition Groups | 10.4431 | 0 | 0 | 2018.9912 | 0.0051725 | 25 | Commercial_2029_Technical_million_m3_Before Competition Groups_25 | Duct Insulation, R8 | 0.5172% | 0 | 10.4431 | Commercial_2029_Technical_million_m3_Before Competition Groups_Duct Insulation, R8
Commercial | Com ¦ Roof Insulation/Ceiling Insulation (R25 Code to R35) | 2029 | Technical | million_m3 | Before Competition Groups | 8.638 | 0 | 0 | 2018.9912 | 0.0042784 | 26 | Commercial_2029_Technical_million_m3_Before Competition Groups_26 | Roof Insulation/Ceiling Insulation (R25 Code to R35) | 0.4278% | 0 | 8.638 | Commercial_2029_Technical_million_m3_Before Competition Groups_Roof Insulation/Ceiling Insulation (R25 Code to R35)
Commercial | Com ¦ Ozone Laundry Treatment | 2029 | Technical | million_m3 | Before Competition Groups | 7.4665 | 0 | 0 | 2018.9912 | 0.0036981 | 27 | Commercial_2029_Technical_million_m3_Before Competition Groups_27 | Ozone Laundry Treatment | 0.3698% | 0 | 7.4665 | Commercial_2029_Technical_million_m3_Before Competition Groups_Ozone Laundry Treatment
Commercial | Com ¦ ENERGY STAR Fryer (84% eff) | 2029 | Technical | million_m3 | Before Competition Groups | 7.1132 | 0 | 0 | 2018.9912 | 0.0035231 | 28 | Commercial_2029_Technical_million_m3_Before Competition Groups_28 | ENERGY STAR Fryer (84% eff) | 0.3523% | 0 | 7.1132 | Commercial_2029_Technical_million_m3_Before Competition Groups_ENERGY STAR Fryer (84% eff)
Commercial | Com ¦ Infrared Heaters | 2029 | Technical | million_m3 | Before Competition Groups | 6.9824 | 0 | 0 | 2018.9912 | 0.0034584 | 29 | Commercial_2029_Technical_million_m3_Before Competition Groups_29 | Infrared Heaters | 0.3458% | 0 | 6.9824 | Commercial_2029_Technical_million_m3_Before Competition Groups_Infrared Heaters
Commercial | Com ¦ Condensing Storage Water Heater | 2029 | Technical | million_m3 | Before Competition Groups | 6.0925 | 0 | 0 | 2018.9912 | 0.0030176 | 30 | Commercial_2029_Technical_million_m3_Before Competition Groups_30 | Condensing Storage Water Heater | 0.3018% | 0 | 6.0925 | Commercial_2029_Technical_million_m3_Before Competition Groups_Condensing Storage Water Heater
Commercial | Com ¦ High Efficiency Underfired Broilers | 2029 | Technical | million_m3 | Before Competition Groups | 6.0363 | 0 | 0 | 2018.9912 | 0.0029898 | 31 | Commercial_2029_Technical_million_m3_Before Competition Groups_31 | High Efficiency Underfired Broilers | 0.299% | 0 | 6.0363 | Commercial_2029_Technical_million_m3_Before Competition Groups_High Efficiency Underfired Broilers
Commercial | Com ¦ ENERGY STAR Griddle (74% eff) | 2029 | Technical | million_m3 | Before Competition Groups | 4.6608 | 0 | 0 | 2018.9912 | 0.0023085 | 32 | Commercial_2029_Technical_million_m3_Before Competition Groups_32 | ENERGY STAR Griddle (74% eff) | 0.2308% | 0 | 4.6608 | Commercial_2029_Technical_million_m3_Before Competition Groups_ENERGY STAR Griddle (74% eff)
Commercial | Com ¦ HOTEL OCCUPANCY CONTROLS (HVAC + LIGHTING) | 2029 | Technical | million_m3 | Before Competition Groups | 3.7485 | 0 | 0 | 2018.9912 | 0.0018566 | 33 | Commercial_2029_Technical_million_m3_Before Competition Groups_33 | HOTEL OCCUPANCY CONTROLS (HVAC + LIGHTING) | 0.1857% | 0 | 3.7485 | Commercial_2029_Technical_million_m3_Before Competition Groups_HOTEL OCCUPANCY CONTROLS (HVAC + LIGHTING)
Commercial | Com ¦ Condensing Tankless Water Heater | 2029 | Technical | million_m3 | Before Competition Groups | 3.5373 | 0 | 0 | 2018.9912 | 0.001752 | 34 | Commercial_2029_Technical_million_m3_Before Competition Groups_34 | Condensing Tankless Water Heater | 0.1752% | 0 | 3.5373 | Commercial_2029_Technical_million_m3_Before Competition Groups_Condensing Tankless Water Heater
Commercial | Com ¦ ENERGY STAR Dishwasher | 2029 | Technical | million_m3 | Before Competition Groups | 3.5254 | 0 | 0 | 2018.9912 | 0.0017461 | 35 | Commercial_2029_Technical_million_m3_Before Competition Groups_35 | ENERGY STAR Dishwasher | 0.1746% | 0 | 3.5254 | Commercial_2029_Technical_million_m3_Before Competition Groups_ENERGY STAR Dishwasher
Commercial | Com ¦ Ice Rink Heat Recovery | 2029 | Technical | million_m3 | Before Competition Groups | 3.3567 | 0 | 0 | 2018.9912 | 0.0016626 | 36 | Commercial_2029_Technical_million_m3_Before Competition Groups_36 | Ice Rink Heat Recovery | 0.1663% | 0 | 3.3567 | Commercial_2029_Technical_million_m3_Before Competition Groups_Ice Rink Heat Recovery
Commercial | Com ¦ Gas Heat Pump Water Heater | 2029 | Technical | million_m3 | Before Competition Groups | 3.0347 | 0 | 0 | 2018.9912 | 0.0015031 | 37 | Commercial_2029_Technical_million_m3_Before Competition Groups_37 | Gas Heat Pump Water Heater | 0.1503% | 0 | 3.0347 | Commercial_2029_Technical_million_m3_Before Competition Groups_Gas Heat Pump Water Heater
Commercial | Com ¦ Dock Door Seals | 2029 | Technical | million_m3 | Before Competition Groups | 2.1099 | 0 | 0 | 2018.9912 | 0.001045 | 38 | Commercial_2029_Technical_million_m3_Before Competition Groups_38 | Dock Door Seals | 0.1045% | 0 | 2.1099 | Commercial_2029_Technical_million_m3_Before Competition Groups_Dock Door Seals
Commercial | Com ¦ CEE Tier 2/Energy Star Clothes Washers | 2029 | Technical | million_m3 | Before Competition Groups | 1.1282 | 0 | 0 | 2018.9912 | 0.00055879 | 39 | Commercial_2029_Technical_million_m3_Before Competition Groups_39 | CEE Tier 2/Energy Star Clothes Washers | 0.05588% | 0 | 1.1282 | Commercial_2029_Technical_million_m3_Before Competition Groups_CEE Tier 2/Energy Star Clothes Washers
Commercial | Com ¦ Drain Water Heat Recovery (DWHR) ¦ Retro | 2029 | Technical | million_m3 | Before Competition Groups | 1.1052 | 0 | 0 | 2018.9912 | 0.00054743 | 40 | Commercial_2029_Technical_million_m3_Before Competition Groups_40 | Drain Water Heat Recovery (DWHR) ¦ Retro | 0.05474% | 0 | 1.1052 | Commercial_2029_Technical_million_m3_Before Competition Groups_Drain Water Heat Recovery (DWHR) ¦ Retro
Commercial | Com ¦ Low Flow Pre-Rinse Spray Nozzle | 2029 | Technical | million_m3 | Before Competition Groups | 0.66707 | 0 | 0 | 2018.9912 | 0.0003304 | 41 | Commercial_2029_Technical_million_m3_Before Competition Groups_41 | Low Flow Pre-Rinse Spray Nozzle | 0.03304% | 0 | 0.66707 | Commercial_2029_Technical_million_m3_Before Competition Groups_Low Flow Pre-Rinse Spray Nozzle
Commercial | Com ¦ ENERGY STAR Steam Cooker | 2029 | Technical | million_m3 | Before Competition Groups | 0.50897 | 0 | 0 | 2018.9912 | 0.00025209 | 42 | Commercial_2029_Technical_million_m3_Before Competition Groups_42 | ENERGY STAR Steam Cooker | 0.02521% | 0 | 0.50897 | Commercial_2029_Technical_million_m3_Before Competition Groups_ENERGY STAR Steam Cooker
Commercial | Com ¦ Drain Water Heat Recovery (DWHR) ¦New | 2029 | Technical | million_m3 | Before Competition Groups | 0.43114 | 0 | 0 | 2018.9912 | 0.00021354 | 43 | Commercial_2029_Technical_million_m3_Before Competition Groups_43 | Drain Water Heat Recovery (DWHR) ¦New | 0.02135% | 0 | 0.43114 | Commercial_2029_Technical_million_m3_Before Competition Groups_Drain Water Heat Recovery (DWHR) ¦New
Commercial | Com ¦ Solar Water Preheat (Pools/DHW) | 2029 | Technical | million_m3 | Before Competition Groups | 0.24453 | 0 | 0 | 2018.9912 | 0.00012111 | 44 | Commercial_2029_Technical_million_m3_Before Competition Groups_44 | Solar Water Preheat (Pools/DHW) | 0.01211% | 0 | 0.24453 | Commercial_2029_Technical_million_m3_Before Competition Groups_Solar Water Preheat (Pools/DHW)
Commercial | Com ¦ Air Curtains | 2029 | Technical | million_m3 | Before Competition Groups | 0.14098 | 0 | 0 | 2018.9912 | 6.9826e-05 | 45 | Commercial_2029_Technical_million_m3_Before Competition Groups_45 | Air Curtains | 0.006983% | 0 | 0.14098 | Commercial_2029_Technical_million_m3_Before Competition Groups_Air Curtains
Commercial | Com ¦ Gas Convection Oven | 2029 | Technical | million_m3 | Before Competition Groups | 0.12039 | 0 | 0 | 2018.9912 | 5.9629e-05 | 46 | Commercial_2029_Technical_million_m3_Before Competition Groups_46 | Gas Convection Oven | 0.005963% | 0 | 0.12039 | Commercial_2029_Technical_million_m3_Before Competition Groups_Gas Convection Oven
Commercial | Com ¦ Solar Preheat Make up Air | 2029 | Technical | million_m3 | Before Competition Groups | 0.060427 | 0 | 0 | 2018.9912 | 2.9929e-05 | 47 | Commercial_2029_Technical_million_m3_Before Competition Groups_47 | Solar Preheat Make up Air | 0.002993% | 0 | 0.060427 | Commercial_2029_Technical_million_m3_Before Competition Groups_Solar Preheat Make up Air
Commercial | Com ¦ Super High Perf Glazing ¦RET | 2029 | Technical | million_m3 | Before Competition Groups | 0.054603 | 0 | 0 | 2018.9912 | 2.7044e-05 | 48 | Commercial_2029_Technical_million_m3_Before Competition Groups_48 | Super High Perf Glazing ¦RET | 0.002704% | 0 | 0.054603 | Commercial_2029_Technical_million_m3_Before Competition Groups_Super High Perf Glazing ¦RET
Commercial | Com ¦ Super High Perf Glazing ¦New | 2029 | Technical | million_m3 | Before Competition Groups | 0.021968 | 0 | 0 | 2018.9912 | 1.0881e-05 | 49 | Commercial_2029_Technical_million_m3_Before Competition Groups_49 | Super High Perf Glazing ¦New | 0.001088% | 0 | 0.021968 | Commercial_2029_Technical_million_m3_Before Competition Groups_Super High Perf Glazing ¦New
Commercial | Com ¦ Condensing Boiler ¦ Std | 2030 | Economic | million_m3 | Before Competition Groups | 241.2659 | 0 | 0 | 1863.1645 | 0.12949 | 1 | Commercial_2030_Economic_million_m3_Before Competition Groups_1 | Condensing Boiler ¦ Std | 12.95% | 0 | 241.2659 | Commercial_2030_Economic_million_m3_Before Competition Groups_Condensing Boiler ¦ Std
Commercial | Com ¦ Building Recommissioning, Operations and Maintenance (O&M) Improvements | 2030 | Economic | million_m3 | Before Competition Groups | 235.6708 | 0 | 0 | 1863.1645 | 0.12649 | 2 | Commercial_2030_Economic_million_m3_Before Competition Groups_2 | Building Recommissioning, Operations and Maintenance (O&M) Improvements | 12.65% | 0 | 235.6708 | Commercial_2030_Economic_million_m3_Before Competition Groups_Building Recommissioning, Operations and Maintenance (O&M) Improvements
Commercial | Com ¦ Demand Control Ventilation | 2030 | Economic | million_m3 | Before Competition Groups | 187.5265 | 0 | 0 | 1863.1645 | 0.10065 | 3 | Commercial_2030_Economic_million_m3_Before Competition Groups_3 | Demand Control Ventilation | 10.06% | 0 | 187.5265 | Commercial_2030_Economic_million_m3_Before Competition Groups_Demand Control Ventilation
Commercial | Com ¦ Gas Fired Rooftop Units | 2030 | Economic | million_m3 | Before Competition Groups | 171.1338 | 0 | 0 | 1863.1645 | 0.091851 | 4 | Commercial_2030_Economic_million_m3_Before Competition Groups_4 | Gas Fired Rooftop Units | 9.185% | 0 | 171.1338 | Commercial_2030_Economic_million_m3_Before Competition Groups_Gas Fired Rooftop Units
Commercial | Com ¦ Boilers - Advanced Controls (Steam Systems) | 2030 | Economic | million_m3 | Before Competition Groups | 142.6456 | 0 | 0 | 1863.1645 | 0.076561 | 5 | Commercial_2030_Economic_million_m3_Before Competition Groups_5 | Boilers - Advanced Controls (Steam Systems) | 7.656% | 0 | 142.6456 | Commercial_2030_Economic_million_m3_Before Competition Groups_Boilers - Advanced Controls (Steam Systems)
Commercial | Com ¦ Adaptive Thermostats | 2030 | Economic | million_m3 | Before Competition Groups | 132.4206 | 0 | 0 | 1863.1645 | 0.071073 | 6 | Commercial_2030_Economic_million_m3_Before Competition Groups_6 | Adaptive Thermostats | 7.107% | 0 | 132.4206 | Commercial_2030_Economic_million_m3_Before Competition Groups_Adaptive Thermostats
Commercial | Com ¦ Air Handler with Dedicated Outdoor Air Systems | 2030 | Economic | million_m3 | Before Competition Groups | 87.9217 | 0 | 0 | 1863.1645 | 0.047189 | 7 | Commercial_2030_Economic_million_m3_Before Competition Groups_7 | Air Handler with Dedicated Outdoor Air Systems | 4.719% | 0 | 87.9217 | Commercial_2030_Economic_million_m3_Before Competition Groups_Air Handler with Dedicated Outdoor Air Systems
Commercial | Com ¦ Condensing Make Up Air Unit | 2030 | Economic | million_m3 | Before Competition Groups | 83.9217 | 0 | 0 | 1863.1645 | 0.045043 | 8 | Commercial_2030_Economic_million_m3_Before Competition Groups_8 | Condensing Make Up Air Unit | 4.504% | 0 | 83.9217 | Commercial_2030_Economic_million_m3_Before Competition Groups_Condensing Make Up Air Unit
Commercial | Com ¦ Advanced BAS/Controllers | 2030 | Economic | million_m3 | Before Competition Groups | 73.7037 | 0 | 0 | 1863.1645 | 0.039558 | 9 | Commercial_2030_Economic_million_m3_Before Competition Groups_9 | Advanced BAS/Controllers | 3.956% | 0 | 73.7037 | Commercial_2030_Economic_million_m3_Before Competition Groups_Advanced BAS/Controllers
Commercial | Com ¦ Education and Capacity Building/Energy Behavior | 2030 | Economic | million_m3 | Before Competition Groups | 71.5741 | 0 | 0 | 1863.1645 | 0.038415 | 10 | Commercial_2030_Economic_million_m3_Before Competition Groups_10 | Education and Capacity Building/Energy Behavior | 3.842% | 0 | 71.5741 | Commercial_2030_Economic_million_m3_Before Competition Groups_Education and Capacity Building/Energy Behavior
Commercial | Com ¦ Gas Fired Heat Pump | 2030 | Economic | million_m3 | Before Competition Groups | 69.7299 | 0 | 0 | 1863.1645 | 0.037426 | 11 | Commercial_2030_Economic_million_m3_Before Competition Groups_11 | Gas Fired Heat Pump | 3.743% | 0 | 69.7299 | Commercial_2030_Economic_million_m3_Before Competition Groups_Gas Fired Heat Pump
Commercial | Com ¦ Demand Control Kitchen Ventilation | 2030 | Economic | million_m3 | Before Competition Groups | 65.623 | 0 | 0 | 1863.1645 | 0.035221 | 12 | Commercial_2030_Economic_million_m3_Before Competition Groups_12 | Demand Control Kitchen Ventilation | 3.522% | 0 | 65.623 | Commercial_2030_Economic_million_m3_Before Competition Groups_Demand Control Kitchen Ventilation
Commercial | Com ¦ Condensing Unit Heaters or other Efficient Unit Heating System | 2030 | Economic | million_m3 | Before Competition Groups | 49.6143 | 0 | 0 | 1863.1645 | 0.026629 | 13 | Commercial_2030_Economic_million_m3_Before Competition Groups_13 | Condensing Unit Heaters or other Efficient Unit Heating System | 2.663% | 0 | 49.6143 | Commercial_2030_Economic_million_m3_Before Competition Groups_Condensing Unit Heaters or other Efficient Unit Heating System
Commercial | Com ¦ Steam System Optimization | 2030 | Economic | million_m3 | Before Competition Groups | 47.2965 | 0 | 0 | 1863.1645 | 0.025385 | 14 | Commercial_2030_Economic_million_m3_Before Competition Groups_14 | Steam System Optimization | 2.539% | 0 | 47.2965 | Commercial_2030_Economic_million_m3_Before Competition Groups_Steam System Optimization
Commercial | Com ¦ Destratification | 2030 | Economic | million_m3 | Before Competition Groups | 45.6041 | 0 | 0 | 1863.1645 | 0.024477 | 15 | Commercial_2030_Economic_million_m3_Before Competition Groups_15 | Destratification | 2.448% | 0 | 45.6041 | Commercial_2030_Economic_million_m3_Before Competition Groups_Destratification
Commercial | Com ¦ Furnace Tune-Up | 2030 | Economic | million_m3 | Before Competition Groups | 44.5902 | 0 | 0 | 1863.1645 | 0.023932 | 16 | Commercial_2030_Economic_million_m3_Before Competition Groups_16 | Furnace Tune-Up | 2.393% | 0 | 44.5902 | Commercial_2030_Economic_million_m3_Before Competition Groups_Furnace Tune-Up
Commercial | Com ¦ Wall Insulation | 2030 | Economic | million_m3 | Before Competition Groups | 24.9365 | 0 | 0 | 1863.1645 | 0.013384 | 17 | Commercial_2030_Economic_million_m3_Before Competition Groups_17 | Wall Insulation | 1.338% | 0 | 24.9365 | Commercial_2030_Economic_million_m3_Before Competition Groups_Wall Insulation
Commercial | Com ¦ Energy Efficient Laboratory Fume Hood | 2030 | Economic | million_m3 | Before Competition Groups | 17.6072 | 0 | 0 | 1863.1645 | 0.0094502 | 18 | Commercial_2030_Economic_million_m3_Before Competition Groups_18 | Energy Efficient Laboratory Fume Hood | 0.945% | 0 | 17.6072 | Commercial_2030_Economic_million_m3_Before Competition Groups_Energy Efficient Laboratory Fume Hood
Commercial | Com ¦ Demand controlled Circulating Systems | 2030 | Economic | million_m3 | Before Competition Groups | 13.0993 | 0 | 0 | 1863.1645 | 0.0070307 | 19 | Commercial_2030_Economic_million_m3_Before Competition Groups_19 | Demand controlled Circulating Systems | 0.7031% | 0 | 13.0993 | Commercial_2030_Economic_million_m3_Before Competition Groups_Demand controlled Circulating Systems
Commercial | Com ¦ Duct Insulation, R8 | 2030 | Economic | million_m3 | Before Competition Groups | 10.2332 | 0 | 0 | 1863.1645 | 0.0054924 | 20 | Commercial_2030_Economic_million_m3_Before Competition Groups_20 | Duct Insulation, R8 | 0.5492% | 0 | 10.2332 | Commercial_2030_Economic_million_m3_Before Competition Groups_Duct Insulation, R8
Commercial | Com ¦ ENERGY STAR Fryer (84% eff) | 2030 | Economic | million_m3 | Before Competition Groups | 7.5395 | 0 | 0 | 1863.1645 | 0.0040466 | 21 | Commercial_2030_Economic_million_m3_Before Competition Groups_21 | ENERGY STAR Fryer (84% eff) | 0.4047% | 0 | 7.5395 | Commercial_2030_Economic_million_m3_Before Competition Groups_ENERGY STAR Fryer (84% eff)
Commercial | Com ¦ Ozone Laundry Treatment | 2030 | Economic | million_m3 | Before Competition Groups | 7.5072 | 0 | 0 | 1863.1645 | 0.0040293 | 22 | Commercial_2030_Economic_million_m3_Before Competition Groups_22 | Ozone Laundry Treatment | 0.4029% | 0 | 7.5072 | Commercial_2030_Economic_million_m3_Before Competition Groups_Ozone Laundry Treatment
Commercial | Com ¦ Infrared Heaters | 2030 | Economic | million_m3 | Before Competition Groups | 7.4239 | 0 | 0 | 1863.1645 | 0.0039846 | 23 | Commercial_2030_Economic_million_m3_Before Competition Groups_23 | Infrared Heaters | 0.3985% | 0 | 7.4239 | Commercial_2030_Economic_million_m3_Before Competition Groups_Infrared Heaters
Commercial | Com ¦ High Efficiency Underfired Broilers | 2030 | Economic | million_m3 | Before Competition Groups | 6.3983 | 0 | 0 | 1863.1645 | 0.0034341 | 24 | Commercial_2030_Economic_million_m3_Before Competition Groups_24 | High Efficiency Underfired Broilers | 0.3434% | 0 | 6.3983 | Commercial_2030_Economic_million_m3_Before Competition Groups_High Efficiency Underfired Broilers
Commercial | Com ¦ ENERGY STAR Griddle (74% eff) | 2030 | Economic | million_m3 | Before Competition Groups | 4.9433 | 0 | 0 | 1863.1645 | 0.0026532 | 25 | Commercial_2030_Economic_million_m3_Before Competition Groups_25 | ENERGY STAR Griddle (74% eff) | 0.2653% | 0 | 4.9433 | Commercial_2030_Economic_million_m3_Before Competition Groups_ENERGY STAR Griddle (74% eff)
Commercial | Com ¦ ENERGY STAR Dishwasher | 2030 | Economic | million_m3 | Before Competition Groups | 3.6098 | 0 | 0 | 1863.1645 | 0.0019374 | 26 | Commercial_2030_Economic_million_m3_Before Competition Groups_26 | ENERGY STAR Dishwasher | 0.1937% | 0 | 3.6098 | Commercial_2030_Economic_million_m3_Before Competition Groups_ENERGY STAR Dishwasher
Commercial | Com ¦ Energy Recovery Ventilation and Ventilation (Enhanced) | 2030 | Economic | million_m3 | Before Competition Groups | 2.7969 | 0 | 0 | 1863.1645 | 0.0015011 | 27 | Commercial_2030_Economic_million_m3_Before Competition Groups_27 | Energy Recovery Ventilation and Ventilation (Enhanced) | 0.1501% | 0 | 2.7969 | Commercial_2030_Economic_million_m3_Before Competition Groups_Energy Recovery Ventilation and Ventilation (Enhanced)
Commercial | Com ¦ Heat Recovery Ventilator | 2030 | Economic | million_m3 | Before Competition Groups | 2.1939 | 0 | 0 | 1863.1645 | 0.0011775 | 28 | Commercial_2030_Economic_million_m3_Before Competition Groups_28 | Heat Recovery Ventilator | 0.1178% | 0 | 2.1939 | Commercial_2030_Economic_million_m3_Before Competition Groups_Heat Recovery Ventilator
Commercial | Com ¦ CEE Tier 2/Energy Star Clothes Washers | 2030 | Economic | million_m3 | Before Competition Groups | 1.179 | 0 | 0 | 1863.1645 | 0.0006328 | 29 | Commercial_2030_Economic_million_m3_Before Competition Groups_29 | CEE Tier 2/Energy Star Clothes Washers | 0.06328% | 0 | 1.179 | Commercial_2030_Economic_million_m3_Before Competition Groups_CEE Tier 2/Energy Star Clothes Washers
Commercial | Com ¦ Drain Water Heat Recovery (DWHR) ¦ Retro | 2030 | Economic | million_m3 | Before Competition Groups | 1.083 | 0 | 0 | 1863.1645 | 0.00058129 | 30 | Commercial_2030_Economic_million_m3_Before Competition Groups_30 | Drain Water Heat Recovery (DWHR) ¦ Retro | 0.05813% | 0 | 1.083 | Commercial_2030_Economic_million_m3_Before Competition Groups_Drain Water Heat Recovery (DWHR) ¦ Retro
Commercial | Com ¦ Low Flow Pre-Rinse Spray Nozzle | 2030 | Economic | million_m3 | Before Competition Groups | 0.67961 | 0 | 0 | 1863.1645 | 0.00036476 | 31 | Commercial_2030_Economic_million_m3_Before Competition Groups_31 | Low Flow Pre-Rinse Spray Nozzle | 0.03648% | 0 | 0.67961 | Commercial_2030_Economic_million_m3_Before Competition Groups_Low Flow Pre-Rinse Spray Nozzle
Commercial | Com ¦ ENERGY STAR Steam Cooker | 2030 | Economic | million_m3 | Before Competition Groups | 0.53948 | 0 | 0 | 1863.1645 | 0.00028955 | 32 | Commercial_2030_Economic_million_m3_Before Competition Groups_32 | ENERGY STAR Steam Cooker | 0.02895% | 0 | 0.53948 | Commercial_2030_Economic_million_m3_Before Competition Groups_ENERGY STAR Steam Cooker
Commercial | Com ¦ Drain Water Heat Recovery (DWHR) ¦New | 2030 | Economic | million_m3 | Before Competition Groups | 0.4659 | 0 | 0 | 1863.1645 | 0.00025006 | 33 | Commercial_2030_Economic_million_m3_Before Competition Groups_33 | Drain Water Heat Recovery (DWHR) ¦New | 0.02501% | 0 | 0.4659 | Commercial_2030_Economic_million_m3_Before Competition Groups_Drain Water Heat Recovery (DWHR) ¦New
Commercial | Com ¦ Gas Heat Pump Water Heater | 2030 | Economic | million_m3 | Before Competition Groups | 0.29372 | 0 | 0 | 1863.1645 | 0.00015765 | 34 | Commercial_2030_Economic_million_m3_Before Competition Groups_34 | Gas Heat Pump Water Heater | 0.01576% | 0 | 0.29372 | Commercial_2030_Economic_million_m3_Before Competition Groups_Gas Heat Pump Water Heater
Commercial | Com ¦ Solar Water Preheat (Pools/DHW) | 2030 | Economic | million_m3 | Before Competition Groups | 0.25038 | 0 | 0 | 1863.1645 | 0.00013439 | 35 | Commercial_2030_Economic_million_m3_Before Competition Groups_35 | Solar Water Preheat (Pools/DHW) | 0.01344% | 0 | 0.25038 | Commercial_2030_Economic_million_m3_Before Competition Groups_Solar Water Preheat (Pools/DHW)
Commercial | Com ¦ Air Curtains | 2030 | Economic | million_m3 | Before Competition Groups | 0.14195 | 0 | 0 | 1863.1645 | 7.6186e-05 | 36 | Commercial_2030_Economic_million_m3_Before Competition Groups_36 | Air Curtains | 0.007619% | 0 | 0.14195 | Commercial_2030_Economic_million_m3_Before Competition Groups_Air Curtains
Commercial | Com ¦ Adaptive Thermostats | 2030 | SC A | million_m3 | Before Competition Groups | 66.0737 | 0 | 0 | 571.545 | 0.11561 | 1 | Commercial_2030_SC A_million_m3_Before Competition Groups_1 | Adaptive Thermostats | 11.56% | 0 | 66.0737 | Commercial_2030_SC A_million_m3_Before Competition Groups_Adaptive Thermostats
Commercial | Com ¦ Demand Control Ventilation | 2030 | SC A | million_m3 | Before Competition Groups | 63.0389 | 0 | 0 | 571.545 | 0.1103 | 2 | Commercial_2030_SC A_million_m3_Before Competition Groups_2 | Demand Control Ventilation | 11.03% | 0 | 63.0389 | Commercial_2030_SC A_million_m3_Before Competition Groups_Demand Control Ventilation
Commercial | Com ¦ Boilers - Advanced Controls (Steam Systems) | 2030 | SC A | million_m3 | Before Competition Groups | 56.5733 | 0 | 0 | 571.545 | 0.098983 | 3 | Commercial_2030_SC A_million_m3_Before Competition Groups_3 | Boilers - Advanced Controls (Steam Systems) | 9.898% | 0 | 56.5733 | Commercial_2030_SC A_million_m3_Before Competition Groups_Boilers - Advanced Controls (Steam Systems)
Commercial | Com ¦ Building Recommissioning, Operations and Maintenance (O&M) Improvements | 2030 | SC A | million_m3 | Before Competition Groups | 46.9762 | 0 | 0 | 571.545 | 0.082192 | 4 | Commercial_2030_SC A_million_m3_Before Competition Groups_4 | Building Recommissioning, Operations and Maintenance (O&M) Improvements | 8.219% | 0 | 46.9762 | Commercial_2030_SC A_million_m3_Before Competition Groups_Building Recommissioning, Operations and Maintenance (O&M) Improvements
Commercial | Com ¦ Condensing Boiler ¦ Std | 2030 | SC A | million_m3 | Before Competition Groups | 41.2647 | 0 | 0 | 571.545 | 0.072198 | 5 | Commercial_2030_SC A_million_m3_Before Competition Groups_5 | Condensing Boiler ¦ Std | 7.22% | 0 | 41.2647 | Commercial_2030_SC A_million_m3_Before Competition Groups_Condensing Boiler ¦ Std
Commercial | Com ¦ Gas Fired Rooftop Units | 2030 | SC A | million_m3 | Before Competition Groups | 34.9889 | 0 | 0 | 571.545 | 0.061218 | 6 | Commercial_2030_SC A_million_m3_Before Competition Groups_6 | Gas Fired Rooftop Units | 6.122% | 0 | 34.9889 | Commercial_2030_SC A_million_m3_Before Competition Groups_Gas Fired Rooftop Units
Commercial | Com ¦ Condensing Make Up Air Unit | 2030 | SC A | million_m3 | Before Competition Groups | 32.494 | 0 | 0 | 571.545 | 0.056853 | 7 | Commercial_2030_SC A_million_m3_Before Competition Groups_7 | Condensing Make Up Air Unit | 5.685% | 0 | 32.494 | Commercial_2030_SC A_million_m3_Before Competition Groups_Condensing Make Up Air Unit
Commercial | Com ¦ Gas Fired Heat Pump | 2030 | SC A | million_m3 | Before Competition Groups | 27.8702 | 0 | 0 | 571.545 | 0.048763 | 8 | Commercial_2030_SC A_million_m3_Before Competition Groups_8 | Gas Fired Heat Pump | 4.876% | 0 | 27.8702 | Commercial_2030_SC A_million_m3_Before Competition Groups_Gas Fired Heat Pump
Commercial | Com ¦ Air Handler with Dedicated Outdoor Air Systems | 2030 | SC A | million_m3 | Before Competition Groups | 27.1598 | 0 | 0 | 571.545 | 0.04752 | 9 | Commercial_2030_SC A_million_m3_Before Competition Groups_9 | Air Handler with Dedicated Outdoor Air Systems | 4.752% | 0 | 27.1598 | Commercial_2030_SC A_million_m3_Before Competition Groups_Air Handler with Dedicated Outdoor Air Systems
Commercial | Com ¦ Demand Control Kitchen Ventilation | 2030 | SC A | million_m3 | Before Competition Groups | 25.7708 | 0 | 0 | 571.545 | 0.04509 | 10 | Commercial_2030_SC A_million_m3_Before Competition Groups_10 | Demand Control Kitchen Ventilation | 4.509% | 0 | 25.7708 | Commercial_2030_SC A_million_m3_Before Competition Groups_Demand Control Kitchen Ventilation
Commercial | Com ¦ Advanced BAS/Controllers | 2030 | SC A | million_m3 | Before Competition Groups | 23.2624 | 0 | 0 | 571.545 | 0.040701 | 11 | Commercial_2030_SC A_million_m3_Before Competition Groups_11 | Advanced BAS/Controllers | 4.07% | 0 | 23.2624 | Commercial_2030_SC A_million_m3_Before Competition Groups_Advanced BAS/Controllers
Commercial | Com ¦ Steam System Optimization | 2030 | SC A | million_m3 | Before Competition Groups | 22.8416 | 0 | 0 | 571.545 | 0.039965 | 12 | Commercial_2030_SC A_million_m3_Before Competition Groups_12 | Steam System Optimization | 3.996% | 0 | 22.8416 | Commercial_2030_SC A_million_m3_Before Competition Groups_Steam System Optimization
Commercial | Com ¦ Furnace Tune-Up | 2030 | SC A | million_m3 | Before Competition Groups | 21.234 | 0 | 0 | 571.545 | 0.037152 | 13 | Commercial_2030_SC A_million_m3_Before Competition Groups_13 | Furnace Tune-Up | 3.715% | 0 | 21.234 | Commercial_2030_SC A_million_m3_Before Competition Groups_Furnace Tune-Up
Commercial | Com ¦ Destratification | 2030 | SC A | million_m3 | Before Competition Groups | 20.9534 | 0 | 0 | 571.545 | 0.036661 | 14 | Commercial_2030_SC A_million_m3_Before Competition Groups_14 | Destratification | 3.666% | 0 | 20.9534 | Commercial_2030_SC A_million_m3_Before Competition Groups_Destratification
Commercial | Com ¦ Condensing Unit Heaters or other Efficient Unit Heating System | 2030 | SC A | million_m3 | Before Competition Groups | 12.3465 | 0 | 0 | 571.545 | 0.021602 | 15 | Commercial_2030_SC A_million_m3_Before Competition Groups_15 | Condensing Unit Heaters or other Efficient Unit Heating System | 2.16% | 0 | 12.3465 | Commercial_2030_SC A_million_m3_Before Competition Groups_Condensing Unit Heaters or other Efficient Unit Heating System
Commercial | Com ¦ Wall Insulation | 2030 | SC A | million_m3 | Before Competition Groups | 11.8878 | 0 | 0 | 571.545 | 0.020799 | 16 | Commercial_2030_SC A_million_m3_Before Competition Groups_16 | Wall Insulation | 2.08% | 0 | 11.8878 | Commercial_2030_SC A_million_m3_Before Competition Groups_Wall Insulation
Commercial | Com ¦ Education and Capacity Building/Energy Behavior | 2030 | SC A | million_m3 | Before Competition Groups | 10.4491 | 0 | 0 | 571.545 | 0.018282 | 17 | Commercial_2030_SC A_million_m3_Before Competition Groups_17 | Education and Capacity Building/Energy Behavior | 1.828% | 0 | 10.4491 | Commercial_2030_SC A_million_m3_Before Competition Groups_Education and Capacity Building/Energy Behavior
Commercial | Com ¦ Demand controlled Circulating Systems | 2030 | SC A | million_m3 | Before Competition Groups | 5.8033 | 0 | 0 | 571.545 | 0.010154 | 18 | Commercial_2030_SC A_million_m3_Before Competition Groups_18 | Demand controlled Circulating Systems | 1.015% | 0 | 5.8033 | Commercial_2030_SC A_million_m3_Before Competition Groups_Demand controlled Circulating Systems
Commercial | Com ¦ High Efficiency Underfired Broilers | 2030 | SC A | million_m3 | Before Competition Groups | 3.7361 | 0 | 0 | 571.545 | 0.0065368 | 19 | Commercial_2030_SC A_million_m3_Before Competition Groups_19 | High Efficiency Underfired Broilers | 0.6537% | 0 | 3.7361 | Commercial_2030_SC A_million_m3_Before Competition Groups_High Efficiency Underfired Broilers
Commercial | Com ¦ Duct Insulation, R8 | 2030 | SC A | million_m3 | Before Competition Groups | 3.6574 | 0 | 0 | 571.545 | 0.0063991 | 20 | Commercial_2030_SC A_million_m3_Before Competition Groups_20 | Duct Insulation, R8 | 0.6399% | 0 | 3.6574 | Commercial_2030_SC A_million_m3_Before Competition Groups_Duct Insulation, R8
Commercial | Com ¦ ENERGY STAR Fryer (84% eff) | 2030 | SC A | million_m3 | Before Competition Groups | 3.0751 | 0 | 0 | 571.545 | 0.0053803 | 21 | Commercial_2030_SC A_million_m3_Before Competition Groups_21 | ENERGY STAR Fryer (84% eff) | 0.538% | 0 | 3.0751 | Commercial_2030_SC A_million_m3_Before Competition Groups_ENERGY STAR Fryer (84% eff)
Commercial | Com ¦ Energy Efficient Laboratory Fume Hood | 2030 | SC A | million_m3 | Before Competition Groups | 2.2228 | 0 | 0 | 571.545 | 0.0038891 | 22 | Commercial_2030_SC A_million_m3_Before Competition Groups_22 | Energy Efficient Laboratory Fume Hood | 0.3889% | 0 | 2.2228 | Commercial_2030_SC A_million_m3_Before Competition Groups_Energy Efficient Laboratory Fume Hood
Commercial | Com ¦ Ozone Laundry Treatment | 2030 | SC A | million_m3 | Before Competition Groups | 1.8332 | 0 | 0 | 571.545 | 0.0032074 | 23 | Commercial_2030_SC A_million_m3_Before Competition Groups_23 | Ozone Laundry Treatment | 0.3207% | 0 | 1.8332 | Commercial_2030_SC A_million_m3_Before Competition Groups_Ozone Laundry Treatment
Commercial | Com ¦ Infrared Heaters | 2030 | SC A | million_m3 | Before Competition Groups | 1.4382 | 0 | 0 | 571.545 | 0.0025163 | 24 | Commercial_2030_SC A_million_m3_Before Competition Groups_24 | Infrared Heaters | 0.2516% | 0 | 1.4382 | Commercial_2030_SC A_million_m3_Before Competition Groups_Infrared Heaters
Commercial | Com ¦ ENERGY STAR Dishwasher | 2030 | SC A | million_m3 | Before Competition Groups | 1.1765 | 0 | 0 | 571.545 | 0.0020585 | 25 | Commercial_2030_SC A_million_m3_Before Competition Groups_25 | ENERGY STAR Dishwasher | 0.2058% | 0 | 1.1765 | Commercial_2030_SC A_million_m3_Before Competition Groups_ENERGY STAR Dishwasher
Commercial | Com ¦ ENERGY STAR Griddle (74% eff) | 2030 | SC A | million_m3 | Before Competition Groups | 1.085 | 0 | 0 | 571.545 | 0.0018983 | 26 | Commercial_2030_SC A_million_m3_Before Competition Groups_26 | ENERGY STAR Griddle (74% eff) | 0.1898% | 0 | 1.085 | Commercial_2030_SC A_million_m3_Before Competition Groups_ENERGY STAR Griddle (74% eff)
Commercial | Com ¦ CEE Tier 2/Energy Star Clothes Washers | 2030 | SC A | million_m3 | Before Competition Groups | 0.61742 | 0 | 0 | 571.545 | 0.0010803 | 27 | Commercial_2030_SC A_million_m3_Before Competition Groups_27 | CEE Tier 2/Energy Star Clothes Washers | 0.108% | 0 | 0.61742 | Commercial_2030_SC A_million_m3_Before Competition Groups_CEE Tier 2/Energy Star Clothes Washers
Commercial | Com ¦ Drain Water Heat Recovery (DWHR) ¦ Retro | 2030 | SC A | million_m3 | Before Competition Groups | 0.53795 | 0 | 0 | 571.545 | 0.00094122 | 28 | Commercial_2030_SC A_million_m3_Before Competition Groups_28 | Drain Water Heat Recovery (DWHR) ¦ Retro | 0.09412% | 0 | 0.53795 | Commercial_2030_SC A_million_m3_Before Competition Groups_Drain Water Heat Recovery (DWHR) ¦ Retro
Commercial | Com ¦ ENERGY STAR Steam Cooker | 2030 | SC A | million_m3 | Before Competition Groups | 0.33091 | 0 | 0 | 571.545 | 0.00057897 | 29 | Commercial_2030_SC A_million_m3_Before Competition Groups_29 | ENERGY STAR Steam Cooker | 0.0579% | 0 | 0.33091 | Commercial_2030_SC A_million_m3_Before Competition Groups_ENERGY STAR Steam Cooker
Commercial | Com ¦ Low Flow Pre-Rinse Spray Nozzle | 2030 | SC A | million_m3 | Before Competition Groups | 0.31302 | 0 | 0 | 571.545 | 0.00054767 | 30 | Commercial_2030_SC A_million_m3_Before Competition Groups_30 | Low Flow Pre-Rinse Spray Nozzle | 0.05477% | 0 | 0.31302 | Commercial_2030_SC A_million_m3_Before Competition Groups_Low Flow Pre-Rinse Spray Nozzle
Commercial | Com ¦ Energy Recovery Ventilation and Ventilation (Enhanced) | 2030 | SC A | million_m3 | Before Competition Groups | 0.30356 | 0 | 0 | 571.545 | 0.00053112 | 31 | Commercial_2030_SC A_million_m3_Before Competition Groups_31 | Energy Recovery Ventilation and Ventilation (Enhanced) | 0.05311% | 0 | 0.30356 | Commercial_2030_SC A_million_m3_Before Competition Groups_Energy Recovery Ventilation and Ventilation (Enhanced)
Commercial | Com ¦ Drain Water Heat Recovery (DWHR) ¦New | 2030 | SC A | million_m3 | Before Competition Groups | 0.14005 | 0 | 0 | 571.545 | 0.00024504 | 32 | Commercial_2030_SC A_million_m3_Before Competition Groups_32 | Drain Water Heat Recovery (DWHR) ¦New | 0.0245% | 0 | 0.14005 | Commercial_2030_SC A_million_m3_Before Competition Groups_Drain Water Heat Recovery (DWHR) ¦New
Commercial | Com ¦ Heat Recovery Ventilator | 2030 | SC A | million_m3 | Before Competition Groups | 0.04682 | 0 | 0 | 571.545 | 8.1919e-05 | 33 | Commercial_2030_SC A_million_m3_Before Competition Groups_33 | Heat Recovery Ventilator | 0.008192% | 0 | 0.04682 | Commercial_2030_SC A_million_m3_Before Competition Groups_Heat Recovery Ventilator
Commercial | Com ¦ Solar Water Preheat (Pools/DHW) | 2030 | SC A | million_m3 | Before Competition Groups | 0.041373 | 0 | 0 | 571.545 | 7.2388e-05 | 34 | Commercial_2030_SC A_million_m3_Before Competition Groups_34 | Solar Water Preheat (Pools/DHW) | 0.007239% | 0 | 0.041373 | Commercial_2030_SC A_million_m3_Before Competition Groups_Solar Water Preheat (Pools/DHW)
Commercial | Com ¦ Gas Heat Pump Water Heater | 2030 | SC A | million_m3 | Before Competition Groups | 0.00099819 | 0 | 0 | 571.545 | 1.7465e-06 | 35 | Commercial_2030_SC A_million_m3_Before Competition Groups_35 | Gas Heat Pump Water Heater | 0.0001746% | 0 | 0.00099819 | Commercial_2030_SC A_million_m3_Before Competition Groups_Gas Heat Pump Water Heater
Commercial | Com ¦ Air Curtains | 2030 | SC A | million_m3 | Before Competition Groups | 0.00011401 | 0 | 0 | 571.545 | 1.9948e-07 | 36 | Commercial_2030_SC A_million_m3_Before Competition Groups_36 | Air Curtains | 1.995e-05% | 0 | 0.00011401 | Commercial_2030_SC A_million_m3_Before Competition Groups_Air Curtains
Commercial | Com ¦ Demand Control Ventilation | 2030 | SC B | million_m3 | Before Competition Groups | 135.118 | 0 | 0 | 1146.4495 | 0.11786 | 1 | Commercial_2030_SC B_million_m3_Before Competition Groups_1 | Demand Control Ventilation | 11.79% | 0 | 135.118 | Commercial_2030_SC B_million_m3_Before Competition Groups_Demand Control Ventilation
Commercial | Com ¦ Condensing Boiler ¦ Std | 2030 | SC B | million_m3 | Before Competition Groups | 120.0299 | 0 | 0 | 1146.4495 | 0.1047 | 2 | Commercial_2030_SC B_million_m3_Before Competition Groups_2 | Condensing Boiler ¦ Std | 10.47% | 0 | 120.0299 | Commercial_2030_SC B_million_m3_Before Competition Groups_Condensing Boiler ¦ Std
Commercial | Com ¦ Adaptive Thermostats | 2030 | SC B | million_m3 | Before Competition Groups | 115.4135 | 0 | 0 | 1146.4495 | 0.10067 | 3 | Commercial_2030_SC B_million_m3_Before Competition Groups_3 | Adaptive Thermostats | 10.07% | 0 | 115.4135 | Commercial_2030_SC B_million_m3_Before Competition Groups_Adaptive Thermostats
Commercial | Com ¦ Building Recommissioning, Operations and Maintenance (O&M) Improvements | 2030 | SC B | million_m3 | Before Competition Groups | 90.7741 | 0 | 0 | 1146.4495 | 0.079178 | 4 | Commercial_2030_SC B_million_m3_Before Competition Groups_4 | Building Recommissioning, Operations and Maintenance (O&M) Improvements | 7.918% | 0 | 90.7741 | Commercial_2030_SC B_million_m3_Before Competition Groups_Building Recommissioning, Operations and Maintenance (O&M) Improvements
Commercial | Com ¦ Air Handler with Dedicated Outdoor Air Systems | 2030 | SC B | million_m3 | Before Competition Groups | 82.2354 | 0 | 0 | 1146.4495 | 0.07173 | 5 | Commercial_2030_SC B_million_m3_Before Competition Groups_5 | Air Handler with Dedicated Outdoor Air Systems | 7.173% | 0 | 82.2354 | Commercial_2030_SC B_million_m3_Before Competition Groups_Air Handler with Dedicated Outdoor Air Systems
Commercial | Com ¦ Gas Fired Rooftop Units | 2030 | SC B | million_m3 | Before Competition Groups | 73.2313 | 0 | 0 | 1146.4495 | 0.063877 | 6 | Commercial_2030_SC B_million_m3_Before Competition Groups_6 | Gas Fired Rooftop Units | 6.388% | 0 | 73.2313 | Commercial_2030_SC B_million_m3_Before Competition Groups_Gas Fired Rooftop Units
Commercial | Com ¦ Boilers - Advanced Controls (Steam Systems) | 2030 | SC B | million_m3 | Before Competition Groups | 57.5051 | 0 | 0 | 1146.4495 | 0.050159 | 7 | Commercial_2030_SC B_million_m3_Before Competition Groups_7 | Boilers - Advanced Controls (Steam Systems) | 5.016% | 0 | 57.5051 | Commercial_2030_SC B_million_m3_Before Competition Groups_Boilers - Advanced Controls (Steam Systems)
Commercial | Com ¦ Education and Capacity Building/Energy Behavior | 2030 | SC B | million_m3 | Before Competition Groups | 52.2457 | 0 | 0 | 1146.4495 | 0.045572 | 8 | Commercial_2030_SC B_million_m3_Before Competition Groups_8 | Education and Capacity Building/Energy Behavior | 4.557% | 0 | 52.2457 | Commercial_2030_SC B_million_m3_Before Competition Groups_Education and Capacity Building/Energy Behavior
Commercial | Com ¦ Demand Control Kitchen Ventilation | 2030 | SC B | million_m3 | Before Competition Groups | 47.3639 | 0 | 0 | 1146.4495 | 0.041314 | 9 | Commercial_2030_SC B_million_m3_Before Competition Groups_9 | Demand Control Kitchen Ventilation | 4.131% | 0 | 47.3639 | Commercial_2030_SC B_million_m3_Before Competition Groups_Demand Control Kitchen Ventilation
Commercial | Com ¦ Condensing Make Up Air Unit | 2030 | SC B | million_m3 | Before Competition Groups | 46.9448 | 0 | 0 | 1146.4495 | 0.040948 | 10 | Commercial_2030_SC B_million_m3_Before Competition Groups_10 | Condensing Make Up Air Unit | 4.095% | 0 | 46.9448 | Commercial_2030_SC B_million_m3_Before Competition Groups_Condensing Make Up Air Unit
Commercial | Com ¦ Steam System Optimization | 2030 | SC B | million_m3 | Before Competition Groups | 44.569 | 0 | 0 | 1146.4495 | 0.038876 | 11 | Commercial_2030_SC B_million_m3_Before Competition Groups_11 | Steam System Optimization | 3.888% | 0 | 44.569 | Commercial_2030_SC B_million_m3_Before Competition Groups_Steam System Optimization
Commercial | Com ¦ Destratification | 2030 | SC B | million_m3 | Before Competition Groups | 44.2079 | 0 | 0 | 1146.4495 | 0.038561 | 12 | Commercial_2030_SC B_million_m3_Before Competition Groups_12 | Destratification | 3.856% | 0 | 44.2079 | Commercial_2030_SC B_million_m3_Before Competition Groups_Destratification
Commercial | Com ¦ Furnace Tune-Up | 2030 | SC B | million_m3 | Before Competition Groups | 41.7491 | 0 | 0 | 1146.4495 | 0.036416 | 13 | Commercial_2030_SC B_million_m3_Before Competition Groups_13 | Furnace Tune-Up | 3.642% | 0 | 41.7491 | Commercial_2030_SC B_million_m3_Before Competition Groups_Furnace Tune-Up
Commercial | Com ¦ Gas Fired Heat Pump | 2030 | SC B | million_m3 | Before Competition Groups | 41.6106 | 0 | 0 | 1146.4495 | 0.036295 | 14 | Commercial_2030_SC B_million_m3_Before Competition Groups_14 | Gas Fired Heat Pump | 3.63% | 0 | 41.6106 | Commercial_2030_SC B_million_m3_Before Competition Groups_Gas Fired Heat Pump
Commercial | Com ¦ Advanced BAS/Controllers | 2030 | SC B | million_m3 | Before Competition Groups | 35.8742 | 0 | 0 | 1146.4495 | 0.031292 | 15 | Commercial_2030_SC B_million_m3_Before Competition Groups_15 | Advanced BAS/Controllers | 3.129% | 0 | 35.8742 | Commercial_2030_SC B_million_m3_Before Competition Groups_Advanced BAS/Controllers
Commercial | Com ¦ Condensing Unit Heaters or other Efficient Unit Heating System | 2030 | SC B | million_m3 | Before Competition Groups | 25.8931 | 0 | 0 | 1146.4495 | 0.022585 | 16 | Commercial_2030_SC B_million_m3_Before Competition Groups_16 | Condensing Unit Heaters or other Efficient Unit Heating System | 2.259% | 0 | 25.8931 | Commercial_2030_SC B_million_m3_Before Competition Groups_Condensing Unit Heaters or other Efficient Unit Heating System
Commercial | Com ¦ Wall Insulation | 2030 | SC B | million_m3 | Before Competition Groups | 23.5113 | 0 | 0 | 1146.4495 | 0.020508 | 17 | Commercial_2030_SC B_million_m3_Before Competition Groups_17 | Wall Insulation | 2.051% | 0 | 23.5113 | Commercial_2030_SC B_million_m3_Before Competition Groups_Wall Insulation
Commercial | Com ¦ Energy Efficient Laboratory Fume Hood | 2030 | SC B | million_m3 | Before Competition Groups | 16.3433 | 0 | 0 | 1146.4495 | 0.014256 | 18 | Commercial_2030_SC B_million_m3_Before Competition Groups_18 | Energy Efficient Laboratory Fume Hood | 1.426% | 0 | 16.3433 | Commercial_2030_SC B_million_m3_Before Competition Groups_Energy Efficient Laboratory Fume Hood
Commercial | Com ¦ Demand controlled Circulating Systems | 2030 | SC B | million_m3 | Before Competition Groups | 12.3507 | 0 | 0 | 1146.4495 | 0.010773 | 19 | Commercial_2030_SC B_million_m3_Before Competition Groups_19 | Demand controlled Circulating Systems | 1.077% | 0 | 12.3507 | Commercial_2030_SC B_million_m3_Before Competition Groups_Demand controlled Circulating Systems
Commercial | Com ¦ Duct Insulation, R8 | 2030 | SC B | million_m3 | Before Competition Groups | 9.6119 | 0 | 0 | 1146.4495 | 0.008384 | 20 | Commercial_2030_SC B_million_m3_Before Competition Groups_20 | Duct Insulation, R8 | 0.8384% | 0 | 9.6119 | Commercial_2030_SC B_million_m3_Before Competition Groups_Duct Insulation, R8
Commercial | Com ¦ Ozone Laundry Treatment | 2030 | SC B | million_m3 | Before Competition Groups | 6.0727 | 0 | 0 | 1146.4495 | 0.005297 | 21 | Commercial_2030_SC B_million_m3_Before Competition Groups_21 | Ozone Laundry Treatment | 0.5297% | 0 | 6.0727 | Commercial_2030_SC B_million_m3_Before Competition Groups_Ozone Laundry Treatment
Commercial | Com ¦ ENERGY STAR Fryer (84% eff) | 2030 | SC B | million_m3 | Before Competition Groups | 4.7271 | 0 | 0 | 1146.4495 | 0.0041232 | 22 | Commercial_2030_SC B_million_m3_Before Competition Groups_22 | ENERGY STAR Fryer (84% eff) | 0.4123% | 0 | 4.7271 | Commercial_2030_SC B_million_m3_Before Competition Groups_ENERGY STAR Fryer (84% eff)
Commercial | Com ¦ High Efficiency Underfired Broilers | 2030 | SC B | million_m3 | Before Competition Groups | 4.4359 | 0 | 0 | 1146.4495 | 0.0038692 | 23 | Commercial_2030_SC B_million_m3_Before Competition Groups_23 | High Efficiency Underfired Broilers | 0.3869% | 0 | 4.4359 | Commercial_2030_SC B_million_m3_Before Competition Groups_High Efficiency Underfired Broilers
Commercial | Com ¦ Infrared Heaters | 2030 | SC B | million_m3 | Before Competition Groups | 3.43 | 0 | 0 | 1146.4495 | 0.0029918 | 24 | Commercial_2030_SC B_million_m3_Before Competition Groups_24 | Infrared Heaters | 0.2992% | 0 | 3.43 | Commercial_2030_SC B_million_m3_Before Competition Groups_Infrared Heaters
Commercial | Com ¦ ENERGY STAR Griddle (74% eff) | 2030 | SC B | million_m3 | Before Competition Groups | 3.1335 | 0 | 0 | 1146.4495 | 0.0027333 | 25 | Commercial_2030_SC B_million_m3_Before Competition Groups_25 | ENERGY STAR Griddle (74% eff) | 0.2733% | 0 | 3.1335 | Commercial_2030_SC B_million_m3_Before Competition Groups_ENERGY STAR Griddle (74% eff)
Commercial | Com ¦ Energy Recovery Ventilation and Ventilation (Enhanced) | 2030 | SC B | million_m3 | Before Competition Groups | 1.6786 | 0 | 0 | 1146.4495 | 0.0014642 | 26 | Commercial_2030_SC B_million_m3_Before Competition Groups_26 | Energy Recovery Ventilation and Ventilation (Enhanced) | 0.1464% | 0 | 1.6786 | Commercial_2030_SC B_million_m3_Before Competition Groups_Energy Recovery Ventilation and Ventilation (Enhanced)
Commercial | Com ¦ Heat Recovery Ventilator | 2030 | SC B | million_m3 | Before Competition Groups | 1.5963 | 0 | 0 | 1146.4495 | 0.0013924 | 27 | Commercial_2030_SC B_million_m3_Before Competition Groups_27 | Heat Recovery Ventilator | 0.1392% | 0 | 1.5963 | Commercial_2030_SC B_million_m3_Before Competition Groups_Heat Recovery Ventilator
Commercial | Com ¦ ENERGY STAR Dishwasher | 2030 | SC B | million_m3 | Before Competition Groups | 1.5432 | 0 | 0 | 1146.4495 | 0.001346 | 28 | Commercial_2030_SC B_million_m3_Before Competition Groups_28 | ENERGY STAR Dishwasher | 0.1346% | 0 | 1.5432 | Commercial_2030_SC B_million_m3_Before Competition Groups_ENERGY STAR Dishwasher
Commercial | Com ¦ Drain Water Heat Recovery (DWHR) ¦ Retro | 2030 | SC B | million_m3 | Before Competition Groups | 1.0415 | 0 | 0 | 1146.4495 | 0.00090843 | 29 | Commercial_2030_SC B_million_m3_Before Competition Groups_29 | Drain Water Heat Recovery (DWHR) ¦ Retro | 0.09084% | 0 | 1.0415 | Commercial_2030_SC B_million_m3_Before Competition Groups_Drain Water Heat Recovery (DWHR) ¦ Retro
Commercial | Com ¦ CEE Tier 2/Energy Star Clothes Washers | 2030 | SC B | million_m3 | Before Competition Groups | 0.86939 | 0 | 0 | 1146.4495 | 0.00075834 | 30 | Commercial_2030_SC B_million_m3_Before Competition Groups_30 | CEE Tier 2/Energy Star Clothes Washers | 0.07583% | 0 | 0.86939 | Commercial_2030_SC B_million_m3_Before Competition Groups_CEE Tier 2/Energy Star Clothes Washers
Commercial | Com ¦ Low Flow Pre-Rinse Spray Nozzle | 2030 | SC B | million_m3 | Before Competition Groups | 0.45588 | 0 | 0 | 1146.4495 | 0.00039764 | 31 | Commercial_2030_SC B_million_m3_Before Competition Groups_31 | Low Flow Pre-Rinse Spray Nozzle | 0.03976% | 0 | 0.45588 | Commercial_2030_SC B_million_m3_Before Competition Groups_Low Flow Pre-Rinse Spray Nozzle
Commercial | Com ¦ ENERGY STAR Steam Cooker | 2030 | SC B | million_m3 | Before Competition Groups | 0.3383 | 0 | 0 | 1146.4495 | 0.00029508 | 32 | Commercial_2030_SC B_million_m3_Before Competition Groups_32 | ENERGY STAR Steam Cooker | 0.02951% | 0 | 0.3383 | Commercial_2030_SC B_million_m3_Before Competition Groups_ENERGY STAR Steam Cooker
Commercial | Com ¦ Drain Water Heat Recovery (DWHR) ¦New | 2030 | SC B | million_m3 | Before Competition Groups | 0.21231 | 0 | 0 | 1146.4495 | 0.00018519 | 33 | Commercial_2030_SC B_million_m3_Before Competition Groups_33 | Drain Water Heat Recovery (DWHR) ¦New | 0.01852% | 0 | 0.21231 | Commercial_2030_SC B_million_m3_Before Competition Groups_Drain Water Heat Recovery (DWHR) ¦New
Commercial | Com ¦ Air Curtains | 2030 | SC B | million_m3 | Before Competition Groups | 0.11565 | 0 | 0 | 1146.4495 | 0.00010088 | 34 | Commercial_2030_SC B_million_m3_Before Competition Groups_34 | Air Curtains | 0.01009% | 0 | 0.11565 | Commercial_2030_SC B_million_m3_Before Competition Groups_Air Curtains
Commercial | Com ¦ Gas Heat Pump Water Heater | 2030 | SC B | million_m3 | Before Competition Groups | 0.11491 | 0 | 0 | 1146.4495 | 0.00010023 | 35 | Commercial_2030_SC B_million_m3_Before Competition Groups_35 | Gas Heat Pump Water Heater | 0.01002% | 0 | 0.11491 | Commercial_2030_SC B_million_m3_Before Competition Groups_Gas Heat Pump Water Heater
Commercial | Com ¦ Solar Water Preheat (Pools/DHW) | 2030 | SC B | million_m3 | Before Competition Groups | 0.10168 | 0 | 0 | 1146.4495 | 8.8695e-05 | 36 | Commercial_2030_SC B_million_m3_Before Competition Groups_36 | Solar Water Preheat (Pools/DHW) | 0.00887% | 0 | 0.10168 | Commercial_2030_SC B_million_m3_Before Competition Groups_Solar Water Preheat (Pools/DHW)
Commercial | Com ¦ Demand Control Ventilation | 2030 | SC C | million_m3 | Before Competition Groups | 69.8443 | 0 | 0 | 624.918 | 0.11177 | 1 | Commercial_2030_SC C_million_m3_Before Competition Groups_1 | Demand Control Ventilation | 11.18% | 0 | 69.8443 | Commercial_2030_SC C_million_m3_Before Competition Groups_Demand Control Ventilation
Commercial | Com ¦ Adaptive Thermostats | 2030 | SC C | million_m3 | Before Competition Groups | 66.1495 | 0 | 0 | 624.918 | 0.10585 | 2 | Commercial_2030_SC C_million_m3_Before Competition Groups_2 | Adaptive Thermostats | 10.59% | 0 | 66.1495 | Commercial_2030_SC C_million_m3_Before Competition Groups_Adaptive Thermostats
Commercial | Com ¦ Condensing Boiler ¦ Std | 2030 | SC C | million_m3 | Before Competition Groups | 61.8231 | 0 | 0 | 624.918 | 0.09893 | 3 | Commercial_2030_SC C_million_m3_Before Competition Groups_3 | Condensing Boiler ¦ Std | 9.893% | 0 | 61.8231 | Commercial_2030_SC C_million_m3_Before Competition Groups_Condensing Boiler ¦ Std
Commercial | Com ¦ Boilers - Advanced Controls (Steam Systems) | 2030 | SC C | million_m3 | Before Competition Groups | 57.5056 | 0 | 0 | 624.918 | 0.092021 | 4 | Commercial_2030_SC C_million_m3_Before Competition Groups_4 | Boilers - Advanced Controls (Steam Systems) | 9.202% | 0 | 57.5056 | Commercial_2030_SC C_million_m3_Before Competition Groups_Boilers - Advanced Controls (Steam Systems)
Commercial | Com ¦ Building Recommissioning, Operations and Maintenance (O&M) Improvements | 2030 | SC C | million_m3 | Before Competition Groups | 48.1136 | 0 | 0 | 624.918 | 0.076992 | 5 | Commercial_2030_SC C_million_m3_Before Competition Groups_5 | Building Recommissioning, Operations and Maintenance (O&M) Improvements | 7.699% | 0 | 48.1136 | Commercial_2030_SC C_million_m3_Before Competition Groups_Building Recommissioning, Operations and Maintenance (O&M) Improvements
Commercial | Com ¦ Gas Fired Rooftop Units | 2030 | SC C | million_m3 | Before Competition Groups | 35.6129 | 0 | 0 | 624.918 | 0.056988 | 6 | Commercial_2030_SC C_million_m3_Before Competition Groups_6 | Gas Fired Rooftop Units | 5.699% | 0 | 35.6129 | Commercial_2030_SC C_million_m3_Before Competition Groups_Gas Fired Rooftop Units
Commercial | Com ¦ Condensing Make Up Air Unit | 2030 | SC C | million_m3 | Before Competition Groups | 34.4131 | 0 | 0 | 624.918 | 0.055068 | 7 | Commercial_2030_SC C_million_m3_Before Competition Groups_7 | Condensing Make Up Air Unit | 5.507% | 0 | 34.4131 | Commercial_2030_SC C_million_m3_Before Competition Groups_Condensing Make Up Air Unit
Commercial | Com ¦ Air Handler with Dedicated Outdoor Air Systems | 2030 | SC C | million_m3 | Before Competition Groups | 32.8231 | 0 | 0 | 624.918 | 0.052524 | 8 | Commercial_2030_SC C_million_m3_Before Competition Groups_8 | Air Handler with Dedicated Outdoor Air Systems | 5.252% | 0 | 32.8231 | Commercial_2030_SC C_million_m3_Before Competition Groups_Air Handler with Dedicated Outdoor Air Systems
Commercial | Com ¦ Gas Fired Heat Pump | 2030 | SC C | million_m3 | Before Competition Groups | 30.9524 | 0 | 0 | 624.918 | 0.04953 | 9 | Commercial_2030_SC C_million_m3_Before Competition Groups_9 | Gas Fired Heat Pump | 4.953% | 0 | 30.9524 | Commercial_2030_SC C_million_m3_Before Competition Groups_Gas Fired Heat Pump
Commercial | Com ¦ Demand Control Kitchen Ventilation | 2030 | SC C | million_m3 | Before Competition Groups | 27.0363 | 0 | 0 | 624.918 | 0.043264 | 10 | Commercial_2030_SC C_million_m3_Before Competition Groups_10 | Demand Control Kitchen Ventilation | 4.326% | 0 | 27.0363 | Commercial_2030_SC C_million_m3_Before Competition Groups_Demand Control Kitchen Ventilation
Commercial | Com ¦ Advanced BAS/Controllers | 2030 | SC C | million_m3 | Before Competition Groups | 23.926 | 0 | 0 | 624.918 | 0.038287 | 11 | Commercial_2030_SC C_million_m3_Before Competition Groups_11 | Advanced BAS/Controllers | 3.829% | 0 | 23.926 | Commercial_2030_SC C_million_m3_Before Competition Groups_Advanced BAS/Controllers
Commercial | Com ¦ Steam System Optimization | 2030 | SC C | million_m3 | Before Competition Groups | 22.8416 | 0 | 0 | 624.918 | 0.036551 | 12 | Commercial_2030_SC C_million_m3_Before Competition Groups_12 | Steam System Optimization | 3.655% | 0 | 22.8416 | Commercial_2030_SC C_million_m3_Before Competition Groups_Steam System Optimization
Commercial | Com ¦ Destratification | 2030 | SC C | million_m3 | Before Competition Groups | 22.3862 | 0 | 0 | 624.918 | 0.035823 | 13 | Commercial_2030_SC C_million_m3_Before Competition Groups_13 | Destratification | 3.582% | 0 | 22.3862 | Commercial_2030_SC C_million_m3_Before Competition Groups_Destratification
Commercial | Com ¦ Furnace Tune-Up | 2030 | SC C | million_m3 | Before Competition Groups | 21.2347 | 0 | 0 | 624.918 | 0.03398 | 14 | Commercial_2030_SC C_million_m3_Before Competition Groups_14 | Furnace Tune-Up | 3.398% | 0 | 21.2347 | Commercial_2030_SC C_million_m3_Before Competition Groups_Furnace Tune-Up
Commercial | Com ¦ Condensing Unit Heaters or other Efficient Unit Heating System | 2030 | SC C | million_m3 | Before Competition Groups | 15.1194 | 0 | 0 | 624.918 | 0.024194 | 15 | Commercial_2030_SC C_million_m3_Before Competition Groups_15 | Condensing Unit Heaters or other Efficient Unit Heating System | 2.419% | 0 | 15.1194 | Commercial_2030_SC C_million_m3_Before Competition Groups_Condensing Unit Heaters or other Efficient Unit Heating System
Commercial | Com ¦ Wall Insulation | 2030 | SC C | million_m3 | Before Competition Groups | 12.0583 | 0 | 0 | 624.918 | 0.019296 | 16 | Commercial_2030_SC C_million_m3_Before Competition Groups_16 | Wall Insulation | 1.93% | 0 | 12.0583 | Commercial_2030_SC C_million_m3_Before Competition Groups_Wall Insulation
Commercial | Com ¦ Education and Capacity Building/Energy Behavior | 2030 | SC C | million_m3 | Before Competition Groups | 10.4491 | 0 | 0 | 624.918 | 0.016721 | 17 | Commercial_2030_SC C_million_m3_Before Competition Groups_17 | Education and Capacity Building/Energy Behavior | 1.672% | 0 | 10.4491 | Commercial_2030_SC C_million_m3_Before Competition Groups_Education and Capacity Building/Energy Behavior
Commercial | Com ¦ Demand controlled Circulating Systems | 2030 | SC C | million_m3 | Before Competition Groups | 6.0919 | 0 | 0 | 624.918 | 0.0097483 | 18 | Commercial_2030_SC C_million_m3_Before Competition Groups_18 | Demand controlled Circulating Systems | 0.9748% | 0 | 6.0919 | Commercial_2030_SC C_million_m3_Before Competition Groups_Demand controlled Circulating Systems
Commercial | Com ¦ Duct Insulation, R8 | 2030 | SC C | million_m3 | Before Competition Groups | 4.5665 | 0 | 0 | 624.918 | 0.0073073 | 19 | Commercial_2030_SC C_million_m3_Before Competition Groups_19 | Duct Insulation, R8 | 0.7307% | 0 | 4.5665 | Commercial_2030_SC C_million_m3_Before Competition Groups_Duct Insulation, R8
Commercial | Com ¦ Energy Efficient Laboratory Fume Hood | 2030 | SC C | million_m3 | Before Competition Groups | 4.1666 | 0 | 0 | 624.918 | 0.0066674 | 20 | Commercial_2030_SC C_million_m3_Before Competition Groups_20 | Energy Efficient Laboratory Fume Hood | 0.6667% | 0 | 4.1666 | Commercial_2030_SC C_million_m3_Before Competition Groups_Energy Efficient Laboratory Fume Hood
Commercial | Com ¦ High Efficiency Underfired Broilers | 2030 | SC C | million_m3 | Before Competition Groups | 3.8569 | 0 | 0 | 624.918 | 0.0061719 | 21 | Commercial_2030_SC C_million_m3_Before Competition Groups_21 | High Efficiency Underfired Broilers | 0.6172% | 0 | 3.8569 | Commercial_2030_SC C_million_m3_Before Competition Groups_High Efficiency Underfired Broilers
Commercial | Com ¦ ENERGY STAR Fryer (84% eff) | 2030 | SC C | million_m3 | Before Competition Groups | 3.7777 | 0 | 0 | 624.918 | 0.0060451 | 22 | Commercial_2030_SC C_million_m3_Before Competition Groups_22 | ENERGY STAR Fryer (84% eff) | 0.6045% | 0 | 3.7777 | Commercial_2030_SC C_million_m3_Before Competition Groups_ENERGY STAR Fryer (84% eff)
Commercial | Com ¦ Ozone Laundry Treatment | 2030 | SC C | million_m3 | Before Competition Groups | 2.5112 | 0 | 0 | 624.918 | 0.0040184 | 23 | Commercial_2030_SC C_million_m3_Before Competition Groups_23 | Ozone Laundry Treatment | 0.4018% | 0 | 2.5112 | Commercial_2030_SC C_million_m3_Before Competition Groups_Ozone Laundry Treatment
Commercial | Com ¦ ENERGY STAR Griddle (74% eff) | 2030 | SC C | million_m3 | Before Competition Groups | 1.8208 | 0 | 0 | 624.918 | 0.0029136 | 24 | Commercial_2030_SC C_million_m3_Before Competition Groups_24 | ENERGY STAR Griddle (74% eff) | 0.2914% | 0 | 1.8208 | Commercial_2030_SC C_million_m3_Before Competition Groups_ENERGY STAR Griddle (74% eff)
Commercial | Com ¦ Infrared Heaters | 2030 | SC C | million_m3 | Before Competition Groups | 1.7592 | 0 | 0 | 624.918 | 0.0028152 | 25 | Commercial_2030_SC C_million_m3_Before Competition Groups_25 | Infrared Heaters | 0.2815% | 0 | 1.7592 | Commercial_2030_SC C_million_m3_Before Competition Groups_Infrared Heaters
Commercial | Com ¦ ENERGY STAR Dishwasher | 2030 | SC C | million_m3 | Before Competition Groups | 1.3464 | 0 | 0 | 624.918 | 0.0021545 | 26 | Commercial_2030_SC C_million_m3_Before Competition Groups_26 | ENERGY STAR Dishwasher | 0.2154% | 0 | 1.3464 | Commercial_2030_SC C_million_m3_Before Competition Groups_ENERGY STAR Dishwasher
Commercial | Com ¦ CEE Tier 2/Energy Star Clothes Washers | 2030 | SC C | million_m3 | Before Competition Groups | 0.69428 | 0 | 0 | 624.918 | 0.001111 | 27 | Commercial_2030_SC C_million_m3_Before Competition Groups_27 | CEE Tier 2/Energy Star Clothes Washers | 0.1111% | 0 | 0.69428 | Commercial_2030_SC C_million_m3_Before Competition Groups_CEE Tier 2/Energy Star Clothes Washers
Commercial | Com ¦ Drain Water Heat Recovery (DWHR) ¦ Retro | 2030 | SC C | million_m3 | Before Competition Groups | 0.54642 | 0 | 0 | 624.918 | 0.00087439 | 28 | Commercial_2030_SC C_million_m3_Before Competition Groups_28 | Drain Water Heat Recovery (DWHR) ¦ Retro | 0.08744% | 0 | 0.54642 | Commercial_2030_SC C_million_m3_Before Competition Groups_Drain Water Heat Recovery (DWHR) ¦ Retro
Commercial | Com ¦ Energy Recovery Ventilation and Ventilation (Enhanced) | 2030 | SC C | million_m3 | Before Competition Groups | 0.48025 | 0 | 0 | 624.918 | 0.00076851 | 29 | Commercial_2030_SC C_million_m3_Before Competition Groups_29 | Energy Recovery Ventilation and Ventilation (Enhanced) | 0.07685% | 0 | 0.48025 | Commercial_2030_SC C_million_m3_Before Competition Groups_Energy Recovery Ventilation and Ventilation (Enhanced)
Commercial | Com ¦ ENERGY STAR Steam Cooker | 2030 | SC C | million_m3 | Before Competition Groups | 0.3383 | 0 | 0 | 624.918 | 0.00054135 | 30 | Commercial_2030_SC C_million_m3_Before Competition Groups_30 | ENERGY STAR Steam Cooker | 0.05414% | 0 | 0.3383 | Commercial_2030_SC C_million_m3_Before Competition Groups_ENERGY STAR Steam Cooker
Commercial | Com ¦ Low Flow Pre-Rinse Spray Nozzle | 2030 | SC C | million_m3 | Before Competition Groups | 0.33605 | 0 | 0 | 624.918 | 0.00053775 | 31 | Commercial_2030_SC C_million_m3_Before Competition Groups_31 | Low Flow Pre-Rinse Spray Nozzle | 0.05377% | 0 | 0.33605 | Commercial_2030_SC C_million_m3_Before Competition Groups_Low Flow Pre-Rinse Spray Nozzle
Commercial | Com ¦ Heat Recovery Ventilator | 2030 | SC C | million_m3 | Before Competition Groups | 0.14576 | 0 | 0 | 624.918 | 0.00023324 | 32 | Commercial_2030_SC C_million_m3_Before Competition Groups_32 | Heat Recovery Ventilator | 0.02332% | 0 | 0.14576 | Commercial_2030_SC C_million_m3_Before Competition Groups_Heat Recovery Ventilator
Commercial | Com ¦ Drain Water Heat Recovery (DWHR) ¦New | 2030 | SC C | million_m3 | Before Competition Groups | 0.14201 | 0 | 0 | 624.918 | 0.00022724 | 33 | Commercial_2030_SC C_million_m3_Before Competition Groups_33 | Drain Water Heat Recovery (DWHR) ¦New | 0.02272% | 0 | 0.14201 | Commercial_2030_SC C_million_m3_Before Competition Groups_Drain Water Heat Recovery (DWHR) ¦New
Commercial | Com ¦ Solar Water Preheat (Pools/DHW) | 2030 | SC C | million_m3 | Before Competition Groups | 0.04431 | 0 | 0 | 624.918 | 7.0905e-05 | 34 | Commercial_2030_SC C_million_m3_Before Competition Groups_34 | Solar Water Preheat (Pools/DHW) | 0.00709% | 0 | 0.04431 | Commercial_2030_SC C_million_m3_Before Competition Groups_Solar Water Preheat (Pools/DHW)
Commercial | Com ¦ Gas Heat Pump Water Heater | 2030 | SC C | million_m3 | Before Competition Groups | 0.0039176 | 0 | 0 | 624.918 | 6.269e-06 | 35 | Commercial_2030_SC C_million_m3_Before Competition Groups_35 | Gas Heat Pump Water Heater | 0.0006269% | 0 | 0.0039176 | Commercial_2030_SC C_million_m3_Before Competition Groups_Gas Heat Pump Water Heater
Commercial | Com ¦ Air Curtains | 2030 | SC C | million_m3 | Before Competition Groups | 0.00034246 | 0 | 0 | 624.918 | 5.48e-07 | 36 | Commercial_2030_SC C_million_m3_Before Competition Groups_36 | Air Curtains | 5.48e-05% | 0 | 0.00034246 | Commercial_2030_SC C_million_m3_Before Competition Groups_Air Curtains
Commercial | Com ¦ Condensing Boiler ¦ Std | 2030 | Technical | million_m3 | Before Competition Groups | 241.2659 | 0 | 0 | 2060.2219 | 0.11711 | 1 | Commercial_2030_Technical_million_m3_Before Competition Groups_1 | Condensing Boiler ¦ Std | 11.71% | 0 | 241.2659 | Commercial_2030_Technical_million_m3_Before Competition Groups_Condensing Boiler ¦ Std
Commercial | Com ¦ Building Recommissioning, Operations and Maintenance (O&M) Improvements | 2030 | Technical | million_m3 | Before Competition Groups | 235.6708 | 0 | 0 | 2060.2219 | 0.11439 | 2 | Commercial_2030_Technical_million_m3_Before Competition Groups_2 | Building Recommissioning, Operations and Maintenance (O&M) Improvements | 11.44% | 0 | 235.6708 | Commercial_2030_Technical_million_m3_Before Competition Groups_Building Recommissioning, Operations and Maintenance (O&M) Improvements
Commercial | Com ¦ Demand Control Ventilation | 2030 | Technical | million_m3 | Before Competition Groups | 195.1047 | 0 | 0 | 2060.2219 | 0.094701 | 3 | Commercial_2030_Technical_million_m3_Before Competition Groups_3 | Demand Control Ventilation | 9.47% | 0 | 195.1047 | Commercial_2030_Technical_million_m3_Before Competition Groups_Demand Control Ventilation
Commercial | Com ¦ Gas Fired Rooftop Units | 2030 | Technical | million_m3 | Before Competition Groups | 171.1338 | 0 | 0 | 2060.2219 | 0.083066 | 4 | Commercial_2030_Technical_million_m3_Before Competition Groups_4 | Gas Fired Rooftop Units | 8.307% | 0 | 171.1338 | Commercial_2030_Technical_million_m3_Before Competition Groups_Gas Fired Rooftop Units
Commercial | Com ¦ Boilers - Advanced Controls (Steam Systems) | 2030 | Technical | million_m3 | Before Competition Groups | 142.6456 | 0 | 0 | 2060.2219 | 0.069238 | 5 | Commercial_2030_Technical_million_m3_Before Competition Groups_5 | Boilers - Advanced Controls (Steam Systems) | 6.924% | 0 | 142.6456 | Commercial_2030_Technical_million_m3_Before Competition Groups_Boilers - Advanced Controls (Steam Systems)
Commercial | Com ¦ Adaptive Thermostats | 2030 | Technical | million_m3 | Before Competition Groups | 132.4206 | 0 | 0 | 2060.2219 | 0.064275 | 6 | Commercial_2030_Technical_million_m3_Before Competition Groups_6 | Adaptive Thermostats | 6.427% | 0 | 132.4206 | Commercial_2030_Technical_million_m3_Before Competition Groups_Adaptive Thermostats
Commercial | Com ¦ Air Handler with Dedicated Outdoor Air Systems | 2030 | Technical | million_m3 | Before Competition Groups | 87.9217 | 0 | 0 | 2060.2219 | 0.042676 | 7 | Commercial_2030_Technical_million_m3_Before Competition Groups_7 | Air Handler with Dedicated Outdoor Air Systems | 4.268% | 0 | 87.9217 | Commercial_2030_Technical_million_m3_Before Competition Groups_Air Handler with Dedicated Outdoor Air Systems
Commercial | Com ¦ Condensing Make Up Air Unit | 2030 | Technical | million_m3 | Before Competition Groups | 83.9217 | 0 | 0 | 2060.2219 | 0.040734 | 8 | Commercial_2030_Technical_million_m3_Before Competition Groups_8 | Condensing Make Up Air Unit | 4.073% | 0 | 83.9217 | Commercial_2030_Technical_million_m3_Before Competition Groups_Condensing Make Up Air Unit
Commercial | Com ¦ Education and Capacity Building/Energy Behavior | 2030 | Technical | million_m3 | Before Competition Groups | 74.8847 | 0 | 0 | 2060.2219 | 0.036348 | 9 | Commercial_2030_Technical_million_m3_Before Competition Groups_9 | Education and Capacity Building/Energy Behavior | 3.635% | 0 | 74.8847 | Commercial_2030_Technical_million_m3_Before Competition Groups_Education and Capacity Building/Energy Behavior
Commercial | Com ¦ Advanced BAS/Controllers | 2030 | Technical | million_m3 | Before Competition Groups | 73.7037 | 0 | 0 | 2060.2219 | 0.035775 | 10 | Commercial_2030_Technical_million_m3_Before Competition Groups_10 | Advanced BAS/Controllers | 3.577% | 0 | 73.7037 | Commercial_2030_Technical_million_m3_Before Competition Groups_Advanced BAS/Controllers
Commercial | Com ¦ Gas Fired Heat Pump | 2030 | Technical | million_m3 | Before Competition Groups | 70.3399 | 0 | 0 | 2060.2219 | 0.034142 | 11 | Commercial_2030_Technical_million_m3_Before Competition Groups_11 | Gas Fired Heat Pump | 3.414% | 0 | 70.3399 | Commercial_2030_Technical_million_m3_Before Competition Groups_Gas Fired Heat Pump
Commercial | Com ¦ Demand Control Kitchen Ventilation | 2030 | Technical | million_m3 | Before Competition Groups | 65.623 | 0 | 0 | 2060.2219 | 0.031852 | 12 | Commercial_2030_Technical_million_m3_Before Competition Groups_12 | Demand Control Kitchen Ventilation | 3.185% | 0 | 65.623 | Commercial_2030_Technical_million_m3_Before Competition Groups_Demand Control Kitchen Ventilation
Commercial | Com ¦ Energy Recovery Ventilation and Ventilation (Enhanced) | 2030 | Technical | million_m3 | Before Competition Groups | 59.6037 | 0 | 0 | 2060.2219 | 0.028931 | 13 | Commercial_2030_Technical_million_m3_Before Competition Groups_13 | Energy Recovery Ventilation and Ventilation (Enhanced) | 2.893% | 0 | 59.6037 | Commercial_2030_Technical_million_m3_Before Competition Groups_Energy Recovery Ventilation and Ventilation (Enhanced)
Commercial | Com ¦ Condensing Unit Heaters or other Efficient Unit Heating System | 2030 | Technical | million_m3 | Before Competition Groups | 49.6143 | 0 | 0 | 2060.2219 | 0.024082 | 14 | Commercial_2030_Technical_million_m3_Before Competition Groups_14 | Condensing Unit Heaters or other Efficient Unit Heating System | 2.408% | 0 | 49.6143 | Commercial_2030_Technical_million_m3_Before Competition Groups_Condensing Unit Heaters or other Efficient Unit Heating System
Commercial | Com ¦ Steam System Optimization | 2030 | Technical | million_m3 | Before Competition Groups | 47.2965 | 0 | 0 | 2060.2219 | 0.022957 | 15 | Commercial_2030_Technical_million_m3_Before Competition Groups_15 | Steam System Optimization | 2.296% | 0 | 47.2965 | Commercial_2030_Technical_million_m3_Before Competition Groups_Steam System Optimization
Commercial | Com ¦ Destratification | 2030 | Technical | million_m3 | Before Competition Groups | 45.6041 | 0 | 0 | 2060.2219 | 0.022136 | 16 | Commercial_2030_Technical_million_m3_Before Competition Groups_16 | Destratification | 2.214% | 0 | 45.6041 | Commercial_2030_Technical_million_m3_Before Competition Groups_Destratification
Commercial | Com ¦ Furnace Tune-Up | 2030 | Technical | million_m3 | Before Competition Groups | 44.5902 | 0 | 0 | 2060.2219 | 0.021643 | 17 | Commercial_2030_Technical_million_m3_Before Competition Groups_17 | Furnace Tune-Up | 2.164% | 0 | 44.5902 | Commercial_2030_Technical_million_m3_Before Competition Groups_Furnace Tune-Up
Commercial | Com ¦ High Efficiency Condensing Furnace AFUE 95% from 80% code | 2030 | Technical | million_m3 | Before Competition Groups | 32.7553 | 0 | 0 | 2060.2219 | 0.015899 | 18 | Commercial_2030_Technical_million_m3_Before Competition Groups_18 | High Efficiency Condensing Furnace AFUE 95% from 80% code | 1.59% | 0 | 32.7553 | Commercial_2030_Technical_million_m3_Before Competition Groups_High Efficiency Condensing Furnace AFUE 95% from 80% code
Commercial | Com ¦ Heat Recovery Ventilator | 2030 | Technical | million_m3 | Before Competition Groups | 29.4745 | 0 | 0 | 2060.2219 | 0.014306 | 19 | Commercial_2030_Technical_million_m3_Before Competition Groups_19 | Heat Recovery Ventilator | 1.431% | 0 | 29.4745 | Commercial_2030_Technical_million_m3_Before Competition Groups_Heat Recovery Ventilator
Commercial | Com ¦ Wall Insulation | 2030 | Technical | million_m3 | Before Competition Groups | 24.9365 | 0 | 0 | 2060.2219 | 0.012104 | 20 | Commercial_2030_Technical_million_m3_Before Competition Groups_20 | Wall Insulation | 1.21% | 0 | 24.9365 | Commercial_2030_Technical_million_m3_Before Competition Groups_Wall Insulation
Commercial | Com ¦ Super-High Efficiency Furnaces (Emerging Tech) | 2030 | Technical | million_m3 | Before Competition Groups | 21.2711 | 0 | 0 | 2060.2219 | 0.010325 | 21 | Commercial_2030_Technical_million_m3_Before Competition Groups_21 | Super-High Efficiency Furnaces (Emerging Tech) | 1.032% | 0 | 21.2711 | Commercial_2030_Technical_million_m3_Before Competition Groups_Super-High Efficiency Furnaces (Emerging Tech)
Commercial | Com ¦ Energy Efficient Laboratory Fume Hood | 2030 | Technical | million_m3 | Before Competition Groups | 17.6072 | 0 | 0 | 2060.2219 | 0.0085463 | 22 | Commercial_2030_Technical_million_m3_Before Competition Groups_22 | Energy Efficient Laboratory Fume Hood | 0.8546% | 0 | 17.6072 | Commercial_2030_Technical_million_m3_Before Competition Groups_Energy Efficient Laboratory Fume Hood
Commercial | Com ¦ Boiler Measures | 2030 | Technical | million_m3 | Before Competition Groups | 15.9506 | 0 | 0 | 2060.2219 | 0.0077422 | 23 | Commercial_2030_Technical_million_m3_Before Competition Groups_23 | Boiler Measures | 0.7742% | 0 | 15.9506 | Commercial_2030_Technical_million_m3_Before Competition Groups_Boiler Measures
Commercial | Com ¦ Demand controlled Circulating Systems | 2030 | Technical | million_m3 | Before Competition Groups | 13.0993 | 0 | 0 | 2060.2219 | 0.0063582 | 24 | Commercial_2030_Technical_million_m3_Before Competition Groups_24 | Demand controlled Circulating Systems | 0.6358% | 0 | 13.0993 | Commercial_2030_Technical_million_m3_Before Competition Groups_Demand controlled Circulating Systems
Commercial | Com ¦ Duct Insulation, R8 | 2030 | Technical | million_m3 | Before Competition Groups | 10.2332 | 0 | 0 | 2060.2219 | 0.0049671 | 25 | Commercial_2030_Technical_million_m3_Before Competition Groups_25 | Duct Insulation, R8 | 0.4967% | 0 | 10.2332 | Commercial_2030_Technical_million_m3_Before Competition Groups_Duct Insulation, R8
Commercial | Com ¦ Roof Insulation/Ceiling Insulation (R25 Code to R35) | 2030 | Technical | million_m3 | Before Competition Groups | 8.7107 | 0 | 0 | 2060.2219 | 0.0042281 | 26 | Commercial_2030_Technical_million_m3_Before Competition Groups_26 | Roof Insulation/Ceiling Insulation (R25 Code to R35) | 0.4228% | 0 | 8.7107 | Commercial_2030_Technical_million_m3_Before Competition Groups_Roof Insulation/Ceiling Insulation (R25 Code to R35)
Commercial | Com ¦ ENERGY STAR Fryer (84% eff) | 2030 | Technical | million_m3 | Before Competition Groups | 7.5395 | 0 | 0 | 2060.2219 | 0.0036595 | 27 | Commercial_2030_Technical_million_m3_Before Competition Groups_27 | ENERGY STAR Fryer (84% eff) | 0.366% | 0 | 7.5395 | Commercial_2030_Technical_million_m3_Before Competition Groups_ENERGY STAR Fryer (84% eff)
Commercial | Com ¦ Ozone Laundry Treatment | 2030 | Technical | million_m3 | Before Competition Groups | 7.5072 | 0 | 0 | 2060.2219 | 0.0036439 | 28 | Commercial_2030_Technical_million_m3_Before Competition Groups_28 | Ozone Laundry Treatment | 0.3644% | 0 | 7.5072 | Commercial_2030_Technical_million_m3_Before Competition Groups_Ozone Laundry Treatment
Commercial | Com ¦ Infrared Heaters | 2030 | Technical | million_m3 | Before Competition Groups | 7.4458 | 0 | 0 | 2060.2219 | 0.0036141 | 29 | Commercial_2030_Technical_million_m3_Before Competition Groups_29 | Infrared Heaters | 0.3614% | 0 | 7.4458 | Commercial_2030_Technical_million_m3_Before Competition Groups_Infrared Heaters
Commercial | Com ¦ Condensing Storage Water Heater | 2030 | Technical | million_m3 | Before Competition Groups | 6.4969 | 0 | 0 | 2060.2219 | 0.0031535 | 30 | Commercial_2030_Technical_million_m3_Before Competition Groups_30 | Condensing Storage Water Heater | 0.3154% | 0 | 6.4969 | Commercial_2030_Technical_million_m3_Before Competition Groups_Condensing Storage Water Heater
Commercial | Com ¦ High Efficiency Underfired Broilers | 2030 | Technical | million_m3 | Before Competition Groups | 6.3983 | 0 | 0 | 2060.2219 | 0.0031056 | 31 | Commercial_2030_Technical_million_m3_Before Competition Groups_31 | High Efficiency Underfired Broilers | 0.3106% | 0 | 6.3983 | Commercial_2030_Technical_million_m3_Before Competition Groups_High Efficiency Underfired Broilers
Commercial | Com ¦ ENERGY STAR Griddle (74% eff) | 2030 | Technical | million_m3 | Before Competition Groups | 4.9433 | 0 | 0 | 2060.2219 | 0.0023994 | 32 | Commercial_2030_Technical_million_m3_Before Competition Groups_32 | ENERGY STAR Griddle (74% eff) | 0.2399% | 0 | 4.9433 | Commercial_2030_Technical_million_m3_Before Competition Groups_ENERGY STAR Griddle (74% eff)
Commercial | Com ¦ Condensing Tankless Water Heater | 2030 | Technical | million_m3 | Before Competition Groups | 3.7721 | 0 | 0 | 2060.2219 | 0.0018309 | 33 | Commercial_2030_Technical_million_m3_Before Competition Groups_33 | Condensing Tankless Water Heater | 0.1831% | 0 | 3.7721 | Commercial_2030_Technical_million_m3_Before Competition Groups_Condensing Tankless Water Heater
Commercial | Com ¦ HOTEL OCCUPANCY CONTROLS (HVAC + LIGHTING) | 2030 | Technical | million_m3 | Before Competition Groups | 3.7638 | 0 | 0 | 2060.2219 | 0.0018269 | 34 | Commercial_2030_Technical_million_m3_Before Competition Groups_34 | HOTEL OCCUPANCY CONTROLS (HVAC + LIGHTING) | 0.1827% | 0 | 3.7638 | Commercial_2030_Technical_million_m3_Before Competition Groups_HOTEL OCCUPANCY CONTROLS (HVAC + LIGHTING)
Commercial | Com ¦ ENERGY STAR Dishwasher | 2030 | Technical | million_m3 | Before Competition Groups | 3.6098 | 0 | 0 | 2060.2219 | 0.0017521 | 35 | Commercial_2030_Technical_million_m3_Before Competition Groups_35 | ENERGY STAR Dishwasher | 0.1752% | 0 | 3.6098 | Commercial_2030_Technical_million_m3_Before Competition Groups_ENERGY STAR Dishwasher
Commercial | Com ¦ Ice Rink Heat Recovery | 2030 | Technical | million_m3 | Before Competition Groups | 3.2892 | 0 | 0 | 2060.2219 | 0.0015965 | 36 | Commercial_2030_Technical_million_m3_Before Competition Groups_36 | Ice Rink Heat Recovery | 0.1597% | 0 | 3.2892 | Commercial_2030_Technical_million_m3_Before Competition Groups_Ice Rink Heat Recovery
Commercial | Com ¦ Gas Heat Pump Water Heater | 2030 | Technical | million_m3 | Before Competition Groups | 3.2366 | 0 | 0 | 2060.2219 | 0.001571 | 37 | Commercial_2030_Technical_million_m3_Before Competition Groups_37 | Gas Heat Pump Water Heater | 0.1571% | 0 | 3.2366 | Commercial_2030_Technical_million_m3_Before Competition Groups_Gas Heat Pump Water Heater
Commercial | Com ¦ Dock Door Seals | 2030 | Technical | million_m3 | Before Competition Groups | 2.2222 | 0 | 0 | 2060.2219 | 0.0010786 | 38 | Commercial_2030_Technical_million_m3_Before Competition Groups_38 | Dock Door Seals | 0.1079% | 0 | 2.2222 | Commercial_2030_Technical_million_m3_Before Competition Groups_Dock Door Seals
Commercial | Com ¦ CEE Tier 2/Energy Star Clothes Washers | 2030 | Technical | million_m3 | Before Competition Groups | 1.179 | 0 | 0 | 2060.2219 | 0.00057228 | 39 | Commercial_2030_Technical_million_m3_Before Competition Groups_39 | CEE Tier 2/Energy Star Clothes Washers | 0.05723% | 0 | 1.179 | Commercial_2030_Technical_million_m3_Before Competition Groups_CEE Tier 2/Energy Star Clothes Washers
Commercial | Com ¦ Drain Water Heat Recovery (DWHR) ¦ Retro | 2030 | Technical | million_m3 | Before Competition Groups | 1.083 | 0 | 0 | 2060.2219 | 0.00052569 | 40 | Commercial_2030_Technical_million_m3_Before Competition Groups_40 | Drain Water Heat Recovery (DWHR) ¦ Retro | 0.05257% | 0 | 1.083 | Commercial_2030_Technical_million_m3_Before Competition Groups_Drain Water Heat Recovery (DWHR) ¦ Retro
Commercial | Com ¦ Low Flow Pre-Rinse Spray Nozzle | 2030 | Technical | million_m3 | Before Competition Groups | 0.67961 | 0 | 0 | 2060.2219 | 0.00032987 | 41 | Commercial_2030_Technical_million_m3_Before Competition Groups_41 | Low Flow Pre-Rinse Spray Nozzle | 0.03299% | 0 | 0.67961 | Commercial_2030_Technical_million_m3_Before Competition Groups_Low Flow Pre-Rinse Spray Nozzle
Commercial | Com ¦ ENERGY STAR Steam Cooker | 2030 | Technical | million_m3 | Before Competition Groups | 0.53948 | 0 | 0 | 2060.2219 | 0.00026185 | 42 | Commercial_2030_Technical_million_m3_Before Competition Groups_42 | ENERGY STAR Steam Cooker | 0.02619% | 0 | 0.53948 | Commercial_2030_Technical_million_m3_Before Competition Groups_ENERGY STAR Steam Cooker
Commercial | Com ¦ Drain Water Heat Recovery (DWHR) ¦New | 2030 | Technical | million_m3 | Before Competition Groups | 0.4659 | 0 | 0 | 2060.2219 | 0.00022614 | 43 | Commercial_2030_Technical_million_m3_Before Competition Groups_43 | Drain Water Heat Recovery (DWHR) ¦New | 0.02261% | 0 | 0.4659 | Commercial_2030_Technical_million_m3_Before Competition Groups_Drain Water Heat Recovery (DWHR) ¦New
Commercial | Com ¦ Solar Water Preheat (Pools/DHW) | 2030 | Technical | million_m3 | Before Competition Groups | 0.26078 | 0 | 0 | 2060.2219 | 0.00012658 | 44 | Commercial_2030_Technical_million_m3_Before Competition Groups_44 | Solar Water Preheat (Pools/DHW) | 0.01266% | 0 | 0.26078 | Commercial_2030_Technical_million_m3_Before Competition Groups_Solar Water Preheat (Pools/DHW)
Commercial | Com ¦ Air Curtains | 2030 | Technical | million_m3 | Before Competition Groups | 0.14195 | 0 | 0 | 2060.2219 | 6.8899e-05 | 45 | Commercial_2030_Technical_million_m3_Before Competition Groups_45 | Air Curtains | 0.00689% | 0 | 0.14195 | Commercial_2030_Technical_million_m3_Before Competition Groups_Air Curtains
Commercial | Com ¦ Gas Convection Oven | 2030 | Technical | million_m3 | Before Competition Groups | 0.12768 | 0 | 0 | 2060.2219 | 6.1976e-05 | 46 | Commercial_2030_Technical_million_m3_Before Competition Groups_46 | Gas Convection Oven | 0.006198% | 0 | 0.12768 | Commercial_2030_Technical_million_m3_Before Competition Groups_Gas Convection Oven
Commercial | Com ¦ Solar Preheat Make up Air | 2030 | Technical | million_m3 | Before Competition Groups | 0.059212 | 0 | 0 | 2060.2219 | 2.8741e-05 | 47 | Commercial_2030_Technical_million_m3_Before Competition Groups_47 | Solar Preheat Make up Air | 0.002874% | 0 | 0.059212 | Commercial_2030_Technical_million_m3_Before Competition Groups_Solar Preheat Make up Air
Commercial | Com ¦ Super High Perf Glazing ¦RET | 2030 | Technical | million_m3 | Before Competition Groups | 0.053505 | 0 | 0 | 2060.2219 | 2.5971e-05 | 48 | Commercial_2030_Technical_million_m3_Before Competition Groups_48 | Super High Perf Glazing ¦RET | 0.002597% | 0 | 0.053505 | Commercial_2030_Technical_million_m3_Before Competition Groups_Super High Perf Glazing ¦RET
Commercial | Com ¦ Super High Perf Glazing ¦New | 2030 | Technical | million_m3 | Before Competition Groups | 0.023659 | 0 | 0 | 2060.2219 | 1.1484e-05 | 49 | Commercial_2030_Technical_million_m3_Before Competition Groups_49 | Super High Perf Glazing ¦New | 0.001148% | 0 | 0.023659 | Commercial_2030_Technical_million_m3_Before Competition Groups_Super High Perf Glazing ¦New
Commercial | Com ¦ Condensing Boiler ¦ Std | 2031 | Economic | million_m3 | Before Competition Groups | 257.2716 | 0 | 0 | 1901.143 | 0.13532 | 1 | Commercial_2031_Economic_million_m3_Before Competition Groups_1 | Condensing Boiler ¦ Std | 13.53% | 0 | 257.2716 | Commercial_2031_Economic_million_m3_Before Competition Groups_Condensing Boiler ¦ Std
Commercial | Com ¦ Building Recommissioning, Operations and Maintenance (O&M) Improvements | 2031 | Economic | million_m3 | Before Competition Groups | 230.9338 | 0 | 0 | 1901.143 | 0.12147 | 2 | Commercial_2031_Economic_million_m3_Before Competition Groups_2 | Building Recommissioning, Operations and Maintenance (O&M) Improvements | 12.15% | 0 | 230.9338 | Commercial_2031_Economic_million_m3_Before Competition Groups_Building Recommissioning, Operations and Maintenance (O&M) Improvements
Commercial | Com ¦ Demand Control Ventilation | 2031 | Economic | million_m3 | Before Competition Groups | 191.7377 | 0 | 0 | 1901.143 | 0.10085 | 3 | Commercial_2031_Economic_million_m3_Before Competition Groups_3 | Demand Control Ventilation | 10.09% | 0 | 191.7377 | Commercial_2031_Economic_million_m3_Before Competition Groups_Demand Control Ventilation
Commercial | Com ¦ Gas Fired Rooftop Units | 2031 | Economic | million_m3 | Before Competition Groups | 181.2187 | 0 | 0 | 1901.143 | 0.095321 | 4 | Commercial_2031_Economic_million_m3_Before Competition Groups_4 | Gas Fired Rooftop Units | 9.532% | 0 | 181.2187 | Commercial_2031_Economic_million_m3_Before Competition Groups_Gas Fired Rooftop Units
Commercial | Com ¦ Boilers - Advanced Controls (Steam Systems) | 2031 | Economic | million_m3 | Before Competition Groups | 143.7567 | 0 | 0 | 1901.143 | 0.075616 | 5 | Commercial_2031_Economic_million_m3_Before Competition Groups_5 | Boilers - Advanced Controls (Steam Systems) | 7.562% | 0 | 143.7567 | Commercial_2031_Economic_million_m3_Before Competition Groups_Boilers - Advanced Controls (Steam Systems)
Commercial | Com ¦ Adaptive Thermostats | 2031 | Economic | million_m3 | Before Competition Groups | 132.6369 | 0 | 0 | 1901.143 | 0.069767 | 6 | Commercial_2031_Economic_million_m3_Before Competition Groups_6 | Adaptive Thermostats | 6.977% | 0 | 132.6369 | Commercial_2031_Economic_million_m3_Before Competition Groups_Adaptive Thermostats
Commercial | Com ¦ Condensing Make Up Air Unit | 2031 | Economic | million_m3 | Before Competition Groups | 89.4135 | 0 | 0 | 1901.143 | 0.047031 | 7 | Commercial_2031_Economic_million_m3_Before Competition Groups_7 | Condensing Make Up Air Unit | 4.703% | 0 | 89.4135 | Commercial_2031_Economic_million_m3_Before Competition Groups_Condensing Make Up Air Unit
Commercial | Com ¦ Air Handler with Dedicated Outdoor Air Systems | 2031 | Economic | million_m3 | Before Competition Groups | 86.1544 | 0 | 0 | 1901.143 | 0.045317 | 8 | Commercial_2031_Economic_million_m3_Before Competition Groups_8 | Air Handler with Dedicated Outdoor Air Systems | 4.532% | 0 | 86.1544 | Commercial_2031_Economic_million_m3_Before Competition Groups_Air Handler with Dedicated Outdoor Air Systems
Commercial | Com ¦ Advanced BAS/Controllers | 2031 | Economic | million_m3 | Before Competition Groups | 74.2736 | 0 | 0 | 1901.143 | 0.039068 | 9 | Commercial_2031_Economic_million_m3_Before Competition Groups_9 | Advanced BAS/Controllers | 3.907% | 0 | 74.2736 | Commercial_2031_Economic_million_m3_Before Competition Groups_Advanced BAS/Controllers
Commercial | Com ¦ Gas Fired Heat Pump | 2031 | Economic | million_m3 | Before Competition Groups | 74.1185 | 0 | 0 | 1901.143 | 0.038986 | 10 | Commercial_2031_Economic_million_m3_Before Competition Groups_10 | Gas Fired Heat Pump | 3.899% | 0 | 74.1185 | Commercial_2031_Economic_million_m3_Before Competition Groups_Gas Fired Heat Pump
Commercial | Com ¦ Education and Capacity Building/Energy Behavior | 2031 | Economic | million_m3 | Before Competition Groups | 71.6843 | 0 | 0 | 1901.143 | 0.037706 | 11 | Commercial_2031_Economic_million_m3_Before Competition Groups_11 | Education and Capacity Building/Energy Behavior | 3.771% | 0 | 71.6843 | Commercial_2031_Economic_million_m3_Before Competition Groups_Education and Capacity Building/Energy Behavior
Commercial | Com ¦ Demand Control Kitchen Ventilation | 2031 | Economic | million_m3 | Before Competition Groups | 67.132 | 0 | 0 | 1901.143 | 0.035311 | 12 | Commercial_2031_Economic_million_m3_Before Competition Groups_12 | Demand Control Kitchen Ventilation | 3.531% | 0 | 67.132 | Commercial_2031_Economic_million_m3_Before Competition Groups_Demand Control Kitchen Ventilation
Commercial | Com ¦ Condensing Unit Heaters or other Efficient Unit Heating System | 2031 | Economic | million_m3 | Before Competition Groups | 52.7732 | 0 | 0 | 1901.143 | 0.027759 | 13 | Commercial_2031_Economic_million_m3_Before Competition Groups_13 | Condensing Unit Heaters or other Efficient Unit Heating System | 2.776% | 0 | 52.7732 | Commercial_2031_Economic_million_m3_Before Competition Groups_Condensing Unit Heaters or other Efficient Unit Heating System
Commercial | Com ¦ Steam System Optimization | 2031 | Economic | million_m3 | Before Competition Groups | 46.3459 | 0 | 0 | 1901.143 | 0.024378 | 14 | Commercial_2031_Economic_million_m3_Before Competition Groups_14 | Steam System Optimization | 2.438% | 0 | 46.3459 | Commercial_2031_Economic_million_m3_Before Competition Groups_Steam System Optimization
Commercial | Com ¦ Destratification | 2031 | Economic | million_m3 | Before Competition Groups | 44.593 | 0 | 0 | 1901.143 | 0.023456 | 15 | Commercial_2031_Economic_million_m3_Before Competition Groups_15 | Destratification | 2.346% | 0 | 44.593 | Commercial_2031_Economic_million_m3_Before Competition Groups_Destratification
Commercial | Com ¦ Furnace Tune-Up | 2031 | Economic | million_m3 | Before Competition Groups | 43.6939 | 0 | 0 | 1901.143 | 0.022983 | 16 | Commercial_2031_Economic_million_m3_Before Competition Groups_16 | Furnace Tune-Up | 2.298% | 0 | 43.6939 | Commercial_2031_Economic_million_m3_Before Competition Groups_Furnace Tune-Up
Commercial | Com ¦ Wall Insulation | 2031 | Economic | million_m3 | Before Competition Groups | 24.4352 | 0 | 0 | 1901.143 | 0.012853 | 17 | Commercial_2031_Economic_million_m3_Before Competition Groups_17 | Wall Insulation | 1.285% | 0 | 24.4352 | Commercial_2031_Economic_million_m3_Before Competition Groups_Wall Insulation
Commercial | Com ¦ Energy Efficient Laboratory Fume Hood | 2031 | Economic | million_m3 | Before Competition Groups | 17.2533 | 0 | 0 | 1901.143 | 0.0090752 | 18 | Commercial_2031_Economic_million_m3_Before Competition Groups_18 | Energy Efficient Laboratory Fume Hood | 0.9075% | 0 | 17.2533 | Commercial_2031_Economic_million_m3_Before Competition Groups_Energy Efficient Laboratory Fume Hood
Commercial | Com ¦ Demand controlled Circulating Systems | 2031 | Economic | million_m3 | Before Competition Groups | 12.836 | 0 | 0 | 1901.143 | 0.0067517 | 19 | Commercial_2031_Economic_million_m3_Before Competition Groups_19 | Demand controlled Circulating Systems | 0.6752% | 0 | 12.836 | Commercial_2031_Economic_million_m3_Before Competition Groups_Demand controlled Circulating Systems
Commercial | Com ¦ Duct Insulation, R8 | 2031 | Economic | million_m3 | Before Competition Groups | 10.0275 | 0 | 0 | 1901.143 | 0.0052745 | 20 | Commercial_2031_Economic_million_m3_Before Competition Groups_20 | Duct Insulation, R8 | 0.5274% | 0 | 10.0275 | Commercial_2031_Economic_million_m3_Before Competition Groups_Duct Insulation, R8
Commercial | Com ¦ ENERGY STAR Fryer (84% eff) | 2031 | Economic | million_m3 | Before Competition Groups | 7.9434 | 0 | 0 | 1901.143 | 0.0041782 | 21 | Commercial_2031_Economic_million_m3_Before Competition Groups_21 | ENERGY STAR Fryer (84% eff) | 0.4178% | 0 | 7.9434 | Commercial_2031_Economic_million_m3_Before Competition Groups_ENERGY STAR Fryer (84% eff)
Commercial | Com ¦ Infrared Heaters | 2031 | Economic | million_m3 | Before Competition Groups | 7.8684 | 0 | 0 | 1901.143 | 0.0041388 | 22 | Commercial_2031_Economic_million_m3_Before Competition Groups_22 | Infrared Heaters | 0.4139% | 0 | 7.8684 | Commercial_2031_Economic_million_m3_Before Competition Groups_Infrared Heaters
Commercial | Com ¦ Ozone Laundry Treatment | 2031 | Economic | million_m3 | Before Competition Groups | 7.5483 | 0 | 0 | 1901.143 | 0.0039704 | 23 | Commercial_2031_Economic_million_m3_Before Competition Groups_23 | Ozone Laundry Treatment | 0.397% | 0 | 7.5483 | Commercial_2031_Economic_million_m3_Before Competition Groups_Ozone Laundry Treatment
Commercial | Com ¦ High Efficiency Underfired Broilers | 2031 | Economic | million_m3 | Before Competition Groups | 6.7414 | 0 | 0 | 1901.143 | 0.003546 | 24 | Commercial_2031_Economic_million_m3_Before Competition Groups_24 | High Efficiency Underfired Broilers | 0.3546% | 0 | 6.7414 | Commercial_2031_Economic_million_m3_Before Competition Groups_High Efficiency Underfired Broilers
Commercial | Com ¦ ENERGY STAR Griddle (74% eff) | 2031 | Economic | million_m3 | Before Competition Groups | 5.2113 | 0 | 0 | 1901.143 | 0.0027411 | 25 | Commercial_2031_Economic_million_m3_Before Competition Groups_25 | ENERGY STAR Griddle (74% eff) | 0.2741% | 0 | 5.2113 | Commercial_2031_Economic_million_m3_Before Competition Groups_ENERGY STAR Griddle (74% eff)
Commercial | Com ¦ ENERGY STAR Dishwasher | 2031 | Economic | million_m3 | Before Competition Groups | 3.6902 | 0 | 0 | 1901.143 | 0.001941 | 26 | Commercial_2031_Economic_million_m3_Before Competition Groups_26 | ENERGY STAR Dishwasher | 0.1941% | 0 | 3.6902 | Commercial_2031_Economic_million_m3_Before Competition Groups_ENERGY STAR Dishwasher
Commercial | Com ¦ Energy Recovery Ventilation and Ventilation (Enhanced) | 2031 | Economic | million_m3 | Before Competition Groups | 2.8882 | 0 | 0 | 1901.143 | 0.0015192 | 27 | Commercial_2031_Economic_million_m3_Before Competition Groups_27 | Energy Recovery Ventilation and Ventilation (Enhanced) | 0.1519% | 0 | 2.8882 | Commercial_2031_Economic_million_m3_Before Competition Groups_Energy Recovery Ventilation and Ventilation (Enhanced)
Commercial | Com ¦ Heat Recovery Ventilator | 2031 | Economic | million_m3 | Before Competition Groups | 2.1915 | 0 | 0 | 1901.143 | 0.0011527 | 28 | Commercial_2031_Economic_million_m3_Before Competition Groups_28 | Heat Recovery Ventilator | 0.1153% | 0 | 2.1915 | Commercial_2031_Economic_million_m3_Before Competition Groups_Heat Recovery Ventilator
Commercial | Com ¦ CEE Tier 2/Energy Star Clothes Washers | 2031 | Economic | million_m3 | Before Competition Groups | 1.2258 | 0 | 0 | 1901.143 | 0.00064476 | 29 | Commercial_2031_Economic_million_m3_Before Competition Groups_29 | CEE Tier 2/Energy Star Clothes Washers | 0.06448% | 0 | 1.2258 | Commercial_2031_Economic_million_m3_Before Competition Groups_CEE Tier 2/Energy Star Clothes Washers
Commercial | Com ¦ Drain Water Heat Recovery (DWHR) ¦ Retro | 2031 | Economic | million_m3 | Before Competition Groups | 1.0613 | 0 | 0 | 1901.143 | 0.00055822 | 30 | Commercial_2031_Economic_million_m3_Before Competition Groups_30 | Drain Water Heat Recovery (DWHR) ¦ Retro | 0.05582% | 0 | 1.0613 | Commercial_2031_Economic_million_m3_Before Competition Groups_Drain Water Heat Recovery (DWHR) ¦ Retro
Commercial | Com ¦ Low Flow Pre-Rinse Spray Nozzle | 2031 | Economic | million_m3 | Before Competition Groups | 0.68964 | 0 | 0 | 1901.143 | 0.00036275 | 31 | Commercial_2031_Economic_million_m3_Before Competition Groups_31 | Low Flow Pre-Rinse Spray Nozzle | 0.03628% | 0 | 0.68964 | Commercial_2031_Economic_million_m3_Before Competition Groups_Low Flow Pre-Rinse Spray Nozzle
Commercial | Com ¦ ENERGY STAR Steam Cooker | 2031 | Economic | million_m3 | Before Competition Groups | 0.56839 | 0 | 0 | 1901.143 | 0.00029897 | 32 | Commercial_2031_Economic_million_m3_Before Competition Groups_32 | ENERGY STAR Steam Cooker | 0.0299% | 0 | 0.56839 | Commercial_2031_Economic_million_m3_Before Competition Groups_ENERGY STAR Steam Cooker
Commercial | Com ¦ Drain Water Heat Recovery (DWHR) ¦New | 2031 | Economic | million_m3 | Before Competition Groups | 0.50035 | 0 | 0 | 1901.143 | 0.00026318 | 33 | Commercial_2031_Economic_million_m3_Before Competition Groups_33 | Drain Water Heat Recovery (DWHR) ¦New | 0.02632% | 0 | 0.50035 | Commercial_2031_Economic_million_m3_Before Competition Groups_Drain Water Heat Recovery (DWHR) ¦New
Commercial | Com ¦ Gas Heat Pump Water Heater | 2031 | Economic | million_m3 | Before Competition Groups | 0.31675 | 0 | 0 | 1901.143 | 0.00016661 | 34 | Commercial_2031_Economic_million_m3_Before Competition Groups_34 | Gas Heat Pump Water Heater | 0.01666% | 0 | 0.31675 | Commercial_2031_Economic_million_m3_Before Competition Groups_Gas Heat Pump Water Heater
Commercial | Com ¦ Solar Water Preheat (Pools/DHW) | 2031 | Economic | million_m3 | Before Competition Groups | 0.26525 | 0 | 0 | 1901.143 | 0.00013952 | 35 | Commercial_2031_Economic_million_m3_Before Competition Groups_35 | Solar Water Preheat (Pools/DHW) | 0.01395% | 0 | 0.26525 | Commercial_2031_Economic_million_m3_Before Competition Groups_Solar Water Preheat (Pools/DHW)
Commercial | Com ¦ Air Curtains | 2031 | Economic | million_m3 | Before Competition Groups | 0.14293 | 0 | 0 | 1901.143 | 7.518e-05 | 36 | Commercial_2031_Economic_million_m3_Before Competition Groups_36 | Air Curtains | 0.007518% | 0 | 0.14293 | Commercial_2031_Economic_million_m3_Before Competition Groups_Air Curtains
Commercial | Com ¦ Adaptive Thermostats | 2031 | SC A | million_m3 | Before Competition Groups | 72.9897 | 0 | 0 | 635.7865 | 0.1148 | 1 | Commercial_2031_SC A_million_m3_Before Competition Groups_1 | Adaptive Thermostats | 11.48% | 0 | 72.9897 | Commercial_2031_SC A_million_m3_Before Competition Groups_Adaptive Thermostats
Commercial | Com ¦ Demand Control Ventilation | 2031 | SC A | million_m3 | Before Competition Groups | 70.7148 | 0 | 0 | 635.7865 | 0.11122 | 2 | Commercial_2031_SC A_million_m3_Before Competition Groups_2 | Demand Control Ventilation | 11.12% | 0 | 70.7148 | Commercial_2031_SC A_million_m3_Before Competition Groups_Demand Control Ventilation
Commercial | Com ¦ Boilers - Advanced Controls (Steam Systems) | 2031 | SC A | million_m3 | Before Competition Groups | 61.6181 | 0 | 0 | 635.7865 | 0.096916 | 3 | Commercial_2031_SC A_million_m3_Before Competition Groups_3 | Boilers - Advanced Controls (Steam Systems) | 9.692% | 0 | 61.6181 | Commercial_2031_SC A_million_m3_Before Competition Groups_Boilers - Advanced Controls (Steam Systems)
Commercial | Com ¦ Building Recommissioning, Operations and Maintenance (O&M) Improvements | 2031 | SC A | million_m3 | Before Competition Groups | 52.4649 | 0 | 0 | 635.7865 | 0.08252 | 4 | Commercial_2031_SC A_million_m3_Before Competition Groups_4 | Building Recommissioning, Operations and Maintenance (O&M) Improvements | 8.252% | 0 | 52.4649 | Commercial_2031_SC A_million_m3_Before Competition Groups_Building Recommissioning, Operations and Maintenance (O&M) Improvements
Commercial | Com ¦ Condensing Boiler ¦ Std | 2031 | SC A | million_m3 | Before Competition Groups | 45.1801 | 0 | 0 | 635.7865 | 0.071062 | 5 | Commercial_2031_SC A_million_m3_Before Competition Groups_5 | Condensing Boiler ¦ Std | 7.106% | 0 | 45.1801 | Commercial_2031_SC A_million_m3_Before Competition Groups_Condensing Boiler ¦ Std
Commercial | Com ¦ Gas Fired Rooftop Units | 2031 | SC A | million_m3 | Before Competition Groups | 41.8742 | 0 | 0 | 635.7865 | 0.065862 | 6 | Commercial_2031_SC A_million_m3_Before Competition Groups_6 | Gas Fired Rooftop Units | 6.586% | 0 | 41.8742 | Commercial_2031_SC A_million_m3_Before Competition Groups_Gas Fired Rooftop Units
Commercial | Com ¦ Condensing Make Up Air Unit | 2031 | SC A | million_m3 | Before Competition Groups | 36.6911 | 0 | 0 | 635.7865 | 0.05771 | 7 | Commercial_2031_SC A_million_m3_Before Competition Groups_7 | Condensing Make Up Air Unit | 5.771% | 0 | 36.6911 | Commercial_2031_SC A_million_m3_Before Competition Groups_Condensing Make Up Air Unit
Commercial | Com ¦ Gas Fired Heat Pump | 2031 | SC A | million_m3 | Before Competition Groups | 31.0943 | 0 | 0 | 635.7865 | 0.048907 | 8 | Commercial_2031_SC A_million_m3_Before Competition Groups_8 | Gas Fired Heat Pump | 4.891% | 0 | 31.0943 | Commercial_2031_SC A_million_m3_Before Competition Groups_Gas Fired Heat Pump
Commercial | Com ¦ Air Handler with Dedicated Outdoor Air Systems | 2031 | SC A | million_m3 | Before Competition Groups | 29.876 | 0 | 0 | 635.7865 | 0.046991 | 9 | Commercial_2031_SC A_million_m3_Before Competition Groups_9 | Air Handler with Dedicated Outdoor Air Systems | 4.699% | 0 | 29.876 | Commercial_2031_SC A_million_m3_Before Competition Groups_Air Handler with Dedicated Outdoor Air Systems
Commercial | Com ¦ Demand Control Kitchen Ventilation | 2031 | SC A | million_m3 | Before Competition Groups | 28.9573 | 0 | 0 | 635.7865 | 0.045546 | 10 | Commercial_2031_SC A_million_m3_Before Competition Groups_10 | Demand Control Kitchen Ventilation | 4.555% | 0 | 28.9573 | Commercial_2031_SC A_million_m3_Before Competition Groups_Demand Control Kitchen Ventilation
Commercial | Com ¦ Advanced BAS/Controllers | 2031 | SC A | million_m3 | Before Competition Groups | 25.6717 | 0 | 0 | 635.7865 | 0.040378 | 11 | Commercial_2031_SC A_million_m3_Before Competition Groups_11 | Advanced BAS/Controllers | 4.038% | 0 | 25.6717 | Commercial_2031_SC A_million_m3_Before Competition Groups_Advanced BAS/Controllers
Commercial | Com ¦ Steam System Optimization | 2031 | SC A | million_m3 | Before Competition Groups | 25.2435 | 0 | 0 | 635.7865 | 0.039704 | 12 | Commercial_2031_SC A_million_m3_Before Competition Groups_12 | Steam System Optimization | 3.97% | 0 | 25.2435 | Commercial_2031_SC A_million_m3_Before Competition Groups_Steam System Optimization
Commercial | Com ¦ Furnace Tune-Up | 2031 | SC A | million_m3 | Before Competition Groups | 23.4761 | 0 | 0 | 635.7865 | 0.036925 | 13 | Commercial_2031_SC A_million_m3_Before Competition Groups_13 | Furnace Tune-Up | 3.692% | 0 | 23.4761 | Commercial_2031_SC A_million_m3_Before Competition Groups_Furnace Tune-Up
Commercial | Com ¦ Destratification | 2031 | SC A | million_m3 | Before Competition Groups | 23.1351 | 0 | 0 | 635.7865 | 0.036388 | 14 | Commercial_2031_SC A_million_m3_Before Competition Groups_14 | Destratification | 3.639% | 0 | 23.1351 | Commercial_2031_SC A_million_m3_Before Competition Groups_Destratification
Commercial | Com ¦ Condensing Unit Heaters or other Efficient Unit Heating System | 2031 | SC A | million_m3 | Before Competition Groups | 14.138 | 0 | 0 | 635.7865 | 0.022237 | 15 | Commercial_2031_SC A_million_m3_Before Competition Groups_15 | Condensing Unit Heaters or other Efficient Unit Heating System | 2.224% | 0 | 14.138 | Commercial_2031_SC A_million_m3_Before Competition Groups_Condensing Unit Heaters or other Efficient Unit Heating System
Commercial | Com ¦ Wall Insulation | 2031 | SC A | million_m3 | Before Competition Groups | 13.1204 | 0 | 0 | 635.7865 | 0.020636 | 16 | Commercial_2031_SC A_million_m3_Before Competition Groups_16 | Wall Insulation | 2.064% | 0 | 13.1204 | Commercial_2031_SC A_million_m3_Before Competition Groups_Wall Insulation
Commercial | Com ¦ Education and Capacity Building/Energy Behavior | 2031 | SC A | million_m3 | Before Competition Groups | 10.7601 | 0 | 0 | 635.7865 | 0.016924 | 17 | Commercial_2031_SC A_million_m3_Before Competition Groups_17 | Education and Capacity Building/Energy Behavior | 1.692% | 0 | 10.7601 | Commercial_2031_SC A_million_m3_Before Competition Groups_Education and Capacity Building/Energy Behavior
Commercial | Com ¦ Demand controlled Circulating Systems | 2031 | SC A | million_m3 | Before Competition Groups | 6.3997 | 0 | 0 | 635.7865 | 0.010066 | 18 | Commercial_2031_SC A_million_m3_Before Competition Groups_18 | Demand controlled Circulating Systems | 1.007% | 0 | 6.3997 | Commercial_2031_SC A_million_m3_Before Competition Groups_Demand controlled Circulating Systems
Commercial | Com ¦ High Efficiency Underfired Broilers | 2031 | SC A | million_m3 | Before Competition Groups | 4.0552 | 0 | 0 | 635.7865 | 0.0063783 | 19 | Commercial_2031_SC A_million_m3_Before Competition Groups_19 | High Efficiency Underfired Broilers | 0.6378% | 0 | 4.0552 | Commercial_2031_SC A_million_m3_Before Competition Groups_High Efficiency Underfired Broilers
Commercial | Com ¦ Duct Insulation, R8 | 2031 | SC A | million_m3 | Before Competition Groups | 4.0347 | 0 | 0 | 635.7865 | 0.006346 | 20 | Commercial_2031_SC A_million_m3_Before Competition Groups_20 | Duct Insulation, R8 | 0.6346% | 0 | 4.0347 | Commercial_2031_SC A_million_m3_Before Competition Groups_Duct Insulation, R8
Commercial | Com ¦ ENERGY STAR Fryer (84% eff) | 2031 | SC A | million_m3 | Before Competition Groups | 3.2639 | 0 | 0 | 635.7865 | 0.0051337 | 21 | Commercial_2031_SC A_million_m3_Before Competition Groups_21 | ENERGY STAR Fryer (84% eff) | 0.5134% | 0 | 3.2639 | Commercial_2031_SC A_million_m3_Before Competition Groups_ENERGY STAR Fryer (84% eff)
Commercial | Com ¦ Energy Efficient Laboratory Fume Hood | 2031 | SC A | million_m3 | Before Competition Groups | 2.3682 | 0 | 0 | 635.7865 | 0.0037248 | 22 | Commercial_2031_SC A_million_m3_Before Competition Groups_22 | Energy Efficient Laboratory Fume Hood | 0.3725% | 0 | 2.3682 | Commercial_2031_SC A_million_m3_Before Competition Groups_Energy Efficient Laboratory Fume Hood
Commercial | Com ¦ Ozone Laundry Treatment | 2031 | SC A | million_m3 | Before Competition Groups | 2.0083 | 0 | 0 | 635.7865 | 0.0031588 | 23 | Commercial_2031_SC A_million_m3_Before Competition Groups_23 | Ozone Laundry Treatment | 0.3159% | 0 | 2.0083 | Commercial_2031_SC A_million_m3_Before Competition Groups_Ozone Laundry Treatment
Commercial | Com ¦ Infrared Heaters | 2031 | SC A | million_m3 | Before Competition Groups | 1.6768 | 0 | 0 | 635.7865 | 0.0026374 | 24 | Commercial_2031_SC A_million_m3_Before Competition Groups_24 | Infrared Heaters | 0.2637% | 0 | 1.6768 | Commercial_2031_SC A_million_m3_Before Competition Groups_Infrared Heaters
Commercial | Com ¦ ENERGY STAR Dishwasher | 2031 | SC A | million_m3 | Before Competition Groups | 1.2687 | 0 | 0 | 635.7865 | 0.0019955 | 25 | Commercial_2031_SC A_million_m3_Before Competition Groups_25 | ENERGY STAR Dishwasher | 0.1995% | 0 | 1.2687 | Commercial_2031_SC A_million_m3_Before Competition Groups_ENERGY STAR Dishwasher
Commercial | Com ¦ ENERGY STAR Griddle (74% eff) | 2031 | SC A | million_m3 | Before Competition Groups | 1.1494 | 0 | 0 | 635.7865 | 0.0018078 | 26 | Commercial_2031_SC A_million_m3_Before Competition Groups_26 | ENERGY STAR Griddle (74% eff) | 0.1808% | 0 | 1.1494 | Commercial_2031_SC A_million_m3_Before Competition Groups_ENERGY STAR Griddle (74% eff)
Commercial | Com ¦ CEE Tier 2/Energy Star Clothes Washers | 2031 | SC A | million_m3 | Before Competition Groups | 0.66037 | 0 | 0 | 635.7865 | 0.0010387 | 27 | Commercial_2031_SC A_million_m3_Before Competition Groups_27 | CEE Tier 2/Energy Star Clothes Washers | 0.1039% | 0 | 0.66037 | Commercial_2031_SC A_million_m3_Before Competition Groups_CEE Tier 2/Energy Star Clothes Washers
Commercial | Com ¦ Drain Water Heat Recovery (DWHR) ¦ Retro | 2031 | SC A | million_m3 | Before Competition Groups | 0.59342 | 0 | 0 | 635.7865 | 0.00093337 | 28 | Commercial_2031_SC A_million_m3_Before Competition Groups_28 | Drain Water Heat Recovery (DWHR) ¦ Retro | 0.09334% | 0 | 0.59342 | Commercial_2031_SC A_million_m3_Before Competition Groups_Drain Water Heat Recovery (DWHR) ¦ Retro
Commercial | Com ¦ ENERGY STAR Steam Cooker | 2031 | SC A | million_m3 | Before Competition Groups | 0.35531 | 0 | 0 | 635.7865 | 0.00055885 | 29 | Commercial_2031_SC A_million_m3_Before Competition Groups_29 | ENERGY STAR Steam Cooker | 0.05589% | 0 | 0.35531 | Commercial_2031_SC A_million_m3_Before Competition Groups_ENERGY STAR Steam Cooker
Commercial | Com ¦ Energy Recovery Ventilation and Ventilation (Enhanced) | 2031 | SC A | million_m3 | Before Competition Groups | 0.35042 | 0 | 0 | 635.7865 | 0.00055116 | 30 | Commercial_2031_SC A_million_m3_Before Competition Groups_30 | Energy Recovery Ventilation and Ventilation (Enhanced) | 0.05512% | 0 | 0.35042 | Commercial_2031_SC A_million_m3_Before Competition Groups_Energy Recovery Ventilation and Ventilation (Enhanced)
Commercial | Com ¦ Low Flow Pre-Rinse Spray Nozzle | 2031 | SC A | million_m3 | Before Competition Groups | 0.33281 | 0 | 0 | 635.7865 | 0.00052346 | 31 | Commercial_2031_SC A_million_m3_Before Competition Groups_31 | Low Flow Pre-Rinse Spray Nozzle | 0.05235% | 0 | 0.33281 | Commercial_2031_SC A_million_m3_Before Competition Groups_Low Flow Pre-Rinse Spray Nozzle
Commercial | Com ¦ Drain Water Heat Recovery (DWHR) ¦New | 2031 | SC A | million_m3 | Before Competition Groups | 0.16182 | 0 | 0 | 635.7865 | 0.00025452 | 32 | Commercial_2031_SC A_million_m3_Before Competition Groups_32 | Drain Water Heat Recovery (DWHR) ¦New | 0.02545% | 0 | 0.16182 | Commercial_2031_SC A_million_m3_Before Competition Groups_Drain Water Heat Recovery (DWHR) ¦New
Commercial | Com ¦ Heat Recovery Ventilator | 2031 | SC A | million_m3 | Before Competition Groups | 0.050891 | 0 | 0 | 635.7865 | 8.0044e-05 | 33 | Commercial_2031_SC A_million_m3_Before Competition Groups_33 | Heat Recovery Ventilator | 0.008004% | 0 | 0.050891 | Commercial_2031_SC A_million_m3_Before Competition Groups_Heat Recovery Ventilator
Commercial | Com ¦ Solar Water Preheat (Pools/DHW) | 2031 | SC A | million_m3 | Before Competition Groups | 0.049944 | 0 | 0 | 635.7865 | 7.8555e-05 | 34 | Commercial_2031_SC A_million_m3_Before Competition Groups_34 | Solar Water Preheat (Pools/DHW) | 0.007856% | 0 | 0.049944 | Commercial_2031_SC A_million_m3_Before Competition Groups_Solar Water Preheat (Pools/DHW)
Commercial | Com ¦ Gas Heat Pump Water Heater | 2031 | SC A | million_m3 | Before Competition Groups | 0.001221 | 0 | 0 | 635.7865 | 1.9204e-06 | 35 | Commercial_2031_SC A_million_m3_Before Competition Groups_35 | Gas Heat Pump Water Heater | 0.000192% | 0 | 0.001221 | Commercial_2031_SC A_million_m3_Before Competition Groups_Gas Heat Pump Water Heater
Commercial | Com ¦ Air Curtains | 2031 | SC A | million_m3 | Before Competition Groups | 0.00012411 | 0 | 0 | 635.7865 | 1.9521e-07 | 36 | Commercial_2031_SC A_million_m3_Before Competition Groups_36 | Air Curtains | 1.952e-05% | 0 | 0.00012411 | Commercial_2031_SC A_million_m3_Before Competition Groups_Air Curtains
Commercial | Com ¦ Demand Control Ventilation | 2031 | SC B | million_m3 | Before Competition Groups | 144.5941 | 0 | 0 | 1242.7833 | 0.11635 | 1 | Commercial_2031_SC B_million_m3_Before Competition Groups_1 | Demand Control Ventilation | 11.63% | 0 | 144.5941 | Commercial_2031_SC B_million_m3_Before Competition Groups_Demand Control Ventilation
Commercial | Com ¦ Condensing Boiler ¦ Std | 2031 | SC B | million_m3 | Before Competition Groups | 135.3508 | 0 | 0 | 1242.7833 | 0.10891 | 2 | Commercial_2031_SC B_million_m3_Before Competition Groups_2 | Condensing Boiler ¦ Std | 10.89% | 0 | 135.3508 | Commercial_2031_SC B_million_m3_Before Competition Groups_Condensing Boiler ¦ Std
Commercial | Com ¦ Adaptive Thermostats | 2031 | SC B | million_m3 | Before Competition Groups | 121.032 | 0 | 0 | 1242.7833 | 0.097388 | 3 | Commercial_2031_SC B_million_m3_Before Competition Groups_3 | Adaptive Thermostats | 9.739% | 0 | 121.032 | Commercial_2031_SC B_million_m3_Before Competition Groups_Adaptive Thermostats
Commercial | Com ¦ Building Recommissioning, Operations and Maintenance (O&M) Improvements | 2031 | SC B | million_m3 | Before Competition Groups | 104.8565 | 0 | 0 | 1242.7833 | 0.084372 | 4 | Commercial_2031_SC B_million_m3_Before Competition Groups_4 | Building Recommissioning, Operations and Maintenance (O&M) Improvements | 8.437% | 0 | 104.8565 | Commercial_2031_SC B_million_m3_Before Competition Groups_Building Recommissioning, Operations and Maintenance (O&M) Improvements
Commercial | Com ¦ Air Handler with Dedicated Outdoor Air Systems | 2031 | SC B | million_m3 | Before Competition Groups | 85.424 | 0 | 0 | 1242.7833 | 0.068736 | 5 | Commercial_2031_SC B_million_m3_Before Competition Groups_5 | Air Handler with Dedicated Outdoor Air Systems | 6.874% | 0 | 85.424 | Commercial_2031_SC B_million_m3_Before Competition Groups_Air Handler with Dedicated Outdoor Air Systems
Commercial | Com ¦ Gas Fired Rooftop Units | 2031 | SC B | million_m3 | Before Competition Groups | 84.2852 | 0 | 0 | 1242.7833 | 0.06782 | 6 | Commercial_2031_SC B_million_m3_Before Competition Groups_6 | Gas Fired Rooftop Units | 6.782% | 0 | 84.2852 | Commercial_2031_SC B_million_m3_Before Competition Groups_Gas Fired Rooftop Units
Commercial | Com ¦ Boilers - Advanced Controls (Steam Systems) | 2031 | SC B | million_m3 | Before Competition Groups | 62.7672 | 0 | 0 | 1242.7833 | 0.050505 | 7 | Commercial_2031_SC B_million_m3_Before Competition Groups_7 | Boilers - Advanced Controls (Steam Systems) | 5.051% | 0 | 62.7672 | Commercial_2031_SC B_million_m3_Before Competition Groups_Boilers - Advanced Controls (Steam Systems)
Commercial | Com ¦ Education and Capacity Building/Energy Behavior | 2031 | SC B | million_m3 | Before Competition Groups | 53.8004 | 0 | 0 | 1242.7833 | 0.04329 | 8 | Commercial_2031_SC B_million_m3_Before Competition Groups_8 | Education and Capacity Building/Energy Behavior | 4.329% | 0 | 53.8004 | Commercial_2031_SC B_million_m3_Before Competition Groups_Education and Capacity Building/Energy Behavior
Commercial | Com ¦ Condensing Make Up Air Unit | 2031 | SC B | million_m3 | Before Competition Groups | 52.3893 | 0 | 0 | 1242.7833 | 0.042155 | 9 | Commercial_2031_SC B_million_m3_Before Competition Groups_9 | Condensing Make Up Air Unit | 4.215% | 0 | 52.3893 | Commercial_2031_SC B_million_m3_Before Competition Groups_Condensing Make Up Air Unit
Commercial | Com ¦ Demand Control Kitchen Ventilation | 2031 | SC B | million_m3 | Before Competition Groups | 50.7061 | 0 | 0 | 1242.7833 | 0.0408 | 10 | Commercial_2031_SC B_million_m3_Before Competition Groups_10 | Demand Control Kitchen Ventilation | 4.08% | 0 | 50.7061 | Commercial_2031_SC B_million_m3_Before Competition Groups_Demand Control Kitchen Ventilation
Commercial | Com ¦ Steam System Optimization | 2031 | SC B | million_m3 | Before Competition Groups | 46.2428 | 0 | 0 | 1242.7833 | 0.037209 | 11 | Commercial_2031_SC B_million_m3_Before Competition Groups_11 | Steam System Optimization | 3.721% | 0 | 46.2428 | Commercial_2031_SC B_million_m3_Before Competition Groups_Steam System Optimization
Commercial | Com ¦ Gas Fired Heat Pump | 2031 | SC B | million_m3 | Before Competition Groups | 45.9916 | 0 | 0 | 1242.7833 | 0.037007 | 12 | Commercial_2031_SC B_million_m3_Before Competition Groups_12 | Gas Fired Heat Pump | 3.701% | 0 | 45.9916 | Commercial_2031_SC B_million_m3_Before Competition Groups_Gas Fired Heat Pump
Commercial | Com ¦ Destratification | 2031 | SC B | million_m3 | Before Competition Groups | 45.9417 | 0 | 0 | 1242.7833 | 0.036967 | 13 | Commercial_2031_SC B_million_m3_Before Competition Groups_13 | Destratification | 3.697% | 0 | 45.9417 | Commercial_2031_SC B_million_m3_Before Competition Groups_Destratification
Commercial | Com ¦ Furnace Tune-Up | 2031 | SC B | million_m3 | Before Competition Groups | 43.361 | 0 | 0 | 1242.7833 | 0.03489 | 14 | Commercial_2031_SC B_million_m3_Before Competition Groups_14 | Furnace Tune-Up | 3.489% | 0 | 43.361 | Commercial_2031_SC B_million_m3_Before Competition Groups_Furnace Tune-Up
Commercial | Com ¦ Advanced BAS/Controllers | 2031 | SC B | million_m3 | Before Competition Groups | 40.5175 | 0 | 0 | 1242.7833 | 0.032602 | 15 | Commercial_2031_SC B_million_m3_Before Competition Groups_15 | Advanced BAS/Controllers | 3.26% | 0 | 40.5175 | Commercial_2031_SC B_million_m3_Before Competition Groups_Advanced BAS/Controllers
Commercial | Com ¦ Condensing Unit Heaters or other Efficient Unit Heating System | 2031 | SC B | million_m3 | Before Competition Groups | 29.1498 | 0 | 0 | 1242.7833 | 0.023455 | 16 | Commercial_2031_SC B_million_m3_Before Competition Groups_16 | Condensing Unit Heaters or other Efficient Unit Heating System | 2.346% | 0 | 29.1498 | Commercial_2031_SC B_million_m3_Before Competition Groups_Condensing Unit Heaters or other Efficient Unit Heating System
Commercial | Com ¦ Wall Insulation | 2031 | SC B | million_m3 | Before Competition Groups | 24.3921 | 0 | 0 | 1242.7833 | 0.019627 | 17 | Commercial_2031_SC B_million_m3_Before Competition Groups_17 | Wall Insulation | 1.963% | 0 | 24.3921 | Commercial_2031_SC B_million_m3_Before Competition Groups_Wall Insulation
Commercial | Com ¦ Energy Efficient Laboratory Fume Hood | 2031 | SC B | million_m3 | Before Competition Groups | 16.9998 | 0 | 0 | 1242.7833 | 0.013679 | 18 | Commercial_2031_SC B_million_m3_Before Competition Groups_18 | Energy Efficient Laboratory Fume Hood | 1.368% | 0 | 16.9998 | Commercial_2031_SC B_million_m3_Before Competition Groups_Energy Efficient Laboratory Fume Hood
Commercial | Com ¦ Demand controlled Circulating Systems | 2031 | SC B | million_m3 | Before Competition Groups | 12.8133 | 0 | 0 | 1242.7833 | 0.01031 | 19 | Commercial_2031_SC B_million_m3_Before Competition Groups_19 | Demand controlled Circulating Systems | 1.031% | 0 | 12.8133 | Commercial_2031_SC B_million_m3_Before Competition Groups_Demand controlled Circulating Systems
Commercial | Com ¦ Duct Insulation, R8 | 2031 | SC B | million_m3 | Before Competition Groups | 9.9779 | 0 | 0 | 1242.7833 | 0.0080287 | 20 | Commercial_2031_SC B_million_m3_Before Competition Groups_20 | Duct Insulation, R8 | 0.8029% | 0 | 9.9779 | Commercial_2031_SC B_million_m3_Before Competition Groups_Duct Insulation, R8
Commercial | Com ¦ Ozone Laundry Treatment | 2031 | SC B | million_m3 | Before Competition Groups | 6.3913 | 0 | 0 | 1242.7833 | 0.0051427 | 21 | Commercial_2031_SC B_million_m3_Before Competition Groups_21 | Ozone Laundry Treatment | 0.5143% | 0 | 6.3913 | Commercial_2031_SC B_million_m3_Before Competition Groups_Ozone Laundry Treatment
Commercial | Com ¦ ENERGY STAR Fryer (84% eff) | 2031 | SC B | million_m3 | Before Competition Groups | 5.0847 | 0 | 0 | 1242.7833 | 0.0040914 | 22 | Commercial_2031_SC B_million_m3_Before Competition Groups_22 | ENERGY STAR Fryer (84% eff) | 0.4091% | 0 | 5.0847 | Commercial_2031_SC B_million_m3_Before Competition Groups_ENERGY STAR Fryer (84% eff)
Commercial | Com ¦ High Efficiency Underfired Broilers | 2031 | SC B | million_m3 | Before Competition Groups | 4.783 | 0 | 0 | 1242.7833 | 0.0038486 | 23 | Commercial_2031_SC B_million_m3_Before Competition Groups_23 | High Efficiency Underfired Broilers | 0.3849% | 0 | 4.783 | Commercial_2031_SC B_million_m3_Before Competition Groups_High Efficiency Underfired Broilers
Commercial | Com ¦ Infrared Heaters | 2031 | SC B | million_m3 | Before Competition Groups | 3.8989 | 0 | 0 | 1242.7833 | 0.0031372 | 24 | Commercial_2031_SC B_million_m3_Before Competition Groups_24 | Infrared Heaters | 0.3137% | 0 | 3.8989 | Commercial_2031_SC B_million_m3_Before Competition Groups_Infrared Heaters
Commercial | Com ¦ ENERGY STAR Griddle (74% eff) | 2031 | SC B | million_m3 | Before Competition Groups | 3.3726 | 0 | 0 | 1242.7833 | 0.0027138 | 25 | Commercial_2031_SC B_million_m3_Before Competition Groups_25 | ENERGY STAR Griddle (74% eff) | 0.2714% | 0 | 3.3726 | Commercial_2031_SC B_million_m3_Before Competition Groups_ENERGY STAR Griddle (74% eff)
Commercial | Com ¦ Energy Recovery Ventilation and Ventilation (Enhanced) | 2031 | SC B | million_m3 | Before Competition Groups | 1.835 | 0 | 0 | 1242.7833 | 0.0014765 | 26 | Commercial_2031_SC B_million_m3_Before Competition Groups_26 | Energy Recovery Ventilation and Ventilation (Enhanced) | 0.1477% | 0 | 1.835 | Commercial_2031_SC B_million_m3_Before Competition Groups_Energy Recovery Ventilation and Ventilation (Enhanced)
Commercial | Com ¦ Heat Recovery Ventilator | 2031 | SC B | million_m3 | Before Competition Groups | 1.6842 | 0 | 0 | 1242.7833 | 0.0013552 | 27 | Commercial_2031_SC B_million_m3_Before Competition Groups_27 | Heat Recovery Ventilator | 0.1355% | 0 | 1.6842 | Commercial_2031_SC B_million_m3_Before Competition Groups_Heat Recovery Ventilator
Commercial | Com ¦ ENERGY STAR Dishwasher | 2031 | SC B | million_m3 | Before Competition Groups | 1.6824 | 0 | 0 | 1242.7833 | 0.0013537 | 28 | Commercial_2031_SC B_million_m3_Before Competition Groups_28 | ENERGY STAR Dishwasher | 0.1354% | 0 | 1.6824 | Commercial_2031_SC B_million_m3_Before Competition Groups_ENERGY STAR Dishwasher
Commercial | Com ¦ Drain Water Heat Recovery (DWHR) ¦ Retro | 2031 | SC B | million_m3 | Before Competition Groups | 1.0772 | 0 | 0 | 1242.7833 | 0.00086673 | 29 | Commercial_2031_SC B_million_m3_Before Competition Groups_29 | Drain Water Heat Recovery (DWHR) ¦ Retro | 0.08667% | 0 | 1.0772 | Commercial_2031_SC B_million_m3_Before Competition Groups_Drain Water Heat Recovery (DWHR) ¦ Retro
Commercial | Com ¦ CEE Tier 2/Energy Star Clothes Washers | 2031 | SC B | million_m3 | Before Competition Groups | 0.92604 | 0 | 0 | 1242.7833 | 0.00074514 | 30 | Commercial_2031_SC B_million_m3_Before Competition Groups_30 | CEE Tier 2/Energy Star Clothes Washers | 0.07451% | 0 | 0.92604 | Commercial_2031_SC B_million_m3_Before Competition Groups_CEE Tier 2/Energy Star Clothes Washers
Commercial | Com ¦ Low Flow Pre-Rinse Spray Nozzle | 2031 | SC B | million_m3 | Before Competition Groups | 0.47687 | 0 | 0 | 1242.7833 | 0.00038371 | 31 | Commercial_2031_SC B_million_m3_Before Competition Groups_31 | Low Flow Pre-Rinse Spray Nozzle | 0.03837% | 0 | 0.47687 | Commercial_2031_SC B_million_m3_Before Competition Groups_Low Flow Pre-Rinse Spray Nozzle
Commercial | Com ¦ ENERGY STAR Steam Cooker | 2031 | SC B | million_m3 | Before Competition Groups | 0.3639 | 0 | 0 | 1242.7833 | 0.00029281 | 32 | Commercial_2031_SC B_million_m3_Before Competition Groups_32 | ENERGY STAR Steam Cooker | 0.02928% | 0 | 0.3639 | Commercial_2031_SC B_million_m3_Before Competition Groups_ENERGY STAR Steam Cooker
Commercial | Com ¦ Drain Water Heat Recovery (DWHR) ¦New | 2031 | SC B | million_m3 | Before Competition Groups | 0.24292 | 0 | 0 | 1242.7833 | 0.00019547 | 33 | Commercial_2031_SC B_million_m3_Before Competition Groups_33 | Drain Water Heat Recovery (DWHR) ¦New | 0.01955% | 0 | 0.24292 | Commercial_2031_SC B_million_m3_Before Competition Groups_Drain Water Heat Recovery (DWHR) ¦New
Commercial | Com ¦ Gas Heat Pump Water Heater | 2031 | SC B | million_m3 | Before Competition Groups | 0.13173 | 0 | 0 | 1242.7833 | 0.00010599 | 34 | Commercial_2031_SC B_million_m3_Before Competition Groups_34 | Gas Heat Pump Water Heater | 0.0106% | 0 | 0.13173 | Commercial_2031_SC B_million_m3_Before Competition Groups_Gas Heat Pump Water Heater
Commercial | Com ¦ Air Curtains | 2031 | SC B | million_m3 | Before Competition Groups | 0.12184 | 0 | 0 | 1242.7833 | 9.8035e-05 | 35 | Commercial_2031_SC B_million_m3_Before Competition Groups_35 | Air Curtains | 0.009803% | 0 | 0.12184 | Commercial_2031_SC B_million_m3_Before Competition Groups_Air Curtains
Commercial | Com ¦ Solar Water Preheat (Pools/DHW) | 2031 | SC B | million_m3 | Before Competition Groups | 0.11746 | 0 | 0 | 1242.7833 | 9.4511e-05 | 36 | Commercial_2031_SC B_million_m3_Before Competition Groups_36 | Solar Water Preheat (Pools/DHW) | 0.009451% | 0 | 0.11746 | Commercial_2031_SC B_million_m3_Before Competition Groups_Solar Water Preheat (Pools/DHW)
Commercial | Com ¦ Demand Control Ventilation | 2031 | SC C | million_m3 | Before Competition Groups | 78.5819 | 0 | 0 | 699.7782 | 0.1123 | 1 | Commercial_2031_SC C_million_m3_Before Competition Groups_1 | Demand Control Ventilation | 11.23% | 0 | 78.5819 | Commercial_2031_SC C_million_m3_Before Competition Groups_Demand Control Ventilation
Commercial | Com ¦ Adaptive Thermostats | 2031 | SC C | million_m3 | Before Competition Groups | 73.1016 | 0 | 0 | 699.7782 | 0.10446 | 2 | Commercial_2031_SC C_million_m3_Before Competition Groups_2 | Adaptive Thermostats | 10.45% | 0 | 73.1016 | Commercial_2031_SC C_million_m3_Before Competition Groups_Adaptive Thermostats
Commercial | Com ¦ Condensing Boiler ¦ Std | 2031 | SC C | million_m3 | Before Competition Groups | 71.0798 | 0 | 0 | 699.7782 | 0.10157 | 3 | Commercial_2031_SC C_million_m3_Before Competition Groups_3 | Condensing Boiler ¦ Std | 10.16% | 0 | 71.0798 | Commercial_2031_SC C_million_m3_Before Competition Groups_Condensing Boiler ¦ Std
Commercial | Com ¦ Boilers - Advanced Controls (Steam Systems) | 2031 | SC C | million_m3 | Before Competition Groups | 62.7678 | 0 | 0 | 699.7782 | 0.089697 | 4 | Commercial_2031_SC C_million_m3_Before Competition Groups_4 | Boilers - Advanced Controls (Steam Systems) | 8.97% | 0 | 62.7678 | Commercial_2031_SC C_million_m3_Before Competition Groups_Boilers - Advanced Controls (Steam Systems)
Commercial | Com ¦ Building Recommissioning, Operations and Maintenance (O&M) Improvements | 2031 | SC C | million_m3 | Before Competition Groups | 53.8067 | 0 | 0 | 699.7782 | 0.076891 | 5 | Commercial_2031_SC C_million_m3_Before Competition Groups_5 | Building Recommissioning, Operations and Maintenance (O&M) Improvements | 7.689% | 0 | 53.8067 | Commercial_2031_SC C_million_m3_Before Competition Groups_Building Recommissioning, Operations and Maintenance (O&M) Improvements
Commercial | Com ¦ Gas Fired Rooftop Units | 2031 | SC C | million_m3 | Before Competition Groups | 42.6517 | 0 | 0 | 699.7782 | 0.06095 | 6 | Commercial_2031_SC C_million_m3_Before Competition Groups_6 | Gas Fired Rooftop Units | 6.095% | 0 | 42.6517 | Commercial_2031_SC C_million_m3_Before Competition Groups_Gas Fired Rooftop Units
Commercial | Com ¦ Condensing Make Up Air Unit | 2031 | SC C | million_m3 | Before Competition Groups | 38.9724 | 0 | 0 | 699.7782 | 0.055692 | 7 | Commercial_2031_SC C_million_m3_Before Competition Groups_7 | Condensing Make Up Air Unit | 5.569% | 0 | 38.9724 | Commercial_2031_SC C_million_m3_Before Competition Groups_Condensing Make Up Air Unit
Commercial | Com ¦ Air Handler with Dedicated Outdoor Air Systems | 2031 | SC C | million_m3 | Before Competition Groups | 36.3587 | 0 | 0 | 699.7782 | 0.051957 | 8 | Commercial_2031_SC C_million_m3_Before Competition Groups_8 | Air Handler with Dedicated Outdoor Air Systems | 5.196% | 0 | 36.3587 | Commercial_2031_SC C_million_m3_Before Competition Groups_Air Handler with Dedicated Outdoor Air Systems
Commercial | Com ¦ Gas Fired Heat Pump | 2031 | SC C | million_m3 | Before Competition Groups | 34.6634 | 0 | 0 | 699.7782 | 0.049535 | 9 | Commercial_2031_SC C_million_m3_Before Competition Groups_9 | Gas Fired Heat Pump | 4.953% | 0 | 34.6634 | Commercial_2031_SC C_million_m3_Before Competition Groups_Gas Fired Heat Pump
Commercial | Com ¦ Demand Control Kitchen Ventilation | 2031 | SC C | million_m3 | Before Competition Groups | 30.3902 | 0 | 0 | 699.7782 | 0.043428 | 10 | Commercial_2031_SC C_million_m3_Before Competition Groups_10 | Demand Control Kitchen Ventilation | 4.343% | 0 | 30.3902 | Commercial_2031_SC C_million_m3_Before Competition Groups_Demand Control Kitchen Ventilation
Commercial | Com ¦ Advanced BAS/Controllers | 2031 | SC C | million_m3 | Before Competition Groups | 26.4526 | 0 | 0 | 699.7782 | 0.037801 | 11 | Commercial_2031_SC C_million_m3_Before Competition Groups_11 | Advanced BAS/Controllers | 3.78% | 0 | 26.4526 | Commercial_2031_SC C_million_m3_Before Competition Groups_Advanced BAS/Controllers
Commercial | Com ¦ Steam System Optimization | 2031 | SC C | million_m3 | Before Competition Groups | 25.2435 | 0 | 0 | 699.7782 | 0.036074 | 12 | Commercial_2031_SC C_million_m3_Before Competition Groups_12 | Steam System Optimization | 3.607% | 0 | 25.2435 | Commercial_2031_SC C_million_m3_Before Competition Groups_Steam System Optimization
Commercial | Com ¦ Destratification | 2031 | SC C | million_m3 | Before Competition Groups | 24.7559 | 0 | 0 | 699.7782 | 0.035377 | 13 | Commercial_2031_SC C_million_m3_Before Competition Groups_13 | Destratification | 3.538% | 0 | 24.7559 | Commercial_2031_SC C_million_m3_Before Competition Groups_Destratification
Commercial | Com ¦ Furnace Tune-Up | 2031 | SC C | million_m3 | Before Competition Groups | 23.477 | 0 | 0 | 699.7782 | 0.033549 | 14 | Commercial_2031_SC C_million_m3_Before Competition Groups_14 | Furnace Tune-Up | 3.355% | 0 | 23.477 | Commercial_2031_SC C_million_m3_Before Competition Groups_Furnace Tune-Up
Commercial | Com ¦ Condensing Unit Heaters or other Efficient Unit Heating System | 2031 | SC C | million_m3 | Before Competition Groups | 17.3808 | 0 | 0 | 699.7782 | 0.024838 | 15 | Commercial_2031_SC C_million_m3_Before Competition Groups_15 | Condensing Unit Heaters or other Efficient Unit Heating System | 2.484% | 0 | 17.3808 | Commercial_2031_SC C_million_m3_Before Competition Groups_Condensing Unit Heaters or other Efficient Unit Heating System
Commercial | Com ¦ Wall Insulation | 2031 | SC C | million_m3 | Before Competition Groups | 13.3258 | 0 | 0 | 699.7782 | 0.019043 | 16 | Commercial_2031_SC C_million_m3_Before Competition Groups_16 | Wall Insulation | 1.904% | 0 | 13.3258 | Commercial_2031_SC C_million_m3_Before Competition Groups_Wall Insulation
Commercial | Com ¦ Education and Capacity Building/Energy Behavior | 2031 | SC C | million_m3 | Before Competition Groups | 10.7601 | 0 | 0 | 699.7782 | 0.015376 | 17 | Commercial_2031_SC C_million_m3_Before Competition Groups_17 | Education and Capacity Building/Energy Behavior | 1.538% | 0 | 10.7601 | Commercial_2031_SC C_million_m3_Before Competition Groups_Education and Capacity Building/Energy Behavior
Commercial | Com ¦ Demand controlled Circulating Systems | 2031 | SC C | million_m3 | Before Competition Groups | 6.7363 | 0 | 0 | 699.7782 | 0.0096263 | 18 | Commercial_2031_SC C_million_m3_Before Competition Groups_18 | Demand controlled Circulating Systems | 0.9626% | 0 | 6.7363 | Commercial_2031_SC C_million_m3_Before Competition Groups_Demand controlled Circulating Systems
Commercial | Com ¦ Duct Insulation, R8 | 2031 | SC C | million_m3 | Before Competition Groups | 5.0542 | 0 | 0 | 699.7782 | 0.0072225 | 19 | Commercial_2031_SC C_million_m3_Before Competition Groups_19 | Duct Insulation, R8 | 0.7223% | 0 | 5.0542 | Commercial_2031_SC C_million_m3_Before Competition Groups_Duct Insulation, R8
Commercial | Com ¦ Energy Efficient Laboratory Fume Hood | 2031 | SC C | million_m3 | Before Competition Groups | 4.6301 | 0 | 0 | 699.7782 | 0.0066166 | 20 | Commercial_2031_SC C_million_m3_Before Competition Groups_20 | Energy Efficient Laboratory Fume Hood | 0.6617% | 0 | 4.6301 | Commercial_2031_SC C_million_m3_Before Competition Groups_Energy Efficient Laboratory Fume Hood
Commercial | Com ¦ High Efficiency Underfired Broilers | 2031 | SC C | million_m3 | Before Competition Groups | 4.1939 | 0 | 0 | 699.7782 | 0.0059932 | 21 | Commercial_2031_SC C_million_m3_Before Competition Groups_21 | High Efficiency Underfired Broilers | 0.5993% | 0 | 4.1939 | Commercial_2031_SC C_million_m3_Before Competition Groups_High Efficiency Underfired Broilers
Commercial | Com ¦ ENERGY STAR Fryer (84% eff) | 2031 | SC C | million_m3 | Before Competition Groups | 4.0724 | 0 | 0 | 699.7782 | 0.0058195 | 22 | Commercial_2031_SC C_million_m3_Before Competition Groups_22 | ENERGY STAR Fryer (84% eff) | 0.582% | 0 | 4.0724 | Commercial_2031_SC C_million_m3_Before Competition Groups_ENERGY STAR Fryer (84% eff)
Commercial | Com ¦ Ozone Laundry Treatment | 2031 | SC C | million_m3 | Before Competition Groups | 2.8109 | 0 | 0 | 699.7782 | 0.0040168 | 23 | Commercial_2031_SC C_million_m3_Before Competition Groups_23 | Ozone Laundry Treatment | 0.4017% | 0 | 2.8109 | Commercial_2031_SC C_million_m3_Before Competition Groups_Ozone Laundry Treatment
Commercial | Com ¦ Infrared Heaters | 2031 | SC C | million_m3 | Before Competition Groups | 2.0568 | 0 | 0 | 699.7782 | 0.0029392 | 24 | Commercial_2031_SC C_million_m3_Before Competition Groups_24 | Infrared Heaters | 0.2939% | 0 | 2.0568 | Commercial_2031_SC C_million_m3_Before Competition Groups_Infrared Heaters
Commercial | Com ¦ ENERGY STAR Griddle (74% eff) | 2031 | SC C | million_m3 | Before Competition Groups | 1.9698 | 0 | 0 | 699.7782 | 0.0028149 | 25 | Commercial_2031_SC C_million_m3_Before Competition Groups_25 | ENERGY STAR Griddle (74% eff) | 0.2815% | 0 | 1.9698 | Commercial_2031_SC C_million_m3_Before Competition Groups_ENERGY STAR Griddle (74% eff)
Commercial | Com ¦ ENERGY STAR Dishwasher | 2031 | SC C | million_m3 | Before Competition Groups | 1.4664 | 0 | 0 | 699.7782 | 0.0020956 | 26 | Commercial_2031_SC C_million_m3_Before Competition Groups_26 | ENERGY STAR Dishwasher | 0.2096% | 0 | 1.4664 | Commercial_2031_SC C_million_m3_Before Competition Groups_ENERGY STAR Dishwasher
Commercial | Com ¦ CEE Tier 2/Energy Star Clothes Washers | 2031 | SC C | million_m3 | Before Competition Groups | 0.74832 | 0 | 0 | 699.7782 | 0.0010694 | 27 | Commercial_2031_SC C_million_m3_Before Competition Groups_27 | CEE Tier 2/Energy Star Clothes Washers | 0.1069% | 0 | 0.74832 | Commercial_2031_SC C_million_m3_Before Competition Groups_CEE Tier 2/Energy Star Clothes Washers
Commercial | Com ¦ Drain Water Heat Recovery (DWHR) ¦ Retro | 2031 | SC C | million_m3 | Before Competition Groups | 0.60316 | 0 | 0 | 699.7782 | 0.00086193 | 28 | Commercial_2031_SC C_million_m3_Before Competition Groups_28 | Drain Water Heat Recovery (DWHR) ¦ Retro | 0.08619% | 0 | 0.60316 | Commercial_2031_SC C_million_m3_Before Competition Groups_Drain Water Heat Recovery (DWHR) ¦ Retro
Commercial | Com ¦ Energy Recovery Ventilation and Ventilation (Enhanced) | 2031 | SC C | million_m3 | Before Competition Groups | 0.55886 | 0 | 0 | 699.7782 | 0.00079863 | 29 | Commercial_2031_SC C_million_m3_Before Competition Groups_29 | Energy Recovery Ventilation and Ventilation (Enhanced) | 0.07986% | 0 | 0.55886 | Commercial_2031_SC C_million_m3_Before Competition Groups_Energy Recovery Ventilation and Ventilation (Enhanced)
Commercial | Com ¦ ENERGY STAR Steam Cooker | 2031 | SC C | million_m3 | Before Competition Groups | 0.3639 | 0 | 0 | 699.7782 | 0.00052002 | 30 | Commercial_2031_SC C_million_m3_Before Competition Groups_30 | ENERGY STAR Steam Cooker | 0.052% | 0 | 0.3639 | Commercial_2031_SC C_million_m3_Before Competition Groups_ENERGY STAR Steam Cooker
Commercial | Com ¦ Low Flow Pre-Rinse Spray Nozzle | 2031 | SC C | million_m3 | Before Competition Groups | 0.35756 | 0 | 0 | 699.7782 | 0.00051097 | 31 | Commercial_2031_SC C_million_m3_Before Competition Groups_31 | Low Flow Pre-Rinse Spray Nozzle | 0.0511% | 0 | 0.35756 | Commercial_2031_SC C_million_m3_Before Competition Groups_Low Flow Pre-Rinse Spray Nozzle
Commercial | Com ¦ Drain Water Heat Recovery (DWHR) ¦New | 2031 | SC C | million_m3 | Before Competition Groups | 0.16431 | 0 | 0 | 699.7782 | 0.00023481 | 32 | Commercial_2031_SC C_million_m3_Before Competition Groups_32 | Drain Water Heat Recovery (DWHR) ¦New | 0.02348% | 0 | 0.16431 | Commercial_2031_SC C_million_m3_Before Competition Groups_Drain Water Heat Recovery (DWHR) ¦New
Commercial | Com ¦ Heat Recovery Ventilator | 2031 | SC C | million_m3 | Before Competition Groups | 0.16282 | 0 | 0 | 699.7782 | 0.00023267 | 33 | Commercial_2031_SC C_million_m3_Before Competition Groups_33 | Heat Recovery Ventilator | 0.02327% | 0 | 0.16282 | Commercial_2031_SC C_million_m3_Before Competition Groups_Heat Recovery Ventilator
Commercial | Com ¦ Solar Water Preheat (Pools/DHW) | 2031 | SC C | million_m3 | Before Competition Groups | 0.053591 | 0 | 0 | 699.7782 | 7.6583e-05 | 34 | Commercial_2031_SC C_million_m3_Before Competition Groups_34 | Solar Water Preheat (Pools/DHW) | 0.007658% | 0 | 0.053591 | Commercial_2031_SC C_million_m3_Before Competition Groups_Solar Water Preheat (Pools/DHW)
Commercial | Com ¦ Gas Heat Pump Water Heater | 2031 | SC C | million_m3 | Before Competition Groups | 0.0047763 | 0 | 0 | 699.7782 | 6.8255e-06 | 35 | Commercial_2031_SC C_million_m3_Before Competition Groups_35 | Gas Heat Pump Water Heater | 0.0006825% | 0 | 0.0047763 | Commercial_2031_SC C_million_m3_Before Competition Groups_Gas Heat Pump Water Heater
Commercial | Com ¦ Air Curtains | 2031 | SC C | million_m3 | Before Competition Groups | 0.00039574 | 0 | 0 | 699.7782 | 5.6552e-07 | 36 | Commercial_2031_SC C_million_m3_Before Competition Groups_36 | Air Curtains | 5.655e-05% | 0 | 0.00039574 | Commercial_2031_SC C_million_m3_Before Competition Groups_Air Curtains
Commercial | Com ¦ Condensing Boiler ¦ Std | 2031 | Technical | million_m3 | Before Competition Groups | 257.2716 | 0 | 0 | 2099.8964 | 0.12252 | 1 | Commercial_2031_Technical_million_m3_Before Competition Groups_1 | Condensing Boiler ¦ Std | 12.25% | 0 | 257.2716 | Commercial_2031_Technical_million_m3_Before Competition Groups_Condensing Boiler ¦ Std
Commercial | Com ¦ Building Recommissioning, Operations and Maintenance (O&M) Improvements | 2031 | Technical | million_m3 | Before Competition Groups | 230.9338 | 0 | 0 | 2099.8964 | 0.10997 | 2 | Commercial_2031_Technical_million_m3_Before Competition Groups_2 | Building Recommissioning, Operations and Maintenance (O&M) Improvements | 11% | 0 | 230.9338 | Commercial_2031_Technical_million_m3_Before Competition Groups_Building Recommissioning, Operations and Maintenance (O&M) Improvements
Commercial | Com ¦ Demand Control Ventilation | 2031 | Technical | million_m3 | Before Competition Groups | 199.4493 | 0 | 0 | 2099.8964 | 0.094981 | 3 | Commercial_2031_Technical_million_m3_Before Competition Groups_3 | Demand Control Ventilation | 9.498% | 0 | 199.4493 | Commercial_2031_Technical_million_m3_Before Competition Groups_Demand Control Ventilation
Commercial | Com ¦ Gas Fired Rooftop Units | 2031 | Technical | million_m3 | Before Competition Groups | 181.2187 | 0 | 0 | 2099.8964 | 0.086299 | 4 | Commercial_2031_Technical_million_m3_Before Competition Groups_4 | Gas Fired Rooftop Units | 8.63% | 0 | 181.2187 | Commercial_2031_Technical_million_m3_Before Competition Groups_Gas Fired Rooftop Units
Commercial | Com ¦ Boilers - Advanced Controls (Steam Systems) | 2031 | Technical | million_m3 | Before Competition Groups | 143.7567 | 0 | 0 | 2099.8964 | 0.068459 | 5 | Commercial_2031_Technical_million_m3_Before Competition Groups_5 | Boilers - Advanced Controls (Steam Systems) | 6.846% | 0 | 143.7567 | Commercial_2031_Technical_million_m3_Before Competition Groups_Boilers - Advanced Controls (Steam Systems)
Commercial | Com ¦ Adaptive Thermostats | 2031 | Technical | million_m3 | Before Competition Groups | 132.6369 | 0 | 0 | 2099.8964 | 0.063164 | 6 | Commercial_2031_Technical_million_m3_Before Competition Groups_6 | Adaptive Thermostats | 6.316% | 0 | 132.6369 | Commercial_2031_Technical_million_m3_Before Competition Groups_Adaptive Thermostats
Commercial | Com ¦ Condensing Make Up Air Unit | 2031 | Technical | million_m3 | Before Competition Groups | 89.4135 | 0 | 0 | 2099.8964 | 0.04258 | 7 | Commercial_2031_Technical_million_m3_Before Competition Groups_7 | Condensing Make Up Air Unit | 4.258% | 0 | 89.4135 | Commercial_2031_Technical_million_m3_Before Competition Groups_Condensing Make Up Air Unit
Commercial | Com ¦ Air Handler with Dedicated Outdoor Air Systems | 2031 | Technical | million_m3 | Before Competition Groups | 86.1544 | 0 | 0 | 2099.8964 | 0.041028 | 8 | Commercial_2031_Technical_million_m3_Before Competition Groups_8 | Air Handler with Dedicated Outdoor Air Systems | 4.103% | 0 | 86.1544 | Commercial_2031_Technical_million_m3_Before Competition Groups_Air Handler with Dedicated Outdoor Air Systems
Commercial | Com ¦ Gas Fired Heat Pump | 2031 | Technical | million_m3 | Before Competition Groups | 74.767 | 0 | 0 | 2099.8964 | 0.035605 | 9 | Commercial_2031_Technical_million_m3_Before Competition Groups_9 | Gas Fired Heat Pump | 3.561% | 0 | 74.767 | Commercial_2031_Technical_million_m3_Before Competition Groups_Gas Fired Heat Pump
Commercial | Com ¦ Advanced BAS/Controllers | 2031 | Technical | million_m3 | Before Competition Groups | 74.2736 | 0 | 0 | 2099.8964 | 0.03537 | 10 | Commercial_2031_Technical_million_m3_Before Competition Groups_10 | Advanced BAS/Controllers | 3.537% | 0 | 74.2736 | Commercial_2031_Technical_million_m3_Before Competition Groups_Advanced BAS/Controllers
Commercial | Com ¦ Education and Capacity Building/Energy Behavior | 2031 | Technical | million_m3 | Before Competition Groups | 73.3795 | 0 | 0 | 2099.8964 | 0.034944 | 11 | Commercial_2031_Technical_million_m3_Before Competition Groups_11 | Education and Capacity Building/Energy Behavior | 3.494% | 0 | 73.3795 | Commercial_2031_Technical_million_m3_Before Competition Groups_Education and Capacity Building/Energy Behavior
Commercial | Com ¦ Demand Control Kitchen Ventilation | 2031 | Technical | million_m3 | Before Competition Groups | 67.132 | 0 | 0 | 2099.8964 | 0.031969 | 12 | Commercial_2031_Technical_million_m3_Before Competition Groups_12 | Demand Control Kitchen Ventilation | 3.197% | 0 | 67.132 | Commercial_2031_Technical_million_m3_Before Competition Groups_Demand Control Kitchen Ventilation
Commercial | Com ¦ Energy Recovery Ventilation and Ventilation (Enhanced) | 2031 | Technical | million_m3 | Before Competition Groups | 60.948 | 0 | 0 | 2099.8964 | 0.029024 | 13 | Commercial_2031_Technical_million_m3_Before Competition Groups_13 | Energy Recovery Ventilation and Ventilation (Enhanced) | 2.902% | 0 | 60.948 | Commercial_2031_Technical_million_m3_Before Competition Groups_Energy Recovery Ventilation and Ventilation (Enhanced)
Commercial | Com ¦ Condensing Unit Heaters or other Efficient Unit Heating System | 2031 | Technical | million_m3 | Before Competition Groups | 52.7732 | 0 | 0 | 2099.8964 | 0.025131 | 14 | Commercial_2031_Technical_million_m3_Before Competition Groups_14 | Condensing Unit Heaters or other Efficient Unit Heating System | 2.513% | 0 | 52.7732 | Commercial_2031_Technical_million_m3_Before Competition Groups_Condensing Unit Heaters or other Efficient Unit Heating System
Commercial | Com ¦ Steam System Optimization | 2031 | Technical | million_m3 | Before Competition Groups | 46.3459 | 0 | 0 | 2099.8964 | 0.022071 | 15 | Commercial_2031_Technical_million_m3_Before Competition Groups_15 | Steam System Optimization | 2.207% | 0 | 46.3459 | Commercial_2031_Technical_million_m3_Before Competition Groups_Steam System Optimization
Commercial | Com ¦ Destratification | 2031 | Technical | million_m3 | Before Competition Groups | 44.593 | 0 | 0 | 2099.8964 | 0.021236 | 16 | Commercial_2031_Technical_million_m3_Before Competition Groups_16 | Destratification | 2.124% | 0 | 44.593 | Commercial_2031_Technical_million_m3_Before Competition Groups_Destratification
Commercial | Com ¦ Furnace Tune-Up | 2031 | Technical | million_m3 | Before Competition Groups | 43.6939 | 0 | 0 | 2099.8964 | 0.020808 | 17 | Commercial_2031_Technical_million_m3_Before Competition Groups_17 | Furnace Tune-Up | 2.081% | 0 | 43.6939 | Commercial_2031_Technical_million_m3_Before Competition Groups_Furnace Tune-Up
Commercial | Com ¦ High Efficiency Condensing Furnace AFUE 95% from 80% code | 2031 | Technical | million_m3 | Before Competition Groups | 32.0969 | 0 | 0 | 2099.8964 | 0.015285 | 18 | Commercial_2031_Technical_million_m3_Before Competition Groups_18 | High Efficiency Condensing Furnace AFUE 95% from 80% code | 1.528% | 0 | 32.0969 | Commercial_2031_Technical_million_m3_Before Competition Groups_High Efficiency Condensing Furnace AFUE 95% from 80% code
Commercial | Com ¦ Heat Recovery Ventilator | 2031 | Technical | million_m3 | Before Competition Groups | 29.4249 | 0 | 0 | 2099.8964 | 0.014013 | 19 | Commercial_2031_Technical_million_m3_Before Competition Groups_19 | Heat Recovery Ventilator | 1.401% | 0 | 29.4249 | Commercial_2031_Technical_million_m3_Before Competition Groups_Heat Recovery Ventilator
Commercial | Com ¦ Wall Insulation | 2031 | Technical | million_m3 | Before Competition Groups | 24.4352 | 0 | 0 | 2099.8964 | 0.011636 | 20 | Commercial_2031_Technical_million_m3_Before Competition Groups_20 | Wall Insulation | 1.164% | 0 | 24.4352 | Commercial_2031_Technical_million_m3_Before Competition Groups_Wall Insulation
Commercial | Com ¦ Super-High Efficiency Furnaces (Emerging Tech) | 2031 | Technical | million_m3 | Before Competition Groups | 22.5995 | 0 | 0 | 2099.8964 | 0.010762 | 21 | Commercial_2031_Technical_million_m3_Before Competition Groups_21 | Super-High Efficiency Furnaces (Emerging Tech) | 1.076% | 0 | 22.5995 | Commercial_2031_Technical_million_m3_Before Competition Groups_Super-High Efficiency Furnaces (Emerging Tech)
Commercial | Com ¦ Energy Efficient Laboratory Fume Hood | 2031 | Technical | million_m3 | Before Competition Groups | 17.2533 | 0 | 0 | 2099.8964 | 0.0082163 | 22 | Commercial_2031_Technical_million_m3_Before Competition Groups_22 | Energy Efficient Laboratory Fume Hood | 0.8216% | 0 | 17.2533 | Commercial_2031_Technical_million_m3_Before Competition Groups_Energy Efficient Laboratory Fume Hood
Commercial | Com ¦ Boiler Measures | 2031 | Technical | million_m3 | Before Competition Groups | 16.2944 | 0 | 0 | 2099.8964 | 0.0077596 | 23 | Commercial_2031_Technical_million_m3_Before Competition Groups_23 | Boiler Measures | 0.776% | 0 | 16.2944 | Commercial_2031_Technical_million_m3_Before Competition Groups_Boiler Measures
Commercial | Com ¦ Demand controlled Circulating Systems | 2031 | Technical | million_m3 | Before Competition Groups | 12.836 | 0 | 0 | 2099.8964 | 0.0061127 | 24 | Commercial_2031_Technical_million_m3_Before Competition Groups_24 | Demand controlled Circulating Systems | 0.6113% | 0 | 12.836 | Commercial_2031_Technical_million_m3_Before Competition Groups_Demand controlled Circulating Systems
Commercial | Com ¦ Duct Insulation, R8 | 2031 | Technical | million_m3 | Before Competition Groups | 10.0275 | 0 | 0 | 2099.8964 | 0.0047753 | 25 | Commercial_2031_Technical_million_m3_Before Competition Groups_25 | Duct Insulation, R8 | 0.4775% | 0 | 10.0275 | Commercial_2031_Technical_million_m3_Before Competition Groups_Duct Insulation, R8
Commercial | Com ¦ Roof Insulation/Ceiling Insulation (R25 Code to R35) | 2031 | Technical | million_m3 | Before Competition Groups | 8.7842 | 0 | 0 | 2099.8964 | 0.0041831 | 26 | Commercial_2031_Technical_million_m3_Before Competition Groups_26 | Roof Insulation/Ceiling Insulation (R25 Code to R35) | 0.4183% | 0 | 8.7842 | Commercial_2031_Technical_million_m3_Before Competition Groups_Roof Insulation/Ceiling Insulation (R25 Code to R35)
Commercial | Com ¦ ENERGY STAR Fryer (84% eff) | 2031 | Technical | million_m3 | Before Competition Groups | 7.9434 | 0 | 0 | 2099.8964 | 0.0037828 | 27 | Commercial_2031_Technical_million_m3_Before Competition Groups_27 | ENERGY STAR Fryer (84% eff) | 0.3783% | 0 | 7.9434 | Commercial_2031_Technical_million_m3_Before Competition Groups_ENERGY STAR Fryer (84% eff)
Commercial | Com ¦ Infrared Heaters | 2031 | Technical | million_m3 | Before Competition Groups | 7.8917 | 0 | 0 | 2099.8964 | 0.0037581 | 28 | Commercial_2031_Technical_million_m3_Before Competition Groups_28 | Infrared Heaters | 0.3758% | 0 | 7.8917 | Commercial_2031_Technical_million_m3_Before Competition Groups_Infrared Heaters
Commercial | Com ¦ Ozone Laundry Treatment | 2031 | Technical | million_m3 | Before Competition Groups | 7.5483 | 0 | 0 | 2099.8964 | 0.0035946 | 29 | Commercial_2031_Technical_million_m3_Before Competition Groups_29 | Ozone Laundry Treatment | 0.3595% | 0 | 7.5483 | Commercial_2031_Technical_million_m3_Before Competition Groups_Ozone Laundry Treatment
Commercial | Com ¦ Condensing Storage Water Heater | 2031 | Technical | million_m3 | Before Competition Groups | 6.8848 | 0 | 0 | 2099.8964 | 0.0032786 | 30 | Commercial_2031_Technical_million_m3_Before Competition Groups_30 | Condensing Storage Water Heater | 0.3279% | 0 | 6.8848 | Commercial_2031_Technical_million_m3_Before Competition Groups_Condensing Storage Water Heater
Commercial | Com ¦ High Efficiency Underfired Broilers | 2031 | Technical | million_m3 | Before Competition Groups | 6.7414 | 0 | 0 | 2099.8964 | 0.0032104 | 31 | Commercial_2031_Technical_million_m3_Before Competition Groups_31 | High Efficiency Underfired Broilers | 0.321% | 0 | 6.7414 | Commercial_2031_Technical_million_m3_Before Competition Groups_High Efficiency Underfired Broilers
Commercial | Com ¦ ENERGY STAR Griddle (74% eff) | 2031 | Technical | million_m3 | Before Competition Groups | 5.2113 | 0 | 0 | 2099.8964 | 0.0024817 | 32 | Commercial_2031_Technical_million_m3_Before Competition Groups_32 | ENERGY STAR Griddle (74% eff) | 0.2482% | 0 | 5.2113 | Commercial_2031_Technical_million_m3_Before Competition Groups_ENERGY STAR Griddle (74% eff)
Commercial | Com ¦ Condensing Tankless Water Heater | 2031 | Technical | million_m3 | Before Competition Groups | 3.9973 | 0 | 0 | 2099.8964 | 0.0019036 | 33 | Commercial_2031_Technical_million_m3_Before Competition Groups_33 | Condensing Tankless Water Heater | 0.1904% | 0 | 3.9973 | Commercial_2031_Technical_million_m3_Before Competition Groups_Condensing Tankless Water Heater
Commercial | Com ¦ HOTEL OCCUPANCY CONTROLS (HVAC + LIGHTING) | 2031 | Technical | million_m3 | Before Competition Groups | 3.7792 | 0 | 0 | 2099.8964 | 0.0017997 | 34 | Commercial_2031_Technical_million_m3_Before Competition Groups_34 | HOTEL OCCUPANCY CONTROLS (HVAC + LIGHTING) | 0.18% | 0 | 3.7792 | Commercial_2031_Technical_million_m3_Before Competition Groups_HOTEL OCCUPANCY CONTROLS (HVAC + LIGHTING)
Commercial | Com ¦ ENERGY STAR Dishwasher | 2031 | Technical | million_m3 | Before Competition Groups | 3.6902 | 0 | 0 | 2099.8964 | 0.0017573 | 35 | Commercial_2031_Technical_million_m3_Before Competition Groups_35 | ENERGY STAR Dishwasher | 0.1757% | 0 | 3.6902 | Commercial_2031_Technical_million_m3_Before Competition Groups_ENERGY STAR Dishwasher
Commercial | Com ¦ Gas Heat Pump Water Heater | 2031 | Technical | million_m3 | Before Competition Groups | 3.4303 | 0 | 0 | 2099.8964 | 0.0016336 | 36 | Commercial_2031_Technical_million_m3_Before Competition Groups_36 | Gas Heat Pump Water Heater | 0.1634% | 0 | 3.4303 | Commercial_2031_Technical_million_m3_Before Competition Groups_Gas Heat Pump Water Heater
Commercial | Com ¦ Ice Rink Heat Recovery | 2031 | Technical | million_m3 | Before Competition Groups | 3.2231 | 0 | 0 | 2099.8964 | 0.0015349 | 37 | Commercial_2031_Technical_million_m3_Before Competition Groups_37 | Ice Rink Heat Recovery | 0.1535% | 0 | 3.2231 | Commercial_2031_Technical_million_m3_Before Competition Groups_Ice Rink Heat Recovery
Commercial | Com ¦ Dock Door Seals | 2031 | Technical | million_m3 | Before Competition Groups | 2.3274 | 0 | 0 | 2099.8964 | 0.0011083 | 38 | Commercial_2031_Technical_million_m3_Before Competition Groups_38 | Dock Door Seals | 0.1108% | 0 | 2.3274 | Commercial_2031_Technical_million_m3_Before Competition Groups_Dock Door Seals
Commercial | Com ¦ CEE Tier 2/Energy Star Clothes Washers | 2031 | Technical | million_m3 | Before Competition Groups | 1.2258 | 0 | 0 | 2099.8964 | 0.00058374 | 39 | Commercial_2031_Technical_million_m3_Before Competition Groups_39 | CEE Tier 2/Energy Star Clothes Washers | 0.05837% | 0 | 1.2258 | Commercial_2031_Technical_million_m3_Before Competition Groups_CEE Tier 2/Energy Star Clothes Washers
Commercial | Com ¦ Drain Water Heat Recovery (DWHR) ¦ Retro | 2031 | Technical | million_m3 | Before Competition Groups | 1.0613 | 0 | 0 | 2099.8964 | 0.00050539 | 40 | Commercial_2031_Technical_million_m3_Before Competition Groups_40 | Drain Water Heat Recovery (DWHR) ¦ Retro | 0.05054% | 0 | 1.0613 | Commercial_2031_Technical_million_m3_Before Competition Groups_Drain Water Heat Recovery (DWHR) ¦ Retro
Commercial | Com ¦ Low Flow Pre-Rinse Spray Nozzle | 2031 | Technical | million_m3 | Before Competition Groups | 0.68964 | 0 | 0 | 2099.8964 | 0.00032842 | 41 | Commercial_2031_Technical_million_m3_Before Competition Groups_41 | Low Flow Pre-Rinse Spray Nozzle | 0.03284% | 0 | 0.68964 | Commercial_2031_Technical_million_m3_Before Competition Groups_Low Flow Pre-Rinse Spray Nozzle
Commercial | Com ¦ ENERGY STAR Steam Cooker | 2031 | Technical | million_m3 | Before Competition Groups | 0.56839 | 0 | 0 | 2099.8964 | 0.00027067 | 42 | Commercial_2031_Technical_million_m3_Before Competition Groups_42 | ENERGY STAR Steam Cooker | 0.02707% | 0 | 0.56839 | Commercial_2031_Technical_million_m3_Before Competition Groups_ENERGY STAR Steam Cooker
Commercial | Com ¦ Drain Water Heat Recovery (DWHR) ¦New | 2031 | Technical | million_m3 | Before Competition Groups | 0.50035 | 0 | 0 | 2099.8964 | 0.00023827 | 43 | Commercial_2031_Technical_million_m3_Before Competition Groups_43 | Drain Water Heat Recovery (DWHR) ¦New | 0.02383% | 0 | 0.50035 | Commercial_2031_Technical_million_m3_Before Competition Groups_Drain Water Heat Recovery (DWHR) ¦New
Commercial | Com ¦ Solar Water Preheat (Pools/DHW) | 2031 | Technical | million_m3 | Before Competition Groups | 0.2763 | 0 | 0 | 2099.8964 | 0.00013158 | 44 | Commercial_2031_Technical_million_m3_Before Competition Groups_44 | Solar Water Preheat (Pools/DHW) | 0.01316% | 0 | 0.2763 | Commercial_2031_Technical_million_m3_Before Competition Groups_Solar Water Preheat (Pools/DHW)
Commercial | Com ¦ Air Curtains | 2031 | Technical | million_m3 | Before Competition Groups | 0.14293 | 0 | 0 | 2099.8964 | 6.8064e-05 | 45 | Commercial_2031_Technical_million_m3_Before Competition Groups_45 | Air Curtains | 0.006806% | 0 | 0.14293 | Commercial_2031_Technical_million_m3_Before Competition Groups_Air Curtains
Commercial | Com ¦ Gas Convection Oven | 2031 | Technical | million_m3 | Before Competition Groups | 0.13459 | 0 | 0 | 2099.8964 | 6.4095e-05 | 46 | Commercial_2031_Technical_million_m3_Before Competition Groups_46 | Gas Convection Oven | 0.00641% | 0 | 0.13459 | Commercial_2031_Technical_million_m3_Before Competition Groups_Gas Convection Oven
Commercial | Com ¦ Solar Preheat Make up Air | 2031 | Technical | million_m3 | Before Competition Groups | 0.058022 | 0 | 0 | 2099.8964 | 2.7631e-05 | 47 | Commercial_2031_Technical_million_m3_Before Competition Groups_47 | Solar Preheat Make up Air | 0.002763% | 0 | 0.058022 | Commercial_2031_Technical_million_m3_Before Competition Groups_Solar Preheat Make up Air
Commercial | Com ¦ Super High Perf Glazing ¦RET | 2031 | Technical | million_m3 | Before Competition Groups | 0.05243 | 0 | 0 | 2099.8964 | 2.4968e-05 | 48 | Commercial_2031_Technical_million_m3_Before Competition Groups_48 | Super High Perf Glazing ¦RET | 0.002497% | 0 | 0.05243 | Commercial_2031_Technical_million_m3_Before Competition Groups_Super High Perf Glazing ¦RET
Commercial | Com ¦ Super High Perf Glazing ¦New | 2031 | Technical | million_m3 | Before Competition Groups | 0.025335 | 0 | 0 | 2099.8964 | 1.2065e-05 | 49 | Commercial_2031_Technical_million_m3_Before Competition Groups_49 | Super High Perf Glazing ¦New | 0.001206% | 0 | 0.025335 | Commercial_2031_Technical_million_m3_Before Competition Groups_Super High Perf Glazing ¦New
Commercial | Com ¦ Condensing Boiler ¦ Std | 2032 | Economic | million_m3 | Before Competition Groups | 272.832 | 0 | 0 | 1936.2804 | 0.14091 | 1 | Commercial_2032_Economic_million_m3_Before Competition Groups_1 | Condensing Boiler ¦ Std | 14.09% | 0 | 272.832 | Commercial_2032_Economic_million_m3_Before Competition Groups_Condensing Boiler ¦ Std
Commercial | Com ¦ Building Recommissioning, Operations and Maintenance (O&M) Improvements | 2032 | Economic | million_m3 | Before Competition Groups | 226.2921 | 0 | 0 | 1936.2804 | 0.11687 | 2 | Commercial_2032_Economic_million_m3_Before Competition Groups_2 | Building Recommissioning, Operations and Maintenance (O&M) Improvements | 11.69% | 0 | 226.2921 | Commercial_2032_Economic_million_m3_Before Competition Groups_Building Recommissioning, Operations and Maintenance (O&M) Improvements
Commercial | Com ¦ Demand Control Ventilation | 2032 | Economic | million_m3 | Before Competition Groups | 195.7189 | 0 | 0 | 1936.2804 | 0.10108 | 3 | Commercial_2032_Economic_million_m3_Before Competition Groups_3 | Demand Control Ventilation | 10.11% | 0 | 195.7189 | Commercial_2032_Economic_million_m3_Before Competition Groups_Demand Control Ventilation
Commercial | Com ¦ Gas Fired Rooftop Units | 2032 | Economic | million_m3 | Before Competition Groups | 190.8945 | 0 | 0 | 1936.2804 | 0.098588 | 4 | Commercial_2032_Economic_million_m3_Before Competition Groups_4 | Gas Fired Rooftop Units | 9.859% | 0 | 190.8945 | Commercial_2032_Economic_million_m3_Before Competition Groups_Gas Fired Rooftop Units
Commercial | Com ¦ Boilers - Advanced Controls (Steam Systems) | 2032 | Economic | million_m3 | Before Competition Groups | 144.8832 | 0 | 0 | 1936.2804 | 0.074826 | 5 | Commercial_2032_Economic_million_m3_Before Competition Groups_5 | Boilers - Advanced Controls (Steam Systems) | 7.483% | 0 | 144.8832 | Commercial_2032_Economic_million_m3_Before Competition Groups_Boilers - Advanced Controls (Steam Systems)
Commercial | Com ¦ Adaptive Thermostats | 2032 | Economic | million_m3 | Before Competition Groups | 132.8467 | 0 | 0 | 1936.2804 | 0.068609 | 6 | Commercial_2032_Economic_million_m3_Before Competition Groups_6 | Adaptive Thermostats | 6.861% | 0 | 132.8467 | Commercial_2032_Economic_million_m3_Before Competition Groups_Adaptive Thermostats
Commercial | Com ¦ Condensing Make Up Air Unit | 2032 | Economic | million_m3 | Before Competition Groups | 94.6852 | 0 | 0 | 1936.2804 | 0.048901 | 7 | Commercial_2032_Economic_million_m3_Before Competition Groups_7 | Condensing Make Up Air Unit | 4.89% | 0 | 94.6852 | Commercial_2032_Economic_million_m3_Before Competition Groups_Condensing Make Up Air Unit
Commercial | Com ¦ Air Handler with Dedicated Outdoor Air Systems | 2032 | Economic | million_m3 | Before Competition Groups | 84.4227 | 0 | 0 | 1936.2804 | 0.0436 | 8 | Commercial_2032_Economic_million_m3_Before Competition Groups_8 | Air Handler with Dedicated Outdoor Air Systems | 4.36% | 0 | 84.4227 | Commercial_2032_Economic_million_m3_Before Competition Groups_Air Handler with Dedicated Outdoor Air Systems
Commercial | Com ¦ Gas Fired Heat Pump | 2032 | Economic | million_m3 | Before Competition Groups | 78.3292 | 0 | 0 | 1936.2804 | 0.040453 | 9 | Commercial_2032_Economic_million_m3_Before Competition Groups_9 | Gas Fired Heat Pump | 4.045% | 0 | 78.3292 | Commercial_2032_Economic_million_m3_Before Competition Groups_Gas Fired Heat Pump
Commercial | Com ¦ Advanced BAS/Controllers | 2032 | Economic | million_m3 | Before Competition Groups | 74.8238 | 0 | 0 | 1936.2804 | 0.038643 | 10 | Commercial_2032_Economic_million_m3_Before Competition Groups_10 | Advanced BAS/Controllers | 3.864% | 0 | 74.8238 | Commercial_2032_Economic_million_m3_Before Competition Groups_Advanced BAS/Controllers
Commercial | Com ¦ Education and Capacity Building/Energy Behavior | 2032 | Economic | million_m3 | Before Competition Groups | 70.2435 | 0 | 0 | 1936.2804 | 0.036278 | 11 | Commercial_2032_Economic_million_m3_Before Competition Groups_11 | Education and Capacity Building/Energy Behavior | 3.628% | 0 | 70.2435 | Commercial_2032_Economic_million_m3_Before Competition Groups_Education and Capacity Building/Energy Behavior
Commercial | Com ¦ Demand Control Kitchen Ventilation | 2032 | Economic | million_m3 | Before Competition Groups | 68.563 | 0 | 0 | 1936.2804 | 0.03541 | 12 | Commercial_2032_Economic_million_m3_Before Competition Groups_12 | Demand Control Kitchen Ventilation | 3.541% | 0 | 68.563 | Commercial_2032_Economic_million_m3_Before Competition Groups_Demand Control Kitchen Ventilation
Commercial | Com ¦ Condensing Unit Heaters or other Efficient Unit Heating System | 2032 | Economic | million_m3 | Before Competition Groups | 55.804 | 0 | 0 | 1936.2804 | 0.02882 | 13 | Commercial_2032_Economic_million_m3_Before Competition Groups_13 | Condensing Unit Heaters or other Efficient Unit Heating System | 2.882% | 0 | 55.804 | Commercial_2032_Economic_million_m3_Before Competition Groups_Condensing Unit Heaters or other Efficient Unit Heating System
Commercial | Com ¦ Steam System Optimization | 2032 | Economic | million_m3 | Before Competition Groups | 45.4143 | 0 | 0 | 1936.2804 | 0.023454 | 14 | Commercial_2032_Economic_million_m3_Before Competition Groups_14 | Steam System Optimization | 2.345% | 0 | 45.4143 | Commercial_2032_Economic_million_m3_Before Competition Groups_Steam System Optimization
Commercial | Com ¦ Destratification | 2032 | Economic | million_m3 | Before Competition Groups | 43.606 | 0 | 0 | 1936.2804 | 0.02252 | 15 | Commercial_2032_Economic_million_m3_Before Competition Groups_15 | Destratification | 2.252% | 0 | 43.606 | Commercial_2032_Economic_million_m3_Before Competition Groups_Destratification
Commercial | Com ¦ Furnace Tune-Up | 2032 | Economic | million_m3 | Before Competition Groups | 42.8157 | 0 | 0 | 1936.2804 | 0.022112 | 16 | Commercial_2032_Economic_million_m3_Before Competition Groups_16 | Furnace Tune-Up | 2.211% | 0 | 42.8157 | Commercial_2032_Economic_million_m3_Before Competition Groups_Furnace Tune-Up
Commercial | Com ¦ Wall Insulation | 2032 | Economic | million_m3 | Before Competition Groups | 23.9441 | 0 | 0 | 1936.2804 | 0.012366 | 17 | Commercial_2032_Economic_million_m3_Before Competition Groups_17 | Wall Insulation | 1.237% | 0 | 23.9441 | Commercial_2032_Economic_million_m3_Before Competition Groups_Wall Insulation
Commercial | Com ¦ Energy Efficient Laboratory Fume Hood | 2032 | Economic | million_m3 | Before Competition Groups | 16.9065 | 0 | 0 | 1936.2804 | 0.0087314 | 18 | Commercial_2032_Economic_million_m3_Before Competition Groups_18 | Energy Efficient Laboratory Fume Hood | 0.8731% | 0 | 16.9065 | Commercial_2032_Economic_million_m3_Before Competition Groups_Energy Efficient Laboratory Fume Hood
Commercial | Com ¦ Demand controlled Circulating Systems | 2032 | Economic | million_m3 | Before Competition Groups | 12.578 | 0 | 0 | 1936.2804 | 0.0064959 | 19 | Commercial_2032_Economic_million_m3_Before Competition Groups_19 | Demand controlled Circulating Systems | 0.6496% | 0 | 12.578 | Commercial_2032_Economic_million_m3_Before Competition Groups_Demand controlled Circulating Systems
Commercial | Com ¦ Duct Insulation, R8 | 2032 | Economic | million_m3 | Before Competition Groups | 9.826 | 0 | 0 | 1936.2804 | 0.0050747 | 20 | Commercial_2032_Economic_million_m3_Before Competition Groups_20 | Duct Insulation, R8 | 0.5075% | 0 | 9.826 | Commercial_2032_Economic_million_m3_Before Competition Groups_Duct Insulation, R8
Commercial | Com ¦ ENERGY STAR Fryer (84% eff) | 2032 | Economic | million_m3 | Before Competition Groups | 8.3287 | 0 | 0 | 1936.2804 | 0.0043014 | 21 | Commercial_2032_Economic_million_m3_Before Competition Groups_21 | ENERGY STAR Fryer (84% eff) | 0.4301% | 0 | 8.3287 | Commercial_2032_Economic_million_m3_Before Competition Groups_ENERGY STAR Fryer (84% eff)
Commercial | Com ¦ Infrared Heaters | 2032 | Economic | million_m3 | Before Competition Groups | 8.2996 | 0 | 0 | 1936.2804 | 0.0042863 | 22 | Commercial_2032_Economic_million_m3_Before Competition Groups_22 | Infrared Heaters | 0.4286% | 0 | 8.2996 | Commercial_2032_Economic_million_m3_Before Competition Groups_Infrared Heaters
Commercial | Com ¦ Ozone Laundry Treatment | 2032 | Economic | million_m3 | Before Competition Groups | 7.589 | 0 | 0 | 1936.2804 | 0.0039193 | 23 | Commercial_2032_Economic_million_m3_Before Competition Groups_23 | Ozone Laundry Treatment | 0.3919% | 0 | 7.589 | Commercial_2032_Economic_million_m3_Before Competition Groups_Ozone Laundry Treatment
Commercial | Com ¦ High Efficiency Underfired Broilers | 2032 | Economic | million_m3 | Before Competition Groups | 7.0686 | 0 | 0 | 1936.2804 | 0.0036506 | 24 | Commercial_2032_Economic_million_m3_Before Competition Groups_24 | High Efficiency Underfired Broilers | 0.3651% | 0 | 7.0686 | Commercial_2032_Economic_million_m3_Before Competition Groups_High Efficiency Underfired Broilers
Commercial | Com ¦ ENERGY STAR Griddle (74% eff) | 2032 | Economic | million_m3 | Before Competition Groups | 5.4657 | 0 | 0 | 1936.2804 | 0.0028228 | 25 | Commercial_2032_Economic_million_m3_Before Competition Groups_25 | ENERGY STAR Griddle (74% eff) | 0.2823% | 0 | 5.4657 | Commercial_2032_Economic_million_m3_Before Competition Groups_ENERGY STAR Griddle (74% eff)
Commercial | Com ¦ ENERGY STAR Dishwasher | 2032 | Economic | million_m3 | Before Competition Groups | 3.7669 | 0 | 0 | 1936.2804 | 0.0019454 | 26 | Commercial_2032_Economic_million_m3_Before Competition Groups_26 | ENERGY STAR Dishwasher | 0.1945% | 0 | 3.7669 | Commercial_2032_Economic_million_m3_Before Competition Groups_ENERGY STAR Dishwasher
Commercial | Com ¦ Energy Recovery Ventilation and Ventilation (Enhanced) | 2032 | Economic | million_m3 | Before Competition Groups | 2.9745 | 0 | 0 | 1936.2804 | 0.0015362 | 27 | Commercial_2032_Economic_million_m3_Before Competition Groups_27 | Energy Recovery Ventilation and Ventilation (Enhanced) | 0.1536% | 0 | 2.9745 | Commercial_2032_Economic_million_m3_Before Competition Groups_Energy Recovery Ventilation and Ventilation (Enhanced)
Commercial | Com ¦ Heat Recovery Ventilator | 2032 | Economic | million_m3 | Before Competition Groups | 2.4598 | 0 | 0 | 1936.2804 | 0.0012704 | 28 | Commercial_2032_Economic_million_m3_Before Competition Groups_28 | Heat Recovery Ventilator | 0.127% | 0 | 2.4598 | Commercial_2032_Economic_million_m3_Before Competition Groups_Heat Recovery Ventilator
Commercial | Com ¦ CEE Tier 2/Energy Star Clothes Washers | 2032 | Economic | million_m3 | Before Competition Groups | 1.269 | 0 | 0 | 1936.2804 | 0.00065536 | 29 | Commercial_2032_Economic_million_m3_Before Competition Groups_29 | CEE Tier 2/Energy Star Clothes Washers | 0.06554% | 0 | 1.269 | Commercial_2032_Economic_million_m3_Before Competition Groups_CEE Tier 2/Energy Star Clothes Washers
Commercial | Com ¦ Drain Water Heat Recovery (DWHR) ¦ Retro | 2032 | Economic | million_m3 | Before Competition Groups | 1.0399 | 0 | 0 | 1936.2804 | 0.00053708 | 30 | Commercial_2032_Economic_million_m3_Before Competition Groups_30 | Drain Water Heat Recovery (DWHR) ¦ Retro | 0.05371% | 0 | 1.0399 | Commercial_2032_Economic_million_m3_Before Competition Groups_Drain Water Heat Recovery (DWHR) ¦ Retro
Commercial | Com ¦ Low Flow Pre-Rinse Spray Nozzle | 2032 | Economic | million_m3 | Before Competition Groups | 0.69766 | 0 | 0 | 1936.2804 | 0.00036031 | 31 | Commercial_2032_Economic_million_m3_Before Competition Groups_31 | Low Flow Pre-Rinse Spray Nozzle | 0.03603% | 0 | 0.69766 | Commercial_2032_Economic_million_m3_Before Competition Groups_Low Flow Pre-Rinse Spray Nozzle
Commercial | Com ¦ ENERGY STAR Steam Cooker | 2032 | Economic | million_m3 | Before Competition Groups | 0.59596 | 0 | 0 | 1936.2804 | 0.00030779 | 32 | Commercial_2032_Economic_million_m3_Before Competition Groups_32 | ENERGY STAR Steam Cooker | 0.03078% | 0 | 0.59596 | Commercial_2032_Economic_million_m3_Before Competition Groups_ENERGY STAR Steam Cooker
Commercial | Com ¦ Drain Water Heat Recovery (DWHR) ¦New | 2032 | Economic | million_m3 | Before Competition Groups | 0.53391 | 0 | 0 | 1936.2804 | 0.00027574 | 33 | Commercial_2032_Economic_million_m3_Before Competition Groups_33 | Drain Water Heat Recovery (DWHR) ¦New | 0.02757% | 0 | 0.53391 | Commercial_2032_Economic_million_m3_Before Competition Groups_Drain Water Heat Recovery (DWHR) ¦New
Commercial | Com ¦ Gas Heat Pump Water Heater | 2032 | Economic | million_m3 | Before Competition Groups | 0.33862 | 0 | 0 | 1936.2804 | 0.00017488 | 34 | Commercial_2032_Economic_million_m3_Before Competition Groups_34 | Gas Heat Pump Water Heater | 0.01749% | 0 | 0.33862 | Commercial_2032_Economic_million_m3_Before Competition Groups_Gas Heat Pump Water Heater
Commercial | Com ¦ Solar Water Preheat (Pools/DHW) | 2032 | Economic | million_m3 | Before Competition Groups | 0.27944 | 0 | 0 | 1936.2804 | 0.00014432 | 35 | Commercial_2032_Economic_million_m3_Before Competition Groups_35 | Solar Water Preheat (Pools/DHW) | 0.01443% | 0 | 0.27944 | Commercial_2032_Economic_million_m3_Before Competition Groups_Solar Water Preheat (Pools/DHW)
Commercial | Com ¦ Air Curtains | 2032 | Economic | million_m3 | Before Competition Groups | 0.14395 | 0 | 0 | 1936.2804 | 7.4343e-05 | 36 | Commercial_2032_Economic_million_m3_Before Competition Groups_36 | Air Curtains | 0.007434% | 0 | 0.14395 | Commercial_2032_Economic_million_m3_Before Competition Groups_Air Curtains
Commercial | Com ¦ Adaptive Thermostats | 2032 | SC A | million_m3 | Before Competition Groups | 79.7492 | 0 | 0 | 700.4762 | 0.11385 | 1 | Commercial_2032_SC A_million_m3_Before Competition Groups_1 | Adaptive Thermostats | 11.38% | 0 | 79.7492 | Commercial_2032_SC A_million_m3_Before Competition Groups_Adaptive Thermostats
Commercial | Com ¦ Demand Control Ventilation | 2032 | SC A | million_m3 | Before Competition Groups | 78.3974 | 0 | 0 | 700.4762 | 0.11192 | 2 | Commercial_2032_SC A_million_m3_Before Competition Groups_2 | Demand Control Ventilation | 11.19% | 0 | 78.3974 | Commercial_2032_SC A_million_m3_Before Competition Groups_Demand Control Ventilation
Commercial | Com ¦ Boilers - Advanced Controls (Steam Systems) | 2032 | SC A | million_m3 | Before Competition Groups | 66.7369 | 0 | 0 | 700.4762 | 0.095274 | 3 | Commercial_2032_SC A_million_m3_Before Competition Groups_3 | Boilers - Advanced Controls (Steam Systems) | 9.527% | 0 | 66.7369 | Commercial_2032_SC A_million_m3_Before Competition Groups_Boilers - Advanced Controls (Steam Systems)
Commercial | Com ¦ Building Recommissioning, Operations and Maintenance (O&M) Improvements | 2032 | SC A | million_m3 | Before Competition Groups | 58.1564 | 0 | 0 | 700.4762 | 0.083024 | 4 | Commercial_2032_SC A_million_m3_Before Competition Groups_4 | Building Recommissioning, Operations and Maintenance (O&M) Improvements | 8.302% | 0 | 58.1564 | Commercial_2032_SC A_million_m3_Before Competition Groups_Building Recommissioning, Operations and Maintenance (O&M) Improvements
Commercial | Com ¦ Gas Fired Rooftop Units | 2032 | SC A | million_m3 | Before Competition Groups | 49.3365 | 0 | 0 | 700.4762 | 0.070433 | 5 | Commercial_2032_SC A_million_m3_Before Competition Groups_5 | Gas Fired Rooftop Units | 7.043% | 0 | 49.3365 | Commercial_2032_SC A_million_m3_Before Competition Groups_Gas Fired Rooftop Units
Commercial | Com ¦ Condensing Boiler ¦ Std | 2032 | SC A | million_m3 | Before Competition Groups | 49.2887 | 0 | 0 | 700.4762 | 0.070365 | 6 | Commercial_2032_SC A_million_m3_Before Competition Groups_6 | Condensing Boiler ¦ Std | 7.036% | 0 | 49.2887 | Commercial_2032_SC A_million_m3_Before Competition Groups_Condensing Boiler ¦ Std
Commercial | Com ¦ Condensing Make Up Air Unit | 2032 | SC A | million_m3 | Before Competition Groups | 40.9596 | 0 | 0 | 700.4762 | 0.058474 | 7 | Commercial_2032_SC A_million_m3_Before Competition Groups_7 | Condensing Make Up Air Unit | 5.847% | 0 | 40.9596 | Commercial_2032_SC A_million_m3_Before Competition Groups_Condensing Make Up Air Unit
Commercial | Com ¦ Gas Fired Heat Pump | 2032 | SC A | million_m3 | Before Competition Groups | 34.3401 | 0 | 0 | 700.4762 | 0.049024 | 8 | Commercial_2032_SC A_million_m3_Before Competition Groups_8 | Gas Fired Heat Pump | 4.902% | 0 | 34.3401 | Commercial_2032_SC A_million_m3_Before Competition Groups_Gas Fired Heat Pump
Commercial | Com ¦ Air Handler with Dedicated Outdoor Air Systems | 2032 | SC A | million_m3 | Before Competition Groups | 32.5897 | 0 | 0 | 700.4762 | 0.046525 | 9 | Commercial_2032_SC A_million_m3_Before Competition Groups_9 | Air Handler with Dedicated Outdoor Air Systems | 4.653% | 0 | 32.5897 | Commercial_2032_SC A_million_m3_Before Competition Groups_Air Handler with Dedicated Outdoor Air Systems
Commercial | Com ¦ Demand Control Kitchen Ventilation | 2032 | SC A | million_m3 | Before Competition Groups | 32.1774 | 0 | 0 | 700.4762 | 0.045936 | 10 | Commercial_2032_SC A_million_m3_Before Competition Groups_10 | Demand Control Kitchen Ventilation | 4.594% | 0 | 32.1774 | Commercial_2032_SC A_million_m3_Before Competition Groups_Demand Control Kitchen Ventilation
Commercial | Com ¦ Advanced BAS/Controllers | 2032 | SC A | million_m3 | Before Competition Groups | 28.1188 | 0 | 0 | 700.4762 | 0.040142 | 11 | Commercial_2032_SC A_million_m3_Before Competition Groups_11 | Advanced BAS/Controllers | 4.014% | 0 | 28.1188 | Commercial_2032_SC A_million_m3_Before Competition Groups_Advanced BAS/Controllers
Commercial | Com ¦ Steam System Optimization | 2032 | SC A | million_m3 | Before Competition Groups | 27.5702 | 0 | 0 | 700.4762 | 0.039359 | 12 | Commercial_2032_SC A_million_m3_Before Competition Groups_12 | Steam System Optimization | 3.936% | 0 | 27.5702 | Commercial_2032_SC A_million_m3_Before Competition Groups_Steam System Optimization
Commercial | Com ¦ Furnace Tune-Up | 2032 | SC A | million_m3 | Before Competition Groups | 25.6532 | 0 | 0 | 700.4762 | 0.036622 | 13 | Commercial_2032_SC A_million_m3_Before Competition Groups_13 | Furnace Tune-Up | 3.662% | 0 | 25.6532 | Commercial_2032_SC A_million_m3_Before Competition Groups_Furnace Tune-Up
Commercial | Com ¦ Destratification | 2032 | SC A | million_m3 | Before Competition Groups | 25.2739 | 0 | 0 | 700.4762 | 0.036081 | 14 | Commercial_2032_SC A_million_m3_Before Competition Groups_14 | Destratification | 3.608% | 0 | 25.2739 | Commercial_2032_SC A_million_m3_Before Competition Groups_Destratification
Commercial | Com ¦ Condensing Unit Heaters or other Efficient Unit Heating System | 2032 | SC A | million_m3 | Before Competition Groups | 15.7814 | 0 | 0 | 700.4762 | 0.02253 | 15 | Commercial_2032_SC A_million_m3_Before Competition Groups_15 | Condensing Unit Heaters or other Efficient Unit Heating System | 2.253% | 0 | 15.7814 | Commercial_2032_SC A_million_m3_Before Competition Groups_Condensing Unit Heaters or other Efficient Unit Heating System
Commercial | Com ¦ Wall Insulation | 2032 | SC A | million_m3 | Before Competition Groups | 14.3154 | 0 | 0 | 700.4762 | 0.020437 | 16 | Commercial_2032_SC A_million_m3_Before Competition Groups_16 | Wall Insulation | 2.044% | 0 | 14.3154 | Commercial_2032_SC A_million_m3_Before Competition Groups_Wall Insulation
Commercial | Com ¦ Education and Capacity Building/Energy Behavior | 2032 | SC A | million_m3 | Before Competition Groups | 10.8637 | 0 | 0 | 700.4762 | 0.015509 | 17 | Commercial_2032_SC A_million_m3_Before Competition Groups_17 | Education and Capacity Building/Energy Behavior | 1.551% | 0 | 10.8637 | Commercial_2032_SC A_million_m3_Before Competition Groups_Education and Capacity Building/Energy Behavior
Commercial | Com ¦ Demand controlled Circulating Systems | 2032 | SC A | million_m3 | Before Competition Groups | 6.98 | 0 | 0 | 700.4762 | 0.0099647 | 18 | Commercial_2032_SC A_million_m3_Before Competition Groups_18 | Demand controlled Circulating Systems | 0.9965% | 0 | 6.98 | Commercial_2032_SC A_million_m3_Before Competition Groups_Demand controlled Circulating Systems
Commercial | Com ¦ Duct Insulation, R8 | 2032 | SC A | million_m3 | Before Competition Groups | 4.4114 | 0 | 0 | 700.4762 | 0.0062977 | 19 | Commercial_2032_SC A_million_m3_Before Competition Groups_19 | Duct Insulation, R8 | 0.6298% | 0 | 4.4114 | Commercial_2032_SC A_million_m3_Before Competition Groups_Duct Insulation, R8
Commercial | Com ¦ High Efficiency Underfired Broilers | 2032 | SC A | million_m3 | Before Competition Groups | 4.3676 | 0 | 0 | 700.4762 | 0.0062352 | 20 | Commercial_2032_SC A_million_m3_Before Competition Groups_20 | High Efficiency Underfired Broilers | 0.6235% | 0 | 4.3676 | Commercial_2032_SC A_million_m3_Before Competition Groups_High Efficiency Underfired Broilers
Commercial | Com ¦ ENERGY STAR Fryer (84% eff) | 2032 | SC A | million_m3 | Before Competition Groups | 3.452 | 0 | 0 | 700.4762 | 0.004928 | 21 | Commercial_2032_SC A_million_m3_Before Competition Groups_21 | ENERGY STAR Fryer (84% eff) | 0.4928% | 0 | 3.452 | Commercial_2032_SC A_million_m3_Before Competition Groups_ENERGY STAR Fryer (84% eff)
Commercial | Com ¦ Energy Efficient Laboratory Fume Hood | 2032 | SC A | million_m3 | Before Competition Groups | 2.5136 | 0 | 0 | 700.4762 | 0.0035884 | 22 | Commercial_2032_SC A_million_m3_Before Competition Groups_22 | Energy Efficient Laboratory Fume Hood | 0.3588% | 0 | 2.5136 | Commercial_2032_SC A_million_m3_Before Competition Groups_Energy Efficient Laboratory Fume Hood
Commercial | Com ¦ Ozone Laundry Treatment | 2032 | SC A | million_m3 | Before Competition Groups | 2.187 | 0 | 0 | 700.4762 | 0.0031222 | 23 | Commercial_2032_SC A_million_m3_Before Competition Groups_23 | Ozone Laundry Treatment | 0.3122% | 0 | 2.187 | Commercial_2032_SC A_million_m3_Before Competition Groups_Ozone Laundry Treatment
Commercial | Com ¦ Infrared Heaters | 2032 | SC A | million_m3 | Before Competition Groups | 1.9093 | 0 | 0 | 700.4762 | 0.0027257 | 24 | Commercial_2032_SC A_million_m3_Before Competition Groups_24 | Infrared Heaters | 0.2726% | 0 | 1.9093 | Commercial_2032_SC A_million_m3_Before Competition Groups_Infrared Heaters
Commercial | Com ¦ ENERGY STAR Dishwasher | 2032 | SC A | million_m3 | Before Competition Groups | 1.3607 | 0 | 0 | 700.4762 | 0.0019426 | 25 | Commercial_2032_SC A_million_m3_Before Competition Groups_25 | ENERGY STAR Dishwasher | 0.1943% | 0 | 1.3607 | Commercial_2032_SC A_million_m3_Before Competition Groups_ENERGY STAR Dishwasher
Commercial | Com ¦ ENERGY STAR Griddle (74% eff) | 2032 | SC A | million_m3 | Before Competition Groups | 1.2132 | 0 | 0 | 700.4762 | 0.0017319 | 26 | Commercial_2032_SC A_million_m3_Before Competition Groups_26 | ENERGY STAR Griddle (74% eff) | 0.1732% | 0 | 1.2132 | Commercial_2032_SC A_million_m3_Before Competition Groups_ENERGY STAR Griddle (74% eff)
Commercial | Com ¦ CEE Tier 2/Energy Star Clothes Washers | 2032 | SC A | million_m3 | Before Competition Groups | 0.70187 | 0 | 0 | 700.4762 | 0.001002 | 27 | Commercial_2032_SC A_million_m3_Before Competition Groups_27 | CEE Tier 2/Energy Star Clothes Washers | 0.1002% | 0 | 0.70187 | Commercial_2032_SC A_million_m3_Before Competition Groups_CEE Tier 2/Energy Star Clothes Washers
Commercial | Com ¦ Drain Water Heat Recovery (DWHR) ¦ Retro | 2032 | SC A | million_m3 | Before Competition Groups | 0.64686 | 0 | 0 | 700.4762 | 0.00092346 | 28 | Commercial_2032_SC A_million_m3_Before Competition Groups_28 | Drain Water Heat Recovery (DWHR) ¦ Retro | 0.09235% | 0 | 0.64686 | Commercial_2032_SC A_million_m3_Before Competition Groups_Drain Water Heat Recovery (DWHR) ¦ Retro
Commercial | Com ¦ Energy Recovery Ventilation and Ventilation (Enhanced) | 2032 | SC A | million_m3 | Before Competition Groups | 0.39737 | 0 | 0 | 700.4762 | 0.00056728 | 29 | Commercial_2032_SC A_million_m3_Before Competition Groups_29 | Energy Recovery Ventilation and Ventilation (Enhanced) | 0.05673% | 0 | 0.39737 | Commercial_2032_SC A_million_m3_Before Competition Groups_Energy Recovery Ventilation and Ventilation (Enhanced)
Commercial | Com ¦ ENERGY STAR Steam Cooker | 2032 | SC A | million_m3 | Before Competition Groups | 0.37926 | 0 | 0 | 700.4762 | 0.00054143 | 30 | Commercial_2032_SC A_million_m3_Before Competition Groups_30 | ENERGY STAR Steam Cooker | 0.05414% | 0 | 0.37926 | Commercial_2032_SC A_million_m3_Before Competition Groups_ENERGY STAR Steam Cooker
Commercial | Com ¦ Low Flow Pre-Rinse Spray Nozzle | 2032 | SC A | million_m3 | Before Competition Groups | 0.34686 | 0 | 0 | 700.4762 | 0.00049518 | 31 | Commercial_2032_SC A_million_m3_Before Competition Groups_31 | Low Flow Pre-Rinse Spray Nozzle | 0.04952% | 0 | 0.34686 | Commercial_2032_SC A_million_m3_Before Competition Groups_Low Flow Pre-Rinse Spray Nozzle
Commercial | Com ¦ Drain Water Heat Recovery (DWHR) ¦New | 2032 | SC A | million_m3 | Before Competition Groups | 0.18453 | 0 | 0 | 700.4762 | 0.00026344 | 32 | Commercial_2032_SC A_million_m3_Before Competition Groups_32 | Drain Water Heat Recovery (DWHR) ¦New | 0.02634% | 0 | 0.18453 | Commercial_2032_SC A_million_m3_Before Competition Groups_Drain Water Heat Recovery (DWHR) ¦New
Commercial | Com ¦ Solar Water Preheat (Pools/DHW) | 2032 | SC A | million_m3 | Before Competition Groups | 0.059282 | 0 | 0 | 700.4762 | 8.4631e-05 | 33 | Commercial_2032_SC A_million_m3_Before Competition Groups_33 | Solar Water Preheat (Pools/DHW) | 0.008463% | 0 | 0.059282 | Commercial_2032_SC A_million_m3_Before Competition Groups_Solar Water Preheat (Pools/DHW)
Commercial | Com ¦ Heat Recovery Ventilator | 2032 | SC A | million_m3 | Before Competition Groups | 0.055321 | 0 | 0 | 700.4762 | 7.8977e-05 | 34 | Commercial_2032_SC A_million_m3_Before Competition Groups_34 | Heat Recovery Ventilator | 0.007898% | 0 | 0.055321 | Commercial_2032_SC A_million_m3_Before Competition Groups_Heat Recovery Ventilator
Commercial | Com ¦ Gas Heat Pump Water Heater | 2032 | SC A | million_m3 | Before Competition Groups | 0.0014626 | 0 | 0 | 700.4762 | 2.0879e-06 | 35 | Commercial_2032_SC A_million_m3_Before Competition Groups_35 | Gas Heat Pump Water Heater | 0.0002088% | 0 | 0.0014626 | Commercial_2032_SC A_million_m3_Before Competition Groups_Gas Heat Pump Water Heater
Commercial | Com ¦ Air Curtains | 2032 | SC A | million_m3 | Before Competition Groups | 0.00013484 | 0 | 0 | 700.4762 | 1.925e-07 | 36 | Commercial_2032_SC A_million_m3_Before Competition Groups_36 | Air Curtains | 1.925e-05% | 0 | 0.00013484 | Commercial_2032_SC A_million_m3_Before Competition Groups_Air Curtains
Commercial | Com ¦ Demand Control Ventilation | 2032 | SC B | million_m3 | Before Competition Groups | 153.1327 | 0 | 0 | 1333.0096 | 0.11488 | 1 | Commercial_2032_SC B_million_m3_Before Competition Groups_1 | Demand Control Ventilation | 11.49% | 0 | 153.1327 | Commercial_2032_SC B_million_m3_Before Competition Groups_Demand Control Ventilation
Commercial | Com ¦ Condensing Boiler ¦ Std | 2032 | SC B | million_m3 | Before Competition Groups | 150.5117 | 0 | 0 | 1333.0096 | 0.11291 | 2 | Commercial_2032_SC B_million_m3_Before Competition Groups_2 | Condensing Boiler ¦ Std | 11.29% | 0 | 150.5117 | Commercial_2032_SC B_million_m3_Before Competition Groups_Condensing Boiler ¦ Std
Commercial | Com ¦ Adaptive Thermostats | 2032 | SC B | million_m3 | Before Competition Groups | 125.737 | 0 | 0 | 1333.0096 | 0.094326 | 3 | Commercial_2032_SC B_million_m3_Before Competition Groups_3 | Adaptive Thermostats | 9.433% | 0 | 125.737 | Commercial_2032_SC B_million_m3_Before Competition Groups_Adaptive Thermostats
Commercial | Com ¦ Building Recommissioning, Operations and Maintenance (O&M) Improvements | 2032 | SC B | million_m3 | Before Competition Groups | 119.2243 | 0 | 0 | 1333.0096 | 0.08944 | 4 | Commercial_2032_SC B_million_m3_Before Competition Groups_4 | Building Recommissioning, Operations and Maintenance (O&M) Improvements | 8.944% | 0 | 119.2243 | Commercial_2032_SC B_million_m3_Before Competition Groups_Building Recommissioning, Operations and Maintenance (O&M) Improvements
Commercial | Com ¦ Gas Fired Rooftop Units | 2032 | SC B | million_m3 | Before Competition Groups | 95.2594 | 0 | 0 | 1333.0096 | 0.071462 | 5 | Commercial_2032_SC B_million_m3_Before Competition Groups_5 | Gas Fired Rooftop Units | 7.146% | 0 | 95.2594 | Commercial_2032_SC B_million_m3_Before Competition Groups_Gas Fired Rooftop Units
Commercial | Com ¦ Air Handler with Dedicated Outdoor Air Systems | 2032 | SC B | million_m3 | Before Competition Groups | 87.8362 | 0 | 0 | 1333.0096 | 0.065893 | 6 | Commercial_2032_SC B_million_m3_Before Competition Groups_6 | Air Handler with Dedicated Outdoor Air Systems | 6.589% | 0 | 87.8362 | Commercial_2032_SC B_million_m3_Before Competition Groups_Air Handler with Dedicated Outdoor Air Systems
Commercial | Com ¦ Boilers - Advanced Controls (Steam Systems) | 2032 | SC B | million_m3 | Before Competition Groups | 68.1145 | 0 | 0 | 1333.0096 | 0.051098 | 7 | Commercial_2032_SC B_million_m3_Before Competition Groups_7 | Boilers - Advanced Controls (Steam Systems) | 5.11% | 0 | 68.1145 | Commercial_2032_SC B_million_m3_Before Competition Groups_Boilers - Advanced Controls (Steam Systems)
Commercial | Com ¦ Condensing Make Up Air Unit | 2032 | SC B | million_m3 | Before Competition Groups | 57.6896 | 0 | 0 | 1333.0096 | 0.043278 | 8 | Commercial_2032_SC B_million_m3_Before Competition Groups_8 | Condensing Make Up Air Unit | 4.328% | 0 | 57.6896 | Commercial_2032_SC B_million_m3_Before Competition Groups_Condensing Make Up Air Unit
Commercial | Com ¦ Education and Capacity Building/Energy Behavior | 2032 | SC B | million_m3 | Before Competition Groups | 54.3186 | 0 | 0 | 1333.0096 | 0.040749 | 9 | Commercial_2032_SC B_million_m3_Before Competition Groups_9 | Education and Capacity Building/Energy Behavior | 4.075% | 0 | 54.3186 | Commercial_2032_SC B_million_m3_Before Competition Groups_Education and Capacity Building/Energy Behavior
Commercial | Com ¦ Demand Control Kitchen Ventilation | 2032 | SC B | million_m3 | Before Competition Groups | 53.726 | 0 | 0 | 1333.0096 | 0.040304 | 10 | Commercial_2032_SC B_million_m3_Before Competition Groups_10 | Demand Control Kitchen Ventilation | 4.03% | 0 | 53.726 | Commercial_2032_SC B_million_m3_Before Competition Groups_Demand Control Kitchen Ventilation
Commercial | Com ¦ Gas Fired Heat Pump | 2032 | SC B | million_m3 | Before Competition Groups | 50.2346 | 0 | 0 | 1333.0096 | 0.037685 | 11 | Commercial_2032_SC B_million_m3_Before Competition Groups_11 | Gas Fired Heat Pump | 3.769% | 0 | 50.2346 | Commercial_2032_SC B_million_m3_Before Competition Groups_Gas Fired Heat Pump
Commercial | Com ¦ Steam System Optimization | 2032 | SC B | million_m3 | Before Competition Groups | 47.5008 | 0 | 0 | 1333.0096 | 0.035634 | 12 | Commercial_2032_SC B_million_m3_Before Competition Groups_12 | Steam System Optimization | 3.563% | 0 | 47.5008 | Commercial_2032_SC B_million_m3_Before Competition Groups_Steam System Optimization
Commercial | Com ¦ Destratification | 2032 | SC B | million_m3 | Before Competition Groups | 47.2563 | 0 | 0 | 1333.0096 | 0.035451 | 13 | Commercial_2032_SC B_million_m3_Before Competition Groups_13 | Destratification | 3.545% | 0 | 47.2563 | Commercial_2032_SC B_million_m3_Before Competition Groups_Destratification
Commercial | Com ¦ Advanced BAS/Controllers | 2032 | SC B | million_m3 | Before Competition Groups | 45.1857 | 0 | 0 | 1333.0096 | 0.033898 | 14 | Commercial_2032_SC B_million_m3_Before Competition Groups_14 | Advanced BAS/Controllers | 3.39% | 0 | 45.1857 | Commercial_2032_SC B_million_m3_Before Competition Groups_Advanced BAS/Controllers
Commercial | Com ¦ Furnace Tune-Up | 2032 | SC B | million_m3 | Before Competition Groups | 44.5793 | 0 | 0 | 1333.0096 | 0.033443 | 15 | Commercial_2032_SC B_million_m3_Before Competition Groups_15 | Furnace Tune-Up | 3.344% | 0 | 44.5793 | Commercial_2032_SC B_million_m3_Before Competition Groups_Furnace Tune-Up
Commercial | Com ¦ Condensing Unit Heaters or other Efficient Unit Heating System | 2032 | SC B | million_m3 | Before Competition Groups | 32.3341 | 0 | 0 | 1333.0096 | 0.024256 | 16 | Commercial_2032_SC B_million_m3_Before Competition Groups_16 | Condensing Unit Heaters or other Efficient Unit Heating System | 2.426% | 0 | 32.3341 | Commercial_2032_SC B_million_m3_Before Competition Groups_Condensing Unit Heaters or other Efficient Unit Heating System
Commercial | Com ¦ Wall Insulation | 2032 | SC B | million_m3 | Before Competition Groups | 25.0536 | 0 | 0 | 1333.0096 | 0.018795 | 17 | Commercial_2032_SC B_million_m3_Before Competition Groups_17 | Wall Insulation | 1.879% | 0 | 25.0536 | Commercial_2032_SC B_million_m3_Before Competition Groups_Wall Insulation
Commercial | Com ¦ Energy Efficient Laboratory Fume Hood | 2032 | SC B | million_m3 | Before Competition Groups | 17.4961 | 0 | 0 | 1333.0096 | 0.013125 | 18 | Commercial_2032_SC B_million_m3_Before Competition Groups_18 | Energy Efficient Laboratory Fume Hood | 1.313% | 0 | 17.4961 | Commercial_2032_SC B_million_m3_Before Competition Groups_Energy Efficient Laboratory Fume Hood
Commercial | Com ¦ Demand controlled Circulating Systems | 2032 | SC B | million_m3 | Before Competition Groups | 13.1609 | 0 | 0 | 1333.0096 | 0.0098731 | 19 | Commercial_2032_SC B_million_m3_Before Competition Groups_19 | Demand controlled Circulating Systems | 0.9873% | 0 | 13.1609 | Commercial_2032_SC B_million_m3_Before Competition Groups_Demand controlled Circulating Systems
Commercial | Com ¦ Duct Insulation, R8 | 2032 | SC B | million_m3 | Before Competition Groups | 10.2539 | 0 | 0 | 1333.0096 | 0.0076923 | 20 | Commercial_2032_SC B_million_m3_Before Competition Groups_20 | Duct Insulation, R8 | 0.7692% | 0 | 10.2539 | Commercial_2032_SC B_million_m3_Before Competition Groups_Duct Insulation, R8
Commercial | Com ¦ Ozone Laundry Treatment | 2032 | SC B | million_m3 | Before Competition Groups | 6.6634 | 0 | 0 | 1333.0096 | 0.0049987 | 21 | Commercial_2032_SC B_million_m3_Before Competition Groups_21 | Ozone Laundry Treatment | 0.4999% | 0 | 6.6634 | Commercial_2032_SC B_million_m3_Before Competition Groups_Ozone Laundry Treatment
Commercial | Com ¦ ENERGY STAR Fryer (84% eff) | 2032 | SC B | million_m3 | Before Competition Groups | 5.4359 | 0 | 0 | 1333.0096 | 0.0040779 | 22 | Commercial_2032_SC B_million_m3_Before Competition Groups_22 | ENERGY STAR Fryer (84% eff) | 0.4078% | 0 | 5.4359 | Commercial_2032_SC B_million_m3_Before Competition Groups_ENERGY STAR Fryer (84% eff)
Commercial | Com ¦ High Efficiency Underfired Broilers | 2032 | SC B | million_m3 | Before Competition Groups | 5.1142 | 0 | 0 | 1333.0096 | 0.0038366 | 23 | Commercial_2032_SC B_million_m3_Before Competition Groups_23 | High Efficiency Underfired Broilers | 0.3837% | 0 | 5.1142 | Commercial_2032_SC B_million_m3_Before Competition Groups_High Efficiency Underfired Broilers
Commercial | Com ¦ Infrared Heaters | 2032 | SC B | million_m3 | Before Competition Groups | 4.3646 | 0 | 0 | 1333.0096 | 0.0032743 | 24 | Commercial_2032_SC B_million_m3_Before Competition Groups_24 | Infrared Heaters | 0.3274% | 0 | 4.3646 | Commercial_2032_SC B_million_m3_Before Competition Groups_Infrared Heaters
Commercial | Com ¦ ENERGY STAR Griddle (74% eff) | 2032 | SC B | million_m3 | Before Competition Groups | 3.6064 | 0 | 0 | 1333.0096 | 0.0027055 | 25 | Commercial_2032_SC B_million_m3_Before Competition Groups_25 | ENERGY STAR Griddle (74% eff) | 0.2705% | 0 | 3.6064 | Commercial_2032_SC B_million_m3_Before Competition Groups_ENERGY STAR Griddle (74% eff)
Commercial | Com ¦ Energy Recovery Ventilation and Ventilation (Enhanced) | 2032 | SC B | million_m3 | Before Competition Groups | 1.9816 | 0 | 0 | 1333.0096 | 0.0014865 | 26 | Commercial_2032_SC B_million_m3_Before Competition Groups_26 | Energy Recovery Ventilation and Ventilation (Enhanced) | 0.1487% | 0 | 1.9816 | Commercial_2032_SC B_million_m3_Before Competition Groups_Energy Recovery Ventilation and Ventilation (Enhanced)
Commercial | Com ¦ ENERGY STAR Dishwasher | 2032 | SC B | million_m3 | Before Competition Groups | 1.8219 | 0 | 0 | 1333.0096 | 0.0013667 | 27 | Commercial_2032_SC B_million_m3_Before Competition Groups_27 | ENERGY STAR Dishwasher | 0.1367% | 0 | 1.8219 | Commercial_2032_SC B_million_m3_Before Competition Groups_ENERGY STAR Dishwasher
Commercial | Com ¦ Heat Recovery Ventilator | 2032 | SC B | million_m3 | Before Competition Groups | 1.7694 | 0 | 0 | 1333.0096 | 0.0013274 | 28 | Commercial_2032_SC B_million_m3_Before Competition Groups_28 | Heat Recovery Ventilator | 0.1327% | 0 | 1.7694 | Commercial_2032_SC B_million_m3_Before Competition Groups_Heat Recovery Ventilator
Commercial | Com ¦ Drain Water Heat Recovery (DWHR) ¦ Retro | 2032 | SC B | million_m3 | Before Competition Groups | 1.1034 | 0 | 0 | 1333.0096 | 0.00082777 | 29 | Commercial_2032_SC B_million_m3_Before Competition Groups_29 | Drain Water Heat Recovery (DWHR) ¦ Retro | 0.08278% | 0 | 1.1034 | Commercial_2032_SC B_million_m3_Before Competition Groups_Drain Water Heat Recovery (DWHR) ¦ Retro
Commercial | Com ¦ CEE Tier 2/Energy Star Clothes Washers | 2032 | SC B | million_m3 | Before Competition Groups | 0.97815 | 0 | 0 | 1333.0096 | 0.00073379 | 30 | Commercial_2032_SC B_million_m3_Before Competition Groups_30 | CEE Tier 2/Energy Star Clothes Washers | 0.07338% | 0 | 0.97815 | Commercial_2032_SC B_million_m3_Before Competition Groups_CEE Tier 2/Energy Star Clothes Washers
Commercial | Com ¦ Low Flow Pre-Rinse Spray Nozzle | 2032 | SC B | million_m3 | Before Competition Groups | 0.49433 | 0 | 0 | 1333.0096 | 0.00037083 | 31 | Commercial_2032_SC B_million_m3_Before Competition Groups_31 | Low Flow Pre-Rinse Spray Nozzle | 0.03708% | 0 | 0.49433 | Commercial_2032_SC B_million_m3_Before Competition Groups_Low Flow Pre-Rinse Spray Nozzle
Commercial | Com ¦ ENERGY STAR Steam Cooker | 2032 | SC B | million_m3 | Before Competition Groups | 0.38903 | 0 | 0 | 1333.0096 | 0.00029184 | 32 | Commercial_2032_SC B_million_m3_Before Competition Groups_32 | ENERGY STAR Steam Cooker | 0.02918% | 0 | 0.38903 | Commercial_2032_SC B_million_m3_Before Competition Groups_ENERGY STAR Steam Cooker
Commercial | Com ¦ Drain Water Heat Recovery (DWHR) ¦New | 2032 | SC B | million_m3 | Before Competition Groups | 0.27352 | 0 | 0 | 1333.0096 | 0.00020519 | 33 | Commercial_2032_SC B_million_m3_Before Competition Groups_33 | Drain Water Heat Recovery (DWHR) ¦New | 0.02052% | 0 | 0.27352 | Commercial_2032_SC B_million_m3_Before Competition Groups_Drain Water Heat Recovery (DWHR) ¦New
Commercial | Com ¦ Gas Heat Pump Water Heater | 2032 | SC B | million_m3 | Before Competition Groups | 0.14806 | 0 | 0 | 1333.0096 | 0.00011107 | 34 | Commercial_2032_SC B_million_m3_Before Competition Groups_34 | Gas Heat Pump Water Heater | 0.01111% | 0 | 0.14806 | Commercial_2032_SC B_million_m3_Before Competition Groups_Gas Heat Pump Water Heater
Commercial | Com ¦ Solar Water Preheat (Pools/DHW) | 2032 | SC B | million_m3 | Before Competition Groups | 0.1331 | 0 | 0 | 1333.0096 | 9.9848e-05 | 35 | Commercial_2032_SC B_million_m3_Before Competition Groups_35 | Solar Water Preheat (Pools/DHW) | 0.009985% | 0 | 0.1331 | Commercial_2032_SC B_million_m3_Before Competition Groups_Solar Water Preheat (Pools/DHW)
Commercial | Com ¦ Air Curtains | 2032 | SC B | million_m3 | Before Competition Groups | 0.12719 | 0 | 0 | 1333.0096 | 9.5414e-05 | 36 | Commercial_2032_SC B_million_m3_Before Competition Groups_36 | Air Curtains | 0.009541% | 0 | 0.12719 | Commercial_2032_SC B_million_m3_Before Competition Groups_Air Curtains
Commercial | Com ¦ Demand Control Ventilation | 2032 | SC C | million_m3 | Before Competition Groups | 87.4167 | 0 | 0 | 775.6461 | 0.1127 | 1 | Commercial_2032_SC C_million_m3_Before Competition Groups_1 | Demand Control Ventilation | 11.27% | 0 | 87.4167 | Commercial_2032_SC C_million_m3_Before Competition Groups_Demand Control Ventilation
Commercial | Com ¦ Condensing Boiler ¦ Std | 2032 | SC C | million_m3 | Before Competition Groups | 80.7394 | 0 | 0 | 775.6461 | 0.10409 | 2 | Commercial_2032_SC C_million_m3_Before Competition Groups_2 | Condensing Boiler ¦ Std | 10.41% | 0 | 80.7394 | Commercial_2032_SC C_million_m3_Before Competition Groups_Condensing Boiler ¦ Std
Commercial | Com ¦ Adaptive Thermostats | 2032 | SC C | million_m3 | Before Competition Groups | 79.904 | 0 | 0 | 775.6461 | 0.10302 | 3 | Commercial_2032_SC C_million_m3_Before Competition Groups_3 | Adaptive Thermostats | 10.3% | 0 | 79.904 | Commercial_2032_SC C_million_m3_Before Competition Groups_Adaptive Thermostats
Commercial | Com ¦ Boilers - Advanced Controls (Steam Systems) | 2032 | SC C | million_m3 | Before Competition Groups | 68.1151 | 0 | 0 | 775.6461 | 0.087817 | 4 | Commercial_2032_SC C_million_m3_Before Competition Groups_4 | Boilers - Advanced Controls (Steam Systems) | 8.782% | 0 | 68.1151 | Commercial_2032_SC C_million_m3_Before Competition Groups_Boilers - Advanced Controls (Steam Systems)
Commercial | Com ¦ Building Recommissioning, Operations and Maintenance (O&M) Improvements | 2032 | SC C | million_m3 | Before Competition Groups | 59.7154 | 0 | 0 | 775.6461 | 0.076988 | 5 | Commercial_2032_SC C_million_m3_Before Competition Groups_5 | Building Recommissioning, Operations and Maintenance (O&M) Improvements | 7.699% | 0 | 59.7154 | Commercial_2032_SC C_million_m3_Before Competition Groups_Building Recommissioning, Operations and Maintenance (O&M) Improvements
Commercial | Com ¦ Gas Fired Rooftop Units | 2032 | SC C | million_m3 | Before Competition Groups | 50.2826 | 0 | 0 | 775.6461 | 0.064827 | 6 | Commercial_2032_SC C_million_m3_Before Competition Groups_6 | Gas Fired Rooftop Units | 6.483% | 0 | 50.2826 | Commercial_2032_SC C_million_m3_Before Competition Groups_Gas Fired Rooftop Units
Commercial | Com ¦ Condensing Make Up Air Unit | 2032 | SC C | million_m3 | Before Competition Groups | 43.6164 | 0 | 0 | 775.6461 | 0.056232 | 7 | Commercial_2032_SC C_million_m3_Before Competition Groups_7 | Condensing Make Up Air Unit | 5.623% | 0 | 43.6164 | Commercial_2032_SC C_million_m3_Before Competition Groups_Condensing Make Up Air Unit
Commercial | Com ¦ Air Handler with Dedicated Outdoor Air Systems | 2032 | SC C | million_m3 | Before Competition Groups | 39.8688 | 0 | 0 | 775.6461 | 0.051401 | 8 | Commercial_2032_SC C_million_m3_Before Competition Groups_8 | Air Handler with Dedicated Outdoor Air Systems | 5.14% | 0 | 39.8688 | Commercial_2032_SC C_million_m3_Before Competition Groups_Air Handler with Dedicated Outdoor Air Systems
Commercial | Com ¦ Gas Fired Heat Pump | 2032 | SC C | million_m3 | Before Competition Groups | 38.3988 | 0 | 0 | 775.6461 | 0.049506 | 9 | Commercial_2032_SC C_million_m3_Before Competition Groups_9 | Gas Fired Heat Pump | 4.951% | 0 | 38.3988 | Commercial_2032_SC C_million_m3_Before Competition Groups_Gas Fired Heat Pump
Commercial | Com ¦ Demand Control Kitchen Ventilation | 2032 | SC C | million_m3 | Before Competition Groups | 33.7612 | 0 | 0 | 775.6461 | 0.043527 | 10 | Commercial_2032_SC C_million_m3_Before Competition Groups_10 | Demand Control Kitchen Ventilation | 4.353% | 0 | 33.7612 | Commercial_2032_SC C_million_m3_Before Competition Groups_Demand Control Kitchen Ventilation
Commercial | Com ¦ Advanced BAS/Controllers | 2032 | SC C | million_m3 | Before Competition Groups | 29.023 | 0 | 0 | 775.6461 | 0.037418 | 11 | Commercial_2032_SC C_million_m3_Before Competition Groups_11 | Advanced BAS/Controllers | 3.742% | 0 | 29.023 | Commercial_2032_SC C_million_m3_Before Competition Groups_Advanced BAS/Controllers
Commercial | Com ¦ Steam System Optimization | 2032 | SC C | million_m3 | Before Competition Groups | 27.5702 | 0 | 0 | 775.6461 | 0.035545 | 12 | Commercial_2032_SC C_million_m3_Before Competition Groups_12 | Steam System Optimization | 3.554% | 0 | 27.5702 | Commercial_2032_SC C_million_m3_Before Competition Groups_Steam System Optimization
Commercial | Com ¦ Destratification | 2032 | SC C | million_m3 | Before Competition Groups | 27.0602 | 0 | 0 | 775.6461 | 0.034887 | 13 | Commercial_2032_SC C_million_m3_Before Competition Groups_13 | Destratification | 3.489% | 0 | 27.0602 | Commercial_2032_SC C_million_m3_Before Competition Groups_Destratification
Commercial | Com ¦ Furnace Tune-Up | 2032 | SC C | million_m3 | Before Competition Groups | 25.6544 | 0 | 0 | 775.6461 | 0.033075 | 14 | Commercial_2032_SC C_million_m3_Before Competition Groups_14 | Furnace Tune-Up | 3.307% | 0 | 25.6544 | Commercial_2032_SC C_million_m3_Before Competition Groups_Furnace Tune-Up
Commercial | Com ¦ Condensing Unit Heaters or other Efficient Unit Heating System | 2032 | SC C | million_m3 | Before Competition Groups | 19.7226 | 0 | 0 | 775.6461 | 0.025427 | 15 | Commercial_2032_SC C_million_m3_Before Competition Groups_15 | Condensing Unit Heaters or other Efficient Unit Heating System | 2.543% | 0 | 19.7226 | Commercial_2032_SC C_million_m3_Before Competition Groups_Condensing Unit Heaters or other Efficient Unit Heating System
Commercial | Com ¦ Wall Insulation | 2032 | SC C | million_m3 | Before Competition Groups | 14.5533 | 0 | 0 | 775.6461 | 0.018763 | 16 | Commercial_2032_SC C_million_m3_Before Competition Groups_16 | Wall Insulation | 1.876% | 0 | 14.5533 | Commercial_2032_SC C_million_m3_Before Competition Groups_Wall Insulation
Commercial | Com ¦ Education and Capacity Building/Energy Behavior | 2032 | SC C | million_m3 | Before Competition Groups | 10.8637 | 0 | 0 | 775.6461 | 0.014006 | 17 | Commercial_2032_SC C_million_m3_Before Competition Groups_17 | Education and Capacity Building/Energy Behavior | 1.401% | 0 | 10.8637 | Commercial_2032_SC C_million_m3_Before Competition Groups_Education and Capacity Building/Energy Behavior
Commercial | Com ¦ Demand controlled Circulating Systems | 2032 | SC C | million_m3 | Before Competition Groups | 7.3631 | 0 | 0 | 775.6461 | 0.0094928 | 18 | Commercial_2032_SC C_million_m3_Before Competition Groups_18 | Demand controlled Circulating Systems | 0.9493% | 0 | 7.3631 | Commercial_2032_SC C_million_m3_Before Competition Groups_Demand controlled Circulating Systems
Commercial | Com ¦ Duct Insulation, R8 | 2032 | SC C | million_m3 | Before Competition Groups | 5.5314 | 0 | 0 | 775.6461 | 0.0071314 | 19 | Commercial_2032_SC C_million_m3_Before Competition Groups_19 | Duct Insulation, R8 | 0.7131% | 0 | 5.5314 | Commercial_2032_SC C_million_m3_Before Competition Groups_Duct Insulation, R8
Commercial | Com ¦ Energy Efficient Laboratory Fume Hood | 2032 | SC C | million_m3 | Before Competition Groups | 5.1034 | 0 | 0 | 775.6461 | 0.0065795 | 20 | Commercial_2032_SC C_million_m3_Before Competition Groups_20 | Energy Efficient Laboratory Fume Hood | 0.6579% | 0 | 5.1034 | Commercial_2032_SC C_million_m3_Before Competition Groups_Energy Efficient Laboratory Fume Hood
Commercial | Com ¦ High Efficiency Underfired Broilers | 2032 | SC C | million_m3 | Before Competition Groups | 4.5238 | 0 | 0 | 775.6461 | 0.0058323 | 21 | Commercial_2032_SC C_million_m3_Before Competition Groups_21 | High Efficiency Underfired Broilers | 0.5832% | 0 | 4.5238 | Commercial_2032_SC C_million_m3_Before Competition Groups_High Efficiency Underfired Broilers
Commercial | Com ¦ ENERGY STAR Fryer (84% eff) | 2032 | SC C | million_m3 | Before Competition Groups | 4.3625 | 0 | 0 | 775.6461 | 0.0056243 | 22 | Commercial_2032_SC C_million_m3_Before Competition Groups_22 | ENERGY STAR Fryer (84% eff) | 0.5624% | 0 | 4.3625 | Commercial_2032_SC C_million_m3_Before Competition Groups_ENERGY STAR Fryer (84% eff)
Commercial | Com ¦ Ozone Laundry Treatment | 2032 | SC C | million_m3 | Before Competition Groups | 3.1144 | 0 | 0 | 775.6461 | 0.0040153 | 23 | Commercial_2032_SC C_million_m3_Before Competition Groups_23 | Ozone Laundry Treatment | 0.4015% | 0 | 3.1144 | Commercial_2032_SC C_million_m3_Before Competition Groups_Ozone Laundry Treatment
Commercial | Com ¦ Infrared Heaters | 2032 | SC C | million_m3 | Before Competition Groups | 2.374 | 0 | 0 | 775.6461 | 0.0030607 | 24 | Commercial_2032_SC C_million_m3_Before Competition Groups_24 | Infrared Heaters | 0.3061% | 0 | 2.374 | Commercial_2032_SC C_million_m3_Before Competition Groups_Infrared Heaters
Commercial | Com ¦ ENERGY STAR Griddle (74% eff) | 2032 | SC C | million_m3 | Before Competition Groups | 2.1162 | 0 | 0 | 775.6461 | 0.0027283 | 25 | Commercial_2032_SC C_million_m3_Before Competition Groups_25 | ENERGY STAR Griddle (74% eff) | 0.2728% | 0 | 2.1162 | Commercial_2032_SC C_million_m3_Before Competition Groups_ENERGY STAR Griddle (74% eff)
Commercial | Com ¦ ENERGY STAR Dishwasher | 2032 | SC C | million_m3 | Before Competition Groups | 1.5866 | 0 | 0 | 775.6461 | 0.0020455 | 26 | Commercial_2032_SC C_million_m3_Before Competition Groups_26 | ENERGY STAR Dishwasher | 0.2045% | 0 | 1.5866 | Commercial_2032_SC C_million_m3_Before Competition Groups_ENERGY STAR Dishwasher
Commercial | Com ¦ CEE Tier 2/Energy Star Clothes Washers | 2032 | SC C | million_m3 | Before Competition Groups | 0.79992 | 0 | 0 | 775.6461 | 0.0010313 | 27 | Commercial_2032_SC C_million_m3_Before Competition Groups_27 | CEE Tier 2/Energy Star Clothes Washers | 0.1031% | 0 | 0.79992 | Commercial_2032_SC C_million_m3_Before Competition Groups_CEE Tier 2/Energy Star Clothes Washers
Commercial | Com ¦ Drain Water Heat Recovery (DWHR) ¦ Retro | 2032 | SC C | million_m3 | Before Competition Groups | 0.6577 | 0 | 0 | 775.6461 | 0.00084793 | 28 | Commercial_2032_SC C_million_m3_Before Competition Groups_28 | Drain Water Heat Recovery (DWHR) ¦ Retro | 0.08479% | 0 | 0.6577 | Commercial_2032_SC C_million_m3_Before Competition Groups_Drain Water Heat Recovery (DWHR) ¦ Retro
Commercial | Com ¦ Energy Recovery Ventilation and Ventilation (Enhanced) | 2032 | SC C | million_m3 | Before Competition Groups | 0.64281 | 0 | 0 | 775.6461 | 0.00082874 | 29 | Commercial_2032_SC C_million_m3_Before Competition Groups_29 | Energy Recovery Ventilation and Ventilation (Enhanced) | 0.08287% | 0 | 0.64281 | Commercial_2032_SC C_million_m3_Before Competition Groups_Energy Recovery Ventilation and Ventilation (Enhanced)
Commercial | Com ¦ ENERGY STAR Steam Cooker | 2032 | SC C | million_m3 | Before Competition Groups | 0.38903 | 0 | 0 | 775.6461 | 0.00050156 | 30 | Commercial_2032_SC C_million_m3_Before Competition Groups_30 | ENERGY STAR Steam Cooker | 0.05016% | 0 | 0.38903 | Commercial_2032_SC C_million_m3_Before Competition Groups_ENERGY STAR Steam Cooker
Commercial | Com ¦ Low Flow Pre-Rinse Spray Nozzle | 2032 | SC C | million_m3 | Before Competition Groups | 0.37714 | 0 | 0 | 775.6461 | 0.00048622 | 31 | Commercial_2032_SC C_million_m3_Before Competition Groups_31 | Low Flow Pre-Rinse Spray Nozzle | 0.04862% | 0 | 0.37714 | Commercial_2032_SC C_million_m3_Before Competition Groups_Low Flow Pre-Rinse Spray Nozzle
Commercial | Com ¦ Drain Water Heat Recovery (DWHR) ¦New | 2032 | SC C | million_m3 | Before Competition Groups | 0.18757 | 0 | 0 | 775.6461 | 0.00024183 | 32 | Commercial_2032_SC C_million_m3_Before Competition Groups_32 | Drain Water Heat Recovery (DWHR) ¦New | 0.02418% | 0 | 0.18757 | Commercial_2032_SC C_million_m3_Before Competition Groups_Drain Water Heat Recovery (DWHR) ¦New
Commercial | Com ¦ Heat Recovery Ventilator | 2032 | SC C | million_m3 | Before Competition Groups | 0.18088 | 0 | 0 | 775.6461 | 0.0002332 | 33 | Commercial_2032_SC C_million_m3_Before Competition Groups_33 | Heat Recovery Ventilator | 0.02332% | 0 | 0.18088 | Commercial_2032_SC C_million_m3_Before Competition Groups_Heat Recovery Ventilator
Commercial | Com ¦ Solar Water Preheat (Pools/DHW) | 2032 | SC C | million_m3 | Before Competition Groups | 0.063712 | 0 | 0 | 775.6461 | 8.214e-05 | 34 | Commercial_2032_SC C_million_m3_Before Competition Groups_34 | Solar Water Preheat (Pools/DHW) | 0.008214% | 0 | 0.063712 | Commercial_2032_SC C_million_m3_Before Competition Groups_Solar Water Preheat (Pools/DHW)
Commercial | Com ¦ Gas Heat Pump Water Heater | 2032 | SC C | million_m3 | Before Competition Groups | 0.0057031 | 0 | 0 | 775.6461 | 7.3527e-06 | 35 | Commercial_2032_SC C_million_m3_Before Competition Groups_35 | Gas Heat Pump Water Heater | 0.0007353% | 0 | 0.0057031 | Commercial_2032_SC C_million_m3_Before Competition Groups_Gas Heat Pump Water Heater
Commercial | Com ¦ Air Curtains | 2032 | SC C | million_m3 | Before Competition Groups | 0.00045898 | 0 | 0 | 775.6461 | 5.9174e-07 | 36 | Commercial_2032_SC C_million_m3_Before Competition Groups_36 | Air Curtains | 5.917e-05% | 0 | 0.00045898 | Commercial_2032_SC C_million_m3_Before Competition Groups_Air Curtains
Commercial | Com ¦ Condensing Boiler ¦ Std | 2032 | Technical | million_m3 | Before Competition Groups | 272.832 | 0 | 0 | 2137.8482 | 0.12762 | 1 | Commercial_2032_Technical_million_m3_Before Competition Groups_1 | Condensing Boiler ¦ Std | 12.76% | 0 | 272.832 | Commercial_2032_Technical_million_m3_Before Competition Groups_Condensing Boiler ¦ Std
Commercial | Com ¦ Building Recommissioning, Operations and Maintenance (O&M) Improvements | 2032 | Technical | million_m3 | Before Competition Groups | 226.2921 | 0 | 0 | 2137.8482 | 0.10585 | 2 | Commercial_2032_Technical_million_m3_Before Competition Groups_2 | Building Recommissioning, Operations and Maintenance (O&M) Improvements | 10.59% | 0 | 226.2921 | Commercial_2032_Technical_million_m3_Before Competition Groups_Building Recommissioning, Operations and Maintenance (O&M) Improvements
Commercial | Com ¦ Demand Control Ventilation | 2032 | Technical | million_m3 | Before Competition Groups | 203.5559 | 0 | 0 | 2137.8482 | 0.095215 | 3 | Commercial_2032_Technical_million_m3_Before Competition Groups_3 | Demand Control Ventilation | 9.522% | 0 | 203.5559 | Commercial_2032_Technical_million_m3_Before Competition Groups_Demand Control Ventilation
Commercial | Com ¦ Gas Fired Rooftop Units | 2032 | Technical | million_m3 | Before Competition Groups | 190.8945 | 0 | 0 | 2137.8482 | 0.089293 | 4 | Commercial_2032_Technical_million_m3_Before Competition Groups_4 | Gas Fired Rooftop Units | 8.929% | 0 | 190.8945 | Commercial_2032_Technical_million_m3_Before Competition Groups_Gas Fired Rooftop Units
Commercial | Com ¦ Boilers - Advanced Controls (Steam Systems) | 2032 | Technical | million_m3 | Before Competition Groups | 144.8832 | 0 | 0 | 2137.8482 | 0.067771 | 5 | Commercial_2032_Technical_million_m3_Before Competition Groups_5 | Boilers - Advanced Controls (Steam Systems) | 6.777% | 0 | 144.8832 | Commercial_2032_Technical_million_m3_Before Competition Groups_Boilers - Advanced Controls (Steam Systems)
Commercial | Com ¦ Adaptive Thermostats | 2032 | Technical | million_m3 | Before Competition Groups | 132.8467 | 0 | 0 | 2137.8482 | 0.06214 | 6 | Commercial_2032_Technical_million_m3_Before Competition Groups_6 | Adaptive Thermostats | 6.214% | 0 | 132.8467 | Commercial_2032_Technical_million_m3_Before Competition Groups_Adaptive Thermostats
Commercial | Com ¦ Condensing Make Up Air Unit | 2032 | Technical | million_m3 | Before Competition Groups | 94.6852 | 0 | 0 | 2137.8482 | 0.04429 | 7 | Commercial_2032_Technical_million_m3_Before Competition Groups_7 | Condensing Make Up Air Unit | 4.429% | 0 | 94.6852 | Commercial_2032_Technical_million_m3_Before Competition Groups_Condensing Make Up Air Unit
Commercial | Com ¦ Air Handler with Dedicated Outdoor Air Systems | 2032 | Technical | million_m3 | Before Competition Groups | 84.4227 | 0 | 0 | 2137.8482 | 0.03949 | 8 | Commercial_2032_Technical_million_m3_Before Competition Groups_8 | Air Handler with Dedicated Outdoor Air Systems | 3.949% | 0 | 84.4227 | Commercial_2032_Technical_million_m3_Before Competition Groups_Air Handler with Dedicated Outdoor Air Systems
Commercial | Com ¦ Gas Fired Heat Pump | 2032 | Technical | million_m3 | Before Competition Groups | 79.0146 | 0 | 0 | 2137.8482 | 0.03696 | 9 | Commercial_2032_Technical_million_m3_Before Competition Groups_9 | Gas Fired Heat Pump | 3.696% | 0 | 79.0146 | Commercial_2032_Technical_million_m3_Before Competition Groups_Gas Fired Heat Pump
Commercial | Com ¦ Advanced BAS/Controllers | 2032 | Technical | million_m3 | Before Competition Groups | 74.8238 | 0 | 0 | 2137.8482 | 0.035 | 10 | Commercial_2032_Technical_million_m3_Before Competition Groups_10 | Advanced BAS/Controllers | 3.5% | 0 | 74.8238 | Commercial_2032_Technical_million_m3_Before Competition Groups_Advanced BAS/Controllers
Commercial | Com ¦ Education and Capacity Building/Energy Behavior | 2032 | Technical | million_m3 | Before Competition Groups | 71.9046 | 0 | 0 | 2137.8482 | 0.033634 | 11 | Commercial_2032_Technical_million_m3_Before Competition Groups_11 | Education and Capacity Building/Energy Behavior | 3.363% | 0 | 71.9046 | Commercial_2032_Technical_million_m3_Before Competition Groups_Education and Capacity Building/Energy Behavior
Commercial | Com ¦ Demand Control Kitchen Ventilation | 2032 | Technical | million_m3 | Before Competition Groups | 68.563 | 0 | 0 | 2137.8482 | 0.032071 | 12 | Commercial_2032_Technical_million_m3_Before Competition Groups_12 | Demand Control Kitchen Ventilation | 3.207% | 0 | 68.563 | Commercial_2032_Technical_million_m3_Before Competition Groups_Demand Control Kitchen Ventilation
Commercial | Com ¦ Energy Recovery Ventilation and Ventilation (Enhanced) | 2032 | Technical | million_m3 | Before Competition Groups | 62.2085 | 0 | 0 | 2137.8482 | 0.029099 | 13 | Commercial_2032_Technical_million_m3_Before Competition Groups_13 | Energy Recovery Ventilation and Ventilation (Enhanced) | 2.91% | 0 | 62.2085 | Commercial_2032_Technical_million_m3_Before Competition Groups_Energy Recovery Ventilation and Ventilation (Enhanced)
Commercial | Com ¦ Condensing Unit Heaters or other Efficient Unit Heating System | 2032 | Technical | million_m3 | Before Competition Groups | 55.804 | 0 | 0 | 2137.8482 | 0.026103 | 14 | Commercial_2032_Technical_million_m3_Before Competition Groups_14 | Condensing Unit Heaters or other Efficient Unit Heating System | 2.61% | 0 | 55.804 | Commercial_2032_Technical_million_m3_Before Competition Groups_Condensing Unit Heaters or other Efficient Unit Heating System
Commercial | Com ¦ Steam System Optimization | 2032 | Technical | million_m3 | Before Competition Groups | 45.4143 | 0 | 0 | 2137.8482 | 0.021243 | 15 | Commercial_2032_Technical_million_m3_Before Competition Groups_15 | Steam System Optimization | 2.124% | 0 | 45.4143 | Commercial_2032_Technical_million_m3_Before Competition Groups_Steam System Optimization
Commercial | Com ¦ Destratification | 2032 | Technical | million_m3 | Before Competition Groups | 43.606 | 0 | 0 | 2137.8482 | 0.020397 | 16 | Commercial_2032_Technical_million_m3_Before Competition Groups_16 | Destratification | 2.04% | 0 | 43.606 | Commercial_2032_Technical_million_m3_Before Competition Groups_Destratification
Commercial | Com ¦ Furnace Tune-Up | 2032 | Technical | million_m3 | Before Competition Groups | 42.8157 | 0 | 0 | 2137.8482 | 0.020027 | 17 | Commercial_2032_Technical_million_m3_Before Competition Groups_17 | Furnace Tune-Up | 2.003% | 0 | 42.8157 | Commercial_2032_Technical_million_m3_Before Competition Groups_Furnace Tune-Up
Commercial | Com ¦ High Efficiency Condensing Furnace AFUE 95% from 80% code | 2032 | Technical | million_m3 | Before Competition Groups | 31.4517 | 0 | 0 | 2137.8482 | 0.014712 | 18 | Commercial_2032_Technical_million_m3_Before Competition Groups_18 | High Efficiency Condensing Furnace AFUE 95% from 80% code | 1.471% | 0 | 31.4517 | Commercial_2032_Technical_million_m3_Before Competition Groups_High Efficiency Condensing Furnace AFUE 95% from 80% code
Commercial | Com ¦ Heat Recovery Ventilator | 2032 | Technical | million_m3 | Before Competition Groups | 29.3632 | 0 | 0 | 2137.8482 | 0.013735 | 19 | Commercial_2032_Technical_million_m3_Before Competition Groups_19 | Heat Recovery Ventilator | 1.373% | 0 | 29.3632 | Commercial_2032_Technical_million_m3_Before Competition Groups_Heat Recovery Ventilator
Commercial | Com ¦ Wall Insulation | 2032 | Technical | million_m3 | Before Competition Groups | 23.9441 | 0 | 0 | 2137.8482 | 0.0112 | 20 | Commercial_2032_Technical_million_m3_Before Competition Groups_20 | Wall Insulation | 1.12% | 0 | 23.9441 | Commercial_2032_Technical_million_m3_Before Competition Groups_Wall Insulation
Commercial | Com ¦ Super-High Efficiency Furnaces (Emerging Tech) | 2032 | Technical | million_m3 | Before Competition Groups | 23.8806 | 0 | 0 | 2137.8482 | 0.01117 | 21 | Commercial_2032_Technical_million_m3_Before Competition Groups_21 | Super-High Efficiency Furnaces (Emerging Tech) | 1.117% | 0 | 23.8806 | Commercial_2032_Technical_million_m3_Before Competition Groups_Super-High Efficiency Furnaces (Emerging Tech)
Commercial | Com ¦ Energy Efficient Laboratory Fume Hood | 2032 | Technical | million_m3 | Before Competition Groups | 16.9065 | 0 | 0 | 2137.8482 | 0.0079082 | 22 | Commercial_2032_Technical_million_m3_Before Competition Groups_22 | Energy Efficient Laboratory Fume Hood | 0.7908% | 0 | 16.9065 | Commercial_2032_Technical_million_m3_Before Competition Groups_Energy Efficient Laboratory Fume Hood
Commercial | Com ¦ Boiler Measures | 2032 | Technical | million_m3 | Before Competition Groups | 16.6181 | 0 | 0 | 2137.8482 | 0.0077733 | 23 | Commercial_2032_Technical_million_m3_Before Competition Groups_23 | Boiler Measures | 0.7773% | 0 | 16.6181 | Commercial_2032_Technical_million_m3_Before Competition Groups_Boiler Measures
Commercial | Com ¦ Demand controlled Circulating Systems | 2032 | Technical | million_m3 | Before Competition Groups | 12.578 | 0 | 0 | 2137.8482 | 0.0058835 | 24 | Commercial_2032_Technical_million_m3_Before Competition Groups_24 | Demand controlled Circulating Systems | 0.5883% | 0 | 12.578 | Commercial_2032_Technical_million_m3_Before Competition Groups_Demand controlled Circulating Systems
Commercial | Com ¦ Duct Insulation, R8 | 2032 | Technical | million_m3 | Before Competition Groups | 9.826 | 0 | 0 | 2137.8482 | 0.0045962 | 25 | Commercial_2032_Technical_million_m3_Before Competition Groups_25 | Duct Insulation, R8 | 0.4596% | 0 | 9.826 | Commercial_2032_Technical_million_m3_Before Competition Groups_Duct Insulation, R8
Commercial | Com ¦ Roof Insulation/Ceiling Insulation (R25 Code to R35) | 2032 | Technical | million_m3 | Before Competition Groups | 8.8586 | 0 | 0 | 2137.8482 | 0.0041437 | 26 | Commercial_2032_Technical_million_m3_Before Competition Groups_26 | Roof Insulation/Ceiling Insulation (R25 Code to R35) | 0.4144% | 0 | 8.8586 | Commercial_2032_Technical_million_m3_Before Competition Groups_Roof Insulation/Ceiling Insulation (R25 Code to R35)
Commercial | Com ¦ ENERGY STAR Fryer (84% eff) | 2032 | Technical | million_m3 | Before Competition Groups | 8.3287 | 0 | 0 | 2137.8482 | 0.0038958 | 27 | Commercial_2032_Technical_million_m3_Before Competition Groups_27 | ENERGY STAR Fryer (84% eff) | 0.3896% | 0 | 8.3287 | Commercial_2032_Technical_million_m3_Before Competition Groups_ENERGY STAR Fryer (84% eff)
Commercial | Com ¦ Infrared Heaters | 2032 | Technical | million_m3 | Before Competition Groups | 8.3241 | 0 | 0 | 2137.8482 | 0.0038937 | 28 | Commercial_2032_Technical_million_m3_Before Competition Groups_28 | Infrared Heaters | 0.3894% | 0 | 8.3241 | Commercial_2032_Technical_million_m3_Before Competition Groups_Infrared Heaters
Commercial | Com ¦ Ozone Laundry Treatment | 2032 | Technical | million_m3 | Before Competition Groups | 7.589 | 0 | 0 | 2137.8482 | 0.0035498 | 29 | Commercial_2032_Technical_million_m3_Before Competition Groups_29 | Ozone Laundry Treatment | 0.355% | 0 | 7.589 | Commercial_2032_Technical_million_m3_Before Competition Groups_Ozone Laundry Treatment
Commercial | Com ¦ Condensing Storage Water Heater | 2032 | Technical | million_m3 | Before Competition Groups | 7.2553 | 0 | 0 | 2137.8482 | 0.0033937 | 30 | Commercial_2032_Technical_million_m3_Before Competition Groups_30 | Condensing Storage Water Heater | 0.3394% | 0 | 7.2553 | Commercial_2032_Technical_million_m3_Before Competition Groups_Condensing Storage Water Heater
Commercial | Com ¦ High Efficiency Underfired Broilers | 2032 | Technical | million_m3 | Before Competition Groups | 7.0686 | 0 | 0 | 2137.8482 | 0.0033064 | 31 | Commercial_2032_Technical_million_m3_Before Competition Groups_31 | High Efficiency Underfired Broilers | 0.3306% | 0 | 7.0686 | Commercial_2032_Technical_million_m3_Before Competition Groups_High Efficiency Underfired Broilers
Commercial | Com ¦ ENERGY STAR Griddle (74% eff) | 2032 | Technical | million_m3 | Before Competition Groups | 5.4657 | 0 | 0 | 2137.8482 | 0.0025567 | 32 | Commercial_2032_Technical_million_m3_Before Competition Groups_32 | ENERGY STAR Griddle (74% eff) | 0.2557% | 0 | 5.4657 | Commercial_2032_Technical_million_m3_Before Competition Groups_ENERGY STAR Griddle (74% eff)
Commercial | Com ¦ Condensing Tankless Water Heater | 2032 | Technical | million_m3 | Before Competition Groups | 4.2125 | 0 | 0 | 2137.8482 | 0.0019704 | 33 | Commercial_2032_Technical_million_m3_Before Competition Groups_33 | Condensing Tankless Water Heater | 0.197% | 0 | 4.2125 | Commercial_2032_Technical_million_m3_Before Competition Groups_Condensing Tankless Water Heater
Commercial | Com ¦ HOTEL OCCUPANCY CONTROLS (HVAC + LIGHTING) | 2032 | Technical | million_m3 | Before Competition Groups | 3.7945 | 0 | 0 | 2137.8482 | 0.0017749 | 34 | Commercial_2032_Technical_million_m3_Before Competition Groups_34 | HOTEL OCCUPANCY CONTROLS (HVAC + LIGHTING) | 0.1775% | 0 | 3.7945 | Commercial_2032_Technical_million_m3_Before Competition Groups_HOTEL OCCUPANCY CONTROLS (HVAC + LIGHTING)
Commercial | Com ¦ ENERGY STAR Dishwasher | 2032 | Technical | million_m3 | Before Competition Groups | 3.7669 | 0 | 0 | 2137.8482 | 0.001762 | 35 | Commercial_2032_Technical_million_m3_Before Competition Groups_35 | ENERGY STAR Dishwasher | 0.1762% | 0 | 3.7669 | Commercial_2032_Technical_million_m3_Before Competition Groups_ENERGY STAR Dishwasher
Commercial | Com ¦ Gas Heat Pump Water Heater | 2032 | Technical | million_m3 | Before Competition Groups | 3.6153 | 0 | 0 | 2137.8482 | 0.0016911 | 36 | Commercial_2032_Technical_million_m3_Before Competition Groups_36 | Gas Heat Pump Water Heater | 0.1691% | 0 | 3.6153 | Commercial_2032_Technical_million_m3_Before Competition Groups_Gas Heat Pump Water Heater
Commercial | Com ¦ Ice Rink Heat Recovery | 2032 | Technical | million_m3 | Before Competition Groups | 3.1583 | 0 | 0 | 2137.8482 | 0.0014773 | 37 | Commercial_2032_Technical_million_m3_Before Competition Groups_37 | Ice Rink Heat Recovery | 0.1477% | 0 | 3.1583 | Commercial_2032_Technical_million_m3_Before Competition Groups_Ice Rink Heat Recovery
Commercial | Com ¦ Dock Door Seals | 2032 | Technical | million_m3 | Before Competition Groups | 2.4281 | 0 | 0 | 2137.8482 | 0.0011358 | 38 | Commercial_2032_Technical_million_m3_Before Competition Groups_38 | Dock Door Seals | 0.1136% | 0 | 2.4281 | Commercial_2032_Technical_million_m3_Before Competition Groups_Dock Door Seals
Commercial | Com ¦ CEE Tier 2/Energy Star Clothes Washers | 2032 | Technical | million_m3 | Before Competition Groups | 1.269 | 0 | 0 | 2137.8482 | 0.00059357 | 39 | Commercial_2032_Technical_million_m3_Before Competition Groups_39 | CEE Tier 2/Energy Star Clothes Washers | 0.05936% | 0 | 1.269 | Commercial_2032_Technical_million_m3_Before Competition Groups_CEE Tier 2/Energy Star Clothes Washers
Commercial | Com ¦ Drain Water Heat Recovery (DWHR) ¦ Retro | 2032 | Technical | million_m3 | Before Competition Groups | 1.0399 | 0 | 0 | 2137.8482 | 0.00048644 | 40 | Commercial_2032_Technical_million_m3_Before Competition Groups_40 | Drain Water Heat Recovery (DWHR) ¦ Retro | 0.04864% | 0 | 1.0399 | Commercial_2032_Technical_million_m3_Before Competition Groups_Drain Water Heat Recovery (DWHR) ¦ Retro
Commercial | Com ¦ Low Flow Pre-Rinse Spray Nozzle | 2032 | Technical | million_m3 | Before Competition Groups | 0.69766 | 0 | 0 | 2137.8482 | 0.00032634 | 41 | Commercial_2032_Technical_million_m3_Before Competition Groups_41 | Low Flow Pre-Rinse Spray Nozzle | 0.03263% | 0 | 0.69766 | Commercial_2032_Technical_million_m3_Before Competition Groups_Low Flow Pre-Rinse Spray Nozzle
Commercial | Com ¦ ENERGY STAR Steam Cooker | 2032 | Technical | million_m3 | Before Competition Groups | 0.59596 | 0 | 0 | 2137.8482 | 0.00027877 | 42 | Commercial_2032_Technical_million_m3_Before Competition Groups_42 | ENERGY STAR Steam Cooker | 0.02788% | 0 | 0.59596 | Commercial_2032_Technical_million_m3_Before Competition Groups_ENERGY STAR Steam Cooker
Commercial | Com ¦ Drain Water Heat Recovery (DWHR) ¦New | 2032 | Technical | million_m3 | Before Competition Groups | 0.53391 | 0 | 0 | 2137.8482 | 0.00024974 | 43 | Commercial_2032_Technical_million_m3_Before Competition Groups_43 | Drain Water Heat Recovery (DWHR) ¦New | 0.02497% | 0 | 0.53391 | Commercial_2032_Technical_million_m3_Before Competition Groups_Drain Water Heat Recovery (DWHR) ¦New
Commercial | Com ¦ Solar Water Preheat (Pools/DHW) | 2032 | Technical | million_m3 | Before Competition Groups | 0.2911 | 0 | 0 | 2137.8482 | 0.00013616 | 44 | Commercial_2032_Technical_million_m3_Before Competition Groups_44 | Solar Water Preheat (Pools/DHW) | 0.01362% | 0 | 0.2911 | Commercial_2032_Technical_million_m3_Before Competition Groups_Solar Water Preheat (Pools/DHW)
Commercial | Com ¦ Air Curtains | 2032 | Technical | million_m3 | Before Competition Groups | 0.14395 | 0 | 0 | 2137.8482 | 6.7334e-05 | 45 | Commercial_2032_Technical_million_m3_Before Competition Groups_45 | Air Curtains | 0.006733% | 0 | 0.14395 | Commercial_2032_Technical_million_m3_Before Competition Groups_Air Curtains
Commercial | Com ¦ Gas Convection Oven | 2032 | Technical | million_m3 | Before Competition Groups | 0.14115 | 0 | 0 | 2137.8482 | 6.6023e-05 | 46 | Commercial_2032_Technical_million_m3_Before Competition Groups_46 | Gas Convection Oven | 0.006602% | 0 | 0.14115 | Commercial_2032_Technical_million_m3_Before Competition Groups_Gas Convection Oven
Commercial | Com ¦ Solar Preheat Make up Air | 2032 | Technical | million_m3 | Before Competition Groups | 0.056856 | 0 | 0 | 2137.8482 | 2.6595e-05 | 47 | Commercial_2032_Technical_million_m3_Before Competition Groups_47 | Solar Preheat Make up Air | 0.002659% | 0 | 0.056856 | Commercial_2032_Technical_million_m3_Before Competition Groups_Solar Preheat Make up Air
Commercial | Com ¦ Super High Perf Glazing ¦RET | 2032 | Technical | million_m3 | Before Competition Groups | 0.051376 | 0 | 0 | 2137.8482 | 2.4032e-05 | 48 | Commercial_2032_Technical_million_m3_Before Competition Groups_48 | Super High Perf Glazing ¦RET | 0.002403% | 0 | 0.051376 | Commercial_2032_Technical_million_m3_Before Competition Groups_Super High Perf Glazing ¦RET
Commercial | Com ¦ Super High Perf Glazing ¦New | 2032 | Technical | million_m3 | Before Competition Groups | 0.026992 | 0 | 0 | 2137.8482 | 1.2626e-05 | 49 | Commercial_2032_Technical_million_m3_Before Competition Groups_49 | Super High Perf Glazing ¦New | 0.001263% | 0 | 0.026992 | Commercial_2032_Technical_million_m3_Before Competition Groups_Super High Perf Glazing ¦New
Commercial | Com ¦ Condensing Boiler ¦ Std | 2033 | Economic | million_m3 | Before Competition Groups | 287.9935 | 0 | 0 | 1970.017 | 0.14619 | 1 | Commercial_2033_Economic_million_m3_Before Competition Groups_1 | Condensing Boiler ¦ Std | 14.62% | 0 | 287.9935 | Commercial_2033_Economic_million_m3_Before Competition Groups_Condensing Boiler ¦ Std
Commercial | Com ¦ Building Recommissioning, Operations and Maintenance (O&M) Improvements | 2033 | Economic | million_m3 | Before Competition Groups | 221.7436 | 0 | 0 | 1970.017 | 0.11256 | 2 | Commercial_2033_Economic_million_m3_Before Competition Groups_2 | Building Recommissioning, Operations and Maintenance (O&M) Improvements | 11.26% | 0 | 221.7436 | Commercial_2033_Economic_million_m3_Before Competition Groups_Building Recommissioning, Operations and Maintenance (O&M) Improvements
Commercial | Com ¦ Gas Fired Rooftop Units | 2033 | Economic | million_m3 | Before Competition Groups | 200.1929 | 0 | 0 | 1970.017 | 0.10162 | 3 | Commercial_2033_Economic_million_m3_Before Competition Groups_3 | Gas Fired Rooftop Units | 10.16% | 0 | 200.1929 | Commercial_2033_Economic_million_m3_Before Competition Groups_Gas Fired Rooftop Units
Commercial | Com ¦ Demand Control Ventilation | 2033 | Economic | million_m3 | Before Competition Groups | 199.5107 | 0 | 0 | 1970.017 | 0.10127 | 4 | Commercial_2033_Economic_million_m3_Before Competition Groups_4 | Demand Control Ventilation | 10.13% | 0 | 199.5107 | Commercial_2033_Economic_million_m3_Before Competition Groups_Demand Control Ventilation
Commercial | Com ¦ Boilers - Advanced Controls (Steam Systems) | 2033 | Economic | million_m3 | Before Competition Groups | 146.0213 | 0 | 0 | 1970.017 | 0.074122 | 5 | Commercial_2033_Economic_million_m3_Before Competition Groups_5 | Boilers - Advanced Controls (Steam Systems) | 7.412% | 0 | 146.0213 | Commercial_2033_Economic_million_m3_Before Competition Groups_Boilers - Advanced Controls (Steam Systems)
Commercial | Com ¦ Adaptive Thermostats | 2033 | Economic | million_m3 | Before Competition Groups | 133.0787 | 0 | 0 | 1970.017 | 0.067552 | 6 | Commercial_2033_Economic_million_m3_Before Competition Groups_6 | Adaptive Thermostats | 6.755% | 0 | 133.0787 | Commercial_2033_Economic_million_m3_Before Competition Groups_Adaptive Thermostats
Commercial | Com ¦ Condensing Make Up Air Unit | 2033 | Economic | million_m3 | Before Competition Groups | 99.8057 | 0 | 0 | 1970.017 | 0.050662 | 7 | Commercial_2033_Economic_million_m3_Before Competition Groups_7 | Condensing Make Up Air Unit | 5.066% | 0 | 99.8057 | Commercial_2033_Economic_million_m3_Before Competition Groups_Condensing Make Up Air Unit
Commercial | Com ¦ Air Handler with Dedicated Outdoor Air Systems | 2033 | Economic | million_m3 | Before Competition Groups | 82.7258 | 0 | 0 | 1970.017 | 0.041992 | 8 | Commercial_2033_Economic_million_m3_Before Competition Groups_8 | Air Handler with Dedicated Outdoor Air Systems | 4.199% | 0 | 82.7258 | Commercial_2033_Economic_million_m3_Before Competition Groups_Air Handler with Dedicated Outdoor Air Systems
Commercial | Com ¦ Gas Fired Heat Pump | 2033 | Economic | million_m3 | Before Competition Groups | 82.4038 | 0 | 0 | 1970.017 | 0.041829 | 9 | Commercial_2033_Economic_million_m3_Before Competition Groups_9 | Gas Fired Heat Pump | 4.183% | 0 | 82.4038 | Commercial_2033_Economic_million_m3_Before Competition Groups_Gas Fired Heat Pump
Commercial | Com ¦ Advanced BAS/Controllers | 2033 | Economic | million_m3 | Before Competition Groups | 75.3793 | 0 | 0 | 1970.017 | 0.038263 | 10 | Commercial_2033_Economic_million_m3_Before Competition Groups_10 | Advanced BAS/Controllers | 3.826% | 0 | 75.3793 | Commercial_2033_Economic_million_m3_Before Competition Groups_Advanced BAS/Controllers
Commercial | Com ¦ Demand Control Kitchen Ventilation | 2033 | Economic | million_m3 | Before Competition Groups | 69.9299 | 0 | 0 | 1970.017 | 0.035497 | 11 | Commercial_2033_Economic_million_m3_Before Competition Groups_11 | Demand Control Kitchen Ventilation | 3.55% | 0 | 69.9299 | Commercial_2033_Economic_million_m3_Before Competition Groups_Demand Control Kitchen Ventilation
Commercial | Com ¦ Education and Capacity Building/Energy Behavior | 2033 | Economic | million_m3 | Before Competition Groups | 68.8316 | 0 | 0 | 1970.017 | 0.03494 | 12 | Commercial_2033_Economic_million_m3_Before Competition Groups_12 | Education and Capacity Building/Energy Behavior | 3.494% | 0 | 68.8316 | Commercial_2033_Economic_million_m3_Before Competition Groups_Education and Capacity Building/Energy Behavior
Commercial | Com ¦ Condensing Unit Heaters or other Efficient Unit Heating System | 2033 | Economic | million_m3 | Before Competition Groups | 58.7369 | 0 | 0 | 1970.017 | 0.029815 | 13 | Commercial_2033_Economic_million_m3_Before Competition Groups_13 | Condensing Unit Heaters or other Efficient Unit Heating System | 2.982% | 0 | 58.7369 | Commercial_2033_Economic_million_m3_Before Competition Groups_Condensing Unit Heaters or other Efficient Unit Heating System
Commercial | Com ¦ Steam System Optimization | 2033 | Economic | million_m3 | Before Competition Groups | 44.5015 | 0 | 0 | 1970.017 | 0.022589 | 14 | Commercial_2033_Economic_million_m3_Before Competition Groups_14 | Steam System Optimization | 2.259% | 0 | 44.5015 | Commercial_2033_Economic_million_m3_Before Competition Groups_Steam System Optimization
Commercial | Com ¦ Destratification | 2033 | Economic | million_m3 | Before Competition Groups | 42.6399 | 0 | 0 | 1970.017 | 0.021644 | 15 | Commercial_2033_Economic_million_m3_Before Competition Groups_15 | Destratification | 2.164% | 0 | 42.6399 | Commercial_2033_Economic_million_m3_Before Competition Groups_Destratification
Commercial | Com ¦ Furnace Tune-Up | 2033 | Economic | million_m3 | Before Competition Groups | 41.9551 | 0 | 0 | 1970.017 | 0.021297 | 16 | Commercial_2033_Economic_million_m3_Before Competition Groups_16 | Furnace Tune-Up | 2.13% | 0 | 41.9551 | Commercial_2033_Economic_million_m3_Before Competition Groups_Furnace Tune-Up
Commercial | Com ¦ Wall Insulation | 2033 | Economic | million_m3 | Before Competition Groups | 23.4628 | 0 | 0 | 1970.017 | 0.01191 | 17 | Commercial_2033_Economic_million_m3_Before Competition Groups_17 | Wall Insulation | 1.191% | 0 | 23.4628 | Commercial_2033_Economic_million_m3_Before Competition Groups_Wall Insulation
Commercial | Com ¦ Energy Efficient Laboratory Fume Hood | 2033 | Economic | million_m3 | Before Competition Groups | 16.5667 | 0 | 0 | 1970.017 | 0.0084094 | 18 | Commercial_2033_Economic_million_m3_Before Competition Groups_18 | Energy Efficient Laboratory Fume Hood | 0.8409% | 0 | 16.5667 | Commercial_2033_Economic_million_m3_Before Competition Groups_Energy Efficient Laboratory Fume Hood
Commercial | Com ¦ Demand controlled Circulating Systems | 2033 | Economic | million_m3 | Before Competition Groups | 12.3252 | 0 | 0 | 1970.017 | 0.0062564 | 19 | Commercial_2033_Economic_million_m3_Before Competition Groups_19 | Demand controlled Circulating Systems | 0.6256% | 0 | 12.3252 | Commercial_2033_Economic_million_m3_Before Competition Groups_Demand controlled Circulating Systems
Commercial | Com ¦ Duct Insulation, R8 | 2033 | Economic | million_m3 | Before Competition Groups | 9.6285 | 0 | 0 | 1970.017 | 0.0048875 | 20 | Commercial_2033_Economic_million_m3_Before Competition Groups_20 | Duct Insulation, R8 | 0.4888% | 0 | 9.6285 | Commercial_2033_Economic_million_m3_Before Competition Groups_Duct Insulation, R8
Commercial | Com ¦ Infrared Heaters | 2033 | Economic | million_m3 | Before Competition Groups | 8.7152 | 0 | 0 | 1970.017 | 0.0044239 | 21 | Commercial_2033_Economic_million_m3_Before Competition Groups_21 | Infrared Heaters | 0.4424% | 0 | 8.7152 | Commercial_2033_Economic_million_m3_Before Competition Groups_Infrared Heaters
Commercial | Com ¦ ENERGY STAR Fryer (84% eff) | 2033 | Economic | million_m3 | Before Competition Groups | 8.6951 | 0 | 0 | 1970.017 | 0.0044137 | 22 | Commercial_2033_Economic_million_m3_Before Competition Groups_22 | ENERGY STAR Fryer (84% eff) | 0.4414% | 0 | 8.6951 | Commercial_2033_Economic_million_m3_Before Competition Groups_ENERGY STAR Fryer (84% eff)
Commercial | Com ¦ Ozone Laundry Treatment | 2033 | Economic | million_m3 | Before Competition Groups | 7.6299 | 0 | 0 | 1970.017 | 0.003873 | 23 | Commercial_2033_Economic_million_m3_Before Competition Groups_23 | Ozone Laundry Treatment | 0.3873% | 0 | 7.6299 | Commercial_2033_Economic_million_m3_Before Competition Groups_Ozone Laundry Treatment
Commercial | Com ¦ High Efficiency Underfired Broilers | 2033 | Economic | million_m3 | Before Competition Groups | 7.3796 | 0 | 0 | 1970.017 | 0.003746 | 24 | Commercial_2033_Economic_million_m3_Before Competition Groups_24 | High Efficiency Underfired Broilers | 0.3746% | 0 | 7.3796 | Commercial_2033_Economic_million_m3_Before Competition Groups_High Efficiency Underfired Broilers
Commercial | Com ¦ ENERGY STAR Griddle (74% eff) | 2033 | Economic | million_m3 | Before Competition Groups | 5.7078 | 0 | 0 | 1970.017 | 0.0028973 | 25 | Commercial_2033_Economic_million_m3_Before Competition Groups_25 | ENERGY STAR Griddle (74% eff) | 0.2897% | 0 | 5.7078 | Commercial_2033_Economic_million_m3_Before Competition Groups_ENERGY STAR Griddle (74% eff)
Commercial | Com ¦ ENERGY STAR Dishwasher | 2033 | Economic | million_m3 | Before Competition Groups | 3.8402 | 0 | 0 | 1970.017 | 0.0019493 | 26 | Commercial_2033_Economic_million_m3_Before Competition Groups_26 | ENERGY STAR Dishwasher | 0.1949% | 0 | 3.8402 | Commercial_2033_Economic_million_m3_Before Competition Groups_ENERGY STAR Dishwasher
Commercial | Com ¦ Energy Recovery Ventilation and Ventilation (Enhanced) | 2033 | Economic | million_m3 | Before Competition Groups | 3.1464 | 0 | 0 | 1970.017 | 0.0015972 | 27 | Commercial_2033_Economic_million_m3_Before Competition Groups_27 | Energy Recovery Ventilation and Ventilation (Enhanced) | 0.1597% | 0 | 3.1464 | Commercial_2033_Economic_million_m3_Before Competition Groups_Energy Recovery Ventilation and Ventilation (Enhanced)
Commercial | Com ¦ Heat Recovery Ventilator | 2033 | Economic | million_m3 | Before Competition Groups | 2.4503 | 0 | 0 | 1970.017 | 0.0012438 | 28 | Commercial_2033_Economic_million_m3_Before Competition Groups_28 | Heat Recovery Ventilator | 0.1244% | 0 | 2.4503 | Commercial_2033_Economic_million_m3_Before Competition Groups_Heat Recovery Ventilator
Commercial | Com ¦ CEE Tier 2/Energy Star Clothes Washers | 2033 | Economic | million_m3 | Before Competition Groups | 1.3091 | 0 | 0 | 1970.017 | 0.00066451 | 29 | Commercial_2033_Economic_million_m3_Before Competition Groups_29 | CEE Tier 2/Energy Star Clothes Washers | 0.06645% | 0 | 1.3091 | Commercial_2033_Economic_million_m3_Before Competition Groups_CEE Tier 2/Energy Star Clothes Washers
Commercial | Com ¦ Drain Water Heat Recovery (DWHR) ¦ Retro | 2033 | Economic | million_m3 | Before Competition Groups | 1.019 | 0 | 0 | 1970.017 | 0.00051727 | 30 | Commercial_2033_Economic_million_m3_Before Competition Groups_30 | Drain Water Heat Recovery (DWHR) ¦ Retro | 0.05173% | 0 | 1.019 | Commercial_2033_Economic_million_m3_Before Competition Groups_Drain Water Heat Recovery (DWHR) ¦ Retro
Commercial | Com ¦ Low Flow Pre-Rinse Spray Nozzle | 2033 | Economic | million_m3 | Before Competition Groups | 0.70408 | 0 | 0 | 1970.017 | 0.0003574 | 31 | Commercial_2033_Economic_million_m3_Before Competition Groups_31 | Low Flow Pre-Rinse Spray Nozzle | 0.03574% | 0 | 0.70408 | Commercial_2033_Economic_million_m3_Before Competition Groups_Low Flow Pre-Rinse Spray Nozzle
Commercial | Com ¦ ENERGY STAR Steam Cooker | 2033 | Economic | million_m3 | Before Competition Groups | 0.62218 | 0 | 0 | 1970.017 | 0.00031582 | 32 | Commercial_2033_Economic_million_m3_Before Competition Groups_32 | ENERGY STAR Steam Cooker | 0.03158% | 0 | 0.62218 | Commercial_2033_Economic_million_m3_Before Competition Groups_ENERGY STAR Steam Cooker
Commercial | Com ¦ Drain Water Heat Recovery (DWHR) ¦New | 2033 | Economic | million_m3 | Before Competition Groups | 0.56717 | 0 | 0 | 1970.017 | 0.0002879 | 33 | Commercial_2033_Economic_million_m3_Before Competition Groups_33 | Drain Water Heat Recovery (DWHR) ¦New | 0.02879% | 0 | 0.56717 | Commercial_2033_Economic_million_m3_Before Competition Groups_Drain Water Heat Recovery (DWHR) ¦New
Commercial | Com ¦ Gas Heat Pump Water Heater | 2033 | Economic | million_m3 | Before Competition Groups | 0.35968 | 0 | 0 | 1970.017 | 0.00018258 | 34 | Commercial_2033_Economic_million_m3_Before Competition Groups_34 | Gas Heat Pump Water Heater | 0.01826% | 0 | 0.35968 | Commercial_2033_Economic_million_m3_Before Competition Groups_Gas Heat Pump Water Heater
Commercial | Com ¦ Solar Water Preheat (Pools/DHW) | 2033 | Economic | million_m3 | Before Competition Groups | 0.29299 | 0 | 0 | 1970.017 | 0.00014872 | 35 | Commercial_2033_Economic_million_m3_Before Competition Groups_35 | Solar Water Preheat (Pools/DHW) | 0.01487% | 0 | 0.29299 | Commercial_2033_Economic_million_m3_Before Competition Groups_Solar Water Preheat (Pools/DHW)
Commercial | Com ¦ Air Curtains | 2033 | Economic | million_m3 | Before Competition Groups | 0.14498 | 0 | 0 | 1970.017 | 7.3595e-05 | 36 | Commercial_2033_Economic_million_m3_Before Competition Groups_36 | Air Curtains | 0.00736% | 0 | 0.14498 | Commercial_2033_Economic_million_m3_Before Competition Groups_Air Curtains
Commercial | Com ¦ Adaptive Thermostats | 2033 | SC A | million_m3 | Before Competition Groups | 86.2824 | 0 | 0 | 765.3975 | 0.11273 | 1 | Commercial_2033_SC A_million_m3_Before Competition Groups_1 | Adaptive Thermostats | 11.27% | 0 | 86.2824 | Commercial_2033_SC A_million_m3_Before Competition Groups_Adaptive Thermostats
Commercial | Com ¦ Demand Control Ventilation | 2033 | SC A | million_m3 | Before Competition Groups | 86.0945 | 0 | 0 | 765.3975 | 0.11248 | 2 | Commercial_2033_SC A_million_m3_Before Competition Groups_2 | Demand Control Ventilation | 11.25% | 0 | 86.0945 | Commercial_2033_SC A_million_m3_Before Competition Groups_Demand Control Ventilation
Commercial | Com ¦ Boilers - Advanced Controls (Steam Systems) | 2033 | SC A | million_m3 | Before Competition Groups | 71.9121 | 0 | 0 | 765.3975 | 0.093954 | 3 | Commercial_2033_SC A_million_m3_Before Competition Groups_3 | Boilers - Advanced Controls (Steam Systems) | 9.395% | 0 | 71.9121 | Commercial_2033_SC A_million_m3_Before Competition Groups_Boilers - Advanced Controls (Steam Systems)
Commercial | Com ¦ Building Recommissioning, Operations and Maintenance (O&M) Improvements | 2033 | SC A | million_m3 | Before Competition Groups | 64.0184 | 0 | 0 | 765.3975 | 0.083641 | 4 | Commercial_2033_SC A_million_m3_Before Competition Groups_4 | Building Recommissioning, Operations and Maintenance (O&M) Improvements | 8.364% | 0 | 64.0184 | Commercial_2033_SC A_million_m3_Before Competition Groups_Building Recommissioning, Operations and Maintenance (O&M) Improvements
Commercial | Com ¦ Gas Fired Rooftop Units | 2033 | SC A | million_m3 | Before Competition Groups | 57.3044 | 0 | 0 | 765.3975 | 0.074869 | 5 | Commercial_2033_SC A_million_m3_Before Competition Groups_5 | Gas Fired Rooftop Units | 7.487% | 0 | 57.3044 | Commercial_2033_SC A_million_m3_Before Competition Groups_Gas Fired Rooftop Units
Commercial | Com ¦ Condensing Boiler ¦ Std | 2033 | SC A | million_m3 | Before Competition Groups | 53.5607 | 0 | 0 | 765.3975 | 0.069978 | 6 | Commercial_2033_SC A_million_m3_Before Competition Groups_6 | Condensing Boiler ¦ Std | 6.998% | 0 | 53.5607 | Commercial_2033_SC A_million_m3_Before Competition Groups_Condensing Boiler ¦ Std
Commercial | Com ¦ Condensing Make Up Air Unit | 2033 | SC A | million_m3 | Before Competition Groups | 45.2951 | 0 | 0 | 765.3975 | 0.059179 | 7 | Commercial_2033_SC A_million_m3_Before Competition Groups_7 | Condensing Make Up Air Unit | 5.918% | 0 | 45.2951 | Commercial_2033_SC A_million_m3_Before Competition Groups_Condensing Make Up Air Unit
Commercial | Com ¦ Gas Fired Heat Pump | 2033 | SC A | million_m3 | Before Competition Groups | 37.6041 | 0 | 0 | 765.3975 | 0.04913 | 8 | Commercial_2033_SC A_million_m3_Before Competition Groups_8 | Gas Fired Heat Pump | 4.913% | 0 | 37.6041 | Commercial_2033_SC A_million_m3_Before Competition Groups_Gas Fired Heat Pump
Commercial | Com ¦ Demand Control Kitchen Ventilation | 2033 | SC A | million_m3 | Before Competition Groups | 35.3962 | 0 | 0 | 765.3975 | 0.046246 | 9 | Commercial_2033_SC A_million_m3_Before Competition Groups_9 | Demand Control Kitchen Ventilation | 4.625% | 0 | 35.3962 | Commercial_2033_SC A_million_m3_Before Competition Groups_Demand Control Kitchen Ventilation
Commercial | Com ¦ Air Handler with Dedicated Outdoor Air Systems | 2033 | SC A | million_m3 | Before Competition Groups | 35.2477 | 0 | 0 | 765.3975 | 0.046051 | 10 | Commercial_2033_SC A_million_m3_Before Competition Groups_10 | Air Handler with Dedicated Outdoor Air Systems | 4.605% | 0 | 35.2477 | Commercial_2033_SC A_million_m3_Before Competition Groups_Air Handler with Dedicated Outdoor Air Systems
Commercial | Com ¦ Advanced BAS/Controllers | 2033 | SC A | million_m3 | Before Competition Groups | 30.6131 | 0 | 0 | 765.3975 | 0.039996 | 11 | Commercial_2033_SC A_million_m3_Before Competition Groups_11 | Advanced BAS/Controllers | 4% | 0 | 30.6131 | Commercial_2033_SC A_million_m3_Before Competition Groups_Advanced BAS/Controllers
Commercial | Com ¦ Steam System Optimization | 2033 | SC A | million_m3 | Before Competition Groups | 29.7831 | 0 | 0 | 765.3975 | 0.038912 | 12 | Commercial_2033_SC A_million_m3_Before Competition Groups_12 | Steam System Optimization | 3.891% | 0 | 29.7831 | Commercial_2033_SC A_million_m3_Before Competition Groups_Steam System Optimization
Commercial | Com ¦ Furnace Tune-Up | 2033 | SC A | million_m3 | Before Competition Groups | 27.7297 | 0 | 0 | 765.3975 | 0.036229 | 13 | Commercial_2033_SC A_million_m3_Before Competition Groups_13 | Furnace Tune-Up | 3.623% | 0 | 27.7297 | Commercial_2033_SC A_million_m3_Before Competition Groups_Furnace Tune-Up
Commercial | Com ¦ Destratification | 2033 | SC A | million_m3 | Before Competition Groups | 27.3395 | 0 | 0 | 765.3975 | 0.035719 | 14 | Commercial_2033_SC A_million_m3_Before Competition Groups_14 | Destratification | 3.572% | 0 | 27.3395 | Commercial_2033_SC A_million_m3_Before Competition Groups_Destratification
Commercial | Com ¦ Condensing Unit Heaters or other Efficient Unit Heating System | 2033 | SC A | million_m3 | Before Competition Groups | 17.3852 | 0 | 0 | 765.3975 | 0.022714 | 15 | Commercial_2033_SC A_million_m3_Before Competition Groups_15 | Condensing Unit Heaters or other Efficient Unit Heating System | 2.271% | 0 | 17.3852 | Commercial_2033_SC A_million_m3_Before Competition Groups_Condensing Unit Heaters or other Efficient Unit Heating System
Commercial | Com ¦ Wall Insulation | 2033 | SC A | million_m3 | Before Competition Groups | 15.4539 | 0 | 0 | 765.3975 | 0.020191 | 16 | Commercial_2033_SC A_million_m3_Before Competition Groups_16 | Wall Insulation | 2.019% | 0 | 15.4539 | Commercial_2033_SC A_million_m3_Before Competition Groups_Wall Insulation
Commercial | Com ¦ Education and Capacity Building/Energy Behavior | 2033 | SC A | million_m3 | Before Competition Groups | 10.8637 | 0 | 0 | 765.3975 | 0.014194 | 17 | Commercial_2033_SC A_million_m3_Before Competition Groups_17 | Education and Capacity Building/Energy Behavior | 1.419% | 0 | 10.8637 | Commercial_2033_SC A_million_m3_Before Competition Groups_Education and Capacity Building/Energy Behavior
Commercial | Com ¦ Demand controlled Circulating Systems | 2033 | SC A | million_m3 | Before Competition Groups | 7.5357 | 0 | 0 | 765.3975 | 0.0098454 | 18 | Commercial_2033_SC A_million_m3_Before Competition Groups_18 | Demand controlled Circulating Systems | 0.9845% | 0 | 7.5357 | Commercial_2033_SC A_million_m3_Before Competition Groups_Demand controlled Circulating Systems
Commercial | Com ¦ Duct Insulation, R8 | 2033 | SC A | million_m3 | Before Competition Groups | 4.7834 | 0 | 0 | 765.3975 | 0.0062496 | 19 | Commercial_2033_SC A_million_m3_Before Competition Groups_19 | Duct Insulation, R8 | 0.625% | 0 | 4.7834 | Commercial_2033_SC A_million_m3_Before Competition Groups_Duct Insulation, R8
Commercial | Com ¦ High Efficiency Underfired Broilers | 2033 | SC A | million_m3 | Before Competition Groups | 4.6706 | 0 | 0 | 765.3975 | 0.0061022 | 20 | Commercial_2033_SC A_million_m3_Before Competition Groups_20 | High Efficiency Underfired Broilers | 0.6102% | 0 | 4.6706 | Commercial_2033_SC A_million_m3_Before Competition Groups_High Efficiency Underfired Broilers
Commercial | Com ¦ ENERGY STAR Fryer (84% eff) | 2033 | SC A | million_m3 | Before Competition Groups | 3.638 | 0 | 0 | 765.3975 | 0.0047531 | 21 | Commercial_2033_SC A_million_m3_Before Competition Groups_21 | ENERGY STAR Fryer (84% eff) | 0.4753% | 0 | 3.638 | Commercial_2033_SC A_million_m3_Before Competition Groups_ENERGY STAR Fryer (84% eff)
Commercial | Com ¦ Energy Efficient Laboratory Fume Hood | 2033 | SC A | million_m3 | Before Competition Groups | 2.6588 | 0 | 0 | 765.3975 | 0.0034737 | 22 | Commercial_2033_SC A_million_m3_Before Competition Groups_22 | Energy Efficient Laboratory Fume Hood | 0.3474% | 0 | 2.6588 | Commercial_2033_SC A_million_m3_Before Competition Groups_Energy Efficient Laboratory Fume Hood
Commercial | Com ¦ Ozone Laundry Treatment | 2033 | SC A | million_m3 | Before Competition Groups | 2.3685 | 0 | 0 | 765.3975 | 0.0030945 | 23 | Commercial_2033_SC A_million_m3_Before Competition Groups_23 | Ozone Laundry Treatment | 0.3094% | 0 | 2.3685 | Commercial_2033_SC A_million_m3_Before Competition Groups_Ozone Laundry Treatment
Commercial | Com ¦ Infrared Heaters | 2033 | SC A | million_m3 | Before Competition Groups | 2.1405 | 0 | 0 | 765.3975 | 0.0027966 | 24 | Commercial_2033_SC A_million_m3_Before Competition Groups_24 | Infrared Heaters | 0.2797% | 0 | 2.1405 | Commercial_2033_SC A_million_m3_Before Competition Groups_Infrared Heaters
Commercial | Com ¦ ENERGY STAR Dishwasher | 2033 | SC A | million_m3 | Before Competition Groups | 1.4521 | 0 | 0 | 765.3975 | 0.0018972 | 25 | Commercial_2033_SC A_million_m3_Before Competition Groups_25 | ENERGY STAR Dishwasher | 0.1897% | 0 | 1.4521 | Commercial_2033_SC A_million_m3_Before Competition Groups_ENERGY STAR Dishwasher
Commercial | Com ¦ ENERGY STAR Griddle (74% eff) | 2033 | SC A | million_m3 | Before Competition Groups | 1.2762 | 0 | 0 | 765.3975 | 0.0016674 | 26 | Commercial_2033_SC A_million_m3_Before Competition Groups_26 | ENERGY STAR Griddle (74% eff) | 0.1667% | 0 | 1.2762 | Commercial_2033_SC A_million_m3_Before Competition Groups_ENERGY STAR Griddle (74% eff)
Commercial | Com ¦ CEE Tier 2/Energy Star Clothes Washers | 2033 | SC A | million_m3 | Before Competition Groups | 0.74179 | 0 | 0 | 765.3975 | 0.00096916 | 27 | Commercial_2033_SC A_million_m3_Before Competition Groups_27 | CEE Tier 2/Energy Star Clothes Washers | 0.09692% | 0 | 0.74179 | Commercial_2033_SC A_million_m3_Before Competition Groups_CEE Tier 2/Energy Star Clothes Washers
Commercial | Com ¦ Drain Water Heat Recovery (DWHR) ¦ Retro | 2033 | SC A | million_m3 | Before Competition Groups | 0.69738 | 0 | 0 | 765.3975 | 0.00091114 | 28 | Commercial_2033_SC A_million_m3_Before Competition Groups_28 | Drain Water Heat Recovery (DWHR) ¦ Retro | 0.09111% | 0 | 0.69738 | Commercial_2033_SC A_million_m3_Before Competition Groups_Drain Water Heat Recovery (DWHR) ¦ Retro
Commercial | Com ¦ Energy Recovery Ventilation and Ventilation (Enhanced) | 2033 | SC A | million_m3 | Before Competition Groups | 0.44872 | 0 | 0 | 765.3975 | 0.00058625 | 29 | Commercial_2033_SC A_million_m3_Before Competition Groups_29 | Energy Recovery Ventilation and Ventilation (Enhanced) | 0.05863% | 0 | 0.44872 | Commercial_2033_SC A_million_m3_Before Competition Groups_Energy Recovery Ventilation and Ventilation (Enhanced)
Commercial | Com ¦ ENERGY STAR Steam Cooker | 2033 | SC A | million_m3 | Before Competition Groups | 0.40259 | 0 | 0 | 765.3975 | 0.00052599 | 30 | Commercial_2033_SC A_million_m3_Before Competition Groups_30 | ENERGY STAR Steam Cooker | 0.0526% | 0 | 0.40259 | Commercial_2033_SC A_million_m3_Before Competition Groups_ENERGY STAR Steam Cooker
Commercial | Com ¦ Low Flow Pre-Rinse Spray Nozzle | 2033 | SC A | million_m3 | Before Competition Groups | 0.35983 | 0 | 0 | 765.3975 | 0.00047012 | 31 | Commercial_2033_SC A_million_m3_Before Competition Groups_31 | Low Flow Pre-Rinse Spray Nozzle | 0.04701% | 0 | 0.35983 | Commercial_2033_SC A_million_m3_Before Competition Groups_Low Flow Pre-Rinse Spray Nozzle
Commercial | Com ¦ Drain Water Heat Recovery (DWHR) ¦New | 2033 | SC A | million_m3 | Before Competition Groups | 0.20835 | 0 | 0 | 765.3975 | 0.00027221 | 32 | Commercial_2033_SC A_million_m3_Before Competition Groups_32 | Drain Water Heat Recovery (DWHR) ¦New | 0.02722% | 0 | 0.20835 | Commercial_2033_SC A_million_m3_Before Competition Groups_Drain Water Heat Recovery (DWHR) ¦New
Commercial | Com ¦ Solar Water Preheat (Pools/DHW) | 2033 | SC A | million_m3 | Before Competition Groups | 0.069302 | 0 | 0 | 765.3975 | 9.0544e-05 | 33 | Commercial_2033_SC A_million_m3_Before Competition Groups_33 | Solar Water Preheat (Pools/DHW) | 0.009054% | 0 | 0.069302 | Commercial_2033_SC A_million_m3_Before Competition Groups_Solar Water Preheat (Pools/DHW)
Commercial | Com ¦ Heat Recovery Ventilator | 2033 | SC A | million_m3 | Before Competition Groups | 0.060115 | 0 | 0 | 765.3975 | 7.8541e-05 | 34 | Commercial_2033_SC A_million_m3_Before Competition Groups_34 | Heat Recovery Ventilator | 0.007854% | 0 | 0.060115 | Commercial_2033_SC A_million_m3_Before Competition Groups_Heat Recovery Ventilator
Commercial | Com ¦ Gas Heat Pump Water Heater | 2033 | SC A | million_m3 | Before Competition Groups | 0.0017256 | 0 | 0 | 765.3975 | 2.2545e-06 | 35 | Commercial_2033_SC A_million_m3_Before Competition Groups_35 | Gas Heat Pump Water Heater | 0.0002255% | 0 | 0.0017256 | Commercial_2033_SC A_million_m3_Before Competition Groups_Gas Heat Pump Water Heater
Commercial | Com ¦ Air Curtains | 2033 | SC A | million_m3 | Before Competition Groups | 0.00014615 | 0 | 0 | 765.3975 | 1.9095e-07 | 36 | Commercial_2033_SC A_million_m3_Before Competition Groups_36 | Air Curtains | 1.91e-05% | 0 | 0.00014615 | Commercial_2033_SC A_million_m3_Before Competition Groups_Air Curtains
Commercial | Com ¦ Condensing Boiler ¦ Std | 2033 | SC B | million_m3 | Before Competition Groups | 165.4382 | 0 | 0 | 1418.0183 | 0.11667 | 1 | Commercial_2033_SC B_million_m3_Before Competition Groups_1 | Condensing Boiler ¦ Std | 11.67% | 0 | 165.4382 | Commercial_2033_SC B_million_m3_Before Competition Groups_Condensing Boiler ¦ Std
Commercial | Com ¦ Demand Control Ventilation | 2033 | SC B | million_m3 | Before Competition Groups | 160.8723 | 0 | 0 | 1418.0183 | 0.11345 | 2 | Commercial_2033_SC B_million_m3_Before Competition Groups_2 | Demand Control Ventilation | 11.34% | 0 | 160.8723 | Commercial_2033_SC B_million_m3_Before Competition Groups_Demand Control Ventilation
Commercial | Com ¦ Building Recommissioning, Operations and Maintenance (O&M) Improvements | 2033 | SC B | million_m3 | Before Competition Groups | 133.4478 | 0 | 0 | 1418.0183 | 0.094109 | 3 | Commercial_2033_SC B_million_m3_Before Competition Groups_3 | Building Recommissioning, Operations and Maintenance (O&M) Improvements | 9.411% | 0 | 133.4478 | Commercial_2033_SC B_million_m3_Before Competition Groups_Building Recommissioning, Operations and Maintenance (O&M) Improvements
Commercial | Com ¦ Adaptive Thermostats | 2033 | SC B | million_m3 | Before Competition Groups | 129.7302 | 0 | 0 | 1418.0183 | 0.091487 | 4 | Commercial_2033_SC B_million_m3_Before Competition Groups_4 | Adaptive Thermostats | 9.149% | 0 | 129.7302 | Commercial_2033_SC B_million_m3_Before Competition Groups_Adaptive Thermostats
Commercial | Com ¦ Gas Fired Rooftop Units | 2033 | SC B | million_m3 | Before Competition Groups | 106.0339 | 0 | 0 | 1418.0183 | 0.074776 | 5 | Commercial_2033_SC B_million_m3_Before Competition Groups_5 | Gas Fired Rooftop Units | 7.478% | 0 | 106.0339 | Commercial_2033_SC B_million_m3_Before Competition Groups_Gas Fired Rooftop Units
Commercial | Com ¦ Air Handler with Dedicated Outdoor Air Systems | 2033 | SC B | million_m3 | Before Competition Groups | 89.6232 | 0 | 0 | 1418.0183 | 0.063203 | 6 | Commercial_2033_SC B_million_m3_Before Competition Groups_6 | Air Handler with Dedicated Outdoor Air Systems | 6.32% | 0 | 89.6232 | Commercial_2033_SC B_million_m3_Before Competition Groups_Air Handler with Dedicated Outdoor Air Systems
Commercial | Com ¦ Boilers - Advanced Controls (Steam Systems) | 2033 | SC B | million_m3 | Before Competition Groups | 73.5317 | 0 | 0 | 1418.0183 | 0.051855 | 7 | Commercial_2033_SC B_million_m3_Before Competition Groups_7 | Boilers - Advanced Controls (Steam Systems) | 5.186% | 0 | 73.5317 | Commercial_2033_SC B_million_m3_Before Competition Groups_Boilers - Advanced Controls (Steam Systems)
Commercial | Com ¦ Condensing Make Up Air Unit | 2033 | SC B | million_m3 | Before Competition Groups | 62.8731 | 0 | 0 | 1418.0183 | 0.044339 | 8 | Commercial_2033_SC B_million_m3_Before Competition Groups_8 | Condensing Make Up Air Unit | 4.434% | 0 | 62.8731 | Commercial_2033_SC B_million_m3_Before Competition Groups_Condensing Make Up Air Unit
Commercial | Com ¦ Demand Control Kitchen Ventilation | 2033 | SC B | million_m3 | Before Competition Groups | 56.472 | 0 | 0 | 1418.0183 | 0.039825 | 9 | Commercial_2033_SC B_million_m3_Before Competition Groups_9 | Demand Control Kitchen Ventilation | 3.982% | 0 | 56.472 | Commercial_2033_SC B_million_m3_Before Competition Groups_Demand Control Kitchen Ventilation
Commercial | Com ¦ Gas Fired Heat Pump | 2033 | SC B | million_m3 | Before Competition Groups | 54.3557 | 0 | 0 | 1418.0183 | 0.038332 | 10 | Commercial_2033_SC B_million_m3_Before Competition Groups_10 | Gas Fired Heat Pump | 3.833% | 0 | 54.3557 | Commercial_2033_SC B_million_m3_Before Competition Groups_Gas Fired Heat Pump
Commercial | Com ¦ Education and Capacity Building/Energy Behavior | 2033 | SC B | million_m3 | Before Competition Groups | 54.3186 | 0 | 0 | 1418.0183 | 0.038306 | 11 | Commercial_2033_SC B_million_m3_Before Competition Groups_11 | Education and Capacity Building/Energy Behavior | 3.831% | 0 | 54.3186 | Commercial_2033_SC B_million_m3_Before Competition Groups_Education and Capacity Building/Energy Behavior
Commercial | Com ¦ Advanced BAS/Controllers | 2033 | SC B | million_m3 | Before Competition Groups | 49.7972 | 0 | 0 | 1418.0183 | 0.035117 | 12 | Commercial_2033_SC B_million_m3_Before Competition Groups_12 | Advanced BAS/Controllers | 3.512% | 0 | 49.7972 | Commercial_2033_SC B_million_m3_Before Competition Groups_Advanced BAS/Controllers
Commercial | Com ¦ Steam System Optimization | 2033 | SC B | million_m3 | Before Competition Groups | 48.4268 | 0 | 0 | 1418.0183 | 0.034151 | 13 | Commercial_2033_SC B_million_m3_Before Competition Groups_13 | Steam System Optimization | 3.415% | 0 | 48.4268 | Commercial_2033_SC B_million_m3_Before Competition Groups_Steam System Optimization
Commercial | Com ¦ Destratification | 2033 | SC B | million_m3 | Before Competition Groups | 48.2324 | 0 | 0 | 1418.0183 | 0.034014 | 14 | Commercial_2033_SC B_million_m3_Before Competition Groups_14 | Destratification | 3.401% | 0 | 48.2324 | Commercial_2033_SC B_million_m3_Before Competition Groups_Destratification
Commercial | Com ¦ Furnace Tune-Up | 2033 | SC B | million_m3 | Before Competition Groups | 45.4812 | 0 | 0 | 1418.0183 | 0.032074 | 15 | Commercial_2033_SC B_million_m3_Before Competition Groups_15 | Furnace Tune-Up | 3.207% | 0 | 45.4812 | Commercial_2033_SC B_million_m3_Before Competition Groups_Furnace Tune-Up
Commercial | Com ¦ Condensing Unit Heaters or other Efficient Unit Heating System | 2033 | SC B | million_m3 | Before Competition Groups | 35.4469 | 0 | 0 | 1418.0183 | 0.024998 | 16 | Commercial_2033_SC B_million_m3_Before Competition Groups_16 | Condensing Unit Heaters or other Efficient Unit Heating System | 2.5% | 0 | 35.4469 | Commercial_2033_SC B_million_m3_Before Competition Groups_Condensing Unit Heaters or other Efficient Unit Heating System
Commercial | Com ¦ Wall Insulation | 2033 | SC B | million_m3 | Before Competition Groups | 25.5403 | 0 | 0 | 1418.0183 | 0.018011 | 17 | Commercial_2033_SC B_million_m3_Before Competition Groups_17 | Wall Insulation | 1.801% | 0 | 25.5403 | Commercial_2033_SC B_million_m3_Before Competition Groups_Wall Insulation
Commercial | Com ¦ Energy Efficient Laboratory Fume Hood | 2033 | SC B | million_m3 | Before Competition Groups | 17.8632 | 0 | 0 | 1418.0183 | 0.012597 | 18 | Commercial_2033_SC B_million_m3_Before Competition Groups_18 | Energy Efficient Laboratory Fume Hood | 1.26% | 0 | 17.8632 | Commercial_2033_SC B_million_m3_Before Competition Groups_Energy Efficient Laboratory Fume Hood
Commercial | Com ¦ Demand controlled Circulating Systems | 2033 | SC B | million_m3 | Before Competition Groups | 13.4166 | 0 | 0 | 1418.0183 | 0.0094615 | 19 | Commercial_2033_SC B_million_m3_Before Competition Groups_19 | Demand controlled Circulating Systems | 0.9461% | 0 | 13.4166 | Commercial_2033_SC B_million_m3_Before Competition Groups_Demand controlled Circulating Systems
Commercial | Com ¦ Duct Insulation, R8 | 2033 | SC B | million_m3 | Before Competition Groups | 10.4575 | 0 | 0 | 1418.0183 | 0.0073748 | 20 | Commercial_2033_SC B_million_m3_Before Competition Groups_20 | Duct Insulation, R8 | 0.7375% | 0 | 10.4575 | Commercial_2033_SC B_million_m3_Before Competition Groups_Duct Insulation, R8
Commercial | Com ¦ Ozone Laundry Treatment | 2033 | SC B | million_m3 | Before Competition Groups | 6.8985 | 0 | 0 | 1418.0183 | 0.0048649 | 21 | Commercial_2033_SC B_million_m3_Before Competition Groups_21 | Ozone Laundry Treatment | 0.4865% | 0 | 6.8985 | Commercial_2033_SC B_million_m3_Before Competition Groups_Ozone Laundry Treatment
Commercial | Com ¦ ENERGY STAR Fryer (84% eff) | 2033 | SC B | million_m3 | Before Competition Groups | 5.7785 | 0 | 0 | 1418.0183 | 0.004075 | 22 | Commercial_2033_SC B_million_m3_Before Competition Groups_22 | ENERGY STAR Fryer (84% eff) | 0.4075% | 0 | 5.7785 | Commercial_2033_SC B_million_m3_Before Competition Groups_ENERGY STAR Fryer (84% eff)
Commercial | Com ¦ High Efficiency Underfired Broilers | 2033 | SC B | million_m3 | Before Competition Groups | 5.4288 | 0 | 0 | 1418.0183 | 0.0038285 | 23 | Commercial_2033_SC B_million_m3_Before Competition Groups_23 | High Efficiency Underfired Broilers | 0.3828% | 0 | 5.4288 | Commercial_2033_SC B_million_m3_Before Competition Groups_High Efficiency Underfired Broilers
Commercial | Com ¦ Infrared Heaters | 2033 | SC B | million_m3 | Before Competition Groups | 4.8207 | 0 | 0 | 1418.0183 | 0.0033996 | 24 | Commercial_2033_SC B_million_m3_Before Competition Groups_24 | Infrared Heaters | 0.34% | 0 | 4.8207 | Commercial_2033_SC B_million_m3_Before Competition Groups_Infrared Heaters
Commercial | Com ¦ ENERGY STAR Griddle (74% eff) | 2033 | SC B | million_m3 | Before Competition Groups | 3.8346 | 0 | 0 | 1418.0183 | 0.0027042 | 25 | Commercial_2033_SC B_million_m3_Before Competition Groups_25 | ENERGY STAR Griddle (74% eff) | 0.2704% | 0 | 3.8346 | Commercial_2033_SC B_million_m3_Before Competition Groups_ENERGY STAR Griddle (74% eff)
Commercial | Com ¦ Energy Recovery Ventilation and Ventilation (Enhanced) | 2033 | SC B | million_m3 | Before Competition Groups | 2.2543 | 0 | 0 | 1418.0183 | 0.0015897 | 26 | Commercial_2033_SC B_million_m3_Before Competition Groups_26 | Energy Recovery Ventilation and Ventilation (Enhanced) | 0.159% | 0 | 2.2543 | Commercial_2033_SC B_million_m3_Before Competition Groups_Energy Recovery Ventilation and Ventilation (Enhanced)
Commercial | Com ¦ ENERGY STAR Dishwasher | 2033 | SC B | million_m3 | Before Competition Groups | 1.9614 | 0 | 0 | 1418.0183 | 0.0013832 | 27 | Commercial_2033_SC B_million_m3_Before Competition Groups_27 | ENERGY STAR Dishwasher | 0.1383% | 0 | 1.9614 | Commercial_2033_SC B_million_m3_Before Competition Groups_ENERGY STAR Dishwasher
Commercial | Com ¦ Heat Recovery Ventilator | 2033 | SC B | million_m3 | Before Competition Groups | 1.8628 | 0 | 0 | 1418.0183 | 0.0013137 | 28 | Commercial_2033_SC B_million_m3_Before Competition Groups_28 | Heat Recovery Ventilator | 0.1314% | 0 | 1.8628 | Commercial_2033_SC B_million_m3_Before Competition Groups_Heat Recovery Ventilator
Commercial | Com ¦ Drain Water Heat Recovery (DWHR) ¦ Retro | 2033 | SC B | million_m3 | Before Competition Groups | 1.1224 | 0 | 0 | 1418.0183 | 0.00079151 | 29 | Commercial_2033_SC B_million_m3_Before Competition Groups_29 | Drain Water Heat Recovery (DWHR) ¦ Retro | 0.07915% | 0 | 1.1224 | Commercial_2033_SC B_million_m3_Before Competition Groups_Drain Water Heat Recovery (DWHR) ¦ Retro
Commercial | Com ¦ CEE Tier 2/Energy Star Clothes Washers | 2033 | SC B | million_m3 | Before Competition Groups | 1.0262 | 0 | 0 | 1418.0183 | 0.00072366 | 30 | Commercial_2033_SC B_million_m3_Before Competition Groups_30 | CEE Tier 2/Energy Star Clothes Washers | 0.07237% | 0 | 1.0262 | Commercial_2033_SC B_million_m3_Before Competition Groups_CEE Tier 2/Energy Star Clothes Washers
Commercial | Com ¦ Low Flow Pre-Rinse Spray Nozzle | 2033 | SC B | million_m3 | Before Competition Groups | 0.50869 | 0 | 0 | 1418.0183 | 0.00035873 | 31 | Commercial_2033_SC B_million_m3_Before Competition Groups_31 | Low Flow Pre-Rinse Spray Nozzle | 0.03587% | 0 | 0.50869 | Commercial_2033_SC B_million_m3_Before Competition Groups_Low Flow Pre-Rinse Spray Nozzle
Commercial | Com ¦ ENERGY STAR Steam Cooker | 2033 | SC B | million_m3 | Before Competition Groups | 0.41355 | 0 | 0 | 1418.0183 | 0.00029164 | 32 | Commercial_2033_SC B_million_m3_Before Competition Groups_32 | ENERGY STAR Steam Cooker | 0.02916% | 0 | 0.41355 | Commercial_2033_SC B_million_m3_Before Competition Groups_ENERGY STAR Steam Cooker
Commercial | Com ¦ Drain Water Heat Recovery (DWHR) ¦New | 2033 | SC B | million_m3 | Before Competition Groups | 0.30437 | 0 | 0 | 1418.0183 | 0.00021464 | 33 | Commercial_2033_SC B_million_m3_Before Competition Groups_33 | Drain Water Heat Recovery (DWHR) ¦New | 0.02146% | 0 | 0.30437 | Commercial_2033_SC B_million_m3_Before Competition Groups_Drain Water Heat Recovery (DWHR) ¦New
Commercial | Com ¦ Gas Heat Pump Water Heater | 2033 | SC B | million_m3 | Before Competition Groups | 0.1642 | 0 | 0 | 1418.0183 | 0.0001158 | 34 | Commercial_2033_SC B_million_m3_Before Competition Groups_34 | Gas Heat Pump Water Heater | 0.01158% | 0 | 0.1642 | Commercial_2033_SC B_million_m3_Before Competition Groups_Gas Heat Pump Water Heater
Commercial | Com ¦ Solar Water Preheat (Pools/DHW) | 2033 | SC B | million_m3 | Before Competition Groups | 0.14842 | 0 | 0 | 1418.0183 | 0.00010467 | 35 | Commercial_2033_SC B_million_m3_Before Competition Groups_35 | Solar Water Preheat (Pools/DHW) | 0.01047% | 0 | 0.14842 | Commercial_2033_SC B_million_m3_Before Competition Groups_Solar Water Preheat (Pools/DHW)
Commercial | Com ¦ Air Curtains | 2033 | SC B | million_m3 | Before Competition Groups | 0.13184 | 0 | 0 | 1418.0183 | 9.2975e-05 | 36 | Commercial_2033_SC B_million_m3_Before Competition Groups_36 | Air Curtains | 0.009298% | 0 | 0.13184 | Commercial_2033_SC B_million_m3_Before Competition Groups_Air Curtains
Commercial | Com ¦ Demand Control Ventilation | 2033 | SC C | million_m3 | Before Competition Groups | 96.2492 | 0 | 0 | 852.0373 | 0.11296 | 1 | Commercial_2033_SC C_million_m3_Before Competition Groups_1 | Demand Control Ventilation | 11.3% | 0 | 96.2492 | Commercial_2033_SC C_million_m3_Before Competition Groups_Demand Control Ventilation
Commercial | Com ¦ Condensing Boiler ¦ Std | 2033 | SC C | million_m3 | Before Competition Groups | 90.7339 | 0 | 0 | 852.0373 | 0.10649 | 2 | Commercial_2033_SC C_million_m3_Before Competition Groups_2 | Condensing Boiler ¦ Std | 10.65% | 0 | 90.7339 | Commercial_2033_SC C_million_m3_Before Competition Groups_Condensing Boiler ¦ Std
Commercial | Com ¦ Adaptive Thermostats | 2033 | SC C | million_m3 | Before Competition Groups | 86.4893 | 0 | 0 | 852.0373 | 0.10151 | 3 | Commercial_2033_SC C_million_m3_Before Competition Groups_3 | Adaptive Thermostats | 10.15% | 0 | 86.4893 | Commercial_2033_SC C_million_m3_Before Competition Groups_Adaptive Thermostats
Commercial | Com ¦ Boilers - Advanced Controls (Steam Systems) | 2033 | SC C | million_m3 | Before Competition Groups | 73.5324 | 0 | 0 | 852.0373 | 0.086302 | 4 | Commercial_2033_SC C_million_m3_Before Competition Groups_4 | Boilers - Advanced Controls (Steam Systems) | 8.63% | 0 | 73.5324 | Commercial_2033_SC C_million_m3_Before Competition Groups_Boilers - Advanced Controls (Steam Systems)
Commercial | Com ¦ Building Recommissioning, Operations and Maintenance (O&M) Improvements | 2033 | SC C | million_m3 | Before Competition Groups | 65.8091 | 0 | 0 | 852.0373 | 0.077237 | 5 | Commercial_2033_SC C_million_m3_Before Competition Groups_5 | Building Recommissioning, Operations and Maintenance (O&M) Improvements | 7.724% | 0 | 65.8091 | Commercial_2033_SC C_million_m3_Before Competition Groups_Building Recommissioning, Operations and Maintenance (O&M) Improvements
Commercial | Com ¦ Gas Fired Rooftop Units | 2033 | SC C | million_m3 | Before Competition Groups | 58.4401 | 0 | 0 | 852.0373 | 0.068589 | 6 | Commercial_2033_SC C_million_m3_Before Competition Groups_6 | Gas Fired Rooftop Units | 6.859% | 0 | 58.4401 | Commercial_2033_SC C_million_m3_Before Competition Groups_Gas Fired Rooftop Units
Commercial | Com ¦ Condensing Make Up Air Unit | 2033 | SC C | million_m3 | Before Competition Groups | 48.3467 | 0 | 0 | 852.0373 | 0.056743 | 7 | Commercial_2033_SC C_million_m3_Before Competition Groups_7 | Condensing Make Up Air Unit | 5.674% | 0 | 48.3467 | Commercial_2033_SC C_million_m3_Before Competition Groups_Condensing Make Up Air Unit
Commercial | Com ¦ Air Handler with Dedicated Outdoor Air Systems | 2033 | SC C | million_m3 | Before Competition Groups | 43.3021 | 0 | 0 | 852.0373 | 0.050822 | 8 | Commercial_2033_SC C_million_m3_Before Competition Groups_8 | Air Handler with Dedicated Outdoor Air Systems | 5.082% | 0 | 43.3021 | Commercial_2033_SC C_million_m3_Before Competition Groups_Air Handler with Dedicated Outdoor Air Systems
Commercial | Com ¦ Gas Fired Heat Pump | 2033 | SC C | million_m3 | Before Competition Groups | 42.1543 | 0 | 0 | 852.0373 | 0.049475 | 9 | Commercial_2033_SC C_million_m3_Before Competition Groups_9 | Gas Fired Heat Pump | 4.947% | 0 | 42.1543 | Commercial_2033_SC C_million_m3_Before Competition Groups_Gas Fired Heat Pump
Commercial | Com ¦ Demand Control Kitchen Ventilation | 2033 | SC C | million_m3 | Before Competition Groups | 37.1117 | 0 | 0 | 852.0373 | 0.043556 | 10 | Commercial_2033_SC C_million_m3_Before Competition Groups_10 | Demand Control Kitchen Ventilation | 4.356% | 0 | 37.1117 | Commercial_2033_SC C_million_m3_Before Competition Groups_Demand Control Kitchen Ventilation
Commercial | Com ¦ Advanced BAS/Controllers | 2033 | SC C | million_m3 | Before Competition Groups | 31.6468 | 0 | 0 | 852.0373 | 0.037143 | 11 | Commercial_2033_SC C_million_m3_Before Competition Groups_11 | Advanced BAS/Controllers | 3.714% | 0 | 31.6468 | Commercial_2033_SC C_million_m3_Before Competition Groups_Advanced BAS/Controllers
Commercial | Com ¦ Steam System Optimization | 2033 | SC C | million_m3 | Before Competition Groups | 29.7831 | 0 | 0 | 852.0373 | 0.034955 | 12 | Commercial_2033_SC C_million_m3_Before Competition Groups_12 | Steam System Optimization | 3.496% | 0 | 29.7831 | Commercial_2033_SC C_million_m3_Before Competition Groups_Steam System Optimization
Commercial | Com ¦ Destratification | 2033 | SC C | million_m3 | Before Competition Groups | 29.2617 | 0 | 0 | 852.0373 | 0.034343 | 13 | Commercial_2033_SC C_million_m3_Before Competition Groups_13 | Destratification | 3.434% | 0 | 29.2617 | Commercial_2033_SC C_million_m3_Before Competition Groups_Destratification
Commercial | Com ¦ Furnace Tune-Up | 2033 | SC C | million_m3 | Before Competition Groups | 27.7312 | 0 | 0 | 852.0373 | 0.032547 | 14 | Commercial_2033_SC C_million_m3_Before Competition Groups_14 | Furnace Tune-Up | 3.255% | 0 | 27.7312 | Commercial_2033_SC C_million_m3_Before Competition Groups_Furnace Tune-Up
Commercial | Com ¦ Condensing Unit Heaters or other Efficient Unit Heating System | 2033 | SC C | million_m3 | Before Competition Groups | 22.1369 | 0 | 0 | 852.0373 | 0.025981 | 15 | Commercial_2033_SC C_million_m3_Before Competition Groups_15 | Condensing Unit Heaters or other Efficient Unit Heating System | 2.598% | 0 | 22.1369 | Commercial_2033_SC C_million_m3_Before Competition Groups_Condensing Unit Heaters or other Efficient Unit Heating System
Commercial | Com ¦ Wall Insulation | 2033 | SC C | million_m3 | Before Competition Groups | 15.7206 | 0 | 0 | 852.0373 | 0.018451 | 16 | Commercial_2033_SC C_million_m3_Before Competition Groups_16 | Wall Insulation | 1.845% | 0 | 15.7206 | Commercial_2033_SC C_million_m3_Before Competition Groups_Wall Insulation
Commercial | Com ¦ Education and Capacity Building/Energy Behavior | 2033 | SC C | million_m3 | Before Competition Groups | 10.8637 | 0 | 0 | 852.0373 | 0.01275 | 17 | Commercial_2033_SC C_million_m3_Before Competition Groups_17 | Education and Capacity Building/Energy Behavior | 1.275% | 0 | 10.8637 | Commercial_2033_SC C_million_m3_Before Competition Groups_Education and Capacity Building/Energy Behavior
Commercial | Com ¦ Demand controlled Circulating Systems | 2033 | SC C | million_m3 | Before Competition Groups | 7.9622 | 0 | 0 | 852.0373 | 0.0093449 | 18 | Commercial_2033_SC C_million_m3_Before Competition Groups_18 | Demand controlled Circulating Systems | 0.9345% | 0 | 7.9622 | Commercial_2033_SC C_million_m3_Before Competition Groups_Demand controlled Circulating Systems
Commercial | Com ¦ Duct Insulation, R8 | 2033 | SC C | million_m3 | Before Competition Groups | 5.9909 | 0 | 0 | 852.0373 | 0.0070312 | 19 | Commercial_2033_SC C_million_m3_Before Competition Groups_19 | Duct Insulation, R8 | 0.7031% | 0 | 5.9909 | Commercial_2033_SC C_million_m3_Before Competition Groups_Duct Insulation, R8
Commercial | Com ¦ Energy Efficient Laboratory Fume Hood | 2033 | SC C | million_m3 | Before Competition Groups | 5.5837 | 0 | 0 | 852.0373 | 0.0065533 | 20 | Commercial_2033_SC C_million_m3_Before Competition Groups_20 | Energy Efficient Laboratory Fume Hood | 0.6553% | 0 | 5.5837 | Commercial_2033_SC C_million_m3_Before Competition Groups_Energy Efficient Laboratory Fume Hood
Commercial | Com ¦ High Efficiency Underfired Broilers | 2033 | SC C | million_m3 | Before Competition Groups | 4.8442 | 0 | 0 | 852.0373 | 0.0056854 | 21 | Commercial_2033_SC C_million_m3_Before Competition Groups_21 | High Efficiency Underfired Broilers | 0.5685% | 0 | 4.8442 | Commercial_2033_SC C_million_m3_Before Competition Groups_High Efficiency Underfired Broilers
Commercial | Com ¦ ENERGY STAR Fryer (84% eff) | 2033 | SC C | million_m3 | Before Competition Groups | 4.6464 | 0 | 0 | 852.0373 | 0.0054533 | 22 | Commercial_2033_SC C_million_m3_Before Competition Groups_22 | ENERGY STAR Fryer (84% eff) | 0.5453% | 0 | 4.6464 | Commercial_2033_SC C_million_m3_Before Competition Groups_ENERGY STAR Fryer (84% eff)
Commercial | Com ¦ Ozone Laundry Treatment | 2033 | SC C | million_m3 | Before Competition Groups | 3.4189 | 0 | 0 | 852.0373 | 0.0040126 | 23 | Commercial_2033_SC C_million_m3_Before Competition Groups_23 | Ozone Laundry Treatment | 0.4013% | 0 | 3.4189 | Commercial_2033_SC C_million_m3_Before Competition Groups_Ozone Laundry Treatment
Commercial | Com ¦ Infrared Heaters | 2033 | SC C | million_m3 | Before Competition Groups | 2.7067 | 0 | 0 | 852.0373 | 0.0031767 | 24 | Commercial_2033_SC C_million_m3_Before Competition Groups_24 | Infrared Heaters | 0.3177% | 0 | 2.7067 | Commercial_2033_SC C_million_m3_Before Competition Groups_Infrared Heaters
Commercial | Com ¦ ENERGY STAR Griddle (74% eff) | 2033 | SC C | million_m3 | Before Competition Groups | 2.2598 | 0 | 0 | 852.0373 | 0.0026522 | 25 | Commercial_2033_SC C_million_m3_Before Competition Groups_25 | ENERGY STAR Griddle (74% eff) | 0.2652% | 0 | 2.2598 | Commercial_2033_SC C_million_m3_Before Competition Groups_ENERGY STAR Griddle (74% eff)
Commercial | Com ¦ ENERGY STAR Dishwasher | 2033 | SC C | million_m3 | Before Competition Groups | 1.7063 | 0 | 0 | 852.0373 | 0.0020026 | 26 | Commercial_2033_SC C_million_m3_Before Competition Groups_26 | ENERGY STAR Dishwasher | 0.2003% | 0 | 1.7063 | Commercial_2033_SC C_million_m3_Before Competition Groups_ENERGY STAR Dishwasher
Commercial | Com ¦ CEE Tier 2/Energy Star Clothes Washers | 2033 | SC C | million_m3 | Before Competition Groups | 0.84902 | 0 | 0 | 852.0373 | 0.00099646 | 27 | Commercial_2033_SC C_million_m3_Before Competition Groups_27 | CEE Tier 2/Energy Star Clothes Washers | 0.09965% | 0 | 0.84902 | Commercial_2033_SC C_million_m3_Before Competition Groups_CEE Tier 2/Energy Star Clothes Washers
Commercial | Com ¦ Energy Recovery Ventilation and Ventilation (Enhanced) | 2033 | SC C | million_m3 | Before Competition Groups | 0.74542 | 0 | 0 | 852.0373 | 0.00087486 | 28 | Commercial_2033_SC C_million_m3_Before Competition Groups_28 | Energy Recovery Ventilation and Ventilation (Enhanced) | 0.08749% | 0 | 0.74542 | Commercial_2033_SC C_million_m3_Before Competition Groups_Energy Recovery Ventilation and Ventilation (Enhanced)
Commercial | Com ¦ Drain Water Heat Recovery (DWHR) ¦ Retro | 2033 | SC C | million_m3 | Before Competition Groups | 0.70911 | 0 | 0 | 852.0373 | 0.00083225 | 29 | Commercial_2033_SC C_million_m3_Before Competition Groups_29 | Drain Water Heat Recovery (DWHR) ¦ Retro | 0.08323% | 0 | 0.70911 | Commercial_2033_SC C_million_m3_Before Competition Groups_Drain Water Heat Recovery (DWHR) ¦ Retro
Commercial | Com ¦ ENERGY STAR Steam Cooker | 2033 | SC C | million_m3 | Before Competition Groups | 0.41355 | 0 | 0 | 852.0373 | 0.00048537 | 30 | Commercial_2033_SC C_million_m3_Before Competition Groups_30 | ENERGY STAR Steam Cooker | 0.04854% | 0 | 0.41355 | Commercial_2033_SC C_million_m3_Before Competition Groups_ENERGY STAR Steam Cooker
Commercial | Com ¦ Low Flow Pre-Rinse Spray Nozzle | 2033 | SC C | million_m3 | Before Competition Groups | 0.39474 | 0 | 0 | 852.0373 | 0.00046329 | 31 | Commercial_2033_SC C_million_m3_Before Competition Groups_31 | Low Flow Pre-Rinse Spray Nozzle | 0.04633% | 0 | 0.39474 | Commercial_2033_SC C_million_m3_Before Competition Groups_Low Flow Pre-Rinse Spray Nozzle
Commercial | Com ¦ Drain Water Heat Recovery (DWHR) ¦New | 2033 | SC C | million_m3 | Before Competition Groups | 0.212 | 0 | 0 | 852.0373 | 0.00024881 | 32 | Commercial_2033_SC C_million_m3_Before Competition Groups_32 | Drain Water Heat Recovery (DWHR) ¦New | 0.02488% | 0 | 0.212 | Commercial_2033_SC C_million_m3_Before Competition Groups_Drain Water Heat Recovery (DWHR) ¦New
Commercial | Com ¦ Heat Recovery Ventilator | 2033 | SC C | million_m3 | Before Competition Groups | 0.19971 | 0 | 0 | 852.0373 | 0.0002344 | 33 | Commercial_2033_SC C_million_m3_Before Competition Groups_33 | Heat Recovery Ventilator | 0.02344% | 0 | 0.19971 | Commercial_2033_SC C_million_m3_Before Competition Groups_Heat Recovery Ventilator
Commercial | Com ¦ Solar Water Preheat (Pools/DHW) | 2033 | SC C | million_m3 | Before Competition Groups | 0.074584 | 0 | 0 | 852.0373 | 8.7536e-05 | 34 | Commercial_2033_SC C_million_m3_Before Competition Groups_34 | Solar Water Preheat (Pools/DHW) | 0.008754% | 0 | 0.074584 | Commercial_2033_SC C_million_m3_Before Competition Groups_Solar Water Preheat (Pools/DHW)
Commercial | Com ¦ Gas Heat Pump Water Heater | 2033 | SC C | million_m3 | Before Competition Groups | 0.0067075 | 0 | 0 | 852.0373 | 7.8723e-06 | 35 | Commercial_2033_SC C_million_m3_Before Competition Groups_35 | Gas Heat Pump Water Heater | 0.0007872% | 0 | 0.0067075 | Commercial_2033_SC C_million_m3_Before Competition Groups_Gas Heat Pump Water Heater
Commercial | Com ¦ Air Curtains | 2033 | SC C | million_m3 | Before Competition Groups | 0.00053088 | 0 | 0 | 852.0373 | 6.2307e-07 | 36 | Commercial_2033_SC C_million_m3_Before Competition Groups_36 | Air Curtains | 6.231e-05% | 0 | 0.00053088 | Commercial_2033_SC C_million_m3_Before Competition Groups_Air Curtains
Commercial | Com ¦ Condensing Boiler ¦ Std | 2033 | Technical | million_m3 | Before Competition Groups | 287.9935 | 0 | 0 | 2174.4413 | 0.13244 | 1 | Commercial_2033_Technical_million_m3_Before Competition Groups_1 | Condensing Boiler ¦ Std | 13.24% | 0 | 287.9935 | Commercial_2033_Technical_million_m3_Before Competition Groups_Condensing Boiler ¦ Std
Commercial | Com ¦ Building Recommissioning, Operations and Maintenance (O&M) Improvements | 2033 | Technical | million_m3 | Before Competition Groups | 221.7436 | 0 | 0 | 2174.4413 | 0.10198 | 2 | Commercial_2033_Technical_million_m3_Before Competition Groups_2 | Building Recommissioning, Operations and Maintenance (O&M) Improvements | 10.2% | 0 | 221.7436 | Commercial_2033_Technical_million_m3_Before Competition Groups_Building Recommissioning, Operations and Maintenance (O&M) Improvements
Commercial | Com ¦ Demand Control Ventilation | 2033 | Technical | million_m3 | Before Competition Groups | 207.466 | 0 | 0 | 2174.4413 | 0.095411 | 3 | Commercial_2033_Technical_million_m3_Before Competition Groups_3 | Demand Control Ventilation | 9.541% | 0 | 207.466 | Commercial_2033_Technical_million_m3_Before Competition Groups_Demand Control Ventilation
Commercial | Com ¦ Gas Fired Rooftop Units | 2033 | Technical | million_m3 | Before Competition Groups | 200.1929 | 0 | 0 | 2174.4413 | 0.092066 | 4 | Commercial_2033_Technical_million_m3_Before Competition Groups_4 | Gas Fired Rooftop Units | 9.207% | 0 | 200.1929 | Commercial_2033_Technical_million_m3_Before Competition Groups_Gas Fired Rooftop Units
Commercial | Com ¦ Boilers - Advanced Controls (Steam Systems) | 2033 | Technical | million_m3 | Before Competition Groups | 146.0213 | 0 | 0 | 2174.4413 | 0.067153 | 5 | Commercial_2033_Technical_million_m3_Before Competition Groups_5 | Boilers - Advanced Controls (Steam Systems) | 6.715% | 0 | 146.0213 | Commercial_2033_Technical_million_m3_Before Competition Groups_Boilers - Advanced Controls (Steam Systems)
Commercial | Com ¦ Adaptive Thermostats | 2033 | Technical | million_m3 | Before Competition Groups | 133.0787 | 0 | 0 | 2174.4413 | 0.061201 | 6 | Commercial_2033_Technical_million_m3_Before Competition Groups_6 | Adaptive Thermostats | 6.12% | 0 | 133.0787 | Commercial_2033_Technical_million_m3_Before Competition Groups_Adaptive Thermostats
Commercial | Com ¦ Condensing Make Up Air Unit | 2033 | Technical | million_m3 | Before Competition Groups | 99.8057 | 0 | 0 | 2174.4413 | 0.045899 | 7 | Commercial_2033_Technical_million_m3_Before Competition Groups_7 | Condensing Make Up Air Unit | 4.59% | 0 | 99.8057 | Commercial_2033_Technical_million_m3_Before Competition Groups_Condensing Make Up Air Unit
Commercial | Com ¦ Gas Fired Heat Pump | 2033 | Technical | million_m3 | Before Competition Groups | 83.1248 | 0 | 0 | 2174.4413 | 0.038228 | 8 | Commercial_2033_Technical_million_m3_Before Competition Groups_8 | Gas Fired Heat Pump | 3.823% | 0 | 83.1248 | Commercial_2033_Technical_million_m3_Before Competition Groups_Gas Fired Heat Pump
Commercial | Com ¦ Air Handler with Dedicated Outdoor Air Systems | 2033 | Technical | million_m3 | Before Competition Groups | 82.7258 | 0 | 0 | 2174.4413 | 0.038045 | 9 | Commercial_2033_Technical_million_m3_Before Competition Groups_9 | Air Handler with Dedicated Outdoor Air Systems | 3.804% | 0 | 82.7258 | Commercial_2033_Technical_million_m3_Before Competition Groups_Air Handler with Dedicated Outdoor Air Systems
Commercial | Com ¦ Advanced BAS/Controllers | 2033 | Technical | million_m3 | Before Competition Groups | 75.3793 | 0 | 0 | 2174.4413 | 0.034666 | 10 | Commercial_2033_Technical_million_m3_Before Competition Groups_10 | Advanced BAS/Controllers | 3.467% | 0 | 75.3793 | Commercial_2033_Technical_million_m3_Before Competition Groups_Advanced BAS/Controllers
Commercial | Com ¦ Education and Capacity Building/Energy Behavior | 2033 | Technical | million_m3 | Before Competition Groups | 70.4593 | 0 | 0 | 2174.4413 | 0.032403 | 11 | Commercial_2033_Technical_million_m3_Before Competition Groups_11 | Education and Capacity Building/Energy Behavior | 3.24% | 0 | 70.4593 | Commercial_2033_Technical_million_m3_Before Competition Groups_Education and Capacity Building/Energy Behavior
Commercial | Com ¦ Demand Control Kitchen Ventilation | 2033 | Technical | million_m3 | Before Competition Groups | 69.9299 | 0 | 0 | 2174.4413 | 0.03216 | 12 | Commercial_2033_Technical_million_m3_Before Competition Groups_12 | Demand Control Kitchen Ventilation | 3.216% | 0 | 69.9299 | Commercial_2033_Technical_million_m3_Before Competition Groups_Demand Control Kitchen Ventilation
Commercial | Com ¦ Energy Recovery Ventilation and Ventilation (Enhanced) | 2033 | Technical | million_m3 | Before Competition Groups | 63.4057 | 0 | 0 | 2174.4413 | 0.02916 | 13 | Commercial_2033_Technical_million_m3_Before Competition Groups_13 | Energy Recovery Ventilation and Ventilation (Enhanced) | 2.916% | 0 | 63.4057 | Commercial_2033_Technical_million_m3_Before Competition Groups_Energy Recovery Ventilation and Ventilation (Enhanced)
Commercial | Com ¦ Condensing Unit Heaters or other Efficient Unit Heating System | 2033 | Technical | million_m3 | Before Competition Groups | 58.7369 | 0 | 0 | 2174.4413 | 0.027012 | 14 | Commercial_2033_Technical_million_m3_Before Competition Groups_14 | Condensing Unit Heaters or other Efficient Unit Heating System | 2.701% | 0 | 58.7369 | Commercial_2033_Technical_million_m3_Before Competition Groups_Condensing Unit Heaters or other Efficient Unit Heating System
Commercial | Com ¦ Steam System Optimization | 2033 | Technical | million_m3 | Before Competition Groups | 44.5015 | 0 | 0 | 2174.4413 | 0.020466 | 15 | Commercial_2033_Technical_million_m3_Before Competition Groups_15 | Steam System Optimization | 2.047% | 0 | 44.5015 | Commercial_2033_Technical_million_m3_Before Competition Groups_Steam System Optimization
Commercial | Com ¦ Destratification | 2033 | Technical | million_m3 | Before Competition Groups | 42.6399 | 0 | 0 | 2174.4413 | 0.01961 | 16 | Commercial_2033_Technical_million_m3_Before Competition Groups_16 | Destratification | 1.961% | 0 | 42.6399 | Commercial_2033_Technical_million_m3_Before Competition Groups_Destratification
Commercial | Com ¦ Furnace Tune-Up | 2033 | Technical | million_m3 | Before Competition Groups | 41.9551 | 0 | 0 | 2174.4413 | 0.019295 | 17 | Commercial_2033_Technical_million_m3_Before Competition Groups_17 | Furnace Tune-Up | 1.929% | 0 | 41.9551 | Commercial_2033_Technical_million_m3_Before Competition Groups_Furnace Tune-Up
Commercial | Com ¦ High Efficiency Condensing Furnace AFUE 95% from 80% code | 2033 | Technical | million_m3 | Before Competition Groups | 30.8195 | 0 | 0 | 2174.4413 | 0.014174 | 18 | Commercial_2033_Technical_million_m3_Before Competition Groups_18 | High Efficiency Condensing Furnace AFUE 95% from 80% code | 1.417% | 0 | 30.8195 | Commercial_2033_Technical_million_m3_Before Competition Groups_High Efficiency Condensing Furnace AFUE 95% from 80% code
Commercial | Com ¦ Heat Recovery Ventilator | 2033 | Technical | million_m3 | Before Competition Groups | 29.2947 | 0 | 0 | 2174.4413 | 0.013472 | 19 | Commercial_2033_Technical_million_m3_Before Competition Groups_19 | Heat Recovery Ventilator | 1.347% | 0 | 29.2947 | Commercial_2033_Technical_million_m3_Before Competition Groups_Heat Recovery Ventilator
Commercial | Com ¦ Super-High Efficiency Furnaces (Emerging Tech) | 2033 | Technical | million_m3 | Before Competition Groups | 25.1189 | 0 | 0 | 2174.4413 | 0.011552 | 20 | Commercial_2033_Technical_million_m3_Before Competition Groups_20 | Super-High Efficiency Furnaces (Emerging Tech) | 1.155% | 0 | 25.1189 | Commercial_2033_Technical_million_m3_Before Competition Groups_Super-High Efficiency Furnaces (Emerging Tech)
Commercial | Com ¦ Wall Insulation | 2033 | Technical | million_m3 | Before Competition Groups | 23.4628 | 0 | 0 | 2174.4413 | 0.01079 | 21 | Commercial_2033_Technical_million_m3_Before Competition Groups_21 | Wall Insulation | 1.079% | 0 | 23.4628 | Commercial_2033_Technical_million_m3_Before Competition Groups_Wall Insulation
Commercial | Com ¦ Boiler Measures | 2033 | Technical | million_m3 | Before Competition Groups | 16.9326 | 0 | 0 | 2174.4413 | 0.0077871 | 22 | Commercial_2033_Technical_million_m3_Before Competition Groups_22 | Boiler Measures | 0.7787% | 0 | 16.9326 | Commercial_2033_Technical_million_m3_Before Competition Groups_Boiler Measures
Commercial | Com ¦ Energy Efficient Laboratory Fume Hood | 2033 | Technical | million_m3 | Before Competition Groups | 16.5667 | 0 | 0 | 2174.4413 | 0.0076188 | 23 | Commercial_2033_Technical_million_m3_Before Competition Groups_23 | Energy Efficient Laboratory Fume Hood | 0.7619% | 0 | 16.5667 | Commercial_2033_Technical_million_m3_Before Competition Groups_Energy Efficient Laboratory Fume Hood
Commercial | Com ¦ Demand controlled Circulating Systems | 2033 | Technical | million_m3 | Before Competition Groups | 12.3252 | 0 | 0 | 2174.4413 | 0.0056682 | 24 | Commercial_2033_Technical_million_m3_Before Competition Groups_24 | Demand controlled Circulating Systems | 0.5668% | 0 | 12.3252 | Commercial_2033_Technical_million_m3_Before Competition Groups_Demand controlled Circulating Systems
Commercial | Com ¦ Duct Insulation, R8 | 2033 | Technical | million_m3 | Before Competition Groups | 9.6285 | 0 | 0 | 2174.4413 | 0.004428 | 25 | Commercial_2033_Technical_million_m3_Before Competition Groups_25 | Duct Insulation, R8 | 0.4428% | 0 | 9.6285 | Commercial_2033_Technical_million_m3_Before Competition Groups_Duct Insulation, R8
Commercial | Com ¦ Roof Insulation/Ceiling Insulation (R25 Code to R35) | 2033 | Technical | million_m3 | Before Competition Groups | 8.9338 | 0 | 0 | 2174.4413 | 0.0041085 | 26 | Commercial_2033_Technical_million_m3_Before Competition Groups_26 | Roof Insulation/Ceiling Insulation (R25 Code to R35) | 0.4109% | 0 | 8.9338 | Commercial_2033_Technical_million_m3_Before Competition Groups_Roof Insulation/Ceiling Insulation (R25 Code to R35)
Commercial | Com ¦ Infrared Heaters | 2033 | Technical | million_m3 | Before Competition Groups | 8.7409 | 0 | 0 | 2174.4413 | 0.0040199 | 27 | Commercial_2033_Technical_million_m3_Before Competition Groups_27 | Infrared Heaters | 0.402% | 0 | 8.7409 | Commercial_2033_Technical_million_m3_Before Competition Groups_Infrared Heaters
Commercial | Com ¦ ENERGY STAR Fryer (84% eff) | 2033 | Technical | million_m3 | Before Competition Groups | 8.6951 | 0 | 0 | 2174.4413 | 0.0039988 | 28 | Commercial_2033_Technical_million_m3_Before Competition Groups_28 | ENERGY STAR Fryer (84% eff) | 0.3999% | 0 | 8.6951 | Commercial_2033_Technical_million_m3_Before Competition Groups_ENERGY STAR Fryer (84% eff)
Commercial | Com ¦ Ozone Laundry Treatment | 2033 | Technical | million_m3 | Before Competition Groups | 7.6299 | 0 | 0 | 2174.4413 | 0.0035089 | 29 | Commercial_2033_Technical_million_m3_Before Competition Groups_29 | Ozone Laundry Treatment | 0.3509% | 0 | 7.6299 | Commercial_2033_Technical_million_m3_Before Competition Groups_Ozone Laundry Treatment
Commercial | Com ¦ Condensing Storage Water Heater | 2033 | Technical | million_m3 | Before Competition Groups | 7.6113 | 0 | 0 | 2174.4413 | 0.0035003 | 30 | Commercial_2033_Technical_million_m3_Before Competition Groups_30 | Condensing Storage Water Heater | 0.35% | 0 | 7.6113 | Commercial_2033_Technical_million_m3_Before Competition Groups_Condensing Storage Water Heater
Commercial | Com ¦ High Efficiency Underfired Broilers | 2033 | Technical | million_m3 | Before Competition Groups | 7.3796 | 0 | 0 | 2174.4413 | 0.0033938 | 31 | Commercial_2033_Technical_million_m3_Before Competition Groups_31 | High Efficiency Underfired Broilers | 0.3394% | 0 | 7.3796 | Commercial_2033_Technical_million_m3_Before Competition Groups_High Efficiency Underfired Broilers
Commercial | Com ¦ ENERGY STAR Griddle (74% eff) | 2033 | Technical | million_m3 | Before Competition Groups | 5.7078 | 0 | 0 | 2174.4413 | 0.002625 | 32 | Commercial_2033_Technical_million_m3_Before Competition Groups_32 | ENERGY STAR Griddle (74% eff) | 0.2625% | 0 | 5.7078 | Commercial_2033_Technical_million_m3_Before Competition Groups_ENERGY STAR Griddle (74% eff)
Commercial | Com ¦ Condensing Tankless Water Heater | 2033 | Technical | million_m3 | Before Competition Groups | 4.4191 | 0 | 0 | 2174.4413 | 0.0020323 | 33 | Commercial_2033_Technical_million_m3_Before Competition Groups_33 | Condensing Tankless Water Heater | 0.2032% | 0 | 4.4191 | Commercial_2033_Technical_million_m3_Before Competition Groups_Condensing Tankless Water Heater
Commercial | Com ¦ ENERGY STAR Dishwasher | 2033 | Technical | million_m3 | Before Competition Groups | 3.8402 | 0 | 0 | 2174.4413 | 0.001766 | 34 | Commercial_2033_Technical_million_m3_Before Competition Groups_34 | ENERGY STAR Dishwasher | 0.1766% | 0 | 3.8402 | Commercial_2033_Technical_million_m3_Before Competition Groups_ENERGY STAR Dishwasher
Commercial | Com ¦ HOTEL OCCUPANCY CONTROLS (HVAC + LIGHTING) | 2033 | Technical | million_m3 | Before Competition Groups | 3.8099 | 0 | 0 | 2174.4413 | 0.0017521 | 35 | Commercial_2033_Technical_million_m3_Before Competition Groups_35 | HOTEL OCCUPANCY CONTROLS (HVAC + LIGHTING) | 0.1752% | 0 | 3.8099 | Commercial_2033_Technical_million_m3_Before Competition Groups_HOTEL OCCUPANCY CONTROLS (HVAC + LIGHTING)
Commercial | Com ¦ Gas Heat Pump Water Heater | 2033 | Technical | million_m3 | Before Competition Groups | 3.7931 | 0 | 0 | 2174.4413 | 0.0017444 | 36 | Commercial_2033_Technical_million_m3_Before Competition Groups_36 | Gas Heat Pump Water Heater | 0.1744% | 0 | 3.7931 | Commercial_2033_Technical_million_m3_Before Competition Groups_Gas Heat Pump Water Heater
Commercial | Com ¦ Ice Rink Heat Recovery | 2033 | Technical | million_m3 | Before Competition Groups | 3.0949 | 0 | 0 | 2174.4413 | 0.0014233 | 37 | Commercial_2033_Technical_million_m3_Before Competition Groups_37 | Ice Rink Heat Recovery | 0.1423% | 0 | 3.0949 | Commercial_2033_Technical_million_m3_Before Competition Groups_Ice Rink Heat Recovery
Commercial | Com ¦ Dock Door Seals | 2033 | Technical | million_m3 | Before Competition Groups | 2.523 | 0 | 0 | 2174.4413 | 0.0011603 | 38 | Commercial_2033_Technical_million_m3_Before Competition Groups_38 | Dock Door Seals | 0.116% | 0 | 2.523 | Commercial_2033_Technical_million_m3_Before Competition Groups_Dock Door Seals
Commercial | Com ¦ CEE Tier 2/Energy Star Clothes Washers | 2033 | Technical | million_m3 | Before Competition Groups | 1.3091 | 0 | 0 | 2174.4413 | 0.00060204 | 39 | Commercial_2033_Technical_million_m3_Before Competition Groups_39 | CEE Tier 2/Energy Star Clothes Washers | 0.0602% | 0 | 1.3091 | Commercial_2033_Technical_million_m3_Before Competition Groups_CEE Tier 2/Energy Star Clothes Washers
Commercial | Com ¦ Drain Water Heat Recovery (DWHR) ¦ Retro | 2033 | Technical | million_m3 | Before Competition Groups | 1.019 | 0 | 0 | 2174.4413 | 0.00046864 | 40 | Commercial_2033_Technical_million_m3_Before Competition Groups_40 | Drain Water Heat Recovery (DWHR) ¦ Retro | 0.04686% | 0 | 1.019 | Commercial_2033_Technical_million_m3_Before Competition Groups_Drain Water Heat Recovery (DWHR) ¦ Retro
Commercial | Com ¦ Low Flow Pre-Rinse Spray Nozzle | 2033 | Technical | million_m3 | Before Competition Groups | 0.70408 | 0 | 0 | 2174.4413 | 0.0003238 | 41 | Commercial_2033_Technical_million_m3_Before Competition Groups_41 | Low Flow Pre-Rinse Spray Nozzle | 0.03238% | 0 | 0.70408 | Commercial_2033_Technical_million_m3_Before Competition Groups_Low Flow Pre-Rinse Spray Nozzle
Commercial | Com ¦ ENERGY STAR Steam Cooker | 2033 | Technical | million_m3 | Before Competition Groups | 0.62218 | 0 | 0 | 2174.4413 | 0.00028613 | 42 | Commercial_2033_Technical_million_m3_Before Competition Groups_42 | ENERGY STAR Steam Cooker | 0.02861% | 0 | 0.62218 | Commercial_2033_Technical_million_m3_Before Competition Groups_ENERGY STAR Steam Cooker
Commercial | Com ¦ Drain Water Heat Recovery (DWHR) ¦New | 2033 | Technical | million_m3 | Before Competition Groups | 0.56717 | 0 | 0 | 2174.4413 | 0.00026083 | 43 | Commercial_2033_Technical_million_m3_Before Competition Groups_43 | Drain Water Heat Recovery (DWHR) ¦New | 0.02608% | 0 | 0.56717 | Commercial_2033_Technical_million_m3_Before Competition Groups_Drain Water Heat Recovery (DWHR) ¦New
Commercial | Com ¦ Solar Water Preheat (Pools/DHW) | 2033 | Technical | million_m3 | Before Competition Groups | 0.30524 | 0 | 0 | 2174.4413 | 0.00014038 | 44 | Commercial_2033_Technical_million_m3_Before Competition Groups_44 | Solar Water Preheat (Pools/DHW) | 0.01404% | 0 | 0.30524 | Commercial_2033_Technical_million_m3_Before Competition Groups_Solar Water Preheat (Pools/DHW)
Commercial | Com ¦ Gas Convection Oven | 2033 | Technical | million_m3 | Before Competition Groups | 0.14737 | 0 | 0 | 2174.4413 | 6.7774e-05 | 45 | Commercial_2033_Technical_million_m3_Before Competition Groups_45 | Gas Convection Oven | 0.006777% | 0 | 0.14737 | Commercial_2033_Technical_million_m3_Before Competition Groups_Gas Convection Oven
Commercial | Com ¦ Air Curtains | 2033 | Technical | million_m3 | Before Competition Groups | 0.14498 | 0 | 0 | 2174.4413 | 6.6677e-05 | 46 | Commercial_2033_Technical_million_m3_Before Competition Groups_46 | Air Curtains | 0.006668% | 0 | 0.14498 | Commercial_2033_Technical_million_m3_Before Competition Groups_Air Curtains
Commercial | Com ¦ Solar Preheat Make up Air | 2033 | Technical | million_m3 | Before Competition Groups | 0.055713 | 0 | 0 | 2174.4413 | 2.5622e-05 | 47 | Commercial_2033_Technical_million_m3_Before Competition Groups_47 | Solar Preheat Make up Air | 0.002562% | 0 | 0.055713 | Commercial_2033_Technical_million_m3_Before Competition Groups_Solar Preheat Make up Air
Commercial | Com ¦ Super High Perf Glazing ¦RET | 2033 | Technical | million_m3 | Before Competition Groups | 0.050343 | 0 | 0 | 2174.4413 | 2.3152e-05 | 48 | Commercial_2033_Technical_million_m3_Before Competition Groups_48 | Super High Perf Glazing ¦RET | 0.002315% | 0 | 0.050343 | Commercial_2033_Technical_million_m3_Before Competition Groups_Super High Perf Glazing ¦RET
Commercial | Com ¦ Super High Perf Glazing ¦New | 2033 | Technical | million_m3 | Before Competition Groups | 0.028634 | 0 | 0 | 2174.4413 | 1.3169e-05 | 49 | Commercial_2033_Technical_million_m3_Before Competition Groups_49 | Super High Perf Glazing ¦New | 0.001317% | 0 | 0.028634 | Commercial_2033_Technical_million_m3_Before Competition Groups_Super High Perf Glazing ¦New
Commercial | Com ¦ Condensing Boiler ¦ Std | 2034 | Economic | million_m3 | Before Competition Groups | 302.7711 | 0 | 0 | 2003.8569 | 0.15109 | 1 | Commercial_2034_Economic_million_m3_Before Competition Groups_1 | Condensing Boiler ¦ Std | 15.11% | 0 | 302.7711 | Commercial_2034_Economic_million_m3_Before Competition Groups_Condensing Boiler ¦ Std
Commercial | Com ¦ Building Recommissioning, Operations and Maintenance (O&M) Improvements | 2034 | Economic | million_m3 | Before Competition Groups | 217.2866 | 0 | 0 | 2003.8569 | 0.10843 | 2 | Commercial_2034_Economic_million_m3_Before Competition Groups_2 | Building Recommissioning, Operations and Maintenance (O&M) Improvements | 10.84% | 0 | 217.2866 | Commercial_2034_Economic_million_m3_Before Competition Groups_Building Recommissioning, Operations and Maintenance (O&M) Improvements
Commercial | Com ¦ Gas Fired Rooftop Units | 2034 | Economic | million_m3 | Before Competition Groups | 209.138 | 0 | 0 | 2003.8569 | 0.10437 | 3 | Commercial_2034_Economic_million_m3_Before Competition Groups_3 | Gas Fired Rooftop Units | 10.44% | 0 | 209.138 | Commercial_2034_Economic_million_m3_Before Competition Groups_Gas Fired Rooftop Units
Commercial | Com ¦ Demand Control Ventilation | 2034 | Economic | million_m3 | Before Competition Groups | 203.1263 | 0 | 0 | 2003.8569 | 0.10137 | 4 | Commercial_2034_Economic_million_m3_Before Competition Groups_4 | Demand Control Ventilation | 10.14% | 0 | 203.1263 | Commercial_2034_Economic_million_m3_Before Competition Groups_Demand Control Ventilation
Commercial | Com ¦ Boilers - Advanced Controls (Steam Systems) | 2034 | Economic | million_m3 | Before Competition Groups | 147.1712 | 0 | 0 | 2003.8569 | 0.073444 | 5 | Commercial_2034_Economic_million_m3_Before Competition Groups_5 | Boilers - Advanced Controls (Steam Systems) | 7.344% | 0 | 147.1712 | Commercial_2034_Economic_million_m3_Before Competition Groups_Boilers - Advanced Controls (Steam Systems)
Commercial | Com ¦ Adaptive Thermostats | 2034 | Economic | million_m3 | Before Competition Groups | 133.3328 | 0 | 0 | 2003.8569 | 0.066538 | 6 | Commercial_2034_Economic_million_m3_Before Competition Groups_6 | Adaptive Thermostats | 6.654% | 0 | 133.3328 | Commercial_2034_Economic_million_m3_Before Competition Groups_Adaptive Thermostats
Commercial | Com ¦ Condensing Make Up Air Unit | 2034 | Economic | million_m3 | Before Competition Groups | 104.7826 | 0 | 0 | 2003.8569 | 0.05229 | 7 | Commercial_2034_Economic_million_m3_Before Competition Groups_7 | Condensing Make Up Air Unit | 5.229% | 0 | 104.7826 | Commercial_2034_Economic_million_m3_Before Competition Groups_Condensing Make Up Air Unit
Commercial | Com ¦ Gas Fired Heat Pump | 2034 | Economic | million_m3 | Before Competition Groups | 86.3495 | 0 | 0 | 2003.8569 | 0.043092 | 8 | Commercial_2034_Economic_million_m3_Before Competition Groups_8 | Gas Fired Heat Pump | 4.309% | 0 | 86.3495 | Commercial_2034_Economic_million_m3_Before Competition Groups_Gas Fired Heat Pump
Commercial | Com ¦ Air Handler with Dedicated Outdoor Air Systems | 2034 | Economic | million_m3 | Before Competition Groups | 81.063 | 0 | 0 | 2003.8569 | 0.040454 | 9 | Commercial_2034_Economic_million_m3_Before Competition Groups_9 | Air Handler with Dedicated Outdoor Air Systems | 4.045% | 0 | 81.063 | Commercial_2034_Economic_million_m3_Before Competition Groups_Air Handler with Dedicated Outdoor Air Systems
Commercial | Com ¦ Advanced BAS/Controllers | 2034 | Economic | million_m3 | Before Competition Groups | 75.9403 | 0 | 0 | 2003.8569 | 0.037897 | 10 | Commercial_2034_Economic_million_m3_Before Competition Groups_10 | Advanced BAS/Controllers | 3.79% | 0 | 75.9403 | Commercial_2034_Economic_million_m3_Before Competition Groups_Advanced BAS/Controllers
Commercial | Com ¦ Demand Control Kitchen Ventilation | 2034 | Economic | million_m3 | Before Competition Groups | 71.2373 | 0 | 0 | 2003.8569 | 0.03555 | 11 | Commercial_2034_Economic_million_m3_Before Competition Groups_11 | Demand Control Kitchen Ventilation | 3.555% | 0 | 71.2373 | Commercial_2034_Economic_million_m3_Before Competition Groups_Demand Control Kitchen Ventilation
Commercial | Com ¦ Education and Capacity Building/Energy Behavior | 2034 | Economic | million_m3 | Before Competition Groups | 68.2547 | 0 | 0 | 2003.8569 | 0.034062 | 12 | Commercial_2034_Economic_million_m3_Before Competition Groups_12 | Education and Capacity Building/Energy Behavior | 3.406% | 0 | 68.2547 | Commercial_2034_Economic_million_m3_Before Competition Groups_Education and Capacity Building/Energy Behavior
Commercial | Com ¦ Condensing Unit Heaters or other Efficient Unit Heating System | 2034 | Economic | million_m3 | Before Competition Groups | 61.577 | 0 | 0 | 2003.8569 | 0.030729 | 13 | Commercial_2034_Economic_million_m3_Before Competition Groups_13 | Condensing Unit Heaters or other Efficient Unit Heating System | 3.073% | 0 | 61.577 | Commercial_2034_Economic_million_m3_Before Competition Groups_Condensing Unit Heaters or other Efficient Unit Heating System
Commercial | Com ¦ Steam System Optimization | 2034 | Economic | million_m3 | Before Competition Groups | 43.607 | 0 | 0 | 2003.8569 | 0.021762 | 14 | Commercial_2034_Economic_million_m3_Before Competition Groups_14 | Steam System Optimization | 2.176% | 0 | 43.607 | Commercial_2034_Economic_million_m3_Before Competition Groups_Steam System Optimization
Commercial | Com ¦ Destratification | 2034 | Economic | million_m3 | Before Competition Groups | 41.6945 | 0 | 0 | 2003.8569 | 0.020807 | 15 | Commercial_2034_Economic_million_m3_Before Competition Groups_15 | Destratification | 2.081% | 0 | 41.6945 | Commercial_2034_Economic_million_m3_Before Competition Groups_Destratification
Commercial | Com ¦ Furnace Tune-Up | 2034 | Economic | million_m3 | Before Competition Groups | 41.1118 | 0 | 0 | 2003.8569 | 0.020516 | 16 | Commercial_2034_Economic_million_m3_Before Competition Groups_16 | Furnace Tune-Up | 2.052% | 0 | 41.1118 | Commercial_2034_Economic_million_m3_Before Competition Groups_Furnace Tune-Up
Commercial | Com ¦ Wall Insulation | 2034 | Economic | million_m3 | Before Competition Groups | 22.9912 | 0 | 0 | 2003.8569 | 0.011473 | 17 | Commercial_2034_Economic_million_m3_Before Competition Groups_17 | Wall Insulation | 1.147% | 0 | 22.9912 | Commercial_2034_Economic_million_m3_Before Competition Groups_Wall Insulation
Commercial | Com ¦ Energy Efficient Laboratory Fume Hood | 2034 | Economic | million_m3 | Before Competition Groups | 16.2337 | 0 | 0 | 2003.8569 | 0.0081012 | 18 | Commercial_2034_Economic_million_m3_Before Competition Groups_18 | Energy Efficient Laboratory Fume Hood | 0.8101% | 0 | 16.2337 | Commercial_2034_Economic_million_m3_Before Competition Groups_Energy Efficient Laboratory Fume Hood
Commercial | Com ¦ Demand controlled Circulating Systems | 2034 | Economic | million_m3 | Before Competition Groups | 12.0774 | 0 | 0 | 2003.8569 | 0.0060271 | 19 | Commercial_2034_Economic_million_m3_Before Competition Groups_19 | Demand controlled Circulating Systems | 0.6027% | 0 | 12.0774 | Commercial_2034_Economic_million_m3_Before Competition Groups_Demand controlled Circulating Systems
Commercial | Com ¦ Duct Insulation, R8 | 2034 | Economic | million_m3 | Before Competition Groups | 9.435 | 0 | 0 | 2003.8569 | 0.0047084 | 20 | Commercial_2034_Economic_million_m3_Before Competition Groups_20 | Duct Insulation, R8 | 0.4708% | 0 | 9.435 | Commercial_2034_Economic_million_m3_Before Competition Groups_Duct Insulation, R8
Commercial | Com ¦ Infrared Heaters | 2034 | Economic | million_m3 | Before Competition Groups | 9.1162 | 0 | 0 | 2003.8569 | 0.0045493 | 21 | Commercial_2034_Economic_million_m3_Before Competition Groups_21 | Infrared Heaters | 0.4549% | 0 | 9.1162 | Commercial_2034_Economic_million_m3_Before Competition Groups_Infrared Heaters
Commercial | Com ¦ ENERGY STAR Fryer (84% eff) | 2034 | Economic | million_m3 | Before Competition Groups | 9.044 | 0 | 0 | 2003.8569 | 0.0045133 | 22 | Commercial_2034_Economic_million_m3_Before Competition Groups_22 | ENERGY STAR Fryer (84% eff) | 0.4513% | 0 | 9.044 | Commercial_2034_Economic_million_m3_Before Competition Groups_ENERGY STAR Fryer (84% eff)
Commercial | Com ¦ High Efficiency Underfired Broilers | 2034 | Economic | million_m3 | Before Competition Groups | 7.6759 | 0 | 0 | 2003.8569 | 0.0038306 | 23 | Commercial_2034_Economic_million_m3_Before Competition Groups_23 | High Efficiency Underfired Broilers | 0.3831% | 0 | 7.6759 | Commercial_2034_Economic_million_m3_Before Competition Groups_High Efficiency Underfired Broilers
Commercial | Com ¦ Ozone Laundry Treatment | 2034 | Economic | million_m3 | Before Competition Groups | 7.6711 | 0 | 0 | 2003.8569 | 0.0038282 | 24 | Commercial_2034_Economic_million_m3_Before Competition Groups_24 | Ozone Laundry Treatment | 0.3828% | 0 | 7.6711 | Commercial_2034_Economic_million_m3_Before Competition Groups_Ozone Laundry Treatment
Commercial | Com ¦ ENERGY STAR Griddle (74% eff) | 2034 | Economic | million_m3 | Before Competition Groups | 5.9384 | 0 | 0 | 2003.8569 | 0.0029635 | 25 | Commercial_2034_Economic_million_m3_Before Competition Groups_25 | ENERGY STAR Griddle (74% eff) | 0.2963% | 0 | 5.9384 | Commercial_2034_Economic_million_m3_Before Competition Groups_ENERGY STAR Griddle (74% eff)
Commercial | Com ¦ ENERGY STAR Dishwasher | 2034 | Economic | million_m3 | Before Competition Groups | 3.9103 | 0 | 0 | 2003.8569 | 0.0019514 | 26 | Commercial_2034_Economic_million_m3_Before Competition Groups_26 | ENERGY STAR Dishwasher | 0.1951% | 0 | 3.9103 | Commercial_2034_Economic_million_m3_Before Competition Groups_ENERGY STAR Dishwasher
Commercial | Com ¦ Energy Recovery Ventilation and Ventilation (Enhanced) | 2034 | Economic | million_m3 | Before Competition Groups | 3.7463 | 0 | 0 | 2003.8569 | 0.0018696 | 27 | Commercial_2034_Economic_million_m3_Before Competition Groups_27 | Energy Recovery Ventilation and Ventilation (Enhanced) | 0.187% | 0 | 3.7463 | Commercial_2034_Economic_million_m3_Before Competition Groups_Energy Recovery Ventilation and Ventilation (Enhanced)
Commercial | Com ¦ Heat Recovery Ventilator | 2034 | Economic | million_m3 | Before Competition Groups | 2.4404 | 0 | 0 | 2003.8569 | 0.0012178 | 28 | Commercial_2034_Economic_million_m3_Before Competition Groups_28 | Heat Recovery Ventilator | 0.1218% | 0 | 2.4404 | Commercial_2034_Economic_million_m3_Before Competition Groups_Heat Recovery Ventilator
Commercial | Com ¦ CEE Tier 2/Energy Star Clothes Washers | 2034 | Economic | million_m3 | Before Competition Groups | 1.3466 | 0 | 0 | 2003.8569 | 0.00067199 | 29 | Commercial_2034_Economic_million_m3_Before Competition Groups_29 | CEE Tier 2/Energy Star Clothes Washers | 0.0672% | 0 | 1.3466 | Commercial_2034_Economic_million_m3_Before Competition Groups_CEE Tier 2/Energy Star Clothes Washers
Commercial | Com ¦ Drain Water Heat Recovery (DWHR) ¦ Retro | 2034 | Economic | million_m3 | Before Competition Groups | 0.99855 | 0 | 0 | 2003.8569 | 0.00049831 | 30 | Commercial_2034_Economic_million_m3_Before Competition Groups_30 | Drain Water Heat Recovery (DWHR) ¦ Retro | 0.04983% | 0 | 0.99855 | Commercial_2034_Economic_million_m3_Before Competition Groups_Drain Water Heat Recovery (DWHR) ¦ Retro
Commercial | Com ¦ Low Flow Pre-Rinse Spray Nozzle | 2034 | Economic | million_m3 | Before Competition Groups | 0.70922 | 0 | 0 | 2003.8569 | 0.00035393 | 31 | Commercial_2034_Economic_million_m3_Before Competition Groups_31 | Low Flow Pre-Rinse Spray Nozzle | 0.03539% | 0 | 0.70922 | Commercial_2034_Economic_million_m3_Before Competition Groups_Low Flow Pre-Rinse Spray Nozzle
Commercial | Com ¦ ENERGY STAR Steam Cooker | 2034 | Economic | million_m3 | Before Competition Groups | 0.64715 | 0 | 0 | 2003.8569 | 0.00032295 | 32 | Commercial_2034_Economic_million_m3_Before Competition Groups_32 | ENERGY STAR Steam Cooker | 0.0323% | 0 | 0.64715 | Commercial_2034_Economic_million_m3_Before Competition Groups_ENERGY STAR Steam Cooker
Commercial | Com ¦ Drain Water Heat Recovery (DWHR) ¦New | 2034 | Economic | million_m3 | Before Competition Groups | 0.60013 | 0 | 0 | 2003.8569 | 0.00029949 | 33 | Commercial_2034_Economic_million_m3_Before Competition Groups_33 | Drain Water Heat Recovery (DWHR) ¦New | 0.02995% | 0 | 0.60013 | Commercial_2034_Economic_million_m3_Before Competition Groups_Drain Water Heat Recovery (DWHR) ¦New
Commercial | Com ¦ Gas Heat Pump Water Heater | 2034 | Economic | million_m3 | Before Competition Groups | 0.37998 | 0 | 0 | 2003.8569 | 0.00018962 | 34 | Commercial_2034_Economic_million_m3_Before Competition Groups_34 | Gas Heat Pump Water Heater | 0.01896% | 0 | 0.37998 | Commercial_2034_Economic_million_m3_Before Competition Groups_Gas Heat Pump Water Heater
Commercial | Com ¦ Solar Water Preheat (Pools/DHW) | 2034 | Economic | million_m3 | Before Competition Groups | 0.30595 | 0 | 0 | 2003.8569 | 0.00015268 | 35 | Commercial_2034_Economic_million_m3_Before Competition Groups_35 | Solar Water Preheat (Pools/DHW) | 0.01527% | 0 | 0.30595 | Commercial_2034_Economic_million_m3_Before Competition Groups_Solar Water Preheat (Pools/DHW)
Commercial | Com ¦ Air Curtains | 2034 | Economic | million_m3 | Before Competition Groups | 0.14603 | 0 | 0 | 2003.8569 | 7.2876e-05 | 36 | Commercial_2034_Economic_million_m3_Before Competition Groups_36 | Air Curtains | 0.007288% | 0 | 0.14603 | Commercial_2034_Economic_million_m3_Before Competition Groups_Air Curtains
Commercial | Com ¦ Demand Control Ventilation | 2034 | SC A | million_m3 | Before Competition Groups | 93.7104 | 0 | 0 | 830.1423 | 0.11288 | 1 | Commercial_2034_SC A_million_m3_Before Competition Groups_1 | Demand Control Ventilation | 11.29% | 0 | 93.7104 | Commercial_2034_SC A_million_m3_Before Competition Groups_Demand Control Ventilation
Commercial | Com ¦ Adaptive Thermostats | 2034 | SC A | million_m3 | Before Competition Groups | 92.5143 | 0 | 0 | 830.1423 | 0.11144 | 2 | Commercial_2034_SC A_million_m3_Before Competition Groups_2 | Adaptive Thermostats | 11.14% | 0 | 92.5143 | Commercial_2034_SC A_million_m3_Before Competition Groups_Adaptive Thermostats
Commercial | Com ¦ Boilers - Advanced Controls (Steam Systems) | 2034 | SC A | million_m3 | Before Competition Groups | 77.1285 | 0 | 0 | 830.1423 | 0.09291 | 3 | Commercial_2034_SC A_million_m3_Before Competition Groups_3 | Boilers - Advanced Controls (Steam Systems) | 9.291% | 0 | 77.1285 | Commercial_2034_SC A_million_m3_Before Competition Groups_Boilers - Advanced Controls (Steam Systems)
Commercial | Com ¦ Building Recommissioning, Operations and Maintenance (O&M) Improvements | 2034 | SC A | million_m3 | Before Competition Groups | 70.0126 | 0 | 0 | 830.1423 | 0.084338 | 4 | Commercial_2034_SC A_million_m3_Before Competition Groups_4 | Building Recommissioning, Operations and Maintenance (O&M) Improvements | 8.434% | 0 | 70.0126 | Commercial_2034_SC A_million_m3_Before Competition Groups_Building Recommissioning, Operations and Maintenance (O&M) Improvements
Commercial | Com ¦ Gas Fired Rooftop Units | 2034 | SC A | million_m3 | Before Competition Groups | 65.694 | 0 | 0 | 830.1423 | 0.079136 | 5 | Commercial_2034_SC A_million_m3_Before Competition Groups_5 | Gas Fired Rooftop Units | 7.914% | 0 | 65.694 | Commercial_2034_SC A_million_m3_Before Competition Groups_Gas Fired Rooftop Units
Commercial | Com ¦ Condensing Boiler ¦ Std | 2034 | SC A | million_m3 | Before Competition Groups | 57.9573 | 0 | 0 | 830.1423 | 0.069816 | 6 | Commercial_2034_SC A_million_m3_Before Competition Groups_6 | Condensing Boiler ¦ Std | 6.982% | 0 | 57.9573 | Commercial_2034_SC A_million_m3_Before Competition Groups_Condensing Boiler ¦ Std
Commercial | Com ¦ Condensing Make Up Air Unit | 2034 | SC A | million_m3 | Before Competition Groups | 49.6612 | 0 | 0 | 830.1423 | 0.059822 | 7 | Commercial_2034_SC A_million_m3_Before Competition Groups_7 | Condensing Make Up Air Unit | 5.982% | 0 | 49.6612 | Commercial_2034_SC A_million_m3_Before Competition Groups_Condensing Make Up Air Unit
Commercial | Com ¦ Gas Fired Heat Pump | 2034 | SC A | million_m3 | Before Competition Groups | 40.8638 | 0 | 0 | 830.1423 | 0.049225 | 8 | Commercial_2034_SC A_million_m3_Before Competition Groups_8 | Gas Fired Heat Pump | 4.923% | 0 | 40.8638 | Commercial_2034_SC A_million_m3_Before Competition Groups_Gas Fired Heat Pump
Commercial | Com ¦ Demand Control Kitchen Ventilation | 2034 | SC A | million_m3 | Before Competition Groups | 38.5761 | 0 | 0 | 830.1423 | 0.046469 | 9 | Commercial_2034_SC A_million_m3_Before Competition Groups_9 | Demand Control Kitchen Ventilation | 4.647% | 0 | 38.5761 | Commercial_2034_SC A_million_m3_Before Competition Groups_Demand Control Kitchen Ventilation
Commercial | Com ¦ Air Handler with Dedicated Outdoor Air Systems | 2034 | SC A | million_m3 | Before Competition Groups | 37.8345 | 0 | 0 | 830.1423 | 0.045576 | 10 | Commercial_2034_SC A_million_m3_Before Competition Groups_10 | Air Handler with Dedicated Outdoor Air Systems | 4.558% | 0 | 37.8345 | Commercial_2034_SC A_million_m3_Before Competition Groups_Air Handler with Dedicated Outdoor Air Systems
Commercial | Com ¦ Advanced BAS/Controllers | 2034 | SC A | million_m3 | Before Competition Groups | 33.1412 | 0 | 0 | 830.1423 | 0.039922 | 11 | Commercial_2034_SC A_million_m3_Before Competition Groups_11 | Advanced BAS/Controllers | 3.992% | 0 | 33.1412 | Commercial_2034_SC A_million_m3_Before Competition Groups_Advanced BAS/Controllers
Commercial | Com ¦ Steam System Optimization | 2034 | SC A | million_m3 | Before Competition Groups | 31.8498 | 0 | 0 | 830.1423 | 0.038367 | 12 | Commercial_2034_SC A_million_m3_Before Competition Groups_12 | Steam System Optimization | 3.837% | 0 | 31.8498 | Commercial_2034_SC A_million_m3_Before Competition Groups_Steam System Optimization
Commercial | Com ¦ Furnace Tune-Up | 2034 | SC A | million_m3 | Before Competition Groups | 29.6748 | 0 | 0 | 830.1423 | 0.035747 | 13 | Commercial_2034_SC A_million_m3_Before Competition Groups_13 | Furnace Tune-Up | 3.575% | 0 | 29.6748 | Commercial_2034_SC A_million_m3_Before Competition Groups_Furnace Tune-Up
Commercial | Com ¦ Destratification | 2034 | SC A | million_m3 | Before Competition Groups | 29.3043 | 0 | 0 | 830.1423 | 0.0353 | 14 | Commercial_2034_SC A_million_m3_Before Competition Groups_14 | Destratification | 3.53% | 0 | 29.3043 | Commercial_2034_SC A_million_m3_Before Competition Groups_Destratification
Commercial | Com ¦ Condensing Unit Heaters or other Efficient Unit Heating System | 2034 | SC A | million_m3 | Before Competition Groups | 19.0264 | 0 | 0 | 830.1423 | 0.022919 | 15 | Commercial_2034_SC A_million_m3_Before Competition Groups_15 | Condensing Unit Heaters or other Efficient Unit Heating System | 2.292% | 0 | 19.0264 | Commercial_2034_SC A_million_m3_Before Competition Groups_Condensing Unit Heaters or other Efficient Unit Heating System
Commercial | Com ¦ Wall Insulation | 2034 | SC A | million_m3 | Before Competition Groups | 16.52 | 0 | 0 | 830.1423 | 0.0199 | 16 | Commercial_2034_SC A_million_m3_Before Competition Groups_16 | Wall Insulation | 1.99% | 0 | 16.52 | Commercial_2034_SC A_million_m3_Before Competition Groups_Wall Insulation
Commercial | Com ¦ Education and Capacity Building/Energy Behavior | 2034 | SC A | million_m3 | Before Competition Groups | 10.8637 | 0 | 0 | 830.1423 | 0.013087 | 17 | Commercial_2034_SC A_million_m3_Before Competition Groups_17 | Education and Capacity Building/Energy Behavior | 1.309% | 0 | 10.8637 | Commercial_2034_SC A_million_m3_Before Competition Groups_Education and Capacity Building/Energy Behavior
Commercial | Com ¦ Demand controlled Circulating Systems | 2034 | SC A | million_m3 | Before Competition Groups | 8.0589 | 0 | 0 | 830.1423 | 0.0097079 | 18 | Commercial_2034_SC A_million_m3_Before Competition Groups_18 | Demand controlled Circulating Systems | 0.9708% | 0 | 8.0589 | Commercial_2034_SC A_million_m3_Before Competition Groups_Demand controlled Circulating Systems
Commercial | Com ¦ Duct Insulation, R8 | 2034 | SC A | million_m3 | Before Competition Groups | 5.1459 | 0 | 0 | 830.1423 | 0.0061988 | 19 | Commercial_2034_SC A_million_m3_Before Competition Groups_19 | Duct Insulation, R8 | 0.6199% | 0 | 5.1459 | Commercial_2034_SC A_million_m3_Before Competition Groups_Duct Insulation, R8
Commercial | Com ¦ High Efficiency Underfired Broilers | 2034 | SC A | million_m3 | Before Competition Groups | 4.9635 | 0 | 0 | 830.1423 | 0.005979 | 20 | Commercial_2034_SC A_million_m3_Before Competition Groups_20 | High Efficiency Underfired Broilers | 0.5979% | 0 | 4.9635 | Commercial_2034_SC A_million_m3_Before Competition Groups_High Efficiency Underfired Broilers
Commercial | Com ¦ ENERGY STAR Fryer (84% eff) | 2034 | SC A | million_m3 | Before Competition Groups | 3.8215 | 0 | 0 | 830.1423 | 0.0046034 | 21 | Commercial_2034_SC A_million_m3_Before Competition Groups_21 | ENERGY STAR Fryer (84% eff) | 0.4603% | 0 | 3.8215 | Commercial_2034_SC A_million_m3_Before Competition Groups_ENERGY STAR Fryer (84% eff)
Commercial | Com ¦ Energy Efficient Laboratory Fume Hood | 2034 | SC A | million_m3 | Before Competition Groups | 2.8036 | 0 | 0 | 830.1423 | 0.0033773 | 22 | Commercial_2034_SC A_million_m3_Before Competition Groups_22 | Energy Efficient Laboratory Fume Hood | 0.3377% | 0 | 2.8036 | Commercial_2034_SC A_million_m3_Before Competition Groups_Energy Efficient Laboratory Fume Hood
Commercial | Com ¦ Ozone Laundry Treatment | 2034 | SC A | million_m3 | Before Competition Groups | 2.5518 | 0 | 0 | 830.1423 | 0.0030739 | 23 | Commercial_2034_SC A_million_m3_Before Competition Groups_23 | Ozone Laundry Treatment | 0.3074% | 0 | 2.5518 | Commercial_2034_SC A_million_m3_Before Competition Groups_Ozone Laundry Treatment
Commercial | Com ¦ Infrared Heaters | 2034 | SC A | million_m3 | Before Competition Groups | 2.3791 | 0 | 0 | 830.1423 | 0.0028659 | 24 | Commercial_2034_SC A_million_m3_Before Competition Groups_24 | Infrared Heaters | 0.2866% | 0 | 2.3791 | Commercial_2034_SC A_million_m3_Before Competition Groups_Infrared Heaters
Commercial | Com ¦ ENERGY STAR Dishwasher | 2034 | SC A | million_m3 | Before Competition Groups | 1.5422 | 0 | 0 | 830.1423 | 0.0018577 | 25 | Commercial_2034_SC A_million_m3_Before Competition Groups_25 | ENERGY STAR Dishwasher | 0.1858% | 0 | 1.5422 | Commercial_2034_SC A_million_m3_Before Competition Groups_ENERGY STAR Dishwasher
Commercial | Com ¦ ENERGY STAR Griddle (74% eff) | 2034 | SC A | million_m3 | Before Competition Groups | 1.3384 | 0 | 0 | 830.1423 | 0.0016122 | 26 | Commercial_2034_SC A_million_m3_Before Competition Groups_26 | ENERGY STAR Griddle (74% eff) | 0.1612% | 0 | 1.3384 | Commercial_2034_SC A_million_m3_Before Competition Groups_ENERGY STAR Griddle (74% eff)
Commercial | Com ¦ CEE Tier 2/Energy Star Clothes Washers | 2034 | SC A | million_m3 | Before Competition Groups | 0.78005 | 0 | 0 | 830.1423 | 0.00093966 | 27 | Commercial_2034_SC A_million_m3_Before Competition Groups_27 | CEE Tier 2/Energy Star Clothes Washers | 0.09397% | 0 | 0.78005 | Commercial_2034_SC A_million_m3_Before Competition Groups_CEE Tier 2/Energy Star Clothes Washers
Commercial | Com ¦ Drain Water Heat Recovery (DWHR) ¦ Retro | 2034 | SC A | million_m3 | Before Competition Groups | 0.74427 | 0 | 0 | 830.1423 | 0.00089656 | 28 | Commercial_2034_SC A_million_m3_Before Competition Groups_28 | Drain Water Heat Recovery (DWHR) ¦ Retro | 0.08966% | 0 | 0.74427 | Commercial_2034_SC A_million_m3_Before Competition Groups_Drain Water Heat Recovery (DWHR) ¦ Retro
Commercial | Com ¦ Energy Recovery Ventilation and Ventilation (Enhanced) | 2034 | SC A | million_m3 | Before Competition Groups | 0.50375 | 0 | 0 | 830.1423 | 0.00060683 | 29 | Commercial_2034_SC A_million_m3_Before Competition Groups_29 | Energy Recovery Ventilation and Ventilation (Enhanced) | 0.06068% | 0 | 0.50375 | Commercial_2034_SC A_million_m3_Before Competition Groups_Energy Recovery Ventilation and Ventilation (Enhanced)
Commercial | Com ¦ ENERGY STAR Steam Cooker | 2034 | SC A | million_m3 | Before Competition Groups | 0.42529 | 0 | 0 | 830.1423 | 0.00051231 | 30 | Commercial_2034_SC A_million_m3_Before Competition Groups_30 | ENERGY STAR Steam Cooker | 0.05123% | 0 | 0.42529 | Commercial_2034_SC A_million_m3_Before Competition Groups_ENERGY STAR Steam Cooker
Commercial | Com ¦ Low Flow Pre-Rinse Spray Nozzle | 2034 | SC A | million_m3 | Before Competition Groups | 0.3716 | 0 | 0 | 830.1423 | 0.00044764 | 31 | Commercial_2034_SC A_million_m3_Before Competition Groups_31 | Low Flow Pre-Rinse Spray Nozzle | 0.04476% | 0 | 0.3716 | Commercial_2034_SC A_million_m3_Before Competition Groups_Low Flow Pre-Rinse Spray Nozzle
Commercial | Com ¦ Drain Water Heat Recovery (DWHR) ¦New | 2034 | SC A | million_m3 | Before Competition Groups | 0.23311 | 0 | 0 | 830.1423 | 0.0002808 | 32 | Commercial_2034_SC A_million_m3_Before Competition Groups_32 | Drain Water Heat Recovery (DWHR) ¦New | 0.02808% | 0 | 0.23311 | Commercial_2034_SC A_million_m3_Before Competition Groups_Drain Water Heat Recovery (DWHR) ¦New
Commercial | Com ¦ Solar Water Preheat (Pools/DHW) | 2034 | SC A | million_m3 | Before Competition Groups | 0.0799 | 0 | 0 | 830.1423 | 9.6248e-05 | 33 | Commercial_2034_SC A_million_m3_Before Competition Groups_33 | Solar Water Preheat (Pools/DHW) | 0.009625% | 0 | 0.0799 | Commercial_2034_SC A_million_m3_Before Competition Groups_Solar Water Preheat (Pools/DHW)
Commercial | Com ¦ Heat Recovery Ventilator | 2034 | SC A | million_m3 | Before Competition Groups | 0.064577 | 0 | 0 | 830.1423 | 7.779e-05 | 34 | Commercial_2034_SC A_million_m3_Before Competition Groups_34 | Heat Recovery Ventilator | 0.007779% | 0 | 0.064577 | Commercial_2034_SC A_million_m3_Before Competition Groups_Heat Recovery Ventilator
Commercial | Com ¦ Gas Heat Pump Water Heater | 2034 | SC A | million_m3 | Before Competition Groups | 0.0020086 | 0 | 0 | 830.1423 | 2.4196e-06 | 35 | Commercial_2034_SC A_million_m3_Before Competition Groups_35 | Gas Heat Pump Water Heater | 0.000242% | 0 | 0.0020086 | Commercial_2034_SC A_million_m3_Before Competition Groups_Gas Heat Pump Water Heater
Commercial | Com ¦ Air Curtains | 2034 | SC A | million_m3 | Before Competition Groups | 0.00015959 | 0 | 0 | 830.1423 | 1.9225e-07 | 36 | Commercial_2034_SC A_million_m3_Before Competition Groups_36 | Air Curtains | 1.922e-05% | 0 | 0.00015959 | Commercial_2034_SC A_million_m3_Before Competition Groups_Air Curtains
Commercial | Com ¦ Condensing Boiler ¦ Std | 2034 | SC B | million_m3 | Before Competition Groups | 180.0628 | 0 | 0 | 1498.287 | 0.12018 | 1 | Commercial_2034_SC B_million_m3_Before Competition Groups_1 | Condensing Boiler ¦ Std | 12.02% | 0 | 180.0628 | Commercial_2034_SC B_million_m3_Before Competition Groups_Condensing Boiler ¦ Std
Commercial | Com ¦ Demand Control Ventilation | 2034 | SC B | million_m3 | Before Competition Groups | 167.9318 | 0 | 0 | 1498.287 | 0.11208 | 2 | Commercial_2034_SC B_million_m3_Before Competition Groups_2 | Demand Control Ventilation | 11.21% | 0 | 167.9318 | Commercial_2034_SC B_million_m3_Before Competition Groups_Demand Control Ventilation
Commercial | Com ¦ Building Recommissioning, Operations and Maintenance (O&M) Improvements | 2034 | SC B | million_m3 | Before Competition Groups | 147.0875 | 0 | 0 | 1498.287 | 0.09817 | 3 | Commercial_2034_SC B_million_m3_Before Competition Groups_3 | Building Recommissioning, Operations and Maintenance (O&M) Improvements | 9.817% | 0 | 147.0875 | Commercial_2034_SC B_million_m3_Before Competition Groups_Building Recommissioning, Operations and Maintenance (O&M) Improvements
Commercial | Com ¦ Adaptive Thermostats | 2034 | SC B | million_m3 | Before Competition Groups | 133.1723 | 0 | 0 | 1498.287 | 0.088883 | 4 | Commercial_2034_SC B_million_m3_Before Competition Groups_4 | Adaptive Thermostats | 8.888% | 0 | 133.1723 | Commercial_2034_SC B_million_m3_Before Competition Groups_Adaptive Thermostats
Commercial | Com ¦ Gas Fired Rooftop Units | 2034 | SC B | million_m3 | Before Competition Groups | 116.5228 | 0 | 0 | 1498.287 | 0.077771 | 5 | Commercial_2034_SC B_million_m3_Before Competition Groups_5 | Gas Fired Rooftop Units | 7.777% | 0 | 116.5228 | Commercial_2034_SC B_million_m3_Before Competition Groups_Gas Fired Rooftop Units
Commercial | Com ¦ Air Handler with Dedicated Outdoor Air Systems | 2034 | SC B | million_m3 | Before Competition Groups | 90.9256 | 0 | 0 | 1498.287 | 0.060686 | 6 | Commercial_2034_SC B_million_m3_Before Competition Groups_6 | Air Handler with Dedicated Outdoor Air Systems | 6.069% | 0 | 90.9256 | Commercial_2034_SC B_million_m3_Before Competition Groups_Air Handler with Dedicated Outdoor Air Systems
Commercial | Com ¦ Boilers - Advanced Controls (Steam Systems) | 2034 | SC B | million_m3 | Before Competition Groups | 79.0028 | 0 | 0 | 1498.287 | 0.052729 | 7 | Commercial_2034_SC B_million_m3_Before Competition Groups_7 | Boilers - Advanced Controls (Steam Systems) | 5.273% | 0 | 79.0028 | Commercial_2034_SC B_million_m3_Before Competition Groups_Boilers - Advanced Controls (Steam Systems)
Commercial | Com ¦ Condensing Make Up Air Unit | 2034 | SC B | million_m3 | Before Competition Groups | 67.9239 | 0 | 0 | 1498.287 | 0.045334 | 8 | Commercial_2034_SC B_million_m3_Before Competition Groups_8 | Condensing Make Up Air Unit | 4.533% | 0 | 67.9239 | Commercial_2034_SC B_million_m3_Before Competition Groups_Condensing Make Up Air Unit
Commercial | Com ¦ Demand Control Kitchen Ventilation | 2034 | SC B | million_m3 | Before Competition Groups | 58.9853 | 0 | 0 | 1498.287 | 0.039369 | 9 | Commercial_2034_SC B_million_m3_Before Competition Groups_9 | Demand Control Kitchen Ventilation | 3.937% | 0 | 58.9853 | Commercial_2034_SC B_million_m3_Before Competition Groups_Demand Control Kitchen Ventilation
Commercial | Com ¦ Gas Fired Heat Pump | 2034 | SC B | million_m3 | Before Competition Groups | 58.3476 | 0 | 0 | 1498.287 | 0.038943 | 10 | Commercial_2034_SC B_million_m3_Before Competition Groups_10 | Gas Fired Heat Pump | 3.894% | 0 | 58.3476 | Commercial_2034_SC B_million_m3_Before Competition Groups_Gas Fired Heat Pump
Commercial | Com ¦ Education and Capacity Building/Energy Behavior | 2034 | SC B | million_m3 | Before Competition Groups | 54.3186 | 0 | 0 | 1498.287 | 0.036254 | 11 | Commercial_2034_SC B_million_m3_Before Competition Groups_11 | Education and Capacity Building/Energy Behavior | 3.625% | 0 | 54.3186 | Commercial_2034_SC B_million_m3_Before Competition Groups_Education and Capacity Building/Energy Behavior
Commercial | Com ¦ Advanced BAS/Controllers | 2034 | SC B | million_m3 | Before Competition Groups | 54.2486 | 0 | 0 | 1498.287 | 0.036207 | 12 | Commercial_2034_SC B_million_m3_Before Competition Groups_12 | Advanced BAS/Controllers | 3.621% | 0 | 54.2486 | Commercial_2034_SC B_million_m3_Before Competition Groups_Advanced BAS/Controllers
Commercial | Com ¦ Steam System Optimization | 2034 | SC B | million_m3 | Before Competition Groups | 49.0978 | 0 | 0 | 1498.287 | 0.032769 | 13 | Commercial_2034_SC B_million_m3_Before Competition Groups_13 | Steam System Optimization | 3.277% | 0 | 49.0978 | Commercial_2034_SC B_million_m3_Before Competition Groups_Steam System Optimization
Commercial | Com ¦ Destratification | 2034 | SC B | million_m3 | Before Competition Groups | 48.9454 | 0 | 0 | 1498.287 | 0.032668 | 14 | Commercial_2034_SC B_million_m3_Before Competition Groups_14 | Destratification | 3.267% | 0 | 48.9454 | Commercial_2034_SC B_million_m3_Before Competition Groups_Destratification
Commercial | Com ¦ Furnace Tune-Up | 2034 | SC B | million_m3 | Before Competition Groups | 46.1381 | 0 | 0 | 1498.287 | 0.030794 | 15 | Commercial_2034_SC B_million_m3_Before Competition Groups_15 | Furnace Tune-Up | 3.079% | 0 | 46.1381 | Commercial_2034_SC B_million_m3_Before Competition Groups_Furnace Tune-Up
Commercial | Com ¦ Condensing Unit Heaters or other Efficient Unit Heating System | 2034 | SC B | million_m3 | Before Competition Groups | 38.4749 | 0 | 0 | 1498.287 | 0.025679 | 16 | Commercial_2034_SC B_million_m3_Before Competition Groups_16 | Condensing Unit Heaters or other Efficient Unit Heating System | 2.568% | 0 | 38.4749 | Commercial_2034_SC B_million_m3_Before Competition Groups_Condensing Unit Heaters or other Efficient Unit Heating System
Commercial | Com ¦ Wall Insulation | 2034 | SC B | million_m3 | Before Competition Groups | 25.8928 | 0 | 0 | 1498.287 | 0.017282 | 17 | Commercial_2034_SC B_million_m3_Before Competition Groups_17 | Wall Insulation | 1.728% | 0 | 25.8928 | Commercial_2034_SC B_million_m3_Before Competition Groups_Wall Insulation
Commercial | Com ¦ Energy Efficient Laboratory Fume Hood | 2034 | SC B | million_m3 | Before Competition Groups | 18.1302 | 0 | 0 | 1498.287 | 0.012101 | 18 | Commercial_2034_SC B_million_m3_Before Competition Groups_18 | Energy Efficient Laboratory Fume Hood | 1.21% | 0 | 18.1302 | Commercial_2034_SC B_million_m3_Before Competition Groups_Energy Efficient Laboratory Fume Hood
Commercial | Com ¦ Demand controlled Circulating Systems | 2034 | SC B | million_m3 | Before Competition Groups | 13.6018 | 0 | 0 | 1498.287 | 0.0090782 | 19 | Commercial_2034_SC B_million_m3_Before Competition Groups_19 | Demand controlled Circulating Systems | 0.9078% | 0 | 13.6018 | Commercial_2034_SC B_million_m3_Before Competition Groups_Demand controlled Circulating Systems
Commercial | Com ¦ Duct Insulation, R8 | 2034 | SC B | million_m3 | Before Competition Groups | 10.6055 | 0 | 0 | 1498.287 | 0.0070784 | 20 | Commercial_2034_SC B_million_m3_Before Competition Groups_20 | Duct Insulation, R8 | 0.7078% | 0 | 10.6055 | Commercial_2034_SC B_million_m3_Before Competition Groups_Duct Insulation, R8
Commercial | Com ¦ Ozone Laundry Treatment | 2034 | SC B | million_m3 | Before Competition Groups | 7.105 | 0 | 0 | 1498.287 | 0.0047421 | 21 | Commercial_2034_SC B_million_m3_Before Competition Groups_21 | Ozone Laundry Treatment | 0.4742% | 0 | 7.105 | Commercial_2034_SC B_million_m3_Before Competition Groups_Ozone Laundry Treatment
Commercial | Com ¦ ENERGY STAR Fryer (84% eff) | 2034 | SC B | million_m3 | Before Competition Groups | 6.1122 | 0 | 0 | 1498.287 | 0.0040795 | 22 | Commercial_2034_SC B_million_m3_Before Competition Groups_22 | ENERGY STAR Fryer (84% eff) | 0.4079% | 0 | 6.1122 | Commercial_2034_SC B_million_m3_Before Competition Groups_ENERGY STAR Fryer (84% eff)
Commercial | Com ¦ High Efficiency Underfired Broilers | 2034 | SC B | million_m3 | Before Competition Groups | 5.7274 | 0 | 0 | 1498.287 | 0.0038227 | 23 | Commercial_2034_SC B_million_m3_Before Competition Groups_23 | High Efficiency Underfired Broilers | 0.3823% | 0 | 5.7274 | Commercial_2034_SC B_million_m3_Before Competition Groups_High Efficiency Underfired Broilers
Commercial | Com ¦ Infrared Heaters | 2034 | SC B | million_m3 | Before Competition Groups | 5.2643 | 0 | 0 | 1498.287 | 0.0035135 | 24 | Commercial_2034_SC B_million_m3_Before Competition Groups_24 | Infrared Heaters | 0.3514% | 0 | 5.2643 | Commercial_2034_SC B_million_m3_Before Competition Groups_Infrared Heaters
Commercial | Com ¦ ENERGY STAR Griddle (74% eff) | 2034 | SC B | million_m3 | Before Competition Groups | 4.0568 | 0 | 0 | 1498.287 | 0.0027076 | 25 | Commercial_2034_SC B_million_m3_Before Competition Groups_25 | ENERGY STAR Griddle (74% eff) | 0.2708% | 0 | 4.0568 | Commercial_2034_SC B_million_m3_Before Competition Groups_ENERGY STAR Griddle (74% eff)
Commercial | Com ¦ Energy Recovery Ventilation and Ventilation (Enhanced) | 2034 | SC B | million_m3 | Before Competition Groups | 2.5734 | 0 | 0 | 1498.287 | 0.0017176 | 26 | Commercial_2034_SC B_million_m3_Before Competition Groups_26 | Energy Recovery Ventilation and Ventilation (Enhanced) | 0.1718% | 0 | 2.5734 | Commercial_2034_SC B_million_m3_Before Competition Groups_Energy Recovery Ventilation and Ventilation (Enhanced)
Commercial | Com ¦ ENERGY STAR Dishwasher | 2034 | SC B | million_m3 | Before Competition Groups | 2.1004 | 0 | 0 | 1498.287 | 0.0014019 | 27 | Commercial_2034_SC B_million_m3_Before Competition Groups_27 | ENERGY STAR Dishwasher | 0.1402% | 0 | 2.1004 | Commercial_2034_SC B_million_m3_Before Competition Groups_ENERGY STAR Dishwasher
Commercial | Com ¦ Heat Recovery Ventilator | 2034 | SC B | million_m3 | Before Competition Groups | 1.9525 | 0 | 0 | 1498.287 | 0.0013031 | 28 | Commercial_2034_SC B_million_m3_Before Competition Groups_28 | Heat Recovery Ventilator | 0.1303% | 0 | 1.9525 | Commercial_2034_SC B_million_m3_Before Competition Groups_Heat Recovery Ventilator
Commercial | Com ¦ Drain Water Heat Recovery (DWHR) ¦ Retro | 2034 | SC B | million_m3 | Before Competition Groups | 1.1358 | 0 | 0 | 1498.287 | 0.00075809 | 29 | Commercial_2034_SC B_million_m3_Before Competition Groups_29 | Drain Water Heat Recovery (DWHR) ¦ Retro | 0.07581% | 0 | 1.1358 | Commercial_2034_SC B_million_m3_Before Competition Groups_Drain Water Heat Recovery (DWHR) ¦ Retro
Commercial | Com ¦ CEE Tier 2/Energy Star Clothes Washers | 2034 | SC B | million_m3 | Before Competition Groups | 1.0705 | 0 | 0 | 1498.287 | 0.00071448 | 30 | Commercial_2034_SC B_million_m3_Before Competition Groups_30 | CEE Tier 2/Energy Star Clothes Washers | 0.07145% | 0 | 1.0705 | Commercial_2034_SC B_million_m3_Before Competition Groups_CEE Tier 2/Energy Star Clothes Washers
Commercial | Com ¦ Low Flow Pre-Rinse Spray Nozzle | 2034 | SC B | million_m3 | Before Competition Groups | 0.52041 | 0 | 0 | 1498.287 | 0.00034734 | 31 | Commercial_2034_SC B_million_m3_Before Competition Groups_31 | Low Flow Pre-Rinse Spray Nozzle | 0.03473% | 0 | 0.52041 | Commercial_2034_SC B_million_m3_Before Competition Groups_Low Flow Pre-Rinse Spray Nozzle
Commercial | Com ¦ ENERGY STAR Steam Cooker | 2034 | SC B | million_m3 | Before Competition Groups | 0.43743 | 0 | 0 | 1498.287 | 0.00029196 | 32 | Commercial_2034_SC B_million_m3_Before Competition Groups_32 | ENERGY STAR Steam Cooker | 0.0292% | 0 | 0.43743 | Commercial_2034_SC B_million_m3_Before Competition Groups_ENERGY STAR Steam Cooker
Commercial | Com ¦ Drain Water Heat Recovery (DWHR) ¦New | 2034 | SC B | million_m3 | Before Competition Groups | 0.33533 | 0 | 0 | 1498.287 | 0.00022381 | 33 | Commercial_2034_SC B_million_m3_Before Competition Groups_33 | Drain Water Heat Recovery (DWHR) ¦New | 0.02238% | 0 | 0.33533 | Commercial_2034_SC B_million_m3_Before Competition Groups_Drain Water Heat Recovery (DWHR) ¦New
Commercial | Com ¦ Gas Heat Pump Water Heater | 2034 | SC B | million_m3 | Before Competition Groups | 0.18017 | 0 | 0 | 1498.287 | 0.00012025 | 34 | Commercial_2034_SC B_million_m3_Before Competition Groups_34 | Gas Heat Pump Water Heater | 0.01202% | 0 | 0.18017 | Commercial_2034_SC B_million_m3_Before Competition Groups_Gas Heat Pump Water Heater
Commercial | Com ¦ Solar Water Preheat (Pools/DHW) | 2034 | SC B | million_m3 | Before Competition Groups | 0.16328 | 0 | 0 | 1498.287 | 0.00010898 | 35 | Commercial_2034_SC B_million_m3_Before Competition Groups_35 | Solar Water Preheat (Pools/DHW) | 0.0109% | 0 | 0.16328 | Commercial_2034_SC B_million_m3_Before Competition Groups_Solar Water Preheat (Pools/DHW)
Commercial | Com ¦ Air Curtains | 2034 | SC B | million_m3 | Before Competition Groups | 0.13594 | 0 | 0 | 1498.287 | 9.0733e-05 | 36 | Commercial_2034_SC B_million_m3_Before Competition Groups_36 | Air Curtains | 0.009073% | 0 | 0.13594 | Commercial_2034_SC B_million_m3_Before Competition Groups_Air Curtains
Commercial | Com ¦ Demand Control Ventilation | 2034 | SC C | million_m3 | Before Competition Groups | 104.9718 | 0 | 0 | 928.3205 | 0.11308 | 1 | Commercial_2034_SC C_million_m3_Before Competition Groups_1 | Demand Control Ventilation | 11.31% | 0 | 104.9718 | Commercial_2034_SC C_million_m3_Before Competition Groups_Demand Control Ventilation
Commercial | Com ¦ Condensing Boiler ¦ Std | 2034 | SC C | million_m3 | Before Competition Groups | 100.9784 | 0 | 0 | 928.3205 | 0.10878 | 2 | Commercial_2034_SC C_million_m3_Before Competition Groups_2 | Condensing Boiler ¦ Std | 10.88% | 0 | 100.9784 | Commercial_2034_SC C_million_m3_Before Competition Groups_Condensing Boiler ¦ Std
Commercial | Com ¦ Adaptive Thermostats | 2034 | SC C | million_m3 | Before Competition Groups | 92.7815 | 0 | 0 | 928.3205 | 0.099946 | 3 | Commercial_2034_SC C_million_m3_Before Competition Groups_3 | Adaptive Thermostats | 9.995% | 0 | 92.7815 | Commercial_2034_SC C_million_m3_Before Competition Groups_Adaptive Thermostats
Commercial | Com ¦ Boilers - Advanced Controls (Steam Systems) | 2034 | SC C | million_m3 | Before Competition Groups | 79.0036 | 0 | 0 | 928.3205 | 0.085104 | 4 | Commercial_2034_SC C_million_m3_Before Competition Groups_4 | Boilers - Advanced Controls (Steam Systems) | 8.51% | 0 | 79.0036 | Commercial_2034_SC C_million_m3_Before Competition Groups_Boilers - Advanced Controls (Steam Systems)
Commercial | Com ¦ Building Recommissioning, Operations and Maintenance (O&M) Improvements | 2034 | SC C | million_m3 | Before Competition Groups | 72.0504 | 0 | 0 | 928.3205 | 0.077614 | 5 | Commercial_2034_SC C_million_m3_Before Competition Groups_5 | Building Recommissioning, Operations and Maintenance (O&M) Improvements | 7.761% | 0 | 72.0504 | Commercial_2034_SC C_million_m3_Before Competition Groups_Building Recommissioning, Operations and Maintenance (O&M) Improvements
Commercial | Com ¦ Gas Fired Rooftop Units | 2034 | SC C | million_m3 | Before Competition Groups | 67.0427 | 0 | 0 | 928.3205 | 0.072219 | 6 | Commercial_2034_SC C_million_m3_Before Competition Groups_6 | Gas Fired Rooftop Units | 7.222% | 0 | 67.0427 | Commercial_2034_SC C_million_m3_Before Competition Groups_Gas Fired Rooftop Units
Commercial | Com ¦ Condensing Make Up Air Unit | 2034 | SC C | million_m3 | Before Competition Groups | 53.1266 | 0 | 0 | 928.3205 | 0.057229 | 7 | Commercial_2034_SC C_million_m3_Before Competition Groups_7 | Condensing Make Up Air Unit | 5.723% | 0 | 53.1266 | Commercial_2034_SC C_million_m3_Before Competition Groups_Condensing Make Up Air Unit
Commercial | Com ¦ Air Handler with Dedicated Outdoor Air Systems | 2034 | SC C | million_m3 | Before Competition Groups | 46.6113 | 0 | 0 | 928.3205 | 0.05021 | 8 | Commercial_2034_SC C_million_m3_Before Competition Groups_8 | Air Handler with Dedicated Outdoor Air Systems | 5.021% | 0 | 46.6113 | Commercial_2034_SC C_million_m3_Before Competition Groups_Air Handler with Dedicated Outdoor Air Systems
Commercial | Com ¦ Gas Fired Heat Pump | 2034 | SC C | million_m3 | Before Competition Groups | 45.9046 | 0 | 0 | 928.3205 | 0.049449 | 9 | Commercial_2034_SC C_million_m3_Before Competition Groups_9 | Gas Fired Heat Pump | 4.945% | 0 | 45.9046 | Commercial_2034_SC C_million_m3_Before Competition Groups_Gas Fired Heat Pump
Commercial | Com ¦ Demand Control Kitchen Ventilation | 2034 | SC C | million_m3 | Before Competition Groups | 40.4025 | 0 | 0 | 928.3205 | 0.043522 | 10 | Commercial_2034_SC C_million_m3_Before Competition Groups_10 | Demand Control Kitchen Ventilation | 4.352% | 0 | 40.4025 | Commercial_2034_SC C_million_m3_Before Competition Groups_Demand Control Kitchen Ventilation
Commercial | Com ¦ Advanced BAS/Controllers | 2034 | SC C | million_m3 | Before Competition Groups | 34.3116 | 0 | 0 | 928.3205 | 0.036961 | 11 | Commercial_2034_SC C_million_m3_Before Competition Groups_11 | Advanced BAS/Controllers | 3.696% | 0 | 34.3116 | Commercial_2034_SC C_million_m3_Before Competition Groups_Advanced BAS/Controllers
Commercial | Com ¦ Steam System Optimization | 2034 | SC C | million_m3 | Before Competition Groups | 31.8498 | 0 | 0 | 928.3205 | 0.034309 | 12 | Commercial_2034_SC C_million_m3_Before Competition Groups_12 | Steam System Optimization | 3.431% | 0 | 31.8498 | Commercial_2034_SC C_million_m3_Before Competition Groups_Steam System Optimization
Commercial | Com ¦ Destratification | 2034 | SC C | million_m3 | Before Competition Groups | 31.3281 | 0 | 0 | 928.3205 | 0.033747 | 13 | Commercial_2034_SC C_million_m3_Before Competition Groups_13 | Destratification | 3.375% | 0 | 31.3281 | Commercial_2034_SC C_million_m3_Before Competition Groups_Destratification
Commercial | Com ¦ Furnace Tune-Up | 2034 | SC C | million_m3 | Before Competition Groups | 29.6771 | 0 | 0 | 928.3205 | 0.031969 | 14 | Commercial_2034_SC C_million_m3_Before Competition Groups_14 | Furnace Tune-Up | 3.197% | 0 | 29.6771 | Commercial_2034_SC C_million_m3_Before Competition Groups_Furnace Tune-Up
Commercial | Com ¦ Condensing Unit Heaters or other Efficient Unit Heating System | 2034 | SC C | million_m3 | Before Competition Groups | 24.6015 | 0 | 0 | 928.3205 | 0.026501 | 15 | Commercial_2034_SC C_million_m3_Before Competition Groups_15 | Condensing Unit Heaters or other Efficient Unit Heating System | 2.65% | 0 | 24.6015 | Commercial_2034_SC C_million_m3_Before Competition Groups_Condensing Unit Heaters or other Efficient Unit Heating System
Commercial | Com ¦ Wall Insulation | 2034 | SC C | million_m3 | Before Competition Groups | 16.8104 | 0 | 0 | 928.3205 | 0.018108 | 16 | Commercial_2034_SC C_million_m3_Before Competition Groups_16 | Wall Insulation | 1.811% | 0 | 16.8104 | Commercial_2034_SC C_million_m3_Before Competition Groups_Wall Insulation
Commercial | Com ¦ Education and Capacity Building/Energy Behavior | 2034 | SC C | million_m3 | Before Competition Groups | 10.8637 | 0 | 0 | 928.3205 | 0.011703 | 17 | Commercial_2034_SC C_million_m3_Before Competition Groups_17 | Education and Capacity Building/Energy Behavior | 1.17% | 0 | 10.8637 | Commercial_2034_SC C_million_m3_Before Competition Groups_Education and Capacity Building/Energy Behavior
Commercial | Com ¦ Demand controlled Circulating Systems | 2034 | SC C | million_m3 | Before Competition Groups | 8.5252 | 0 | 0 | 928.3205 | 0.0091835 | 18 | Commercial_2034_SC C_million_m3_Before Competition Groups_18 | Demand controlled Circulating Systems | 0.9183% | 0 | 8.5252 | Commercial_2034_SC C_million_m3_Before Competition Groups_Demand controlled Circulating Systems
Commercial | Com ¦ Duct Insulation, R8 | 2034 | SC C | million_m3 | Before Competition Groups | 6.4261 | 0 | 0 | 928.3205 | 0.0069223 | 19 | Commercial_2034_SC C_million_m3_Before Competition Groups_19 | Duct Insulation, R8 | 0.6922% | 0 | 6.4261 | Commercial_2034_SC C_million_m3_Before Competition Groups_Duct Insulation, R8
Commercial | Com ¦ Energy Efficient Laboratory Fume Hood | 2034 | SC C | million_m3 | Before Competition Groups | 6.0682 | 0 | 0 | 928.3205 | 0.0065368 | 20 | Commercial_2034_SC C_million_m3_Before Competition Groups_20 | Energy Efficient Laboratory Fume Hood | 0.6537% | 0 | 6.0682 | Commercial_2034_SC C_million_m3_Before Competition Groups_Energy Efficient Laboratory Fume Hood
Commercial | Com ¦ High Efficiency Underfired Broilers | 2034 | SC C | million_m3 | Before Competition Groups | 5.1542 | 0 | 0 | 928.3205 | 0.0055521 | 21 | Commercial_2034_SC C_million_m3_Before Competition Groups_21 | High Efficiency Underfired Broilers | 0.5552% | 0 | 5.1542 | Commercial_2034_SC C_million_m3_Before Competition Groups_High Efficiency Underfired Broilers
Commercial | Com ¦ ENERGY STAR Fryer (84% eff) | 2034 | SC C | million_m3 | Before Competition Groups | 4.924 | 0 | 0 | 928.3205 | 0.0053042 | 22 | Commercial_2034_SC C_million_m3_Before Competition Groups_22 | ENERGY STAR Fryer (84% eff) | 0.5304% | 0 | 4.924 | Commercial_2034_SC C_million_m3_Before Competition Groups_ENERGY STAR Fryer (84% eff)
Commercial | Com ¦ Ozone Laundry Treatment | 2034 | SC C | million_m3 | Before Competition Groups | 3.7211 | 0 | 0 | 928.3205 | 0.0040084 | 23 | Commercial_2034_SC C_million_m3_Before Competition Groups_23 | Ozone Laundry Treatment | 0.4008% | 0 | 3.7211 | Commercial_2034_SC C_million_m3_Before Competition Groups_Ozone Laundry Treatment
Commercial | Com ¦ Infrared Heaters | 2034 | SC C | million_m3 | Before Competition Groups | 3.0513 | 0 | 0 | 928.3205 | 0.003287 | 24 | Commercial_2034_SC C_million_m3_Before Competition Groups_24 | Infrared Heaters | 0.3287% | 0 | 3.0513 | Commercial_2034_SC C_million_m3_Before Competition Groups_Infrared Heaters
Commercial | Com ¦ ENERGY STAR Griddle (74% eff) | 2034 | SC C | million_m3 | Before Competition Groups | 2.4004 | 0 | 0 | 928.3205 | 0.0025858 | 25 | Commercial_2034_SC C_million_m3_Before Competition Groups_25 | ENERGY STAR Griddle (74% eff) | 0.2586% | 0 | 2.4004 | Commercial_2034_SC C_million_m3_Before Competition Groups_ENERGY STAR Griddle (74% eff)
Commercial | Com ¦ ENERGY STAR Dishwasher | 2034 | SC C | million_m3 | Before Competition Groups | 1.8251 | 0 | 0 | 928.3205 | 0.001966 | 26 | Commercial_2034_SC C_million_m3_Before Competition Groups_26 | ENERGY STAR Dishwasher | 0.1966% | 0 | 1.8251 | Commercial_2034_SC C_million_m3_Before Competition Groups_ENERGY STAR Dishwasher
Commercial | Com ¦ CEE Tier 2/Energy Star Clothes Washers | 2034 | SC C | million_m3 | Before Competition Groups | 0.8956 | 0 | 0 | 928.3205 | 0.00096475 | 27 | Commercial_2034_SC C_million_m3_Before Competition Groups_27 | CEE Tier 2/Energy Star Clothes Washers | 0.09648% | 0 | 0.8956 | Commercial_2034_SC C_million_m3_Before Competition Groups_CEE Tier 2/Energy Star Clothes Washers
Commercial | Com ¦ Energy Recovery Ventilation and Ventilation (Enhanced) | 2034 | SC C | million_m3 | Before Competition Groups | 0.8575 | 0 | 0 | 928.3205 | 0.00092371 | 28 | Commercial_2034_SC C_million_m3_Before Competition Groups_28 | Energy Recovery Ventilation and Ventilation (Enhanced) | 0.09237% | 0 | 0.8575 | Commercial_2034_SC C_million_m3_Before Competition Groups_Energy Recovery Ventilation and Ventilation (Enhanced)
Commercial | Com ¦ Drain Water Heat Recovery (DWHR) ¦ Retro | 2034 | SC C | million_m3 | Before Competition Groups | 0.75664 | 0 | 0 | 928.3205 | 0.00081507 | 29 | Commercial_2034_SC C_million_m3_Before Competition Groups_29 | Drain Water Heat Recovery (DWHR) ¦ Retro | 0.08151% | 0 | 0.75664 | Commercial_2034_SC C_million_m3_Before Competition Groups_Drain Water Heat Recovery (DWHR) ¦ Retro
Commercial | Com ¦ ENERGY STAR Steam Cooker | 2034 | SC C | million_m3 | Before Competition Groups | 0.43744 | 0 | 0 | 928.3205 | 0.00047121 | 30 | Commercial_2034_SC C_million_m3_Before Competition Groups_30 | ENERGY STAR Steam Cooker | 0.04712% | 0 | 0.43744 | Commercial_2034_SC C_million_m3_Before Competition Groups_ENERGY STAR Steam Cooker
Commercial | Com ¦ Low Flow Pre-Rinse Spray Nozzle | 2034 | SC C | million_m3 | Before Competition Groups | 0.4104 | 0 | 0 | 928.3205 | 0.00044209 | 31 | Commercial_2034_SC C_million_m3_Before Competition Groups_31 | Low Flow Pre-Rinse Spray Nozzle | 0.04421% | 0 | 0.4104 | Commercial_2034_SC C_million_m3_Before Competition Groups_Low Flow Pre-Rinse Spray Nozzle
Commercial | Com ¦ Drain Water Heat Recovery (DWHR) ¦New | 2034 | SC C | million_m3 | Before Competition Groups | 0.23742 | 0 | 0 | 928.3205 | 0.00025576 | 32 | Commercial_2034_SC C_million_m3_Before Competition Groups_32 | Drain Water Heat Recovery (DWHR) ¦New | 0.02558% | 0 | 0.23742 | Commercial_2034_SC C_million_m3_Before Competition Groups_Drain Water Heat Recovery (DWHR) ¦New
Commercial | Com ¦ Heat Recovery Ventilator | 2034 | SC C | million_m3 | Before Competition Groups | 0.2196 | 0 | 0 | 928.3205 | 0.00023656 | 33 | Commercial_2034_SC C_million_m3_Before Competition Groups_33 | Heat Recovery Ventilator | 0.02366% | 0 | 0.2196 | Commercial_2034_SC C_million_m3_Before Competition Groups_Heat Recovery Ventilator
Commercial | Com ¦ Solar Water Preheat (Pools/DHW) | 2034 | SC C | million_m3 | Before Competition Groups | 0.086099 | 0 | 0 | 928.3205 | 9.2747e-05 | 34 | Commercial_2034_SC C_million_m3_Before Competition Groups_34 | Solar Water Preheat (Pools/DHW) | 0.009275% | 0 | 0.086099 | Commercial_2034_SC C_million_m3_Before Competition Groups_Solar Water Preheat (Pools/DHW)
Commercial | Com ¦ Gas Heat Pump Water Heater | 2034 | SC C | million_m3 | Before Competition Groups | 0.0077834 | 0 | 0 | 928.3205 | 8.3844e-06 | 35 | Commercial_2034_SC C_million_m3_Before Competition Groups_35 | Gas Heat Pump Water Heater | 0.0008384% | 0 | 0.0077834 | Commercial_2034_SC C_million_m3_Before Competition Groups_Gas Heat Pump Water Heater
Commercial | Com ¦ Air Curtains | 2034 | SC C | million_m3 | Before Competition Groups | 0.00062194 | 0 | 0 | 928.3205 | 6.6997e-07 | 36 | Commercial_2034_SC C_million_m3_Before Competition Groups_36 | Air Curtains | 6.7e-05% | 0 | 0.00062194 | Commercial_2034_SC C_million_m3_Before Competition Groups_Air Curtains
Commercial | Com ¦ Condensing Boiler ¦ Std | 2034 | Technical | million_m3 | Before Competition Groups | 302.7711 | 0 | 0 | 2209.766 | 0.13701 | 1 | Commercial_2034_Technical_million_m3_Before Competition Groups_1 | Condensing Boiler ¦ Std | 13.7% | 0 | 302.7711 | Commercial_2034_Technical_million_m3_Before Competition Groups_Condensing Boiler ¦ Std
Commercial | Com ¦ Building Recommissioning, Operations and Maintenance (O&M) Improvements | 2034 | Technical | million_m3 | Before Competition Groups | 217.2866 | 0 | 0 | 2209.766 | 0.09833 | 2 | Commercial_2034_Technical_million_m3_Before Competition Groups_2 | Building Recommissioning, Operations and Maintenance (O&M) Improvements | 9.833% | 0 | 217.2866 | Commercial_2034_Technical_million_m3_Before Competition Groups_Building Recommissioning, Operations and Maintenance (O&M) Improvements
Commercial | Com ¦ Demand Control Ventilation | 2034 | Technical | million_m3 | Before Competition Groups | 211.1937 | 0 | 0 | 2209.766 | 0.095573 | 3 | Commercial_2034_Technical_million_m3_Before Competition Groups_3 | Demand Control Ventilation | 9.557% | 0 | 211.1937 | Commercial_2034_Technical_million_m3_Before Competition Groups_Demand Control Ventilation
Commercial | Com ¦ Gas Fired Rooftop Units | 2034 | Technical | million_m3 | Before Competition Groups | 209.138 | 0 | 0 | 2209.766 | 0.094643 | 4 | Commercial_2034_Technical_million_m3_Before Competition Groups_4 | Gas Fired Rooftop Units | 9.464% | 0 | 209.138 | Commercial_2034_Technical_million_m3_Before Competition Groups_Gas Fired Rooftop Units
Commercial | Com ¦ Boilers - Advanced Controls (Steam Systems) | 2034 | Technical | million_m3 | Before Competition Groups | 147.1712 | 0 | 0 | 2209.766 | 0.0666 | 5 | Commercial_2034_Technical_million_m3_Before Competition Groups_5 | Boilers - Advanced Controls (Steam Systems) | 6.66% | 0 | 147.1712 | Commercial_2034_Technical_million_m3_Before Competition Groups_Boilers - Advanced Controls (Steam Systems)
Commercial | Com ¦ Adaptive Thermostats | 2034 | Technical | million_m3 | Before Competition Groups | 133.3328 | 0 | 0 | 2209.766 | 0.060338 | 6 | Commercial_2034_Technical_million_m3_Before Competition Groups_6 | Adaptive Thermostats | 6.034% | 0 | 133.3328 | Commercial_2034_Technical_million_m3_Before Competition Groups_Adaptive Thermostats
Commercial | Com ¦ Condensing Make Up Air Unit | 2034 | Technical | million_m3 | Before Competition Groups | 104.7826 | 0 | 0 | 2209.766 | 0.047418 | 7 | Commercial_2034_Technical_million_m3_Before Competition Groups_7 | Condensing Make Up Air Unit | 4.742% | 0 | 104.7826 | Commercial_2034_Technical_million_m3_Before Competition Groups_Condensing Make Up Air Unit
Commercial | Com ¦ Gas Fired Heat Pump | 2034 | Technical | million_m3 | Before Competition Groups | 87.1047 | 0 | 0 | 2209.766 | 0.039418 | 8 | Commercial_2034_Technical_million_m3_Before Competition Groups_8 | Gas Fired Heat Pump | 3.942% | 0 | 87.1047 | Commercial_2034_Technical_million_m3_Before Competition Groups_Gas Fired Heat Pump
Commercial | Com ¦ Air Handler with Dedicated Outdoor Air Systems | 2034 | Technical | million_m3 | Before Competition Groups | 81.063 | 0 | 0 | 2209.766 | 0.036684 | 9 | Commercial_2034_Technical_million_m3_Before Competition Groups_9 | Air Handler with Dedicated Outdoor Air Systems | 3.668% | 0 | 81.063 | Commercial_2034_Technical_million_m3_Before Competition Groups_Air Handler with Dedicated Outdoor Air Systems
Commercial | Com ¦ Advanced BAS/Controllers | 2034 | Technical | million_m3 | Before Competition Groups | 75.9403 | 0 | 0 | 2209.766 | 0.034366 | 10 | Commercial_2034_Technical_million_m3_Before Competition Groups_10 | Advanced BAS/Controllers | 3.437% | 0 | 75.9403 | Commercial_2034_Technical_million_m3_Before Competition Groups_Advanced BAS/Controllers
Commercial | Com ¦ Demand Control Kitchen Ventilation | 2034 | Technical | million_m3 | Before Competition Groups | 71.2373 | 0 | 0 | 2209.766 | 0.032237 | 11 | Commercial_2034_Technical_million_m3_Before Competition Groups_11 | Demand Control Kitchen Ventilation | 3.224% | 0 | 71.2373 | Commercial_2034_Technical_million_m3_Before Competition Groups_Demand Control Kitchen Ventilation
Commercial | Com ¦ Education and Capacity Building/Energy Behavior | 2034 | Technical | million_m3 | Before Competition Groups | 69.0431 | 0 | 0 | 2209.766 | 0.031245 | 12 | Commercial_2034_Technical_million_m3_Before Competition Groups_12 | Education and Capacity Building/Energy Behavior | 3.124% | 0 | 69.0431 | Commercial_2034_Technical_million_m3_Before Competition Groups_Education and Capacity Building/Energy Behavior
Commercial | Com ¦ Energy Recovery Ventilation and Ventilation (Enhanced) | 2034 | Technical | million_m3 | Before Competition Groups | 64.5444 | 0 | 0 | 2209.766 | 0.029209 | 13 | Commercial_2034_Technical_million_m3_Before Competition Groups_13 | Energy Recovery Ventilation and Ventilation (Enhanced) | 2.921% | 0 | 64.5444 | Commercial_2034_Technical_million_m3_Before Competition Groups_Energy Recovery Ventilation and Ventilation (Enhanced)
Commercial | Com ¦ Condensing Unit Heaters or other Efficient Unit Heating System | 2034 | Technical | million_m3 | Before Competition Groups | 61.577 | 0 | 0 | 2209.766 | 0.027866 | 14 | Commercial_2034_Technical_million_m3_Before Competition Groups_14 | Condensing Unit Heaters or other Efficient Unit Heating System | 2.787% | 0 | 61.577 | Commercial_2034_Technical_million_m3_Before Competition Groups_Condensing Unit Heaters or other Efficient Unit Heating System
Commercial | Com ¦ Steam System Optimization | 2034 | Technical | million_m3 | Before Competition Groups | 43.607 | 0 | 0 | 2209.766 | 0.019734 | 15 | Commercial_2034_Technical_million_m3_Before Competition Groups_15 | Steam System Optimization | 1.973% | 0 | 43.607 | Commercial_2034_Technical_million_m3_Before Competition Groups_Steam System Optimization
Commercial | Com ¦ Destratification | 2034 | Technical | million_m3 | Before Competition Groups | 41.6945 | 0 | 0 | 2209.766 | 0.018868 | 16 | Commercial_2034_Technical_million_m3_Before Competition Groups_16 | Destratification | 1.887% | 0 | 41.6945 | Commercial_2034_Technical_million_m3_Before Competition Groups_Destratification
Commercial | Com ¦ Furnace Tune-Up | 2034 | Technical | million_m3 | Before Competition Groups | 41.1118 | 0 | 0 | 2209.766 | 0.018605 | 17 | Commercial_2034_Technical_million_m3_Before Competition Groups_17 | Furnace Tune-Up | 1.86% | 0 | 41.1118 | Commercial_2034_Technical_million_m3_Before Competition Groups_Furnace Tune-Up
Commercial | Com ¦ High Efficiency Condensing Furnace AFUE 95% from 80% code | 2034 | Technical | million_m3 | Before Competition Groups | 30.2001 | 0 | 0 | 2209.766 | 0.013667 | 18 | Commercial_2034_Technical_million_m3_Before Competition Groups_18 | High Efficiency Condensing Furnace AFUE 95% from 80% code | 1.367% | 0 | 30.2001 | Commercial_2034_Technical_million_m3_Before Competition Groups_High Efficiency Condensing Furnace AFUE 95% from 80% code
Commercial | Com ¦ Heat Recovery Ventilator | 2034 | Technical | million_m3 | Before Competition Groups | 29.2201 | 0 | 0 | 2209.766 | 0.013223 | 19 | Commercial_2034_Technical_million_m3_Before Competition Groups_19 | Heat Recovery Ventilator | 1.322% | 0 | 29.2201 | Commercial_2034_Technical_million_m3_Before Competition Groups_Heat Recovery Ventilator
Commercial | Com ¦ Super-High Efficiency Furnaces (Emerging Tech) | 2034 | Technical | million_m3 | Before Competition Groups | 26.3166 | 0 | 0 | 2209.766 | 0.011909 | 20 | Commercial_2034_Technical_million_m3_Before Competition Groups_20 | Super-High Efficiency Furnaces (Emerging Tech) | 1.191% | 0 | 26.3166 | Commercial_2034_Technical_million_m3_Before Competition Groups_Super-High Efficiency Furnaces (Emerging Tech)
Commercial | Com ¦ Wall Insulation | 2034 | Technical | million_m3 | Before Competition Groups | 22.9912 | 0 | 0 | 2209.766 | 0.010404 | 21 | Commercial_2034_Technical_million_m3_Before Competition Groups_21 | Wall Insulation | 1.04% | 0 | 22.9912 | Commercial_2034_Technical_million_m3_Before Competition Groups_Wall Insulation
Commercial | Com ¦ Boiler Measures | 2034 | Technical | million_m3 | Before Competition Groups | 17.2401 | 0 | 0 | 2209.766 | 0.0078018 | 22 | Commercial_2034_Technical_million_m3_Before Competition Groups_22 | Boiler Measures | 0.7802% | 0 | 17.2401 | Commercial_2034_Technical_million_m3_Before Competition Groups_Boiler Measures
Commercial | Com ¦ Energy Efficient Laboratory Fume Hood | 2034 | Technical | million_m3 | Before Competition Groups | 16.2337 | 0 | 0 | 2209.766 | 0.0073464 | 23 | Commercial_2034_Technical_million_m3_Before Competition Groups_23 | Energy Efficient Laboratory Fume Hood | 0.7346% | 0 | 16.2337 | Commercial_2034_Technical_million_m3_Before Competition Groups_Energy Efficient Laboratory Fume Hood
Commercial | Com ¦ Demand controlled Circulating Systems | 2034 | Technical | million_m3 | Before Competition Groups | 12.0774 | 0 | 0 | 2209.766 | 0.0054655 | 24 | Commercial_2034_Technical_million_m3_Before Competition Groups_24 | Demand controlled Circulating Systems | 0.5465% | 0 | 12.0774 | Commercial_2034_Technical_million_m3_Before Competition Groups_Demand controlled Circulating Systems
Commercial | Com ¦ Duct Insulation, R8 | 2034 | Technical | million_m3 | Before Competition Groups | 9.435 | 0 | 0 | 2209.766 | 0.0042697 | 25 | Commercial_2034_Technical_million_m3_Before Competition Groups_25 | Duct Insulation, R8 | 0.427% | 0 | 9.435 | Commercial_2034_Technical_million_m3_Before Competition Groups_Duct Insulation, R8
Commercial | Com ¦ Infrared Heaters | 2034 | Technical | million_m3 | Before Competition Groups | 9.1431 | 0 | 0 | 2209.766 | 0.0041376 | 26 | Commercial_2034_Technical_million_m3_Before Competition Groups_26 | Infrared Heaters | 0.4138% | 0 | 9.1431 | Commercial_2034_Technical_million_m3_Before Competition Groups_Infrared Heaters
Commercial | Com ¦ ENERGY STAR Fryer (84% eff) | 2034 | Technical | million_m3 | Before Competition Groups | 9.044 | 0 | 0 | 2209.766 | 0.0040927 | 27 | Commercial_2034_Technical_million_m3_Before Competition Groups_27 | ENERGY STAR Fryer (84% eff) | 0.4093% | 0 | 9.044 | Commercial_2034_Technical_million_m3_Before Competition Groups_ENERGY STAR Fryer (84% eff)
Commercial | Com ¦ Roof Insulation/Ceiling Insulation (R25 Code to R35) | 2034 | Technical | million_m3 | Before Competition Groups | 9.0097 | 0 | 0 | 2209.766 | 0.0040772 | 28 | Commercial_2034_Technical_million_m3_Before Competition Groups_28 | Roof Insulation/Ceiling Insulation (R25 Code to R35) | 0.4077% | 0 | 9.0097 | Commercial_2034_Technical_million_m3_Before Competition Groups_Roof Insulation/Ceiling Insulation (R25 Code to R35)
Commercial | Com ¦ Condensing Storage Water Heater | 2034 | Technical | million_m3 | Before Competition Groups | 7.9536 | 0 | 0 | 2209.766 | 0.0035993 | 29 | Commercial_2034_Technical_million_m3_Before Competition Groups_29 | Condensing Storage Water Heater | 0.3599% | 0 | 7.9536 | Commercial_2034_Technical_million_m3_Before Competition Groups_Condensing Storage Water Heater
Commercial | Com ¦ High Efficiency Underfired Broilers | 2034 | Technical | million_m3 | Before Competition Groups | 7.6759 | 0 | 0 | 2209.766 | 0.0034736 | 30 | Commercial_2034_Technical_million_m3_Before Competition Groups_30 | High Efficiency Underfired Broilers | 0.3474% | 0 | 7.6759 | Commercial_2034_Technical_million_m3_Before Competition Groups_High Efficiency Underfired Broilers
Commercial | Com ¦ Ozone Laundry Treatment | 2034 | Technical | million_m3 | Before Competition Groups | 7.6711 | 0 | 0 | 2209.766 | 0.0034715 | 31 | Commercial_2034_Technical_million_m3_Before Competition Groups_31 | Ozone Laundry Treatment | 0.3471% | 0 | 7.6711 | Commercial_2034_Technical_million_m3_Before Competition Groups_Ozone Laundry Treatment
Commercial | Com ¦ ENERGY STAR Griddle (74% eff) | 2034 | Technical | million_m3 | Before Competition Groups | 5.9384 | 0 | 0 | 2209.766 | 0.0026873 | 32 | Commercial_2034_Technical_million_m3_Before Competition Groups_32 | ENERGY STAR Griddle (74% eff) | 0.2687% | 0 | 5.9384 | Commercial_2034_Technical_million_m3_Before Competition Groups_ENERGY STAR Griddle (74% eff)
Commercial | Com ¦ Condensing Tankless Water Heater | 2034 | Technical | million_m3 | Before Competition Groups | 4.6179 | 0 | 0 | 2209.766 | 0.0020898 | 33 | Commercial_2034_Technical_million_m3_Before Competition Groups_33 | Condensing Tankless Water Heater | 0.209% | 0 | 4.6179 | Commercial_2034_Technical_million_m3_Before Competition Groups_Condensing Tankless Water Heater
Commercial | Com ¦ Gas Heat Pump Water Heater | 2034 | Technical | million_m3 | Before Competition Groups | 3.9641 | 0 | 0 | 2209.766 | 0.0017939 | 34 | Commercial_2034_Technical_million_m3_Before Competition Groups_34 | Gas Heat Pump Water Heater | 0.1794% | 0 | 3.9641 | Commercial_2034_Technical_million_m3_Before Competition Groups_Gas Heat Pump Water Heater
Commercial | Com ¦ ENERGY STAR Dishwasher | 2034 | Technical | million_m3 | Before Competition Groups | 3.9103 | 0 | 0 | 2209.766 | 0.0017695 | 35 | Commercial_2034_Technical_million_m3_Before Competition Groups_35 | ENERGY STAR Dishwasher | 0.177% | 0 | 3.9103 | Commercial_2034_Technical_million_m3_Before Competition Groups_ENERGY STAR Dishwasher
Commercial | Com ¦ HOTEL OCCUPANCY CONTROLS (HVAC + LIGHTING) | 2034 | Technical | million_m3 | Before Competition Groups | 3.8254 | 0 | 0 | 2209.766 | 0.0017312 | 36 | Commercial_2034_Technical_million_m3_Before Competition Groups_36 | HOTEL OCCUPANCY CONTROLS (HVAC + LIGHTING) | 0.1731% | 0 | 3.8254 | Commercial_2034_Technical_million_m3_Before Competition Groups_HOTEL OCCUPANCY CONTROLS (HVAC + LIGHTING)
Commercial | Com ¦ Ice Rink Heat Recovery | 2034 | Technical | million_m3 | Before Competition Groups | 3.0326 | 0 | 0 | 2209.766 | 0.0013724 | 37 | Commercial_2034_Technical_million_m3_Before Competition Groups_37 | Ice Rink Heat Recovery | 0.1372% | 0 | 3.0326 | Commercial_2034_Technical_million_m3_Before Competition Groups_Ice Rink Heat Recovery
Commercial | Com ¦ Dock Door Seals | 2034 | Technical | million_m3 | Before Competition Groups | 2.6128 | 0 | 0 | 2209.766 | 0.0011824 | 38 | Commercial_2034_Technical_million_m3_Before Competition Groups_38 | Dock Door Seals | 0.1182% | 0 | 2.6128 | Commercial_2034_Technical_million_m3_Before Competition Groups_Dock Door Seals
Commercial | Com ¦ CEE Tier 2/Energy Star Clothes Washers | 2034 | Technical | million_m3 | Before Competition Groups | 1.3466 | 0 | 0 | 2209.766 | 0.00060938 | 39 | Commercial_2034_Technical_million_m3_Before Competition Groups_39 | CEE Tier 2/Energy Star Clothes Washers | 0.06094% | 0 | 1.3466 | Commercial_2034_Technical_million_m3_Before Competition Groups_CEE Tier 2/Energy Star Clothes Washers
Commercial | Com ¦ Drain Water Heat Recovery (DWHR) ¦ Retro | 2034 | Technical | million_m3 | Before Competition Groups | 0.99855 | 0 | 0 | 2209.766 | 0.00045188 | 40 | Commercial_2034_Technical_million_m3_Before Competition Groups_40 | Drain Water Heat Recovery (DWHR) ¦ Retro | 0.04519% | 0 | 0.99855 | Commercial_2034_Technical_million_m3_Before Competition Groups_Drain Water Heat Recovery (DWHR) ¦ Retro
Commercial | Com ¦ Low Flow Pre-Rinse Spray Nozzle | 2034 | Technical | million_m3 | Before Competition Groups | 0.70922 | 0 | 0 | 2209.766 | 0.00032095 | 41 | Commercial_2034_Technical_million_m3_Before Competition Groups_41 | Low Flow Pre-Rinse Spray Nozzle | 0.03209% | 0 | 0.70922 | Commercial_2034_Technical_million_m3_Before Competition Groups_Low Flow Pre-Rinse Spray Nozzle
Commercial | Com ¦ ENERGY STAR Steam Cooker | 2034 | Technical | million_m3 | Before Competition Groups | 0.64715 | 0 | 0 | 2209.766 | 0.00029286 | 42 | Commercial_2034_Technical_million_m3_Before Competition Groups_42 | ENERGY STAR Steam Cooker | 0.02929% | 0 | 0.64715 | Commercial_2034_Technical_million_m3_Before Competition Groups_ENERGY STAR Steam Cooker
Commercial | Com ¦ Drain Water Heat Recovery (DWHR) ¦New | 2034 | Technical | million_m3 | Before Competition Groups | 0.60013 | 0 | 0 | 2209.766 | 0.00027158 | 43 | Commercial_2034_Technical_million_m3_Before Competition Groups_43 | Drain Water Heat Recovery (DWHR) ¦New | 0.02716% | 0 | 0.60013 | Commercial_2034_Technical_million_m3_Before Competition Groups_Drain Water Heat Recovery (DWHR) ¦New
Commercial | Com ¦ Solar Water Preheat (Pools/DHW) | 2034 | Technical | million_m3 | Before Competition Groups | 0.31877 | 0 | 0 | 2209.766 | 0.00014425 | 44 | Commercial_2034_Technical_million_m3_Before Competition Groups_44 | Solar Water Preheat (Pools/DHW) | 0.01443% | 0 | 0.31877 | Commercial_2034_Technical_million_m3_Before Competition Groups_Solar Water Preheat (Pools/DHW)
Commercial | Com ¦ Gas Convection Oven | 2034 | Technical | million_m3 | Before Competition Groups | 0.15329 | 0 | 0 | 2209.766 | 6.937e-05 | 45 | Commercial_2034_Technical_million_m3_Before Competition Groups_45 | Gas Convection Oven | 0.006937% | 0 | 0.15329 | Commercial_2034_Technical_million_m3_Before Competition Groups_Gas Convection Oven
Commercial | Com ¦ Air Curtains | 2034 | Technical | million_m3 | Before Competition Groups | 0.14603 | 0 | 0 | 2209.766 | 6.6085e-05 | 46 | Commercial_2034_Technical_million_m3_Before Competition Groups_46 | Air Curtains | 0.006608% | 0 | 0.14603 | Commercial_2034_Technical_million_m3_Before Competition Groups_Air Curtains
Commercial | Com ¦ Solar Preheat Make up Air | 2034 | Technical | million_m3 | Before Competition Groups | 0.054593 | 0 | 0 | 2209.766 | 2.4705e-05 | 47 | Commercial_2034_Technical_million_m3_Before Competition Groups_47 | Solar Preheat Make up Air | 0.002471% | 0 | 0.054593 | Commercial_2034_Technical_million_m3_Before Competition Groups_Solar Preheat Make up Air
Commercial | Com ¦ Super High Perf Glazing ¦RET | 2034 | Technical | million_m3 | Before Competition Groups | 0.049331 | 0 | 0 | 2209.766 | 2.2324e-05 | 48 | Commercial_2034_Technical_million_m3_Before Competition Groups_48 | Super High Perf Glazing ¦RET | 0.002232% | 0 | 0.049331 | Commercial_2034_Technical_million_m3_Before Competition Groups_Super High Perf Glazing ¦RET
Commercial | Com ¦ Super High Perf Glazing ¦New | 2034 | Technical | million_m3 | Before Competition Groups | 0.030262 | 0 | 0 | 2209.766 | 1.3695e-05 | 49 | Commercial_2034_Technical_million_m3_Before Competition Groups_49 | Super High Perf Glazing ¦New | 0.001369% | 0 | 0.030262 | Commercial_2034_Technical_million_m3_Before Competition Groups_Super High Perf Glazing ¦New
Commercial | Com ¦ Condensing Boiler ¦ Std | 2035 | Economic | million_m3 | Before Competition Groups | 317.1791 | 0 | 0 | 2035.411 | 0.15583 | 1 | Commercial_2035_Economic_million_m3_Before Competition Groups_1 | Condensing Boiler ¦ Std | 15.58% | 0 | 317.1791 | Commercial_2035_Economic_million_m3_Before Competition Groups_Condensing Boiler ¦ Std
Commercial | Com ¦ Gas Fired Rooftop Units | 2035 | Economic | million_m3 | Before Competition Groups | 217.7519 | 0 | 0 | 2035.411 | 0.10698 | 2 | Commercial_2035_Economic_million_m3_Before Competition Groups_2 | Gas Fired Rooftop Units | 10.7% | 0 | 217.7519 | Commercial_2035_Economic_million_m3_Before Competition Groups_Gas Fired Rooftop Units
Commercial | Com ¦ Building Recommissioning, Operations and Maintenance (O&M) Improvements | 2035 | Economic | million_m3 | Before Competition Groups | 212.9191 | 0 | 0 | 2035.411 | 0.10461 | 3 | Commercial_2035_Economic_million_m3_Before Competition Groups_3 | Building Recommissioning, Operations and Maintenance (O&M) Improvements | 10.46% | 0 | 212.9191 | Commercial_2035_Economic_million_m3_Before Competition Groups_Building Recommissioning, Operations and Maintenance (O&M) Improvements
Commercial | Com ¦ Demand Control Ventilation | 2035 | Economic | million_m3 | Before Competition Groups | 206.5783 | 0 | 0 | 2035.411 | 0.10149 | 4 | Commercial_2035_Economic_million_m3_Before Competition Groups_4 | Demand Control Ventilation | 10.15% | 0 | 206.5783 | Commercial_2035_Economic_million_m3_Before Competition Groups_Demand Control Ventilation
Commercial | Com ¦ Boilers - Advanced Controls (Steam Systems) | 2035 | Economic | million_m3 | Before Competition Groups | 148.333 | 0 | 0 | 2035.411 | 0.072876 | 5 | Commercial_2035_Economic_million_m3_Before Competition Groups_5 | Boilers - Advanced Controls (Steam Systems) | 7.288% | 0 | 148.333 | Commercial_2035_Economic_million_m3_Before Competition Groups_Boilers - Advanced Controls (Steam Systems)
Commercial | Com ¦ Adaptive Thermostats | 2035 | Economic | million_m3 | Before Competition Groups | 133.6088 | 0 | 0 | 2035.411 | 0.065642 | 6 | Commercial_2035_Economic_million_m3_Before Competition Groups_6 | Adaptive Thermostats | 6.564% | 0 | 133.6088 | Commercial_2035_Economic_million_m3_Before Competition Groups_Adaptive Thermostats
Commercial | Com ¦ Condensing Make Up Air Unit | 2035 | Economic | million_m3 | Before Competition Groups | 109.6227 | 0 | 0 | 2035.411 | 0.053858 | 7 | Commercial_2035_Economic_million_m3_Before Competition Groups_7 | Condensing Make Up Air Unit | 5.386% | 0 | 109.6227 | Commercial_2035_Economic_million_m3_Before Competition Groups_Condensing Make Up Air Unit
Commercial | Com ¦ Gas Fired Heat Pump | 2035 | Economic | million_m3 | Before Competition Groups | 90.1731 | 0 | 0 | 2035.411 | 0.044302 | 8 | Commercial_2035_Economic_million_m3_Before Competition Groups_8 | Gas Fired Heat Pump | 4.43% | 0 | 90.1731 | Commercial_2035_Economic_million_m3_Before Competition Groups_Gas Fired Heat Pump
Commercial | Com ¦ Air Handler with Dedicated Outdoor Air Systems | 2035 | Economic | million_m3 | Before Competition Groups | 79.4337 | 0 | 0 | 2035.411 | 0.039026 | 9 | Commercial_2035_Economic_million_m3_Before Competition Groups_9 | Air Handler with Dedicated Outdoor Air Systems | 3.903% | 0 | 79.4337 | Commercial_2035_Economic_million_m3_Before Competition Groups_Air Handler with Dedicated Outdoor Air Systems
Commercial | Com ¦ Advanced BAS/Controllers | 2035 | Economic | million_m3 | Before Competition Groups | 76.5067 | 0 | 0 | 2035.411 | 0.037588 | 10 | Commercial_2035_Economic_million_m3_Before Competition Groups_10 | Advanced BAS/Controllers | 3.759% | 0 | 76.5067 | Commercial_2035_Economic_million_m3_Before Competition Groups_Advanced BAS/Controllers
Commercial | Com ¦ Demand Control Kitchen Ventilation | 2035 | Economic | million_m3 | Before Competition Groups | 72.4896 | 0 | 0 | 2035.411 | 0.035614 | 11 | Commercial_2035_Economic_million_m3_Before Competition Groups_11 | Demand Control Kitchen Ventilation | 3.561% | 0 | 72.4896 | Commercial_2035_Economic_million_m3_Before Competition Groups_Demand Control Kitchen Ventilation
Commercial | Com ¦ Education and Capacity Building/Energy Behavior | 2035 | Economic | million_m3 | Before Competition Groups | 66.8827 | 0 | 0 | 2035.411 | 0.03286 | 12 | Commercial_2035_Economic_million_m3_Before Competition Groups_12 | Education and Capacity Building/Energy Behavior | 3.286% | 0 | 66.8827 | Commercial_2035_Economic_million_m3_Before Competition Groups_Education and Capacity Building/Energy Behavior
Commercial | Com ¦ Condensing Unit Heaters or other Efficient Unit Heating System | 2035 | Economic | million_m3 | Before Competition Groups | 64.3294 | 0 | 0 | 2035.411 | 0.031605 | 13 | Commercial_2035_Economic_million_m3_Before Competition Groups_13 | Condensing Unit Heaters or other Efficient Unit Heating System | 3.161% | 0 | 64.3294 | Commercial_2035_Economic_million_m3_Before Competition Groups_Condensing Unit Heaters or other Efficient Unit Heating System
Commercial | Com ¦ Steam System Optimization | 2035 | Economic | million_m3 | Before Competition Groups | 42.7305 | 0 | 0 | 2035.411 | 0.020994 | 14 | Commercial_2035_Economic_million_m3_Before Competition Groups_14 | Steam System Optimization | 2.099% | 0 | 42.7305 | Commercial_2035_Economic_million_m3_Before Competition Groups_Steam System Optimization
Commercial | Com ¦ Destratification | 2035 | Economic | million_m3 | Before Competition Groups | 40.7692 | 0 | 0 | 2035.411 | 0.02003 | 15 | Commercial_2035_Economic_million_m3_Before Competition Groups_15 | Destratification | 2.003% | 0 | 40.7692 | Commercial_2035_Economic_million_m3_Before Competition Groups_Destratification
Commercial | Com ¦ Furnace Tune-Up | 2035 | Economic | million_m3 | Before Competition Groups | 40.2854 | 0 | 0 | 2035.411 | 0.019792 | 16 | Commercial_2035_Economic_million_m3_Before Competition Groups_16 | Furnace Tune-Up | 1.979% | 0 | 40.2854 | Commercial_2035_Economic_million_m3_Before Competition Groups_Furnace Tune-Up
Commercial | Com ¦ Wall Insulation | 2035 | Economic | million_m3 | Before Competition Groups | 22.5291 | 0 | 0 | 2035.411 | 0.011069 | 17 | Commercial_2035_Economic_million_m3_Before Competition Groups_17 | Wall Insulation | 1.107% | 0 | 22.5291 | Commercial_2035_Economic_million_m3_Before Competition Groups_Wall Insulation
Commercial | Com ¦ Energy Efficient Laboratory Fume Hood | 2035 | Economic | million_m3 | Before Competition Groups | 15.9074 | 0 | 0 | 2035.411 | 0.0078153 | 18 | Commercial_2035_Economic_million_m3_Before Competition Groups_18 | Energy Efficient Laboratory Fume Hood | 0.7815% | 0 | 15.9074 | Commercial_2035_Economic_million_m3_Before Competition Groups_Energy Efficient Laboratory Fume Hood
Commercial | Com ¦ Demand controlled Circulating Systems | 2035 | Economic | million_m3 | Before Competition Groups | 11.8347 | 0 | 0 | 2035.411 | 0.0058144 | 19 | Commercial_2035_Economic_million_m3_Before Competition Groups_19 | Demand controlled Circulating Systems | 0.5814% | 0 | 11.8347 | Commercial_2035_Economic_million_m3_Before Competition Groups_Demand controlled Circulating Systems
Commercial | Com ¦ Infrared Heaters | 2035 | Economic | million_m3 | Before Competition Groups | 9.5033 | 0 | 0 | 2035.411 | 0.004669 | 20 | Commercial_2035_Economic_million_m3_Before Competition Groups_20 | Infrared Heaters | 0.4669% | 0 | 9.5033 | Commercial_2035_Economic_million_m3_Before Competition Groups_Infrared Heaters
Commercial | Com ¦ ENERGY STAR Fryer (84% eff) | 2035 | Economic | million_m3 | Before Competition Groups | 9.3768 | 0 | 0 | 2035.411 | 0.0046068 | 21 | Commercial_2035_Economic_million_m3_Before Competition Groups_21 | ENERGY STAR Fryer (84% eff) | 0.4607% | 0 | 9.3768 | Commercial_2035_Economic_million_m3_Before Competition Groups_ENERGY STAR Fryer (84% eff)
Commercial | Com ¦ Duct Insulation, R8 | 2035 | Economic | million_m3 | Before Competition Groups | 9.2453 | 0 | 0 | 2035.411 | 0.0045422 | 22 | Commercial_2035_Economic_million_m3_Before Competition Groups_22 | Duct Insulation, R8 | 0.4542% | 0 | 9.2453 | Commercial_2035_Economic_million_m3_Before Competition Groups_Duct Insulation, R8
Commercial | Com ¦ High Efficiency Underfired Broilers | 2035 | Economic | million_m3 | Before Competition Groups | 7.9585 | 0 | 0 | 2035.411 | 0.00391 | 23 | Commercial_2035_Economic_million_m3_Before Competition Groups_23 | High Efficiency Underfired Broilers | 0.391% | 0 | 7.9585 | Commercial_2035_Economic_million_m3_Before Competition Groups_High Efficiency Underfired Broilers
Commercial | Com ¦ Ozone Laundry Treatment | 2035 | Economic | million_m3 | Before Competition Groups | 7.7126 | 0 | 0 | 2035.411 | 0.0037892 | 24 | Commercial_2035_Economic_million_m3_Before Competition Groups_24 | Ozone Laundry Treatment | 0.3789% | 0 | 7.7126 | Commercial_2035_Economic_million_m3_Before Competition Groups_Ozone Laundry Treatment
Commercial | Com ¦ ENERGY STAR Griddle (74% eff) | 2035 | Economic | million_m3 | Before Competition Groups | 6.1585 | 0 | 0 | 2035.411 | 0.0030257 | 25 | Commercial_2035_Economic_million_m3_Before Competition Groups_25 | ENERGY STAR Griddle (74% eff) | 0.3026% | 0 | 6.1585 | Commercial_2035_Economic_million_m3_Before Competition Groups_ENERGY STAR Griddle (74% eff)
Commercial | Com ¦ ENERGY STAR Dishwasher | 2035 | Economic | million_m3 | Before Competition Groups | 3.9774 | 0 | 0 | 2035.411 | 0.0019541 | 26 | Commercial_2035_Economic_million_m3_Before Competition Groups_26 | ENERGY STAR Dishwasher | 0.1954% | 0 | 3.9774 | Commercial_2035_Economic_million_m3_Before Competition Groups_ENERGY STAR Dishwasher
Commercial | Com ¦ Energy Recovery Ventilation and Ventilation (Enhanced) | 2035 | Economic | million_m3 | Before Competition Groups | 3.9417 | 0 | 0 | 2035.411 | 0.0019365 | 27 | Commercial_2035_Economic_million_m3_Before Competition Groups_27 | Energy Recovery Ventilation and Ventilation (Enhanced) | 0.1937% | 0 | 3.9417 | Commercial_2035_Economic_million_m3_Before Competition Groups_Energy Recovery Ventilation and Ventilation (Enhanced)
Commercial | Com ¦ Heat Recovery Ventilator | 2035 | Economic | million_m3 | Before Competition Groups | 2.4301 | 0 | 0 | 2035.411 | 0.0011939 | 28 | Commercial_2035_Economic_million_m3_Before Competition Groups_28 | Heat Recovery Ventilator | 0.1194% | 0 | 2.4301 | Commercial_2035_Economic_million_m3_Before Competition Groups_Heat Recovery Ventilator
Commercial | Com ¦ CEE Tier 2/Energy Star Clothes Washers | 2035 | Economic | million_m3 | Before Competition Groups | 1.3818 | 0 | 0 | 2035.411 | 0.00067886 | 29 | Commercial_2035_Economic_million_m3_Before Competition Groups_29 | CEE Tier 2/Energy Star Clothes Washers | 0.06789% | 0 | 1.3818 | Commercial_2035_Economic_million_m3_Before Competition Groups_CEE Tier 2/Energy Star Clothes Washers
Commercial | Com ¦ Drain Water Heat Recovery (DWHR) ¦ Retro | 2035 | Economic | million_m3 | Before Competition Groups | 0.97848 | 0 | 0 | 2035.411 | 0.00048073 | 30 | Commercial_2035_Economic_million_m3_Before Competition Groups_30 | Drain Water Heat Recovery (DWHR) ¦ Retro | 0.04807% | 0 | 0.97848 | Commercial_2035_Economic_million_m3_Before Competition Groups_Drain Water Heat Recovery (DWHR) ¦ Retro
Commercial | Com ¦ Low Flow Pre-Rinse Spray Nozzle | 2035 | Economic | million_m3 | Before Competition Groups | 0.71333 | 0 | 0 | 2035.411 | 0.00035046 | 31 | Commercial_2035_Economic_million_m3_Before Competition Groups_31 | Low Flow Pre-Rinse Spray Nozzle | 0.03505% | 0 | 0.71333 | Commercial_2035_Economic_million_m3_Before Competition Groups_Low Flow Pre-Rinse Spray Nozzle
Commercial | Com ¦ ENERGY STAR Steam Cooker | 2035 | Economic | million_m3 | Before Competition Groups | 0.67096 | 0 | 0 | 2035.411 | 0.00032964 | 32 | Commercial_2035_Economic_million_m3_Before Competition Groups_32 | ENERGY STAR Steam Cooker | 0.03296% | 0 | 0.67096 | Commercial_2035_Economic_million_m3_Before Competition Groups_ENERGY STAR Steam Cooker
Commercial | Com ¦ Drain Water Heat Recovery (DWHR) ¦New | 2035 | Economic | million_m3 | Before Competition Groups | 0.6328 | 0 | 0 | 2035.411 | 0.00031089 | 33 | Commercial_2035_Economic_million_m3_Before Competition Groups_33 | Drain Water Heat Recovery (DWHR) ¦New | 0.03109% | 0 | 0.6328 | Commercial_2035_Economic_million_m3_Before Competition Groups_Drain Water Heat Recovery (DWHR) ¦New
Commercial | Com ¦ Gas Heat Pump Water Heater | 2035 | Economic | million_m3 | Before Competition Groups | 0.39958 | 0 | 0 | 2035.411 | 0.00019631 | 34 | Commercial_2035_Economic_million_m3_Before Competition Groups_34 | Gas Heat Pump Water Heater | 0.01963% | 0 | 0.39958 | Commercial_2035_Economic_million_m3_Before Competition Groups_Gas Heat Pump Water Heater
Commercial | Com ¦ Solar Water Preheat (Pools/DHW) | 2035 | Economic | million_m3 | Before Competition Groups | 0.31835 | 0 | 0 | 2035.411 | 0.00015641 | 35 | Commercial_2035_Economic_million_m3_Before Competition Groups_35 | Solar Water Preheat (Pools/DHW) | 0.01564% | 0 | 0.31835 | Commercial_2035_Economic_million_m3_Before Competition Groups_Solar Water Preheat (Pools/DHW)
Commercial | Com ¦ Air Curtains | 2035 | Economic | million_m3 | Before Competition Groups | 0.14709 | 0 | 0 | 2035.411 | 7.2267e-05 | 36 | Commercial_2035_Economic_million_m3_Before Competition Groups_36 | Air Curtains | 0.007227% | 0 | 0.14709 | Commercial_2035_Economic_million_m3_Before Competition Groups_Air Curtains
Commercial | Com ¦ Demand Control Ventilation | 2035 | SC A | million_m3 | Before Competition Groups | 101.1662 | 0 | 0 | 894.1777 | 0.11314 | 1 | Commercial_2035_SC A_million_m3_Before Competition Groups_1 | Demand Control Ventilation | 11.31% | 0 | 101.1662 | Commercial_2035_SC A_million_m3_Before Competition Groups_Demand Control Ventilation
Commercial | Com ¦ Adaptive Thermostats | 2035 | SC A | million_m3 | Before Competition Groups | 98.3886 | 0 | 0 | 894.1777 | 0.11003 | 2 | Commercial_2035_SC A_million_m3_Before Competition Groups_2 | Adaptive Thermostats | 11% | 0 | 98.3886 | Commercial_2035_SC A_million_m3_Before Competition Groups_Adaptive Thermostats
Commercial | Com ¦ Boilers - Advanced Controls (Steam Systems) | 2035 | SC A | million_m3 | Before Competition Groups | 82.3698 | 0 | 0 | 894.1777 | 0.092118 | 3 | Commercial_2035_SC A_million_m3_Before Competition Groups_3 | Boilers - Advanced Controls (Steam Systems) | 9.212% | 0 | 82.3698 | Commercial_2035_SC A_million_m3_Before Competition Groups_Boilers - Advanced Controls (Steam Systems)
Commercial | Com ¦ Building Recommissioning, Operations and Maintenance (O&M) Improvements | 2035 | SC A | million_m3 | Before Competition Groups | 76.1043 | 0 | 0 | 894.1777 | 0.085111 | 4 | Commercial_2035_SC A_million_m3_Before Competition Groups_4 | Building Recommissioning, Operations and Maintenance (O&M) Improvements | 8.511% | 0 | 76.1043 | Commercial_2035_SC A_million_m3_Before Competition Groups_Building Recommissioning, Operations and Maintenance (O&M) Improvements
Commercial | Com ¦ Gas Fired Rooftop Units | 2035 | SC A | million_m3 | Before Competition Groups | 74.4162 | 0 | 0 | 894.1777 | 0.083223 | 5 | Commercial_2035_SC A_million_m3_Before Competition Groups_5 | Gas Fired Rooftop Units | 8.322% | 0 | 74.4162 | Commercial_2035_SC A_million_m3_Before Competition Groups_Gas Fired Rooftop Units
Commercial | Com ¦ Condensing Boiler ¦ Std | 2035 | SC A | million_m3 | Before Competition Groups | 62.4423 | 0 | 0 | 894.1777 | 0.069832 | 6 | Commercial_2035_SC A_million_m3_Before Competition Groups_6 | Condensing Boiler ¦ Std | 6.983% | 0 | 62.4423 | Commercial_2035_SC A_million_m3_Before Competition Groups_Condensing Boiler ¦ Std
Commercial | Com ¦ Condensing Make Up Air Unit | 2035 | SC A | million_m3 | Before Competition Groups | 54.0271 | 0 | 0 | 894.1777 | 0.060421 | 7 | Commercial_2035_SC A_million_m3_Before Competition Groups_7 | Condensing Make Up Air Unit | 6.042% | 0 | 54.0271 | Commercial_2035_SC A_million_m3_Before Competition Groups_Condensing Make Up Air Unit
Commercial | Com ¦ Gas Fired Heat Pump | 2035 | SC A | million_m3 | Before Competition Groups | 44.1003 | 0 | 0 | 894.1777 | 0.049319 | 8 | Commercial_2035_SC A_million_m3_Before Competition Groups_8 | Gas Fired Heat Pump | 4.932% | 0 | 44.1003 | Commercial_2035_SC A_million_m3_Before Competition Groups_Gas Fired Heat Pump
Commercial | Com ¦ Demand Control Kitchen Ventilation | 2035 | SC A | million_m3 | Before Competition Groups | 41.6867 | 0 | 0 | 894.1777 | 0.04662 | 9 | Commercial_2035_SC A_million_m3_Before Competition Groups_9 | Demand Control Kitchen Ventilation | 4.662% | 0 | 41.6867 | Commercial_2035_SC A_million_m3_Before Competition Groups_Demand Control Kitchen Ventilation
Commercial | Com ¦ Air Handler with Dedicated Outdoor Air Systems | 2035 | SC A | million_m3 | Before Competition Groups | 40.333 | 0 | 0 | 894.1777 | 0.045106 | 10 | Commercial_2035_SC A_million_m3_Before Competition Groups_10 | Air Handler with Dedicated Outdoor Air Systems | 4.511% | 0 | 40.333 | Commercial_2035_SC A_million_m3_Before Competition Groups_Air Handler with Dedicated Outdoor Air Systems
Commercial | Com ¦ Advanced BAS/Controllers | 2035 | SC A | million_m3 | Before Competition Groups | 35.687 | 0 | 0 | 894.1777 | 0.03991 | 11 | Commercial_2035_SC A_million_m3_Before Competition Groups_11 | Advanced BAS/Controllers | 3.991% | 0 | 35.687 | Commercial_2035_SC A_million_m3_Before Competition Groups_Advanced BAS/Controllers
Commercial | Com ¦ Steam System Optimization | 2035 | SC A | million_m3 | Before Competition Groups | 33.746 | 0 | 0 | 894.1777 | 0.03774 | 12 | Commercial_2035_SC A_million_m3_Before Competition Groups_12 | Steam System Optimization | 3.774% | 0 | 33.746 | Commercial_2035_SC A_million_m3_Before Competition Groups_Steam System Optimization
Commercial | Com ¦ Furnace Tune-Up | 2035 | SC A | million_m3 | Before Competition Groups | 31.4654 | 0 | 0 | 894.1777 | 0.035189 | 13 | Commercial_2035_SC A_million_m3_Before Competition Groups_13 | Furnace Tune-Up | 3.519% | 0 | 31.4654 | Commercial_2035_SC A_million_m3_Before Competition Groups_Furnace Tune-Up
Commercial | Com ¦ Destratification | 2035 | SC A | million_m3 | Before Competition Groups | 31.1456 | 0 | 0 | 894.1777 | 0.034832 | 14 | Commercial_2035_SC A_million_m3_Before Competition Groups_14 | Destratification | 3.483% | 0 | 31.1456 | Commercial_2035_SC A_million_m3_Before Competition Groups_Destratification
Commercial | Com ¦ Condensing Unit Heaters or other Efficient Unit Heating System | 2035 | SC A | million_m3 | Before Competition Groups | 20.6903 | 0 | 0 | 894.1777 | 0.023139 | 15 | Commercial_2035_SC A_million_m3_Before Competition Groups_15 | Condensing Unit Heaters or other Efficient Unit Heating System | 2.314% | 0 | 20.6903 | Commercial_2035_SC A_million_m3_Before Competition Groups_Condensing Unit Heaters or other Efficient Unit Heating System
Commercial | Com ¦ Wall Insulation | 2035 | SC A | million_m3 | Before Competition Groups | 17.5019 | 0 | 0 | 894.1777 | 0.019573 | 16 | Commercial_2035_SC A_million_m3_Before Competition Groups_16 | Wall Insulation | 1.957% | 0 | 17.5019 | Commercial_2035_SC A_million_m3_Before Competition Groups_Wall Insulation
Commercial | Com ¦ Education and Capacity Building/Energy Behavior | 2035 | SC A | million_m3 | Before Competition Groups | 10.8637 | 0 | 0 | 894.1777 | 0.012149 | 17 | Commercial_2035_SC A_million_m3_Before Competition Groups_17 | Education and Capacity Building/Energy Behavior | 1.215% | 0 | 10.8637 | Commercial_2035_SC A_million_m3_Before Competition Groups_Education and Capacity Building/Energy Behavior
Commercial | Com ¦ Demand controlled Circulating Systems | 2035 | SC A | million_m3 | Before Competition Groups | 8.5442 | 0 | 0 | 894.1777 | 0.0095554 | 18 | Commercial_2035_SC A_million_m3_Before Competition Groups_18 | Demand controlled Circulating Systems | 0.9555% | 0 | 8.5442 | Commercial_2035_SC A_million_m3_Before Competition Groups_Demand controlled Circulating Systems
Commercial | Com ¦ Duct Insulation, R8 | 2035 | SC A | million_m3 | Before Competition Groups | 5.4964 | 0 | 0 | 894.1777 | 0.0061469 | 19 | Commercial_2035_SC A_million_m3_Before Competition Groups_19 | Duct Insulation, R8 | 0.6147% | 0 | 5.4964 | Commercial_2035_SC A_million_m3_Before Competition Groups_Duct Insulation, R8
Commercial | Com ¦ High Efficiency Underfired Broilers | 2035 | SC A | million_m3 | Before Competition Groups | 5.2456 | 0 | 0 | 894.1777 | 0.0058664 | 20 | Commercial_2035_SC A_million_m3_Before Competition Groups_20 | High Efficiency Underfired Broilers | 0.5866% | 0 | 5.2456 | Commercial_2035_SC A_million_m3_Before Competition Groups_High Efficiency Underfired Broilers
Commercial | Com ¦ ENERGY STAR Fryer (84% eff) | 2035 | SC A | million_m3 | Before Competition Groups | 4.0022 | 0 | 0 | 894.1777 | 0.0044758 | 21 | Commercial_2035_SC A_million_m3_Before Competition Groups_21 | ENERGY STAR Fryer (84% eff) | 0.4476% | 0 | 4.0022 | Commercial_2035_SC A_million_m3_Before Competition Groups_ENERGY STAR Fryer (84% eff)
Commercial | Com ¦ Energy Efficient Laboratory Fume Hood | 2035 | SC A | million_m3 | Before Competition Groups | 2.9479 | 0 | 0 | 894.1777 | 0.0032968 | 22 | Commercial_2035_SC A_million_m3_Before Competition Groups_22 | Energy Efficient Laboratory Fume Hood | 0.3297% | 0 | 2.9479 | Commercial_2035_SC A_million_m3_Before Competition Groups_Energy Efficient Laboratory Fume Hood
Commercial | Com ¦ Ozone Laundry Treatment | 2035 | SC A | million_m3 | Before Competition Groups | 2.7358 | 0 | 0 | 894.1777 | 0.0030595 | 23 | Commercial_2035_SC A_million_m3_Before Competition Groups_23 | Ozone Laundry Treatment | 0.306% | 0 | 2.7358 | Commercial_2035_SC A_million_m3_Before Competition Groups_Ozone Laundry Treatment
Commercial | Com ¦ Infrared Heaters | 2035 | SC A | million_m3 | Before Competition Groups | 2.6247 | 0 | 0 | 894.1777 | 0.0029353 | 24 | Commercial_2035_SC A_million_m3_Before Competition Groups_24 | Infrared Heaters | 0.2935% | 0 | 2.6247 | Commercial_2035_SC A_million_m3_Before Competition Groups_Infrared Heaters
Commercial | Com ¦ ENERGY STAR Dishwasher | 2035 | SC A | million_m3 | Before Competition Groups | 1.6308 | 0 | 0 | 894.1777 | 0.0018238 | 25 | Commercial_2035_SC A_million_m3_Before Competition Groups_25 | ENERGY STAR Dishwasher | 0.1824% | 0 | 1.6308 | Commercial_2035_SC A_million_m3_Before Competition Groups_ENERGY STAR Dishwasher
Commercial | Com ¦ ENERGY STAR Griddle (74% eff) | 2035 | SC A | million_m3 | Before Competition Groups | 1.3995 | 0 | 0 | 894.1777 | 0.0015651 | 26 | Commercial_2035_SC A_million_m3_Before Competition Groups_26 | ENERGY STAR Griddle (74% eff) | 0.1565% | 0 | 1.3995 | Commercial_2035_SC A_million_m3_Before Competition Groups_ENERGY STAR Griddle (74% eff)
Commercial | Com ¦ CEE Tier 2/Energy Star Clothes Washers | 2035 | SC A | million_m3 | Before Competition Groups | 0.81659 | 0 | 0 | 894.1777 | 0.00091323 | 27 | Commercial_2035_SC A_million_m3_Before Competition Groups_27 | CEE Tier 2/Energy Star Clothes Washers | 0.09132% | 0 | 0.81659 | Commercial_2035_SC A_million_m3_Before Competition Groups_CEE Tier 2/Energy Star Clothes Washers
Commercial | Com ¦ Drain Water Heat Recovery (DWHR) ¦ Retro | 2035 | SC A | million_m3 | Before Competition Groups | 0.78702 | 0 | 0 | 894.1777 | 0.00088016 | 28 | Commercial_2035_SC A_million_m3_Before Competition Groups_28 | Drain Water Heat Recovery (DWHR) ¦ Retro | 0.08802% | 0 | 0.78702 | Commercial_2035_SC A_million_m3_Before Competition Groups_Drain Water Heat Recovery (DWHR) ¦ Retro
Commercial | Com ¦ Energy Recovery Ventilation and Ventilation (Enhanced) | 2035 | SC A | million_m3 | Before Competition Groups | 0.56197 | 0 | 0 | 894.1777 | 0.00062848 | 29 | Commercial_2035_SC A_million_m3_Before Competition Groups_29 | Energy Recovery Ventilation and Ventilation (Enhanced) | 0.06285% | 0 | 0.56197 | Commercial_2035_SC A_million_m3_Before Competition Groups_Energy Recovery Ventilation and Ventilation (Enhanced)
Commercial | Com ¦ ENERGY STAR Steam Cooker | 2035 | SC A | million_m3 | Before Competition Groups | 0.44734 | 0 | 0 | 894.1777 | 0.00050028 | 30 | Commercial_2035_SC A_million_m3_Before Competition Groups_30 | ENERGY STAR Steam Cooker | 0.05003% | 0 | 0.44734 | Commercial_2035_SC A_million_m3_Before Competition Groups_ENERGY STAR Steam Cooker
Commercial | Com ¦ Low Flow Pre-Rinse Spray Nozzle | 2035 | SC A | million_m3 | Before Competition Groups | 0.38213 | 0 | 0 | 894.1777 | 0.00042736 | 31 | Commercial_2035_SC A_million_m3_Before Competition Groups_31 | Low Flow Pre-Rinse Spray Nozzle | 0.04274% | 0 | 0.38213 | Commercial_2035_SC A_million_m3_Before Competition Groups_Low Flow Pre-Rinse Spray Nozzle
Commercial | Com ¦ Drain Water Heat Recovery (DWHR) ¦New | 2035 | SC A | million_m3 | Before Competition Groups | 0.25864 | 0 | 0 | 894.1777 | 0.00028925 | 32 | Commercial_2035_SC A_million_m3_Before Competition Groups_32 | Drain Water Heat Recovery (DWHR) ¦New | 0.02893% | 0 | 0.25864 | Commercial_2035_SC A_million_m3_Before Competition Groups_Drain Water Heat Recovery (DWHR) ¦New
Commercial | Com ¦ Solar Water Preheat (Pools/DHW) | 2035 | SC A | million_m3 | Before Competition Groups | 0.090635 | 0 | 0 | 894.1777 | 0.00010136 | 33 | Commercial_2035_SC A_million_m3_Before Competition Groups_33 | Solar Water Preheat (Pools/DHW) | 0.01014% | 0 | 0.090635 | Commercial_2035_SC A_million_m3_Before Competition Groups_Solar Water Preheat (Pools/DHW)
Commercial | Com ¦ Heat Recovery Ventilator | 2035 | SC A | million_m3 | Before Competition Groups | 0.069284 | 0 | 0 | 894.1777 | 7.7483e-05 | 34 | Commercial_2035_SC A_million_m3_Before Competition Groups_34 | Heat Recovery Ventilator | 0.007748% | 0 | 0.069284 | Commercial_2035_SC A_million_m3_Before Competition Groups_Heat Recovery Ventilator
Commercial | Com ¦ Gas Heat Pump Water Heater | 2035 | SC A | million_m3 | Before Competition Groups | 0.0023019 | 0 | 0 | 894.1777 | 2.5744e-06 | 35 | Commercial_2035_SC A_million_m3_Before Competition Groups_35 | Gas Heat Pump Water Heater | 0.0002574% | 0 | 0.0023019 | Commercial_2035_SC A_million_m3_Before Competition Groups_Gas Heat Pump Water Heater
Commercial | Com ¦ Air Curtains | 2035 | SC A | million_m3 | Before Competition Groups | 0.00017677 | 0 | 0 | 894.1777 | 1.9769e-07 | 36 | Commercial_2035_SC A_million_m3_Before Competition Groups_36 | Air Curtains | 1.977e-05% | 0 | 0.00017677 | Commercial_2035_SC A_million_m3_Before Competition Groups_Air Curtains
Commercial | Com ¦ Condensing Boiler ¦ Std | 2035 | SC B | million_m3 | Before Competition Groups | 194.3441 | 0 | 0 | 1573.9034 | 0.12348 | 1 | Commercial_2035_SC B_million_m3_Before Competition Groups_1 | Condensing Boiler ¦ Std | 12.35% | 0 | 194.3441 | Commercial_2035_SC B_million_m3_Before Competition Groups_Condensing Boiler ¦ Std
Commercial | Com ¦ Demand Control Ventilation | 2035 | SC B | million_m3 | Before Competition Groups | 174.4198 | 0 | 0 | 1573.9034 | 0.11082 | 2 | Commercial_2035_SC B_million_m3_Before Competition Groups_2 | Demand Control Ventilation | 11.08% | 0 | 174.4198 | Commercial_2035_SC B_million_m3_Before Competition Groups_Demand Control Ventilation
Commercial | Com ¦ Building Recommissioning, Operations and Maintenance (O&M) Improvements | 2035 | SC B | million_m3 | Before Competition Groups | 159.7475 | 0 | 0 | 1573.9034 | 0.1015 | 3 | Commercial_2035_SC B_million_m3_Before Competition Groups_3 | Building Recommissioning, Operations and Maintenance (O&M) Improvements | 10.15% | 0 | 159.7475 | Commercial_2035_SC B_million_m3_Before Competition Groups_Building Recommissioning, Operations and Maintenance (O&M) Improvements
Commercial | Com ¦ Adaptive Thermostats | 2035 | SC B | million_m3 | Before Competition Groups | 136.1989 | 0 | 0 | 1573.9034 | 0.086536 | 4 | Commercial_2035_SC B_million_m3_Before Competition Groups_4 | Adaptive Thermostats | 8.654% | 0 | 136.1989 | Commercial_2035_SC B_million_m3_Before Competition Groups_Adaptive Thermostats
Commercial | Com ¦ Gas Fired Rooftop Units | 2035 | SC B | million_m3 | Before Competition Groups | 126.6731 | 0 | 0 | 1573.9034 | 0.080483 | 5 | Commercial_2035_SC B_million_m3_Before Competition Groups_5 | Gas Fired Rooftop Units | 8.048% | 0 | 126.6731 | Commercial_2035_SC B_million_m3_Before Competition Groups_Gas Fired Rooftop Units
Commercial | Com ¦ Air Handler with Dedicated Outdoor Air Systems | 2035 | SC B | million_m3 | Before Competition Groups | 91.8633 | 0 | 0 | 1573.9034 | 0.058367 | 6 | Commercial_2035_SC B_million_m3_Before Competition Groups_6 | Air Handler with Dedicated Outdoor Air Systems | 5.837% | 0 | 91.8633 | Commercial_2035_SC B_million_m3_Before Competition Groups_Air Handler with Dedicated Outdoor Air Systems
Commercial | Com ¦ Boilers - Advanced Controls (Steam Systems) | 2035 | SC B | million_m3 | Before Competition Groups | 84.5098 | 0 | 0 | 1573.9034 | 0.053694 | 7 | Commercial_2035_SC B_million_m3_Before Competition Groups_7 | Boilers - Advanced Controls (Steam Systems) | 5.369% | 0 | 84.5098 | Commercial_2035_SC B_million_m3_Before Competition Groups_Boilers - Advanced Controls (Steam Systems)
Commercial | Com ¦ Condensing Make Up Air Unit | 2035 | SC B | million_m3 | Before Competition Groups | 72.8337 | 0 | 0 | 1573.9034 | 0.046276 | 8 | Commercial_2035_SC B_million_m3_Before Competition Groups_8 | Condensing Make Up Air Unit | 4.628% | 0 | 72.8337 | Commercial_2035_SC B_million_m3_Before Competition Groups_Condensing Make Up Air Unit
Commercial | Com ¦ Gas Fired Heat Pump | 2035 | SC B | million_m3 | Before Competition Groups | 62.2084 | 0 | 0 | 1573.9034 | 0.039525 | 9 | Commercial_2035_SC B_million_m3_Before Competition Groups_9 | Gas Fired Heat Pump | 3.952% | 0 | 62.2084 | Commercial_2035_SC B_million_m3_Before Competition Groups_Gas Fired Heat Pump
Commercial | Com ¦ Demand Control Kitchen Ventilation | 2035 | SC B | million_m3 | Before Competition Groups | 61.3031 | 0 | 0 | 1573.9034 | 0.03895 | 10 | Commercial_2035_SC B_million_m3_Before Competition Groups_10 | Demand Control Kitchen Ventilation | 3.895% | 0 | 61.3031 | Commercial_2035_SC B_million_m3_Before Competition Groups_Demand Control Kitchen Ventilation
Commercial | Com ¦ Advanced BAS/Controllers | 2035 | SC B | million_m3 | Before Competition Groups | 58.45 | 0 | 0 | 1573.9034 | 0.037137 | 11 | Commercial_2035_SC B_million_m3_Before Competition Groups_11 | Advanced BAS/Controllers | 3.714% | 0 | 58.45 | Commercial_2035_SC B_million_m3_Before Competition Groups_Advanced BAS/Controllers
Commercial | Com ¦ Education and Capacity Building/Energy Behavior | 2035 | SC B | million_m3 | Before Competition Groups | 54.3186 | 0 | 0 | 1573.9034 | 0.034512 | 12 | Commercial_2035_SC B_million_m3_Before Competition Groups_12 | Education and Capacity Building/Energy Behavior | 3.451% | 0 | 54.3186 | Commercial_2035_SC B_million_m3_Before Competition Groups_Education and Capacity Building/Energy Behavior
Commercial | Com ¦ Steam System Optimization | 2035 | SC B | million_m3 | Before Competition Groups | 49.5781 | 0 | 0 | 1573.9034 | 0.0315 | 13 | Commercial_2035_SC B_million_m3_Before Competition Groups_13 | Steam System Optimization | 3.15% | 0 | 49.5781 | Commercial_2035_SC B_million_m3_Before Competition Groups_Steam System Optimization
Commercial | Com ¦ Destratification | 2035 | SC B | million_m3 | Before Competition Groups | 49.4596 | 0 | 0 | 1573.9034 | 0.031425 | 14 | Commercial_2035_SC B_million_m3_Before Competition Groups_14 | Destratification | 3.142% | 0 | 49.4596 | Commercial_2035_SC B_million_m3_Before Competition Groups_Destratification
Commercial | Com ¦ Furnace Tune-Up | 2035 | SC B | million_m3 | Before Competition Groups | 46.6106 | 0 | 0 | 1573.9034 | 0.029615 | 15 | Commercial_2035_SC B_million_m3_Before Competition Groups_15 | Furnace Tune-Up | 2.961% | 0 | 46.6106 | Commercial_2035_SC B_million_m3_Before Competition Groups_Furnace Tune-Up
Commercial | Com ¦ Condensing Unit Heaters or other Efficient Unit Heating System | 2035 | SC B | million_m3 | Before Competition Groups | 41.4109 | 0 | 0 | 1573.9034 | 0.026311 | 16 | Commercial_2035_SC B_million_m3_Before Competition Groups_16 | Condensing Unit Heaters or other Efficient Unit Heating System | 2.631% | 0 | 41.4109 | Commercial_2035_SC B_million_m3_Before Competition Groups_Condensing Unit Heaters or other Efficient Unit Heating System
Commercial | Com ¦ Wall Insulation | 2035 | SC B | million_m3 | Before Competition Groups | 26.145 | 0 | 0 | 1573.9034 | 0.016612 | 17 | Commercial_2035_SC B_million_m3_Before Competition Groups_17 | Wall Insulation | 1.661% | 0 | 26.145 | Commercial_2035_SC B_million_m3_Before Competition Groups_Wall Insulation
Commercial | Com ¦ Energy Efficient Laboratory Fume Hood | 2035 | SC B | million_m3 | Before Competition Groups | 18.3218 | 0 | 0 | 1573.9034 | 0.011641 | 18 | Commercial_2035_SC B_million_m3_Before Competition Groups_18 | Energy Efficient Laboratory Fume Hood | 1.164% | 0 | 18.3218 | Commercial_2035_SC B_million_m3_Before Competition Groups_Energy Efficient Laboratory Fume Hood
Commercial | Com ¦ Demand controlled Circulating Systems | 2035 | SC B | million_m3 | Before Competition Groups | 13.7343 | 0 | 0 | 1573.9034 | 0.0087262 | 19 | Commercial_2035_SC B_million_m3_Before Competition Groups_19 | Demand controlled Circulating Systems | 0.8726% | 0 | 13.7343 | Commercial_2035_SC B_million_m3_Before Competition Groups_Demand controlled Circulating Systems
Commercial | Com ¦ Duct Insulation, R8 | 2035 | SC B | million_m3 | Before Competition Groups | 10.7117 | 0 | 0 | 1573.9034 | 0.0068058 | 20 | Commercial_2035_SC B_million_m3_Before Competition Groups_20 | Duct Insulation, R8 | 0.6806% | 0 | 10.7117 | Commercial_2035_SC B_million_m3_Before Competition Groups_Duct Insulation, R8
Commercial | Com ¦ Ozone Laundry Treatment | 2035 | SC B | million_m3 | Before Competition Groups | 7.2897 | 0 | 0 | 1573.9034 | 0.0046316 | 21 | Commercial_2035_SC B_million_m3_Before Competition Groups_21 | Ozone Laundry Treatment | 0.4632% | 0 | 7.2897 | Commercial_2035_SC B_million_m3_Before Competition Groups_Ozone Laundry Treatment
Commercial | Com ¦ ENERGY STAR Fryer (84% eff) | 2035 | SC B | million_m3 | Before Competition Groups | 6.4367 | 0 | 0 | 1573.9034 | 0.0040897 | 22 | Commercial_2035_SC B_million_m3_Before Competition Groups_22 | ENERGY STAR Fryer (84% eff) | 0.409% | 0 | 6.4367 | Commercial_2035_SC B_million_m3_Before Competition Groups_ENERGY STAR Fryer (84% eff)
Commercial | Com ¦ High Efficiency Underfired Broilers | 2035 | SC B | million_m3 | Before Competition Groups | 6.011 | 0 | 0 | 1573.9034 | 0.0038192 | 23 | Commercial_2035_SC B_million_m3_Before Competition Groups_23 | High Efficiency Underfired Broilers | 0.3819% | 0 | 6.011 | Commercial_2035_SC B_million_m3_Before Competition Groups_High Efficiency Underfired Broilers
Commercial | Com ¦ Infrared Heaters | 2035 | SC B | million_m3 | Before Competition Groups | 5.6937 | 0 | 0 | 1573.9034 | 0.0036176 | 24 | Commercial_2035_SC B_million_m3_Before Competition Groups_24 | Infrared Heaters | 0.3618% | 0 | 5.6937 | Commercial_2035_SC B_million_m3_Before Competition Groups_Infrared Heaters
Commercial | Com ¦ ENERGY STAR Griddle (74% eff) | 2035 | SC B | million_m3 | Before Competition Groups | 4.273 | 0 | 0 | 1573.9034 | 0.0027149 | 25 | Commercial_2035_SC B_million_m3_Before Competition Groups_25 | ENERGY STAR Griddle (74% eff) | 0.2715% | 0 | 4.273 | Commercial_2035_SC B_million_m3_Before Competition Groups_ENERGY STAR Griddle (74% eff)
Commercial | Com ¦ Energy Recovery Ventilation and Ventilation (Enhanced) | 2035 | SC B | million_m3 | Before Competition Groups | 2.9576 | 0 | 0 | 1573.9034 | 0.0018792 | 26 | Commercial_2035_SC B_million_m3_Before Competition Groups_26 | Energy Recovery Ventilation and Ventilation (Enhanced) | 0.1879% | 0 | 2.9576 | Commercial_2035_SC B_million_m3_Before Competition Groups_Energy Recovery Ventilation and Ventilation (Enhanced)
Commercial | Com ¦ ENERGY STAR Dishwasher | 2035 | SC B | million_m3 | Before Competition Groups | 2.2386 | 0 | 0 | 1573.9034 | 0.0014223 | 27 | Commercial_2035_SC B_million_m3_Before Competition Groups_27 | ENERGY STAR Dishwasher | 0.1422% | 0 | 2.2386 | Commercial_2035_SC B_million_m3_Before Competition Groups_ENERGY STAR Dishwasher
Commercial | Com ¦ Heat Recovery Ventilator | 2035 | SC B | million_m3 | Before Competition Groups | 2.0337 | 0 | 0 | 1573.9034 | 0.0012921 | 28 | Commercial_2035_SC B_million_m3_Before Competition Groups_28 | Heat Recovery Ventilator | 0.1292% | 0 | 2.0337 | Commercial_2035_SC B_million_m3_Before Competition Groups_Heat Recovery Ventilator
Commercial | Com ¦ Drain Water Heat Recovery (DWHR) ¦ Retro | 2035 | SC B | million_m3 | Before Competition Groups | 1.1453 | 0 | 0 | 1573.9034 | 0.00072768 | 29 | Commercial_2035_SC B_million_m3_Before Competition Groups_29 | Drain Water Heat Recovery (DWHR) ¦ Retro | 0.07277% | 0 | 1.1453 | Commercial_2035_SC B_million_m3_Before Competition Groups_Drain Water Heat Recovery (DWHR) ¦ Retro
Commercial | Com ¦ CEE Tier 2/Energy Star Clothes Washers | 2035 | SC B | million_m3 | Before Competition Groups | 1.1116 | 0 | 0 | 1573.9034 | 0.00070624 | 30 | Commercial_2035_SC B_million_m3_Before Competition Groups_30 | CEE Tier 2/Energy Star Clothes Washers | 0.07062% | 0 | 1.1116 | Commercial_2035_SC B_million_m3_Before Competition Groups_CEE Tier 2/Energy Star Clothes Washers
Commercial | Com ¦ Low Flow Pre-Rinse Spray Nozzle | 2035 | SC B | million_m3 | Before Competition Groups | 0.52992 | 0 | 0 | 1573.9034 | 0.00033669 | 31 | Commercial_2035_SC B_million_m3_Before Competition Groups_31 | Low Flow Pre-Rinse Spray Nozzle | 0.03367% | 0 | 0.52992 | Commercial_2035_SC B_million_m3_Before Competition Groups_Low Flow Pre-Rinse Spray Nozzle
Commercial | Com ¦ ENERGY STAR Steam Cooker | 2035 | SC B | million_m3 | Before Competition Groups | 0.46066 | 0 | 0 | 1573.9034 | 0.00029269 | 32 | Commercial_2035_SC B_million_m3_Before Competition Groups_32 | ENERGY STAR Steam Cooker | 0.02927% | 0 | 0.46066 | Commercial_2035_SC B_million_m3_Before Competition Groups_ENERGY STAR Steam Cooker
Commercial | Com ¦ Drain Water Heat Recovery (DWHR) ¦New | 2035 | SC B | million_m3 | Before Competition Groups | 0.36629 | 0 | 0 | 1573.9034 | 0.00023273 | 33 | Commercial_2035_SC B_million_m3_Before Competition Groups_33 | Drain Water Heat Recovery (DWHR) ¦New | 0.02327% | 0 | 0.36629 | Commercial_2035_SC B_million_m3_Before Competition Groups_Drain Water Heat Recovery (DWHR) ¦New
Commercial | Com ¦ Gas Heat Pump Water Heater | 2035 | SC B | million_m3 | Before Competition Groups | 0.19596 | 0 | 0 | 1573.9034 | 0.00012451 | 34 | Commercial_2035_SC B_million_m3_Before Competition Groups_34 | Gas Heat Pump Water Heater | 0.01245% | 0 | 0.19596 | Commercial_2035_SC B_million_m3_Before Competition Groups_Gas Heat Pump Water Heater
Commercial | Com ¦ Solar Water Preheat (Pools/DHW) | 2035 | SC B | million_m3 | Before Competition Groups | 0.17761 | 0 | 0 | 1573.9034 | 0.00011284 | 35 | Commercial_2035_SC B_million_m3_Before Competition Groups_35 | Solar Water Preheat (Pools/DHW) | 0.01128% | 0 | 0.17761 | Commercial_2035_SC B_million_m3_Before Competition Groups_Solar Water Preheat (Pools/DHW)
Commercial | Com ¦ Air Curtains | 2035 | SC B | million_m3 | Before Competition Groups | 0.13963 | 0 | 0 | 1573.9034 | 8.8714e-05 | 36 | Commercial_2035_SC B_million_m3_Before Competition Groups_36 | Air Curtains | 0.008871% | 0 | 0.13963 | Commercial_2035_SC B_million_m3_Before Competition Groups_Air Curtains
Commercial | Com ¦ Demand Control Ventilation | 2035 | SC C | million_m3 | Before Competition Groups | 113.501 | 0 | 0 | 1003.8698 | 0.11306 | 1 | Commercial_2035_SC C_million_m3_Before Competition Groups_1 | Demand Control Ventilation | 11.31% | 0 | 113.501 | Commercial_2035_SC C_million_m3_Before Competition Groups_Demand Control Ventilation
Commercial | Com ¦ Condensing Boiler ¦ Std | 2035 | SC C | million_m3 | Before Competition Groups | 111.393 | 0 | 0 | 1003.8698 | 0.11096 | 2 | Commercial_2035_SC C_million_m3_Before Competition Groups_2 | Condensing Boiler ¦ Std | 11.1% | 0 | 111.393 | Commercial_2035_SC C_million_m3_Before Competition Groups_Condensing Boiler ¦ Std
Commercial | Com ¦ Adaptive Thermostats | 2035 | SC C | million_m3 | Before Competition Groups | 98.7228 | 0 | 0 | 1003.8698 | 0.098342 | 3 | Commercial_2035_SC C_million_m3_Before Competition Groups_3 | Adaptive Thermostats | 9.834% | 0 | 98.7228 | Commercial_2035_SC C_million_m3_Before Competition Groups_Adaptive Thermostats
Commercial | Com ¦ Boilers - Advanced Controls (Steam Systems) | 2035 | SC C | million_m3 | Before Competition Groups | 84.5107 | 0 | 0 | 1003.8698 | 0.084185 | 4 | Commercial_2035_SC C_million_m3_Before Competition Groups_4 | Boilers - Advanced Controls (Steam Systems) | 8.418% | 0 | 84.5107 | Commercial_2035_SC C_million_m3_Before Competition Groups_Boilers - Advanced Controls (Steam Systems)
Commercial | Com ¦ Building Recommissioning, Operations and Maintenance (O&M) Improvements | 2035 | SC C | million_m3 | Before Competition Groups | 78.4028 | 0 | 0 | 1003.8698 | 0.078101 | 5 | Commercial_2035_SC C_million_m3_Before Competition Groups_5 | Building Recommissioning, Operations and Maintenance (O&M) Improvements | 7.81% | 0 | 78.4028 | Commercial_2035_SC C_million_m3_Before Competition Groups_Building Recommissioning, Operations and Maintenance (O&M) Improvements
Commercial | Com ¦ Gas Fired Rooftop Units | 2035 | SC C | million_m3 | Before Competition Groups | 76.0001 | 0 | 0 | 1003.8698 | 0.075707 | 6 | Commercial_2035_SC C_million_m3_Before Competition Groups_6 | Gas Fired Rooftop Units | 7.571% | 0 | 76.0001 | Commercial_2035_SC C_million_m3_Before Competition Groups_Gas Fired Rooftop Units
Commercial | Com ¦ Condensing Make Up Air Unit | 2035 | SC C | million_m3 | Before Competition Groups | 57.923 | 0 | 0 | 1003.8698 | 0.0577 | 7 | Commercial_2035_SC C_million_m3_Before Competition Groups_7 | Condensing Make Up Air Unit | 5.77% | 0 | 57.923 | Commercial_2035_SC C_million_m3_Before Competition Groups_Condensing Make Up Air Unit
Commercial | Com ¦ Air Handler with Dedicated Outdoor Air Systems | 2035 | SC C | million_m3 | Before Competition Groups | 49.764 | 0 | 0 | 1003.8698 | 0.049572 | 8 | Commercial_2035_SC C_million_m3_Before Competition Groups_8 | Air Handler with Dedicated Outdoor Air Systems | 4.957% | 0 | 49.764 | Commercial_2035_SC C_million_m3_Before Competition Groups_Air Handler with Dedicated Outdoor Air Systems
Commercial | Com ¦ Gas Fired Heat Pump | 2035 | SC C | million_m3 | Before Competition Groups | 49.6283 | 0 | 0 | 1003.8698 | 0.049437 | 9 | Commercial_2035_SC C_million_m3_Before Competition Groups_9 | Gas Fired Heat Pump | 4.944% | 0 | 49.6283 | Commercial_2035_SC C_million_m3_Before Competition Groups_Gas Fired Heat Pump
Commercial | Com ¦ Demand Control Kitchen Ventilation | 2035 | SC C | million_m3 | Before Competition Groups | 43.6006 | 0 | 0 | 1003.8698 | 0.043433 | 10 | Commercial_2035_SC C_million_m3_Before Competition Groups_10 | Demand Control Kitchen Ventilation | 4.343% | 0 | 43.6006 | Commercial_2035_SC C_million_m3_Before Competition Groups_Demand Control Kitchen Ventilation
Commercial | Com ¦ Advanced BAS/Controllers | 2035 | SC C | million_m3 | Before Competition Groups | 37.0051 | 0 | 0 | 1003.8698 | 0.036862 | 11 | Commercial_2035_SC C_million_m3_Before Competition Groups_11 | Advanced BAS/Controllers | 3.686% | 0 | 37.0051 | Commercial_2035_SC C_million_m3_Before Competition Groups_Advanced BAS/Controllers
Commercial | Com ¦ Steam System Optimization | 2035 | SC C | million_m3 | Before Competition Groups | 33.746 | 0 | 0 | 1003.8698 | 0.033616 | 12 | Commercial_2035_SC C_million_m3_Before Competition Groups_12 | Steam System Optimization | 3.362% | 0 | 33.746 | Commercial_2035_SC C_million_m3_Before Competition Groups_Steam System Optimization
Commercial | Com ¦ Destratification | 2035 | SC C | million_m3 | Before Competition Groups | 33.2343 | 0 | 0 | 1003.8698 | 0.033106 | 13 | Commercial_2035_SC C_million_m3_Before Competition Groups_13 | Destratification | 3.311% | 0 | 33.2343 | Commercial_2035_SC C_million_m3_Before Competition Groups_Destratification
Commercial | Com ¦ Furnace Tune-Up | 2035 | SC C | million_m3 | Before Competition Groups | 31.4685 | 0 | 0 | 1003.8698 | 0.031347 | 14 | Commercial_2035_SC C_million_m3_Before Competition Groups_14 | Furnace Tune-Up | 3.135% | 0 | 31.4685 | Commercial_2035_SC C_million_m3_Before Competition Groups_Furnace Tune-Up
Commercial | Com ¦ Condensing Unit Heaters or other Efficient Unit Heating System | 2035 | SC C | million_m3 | Before Competition Groups | 27.0957 | 0 | 0 | 1003.8698 | 0.026991 | 15 | Commercial_2035_SC C_million_m3_Before Competition Groups_15 | Condensing Unit Heaters or other Efficient Unit Heating System | 2.699% | 0 | 27.0957 | Commercial_2035_SC C_million_m3_Before Competition Groups_Condensing Unit Heaters or other Efficient Unit Heating System
Commercial | Com ¦ Wall Insulation | 2035 | SC C | million_m3 | Before Competition Groups | 17.8099 | 0 | 0 | 1003.8698 | 0.017741 | 16 | Commercial_2035_SC C_million_m3_Before Competition Groups_16 | Wall Insulation | 1.774% | 0 | 17.8099 | Commercial_2035_SC C_million_m3_Before Competition Groups_Wall Insulation
Commercial | Com ¦ Education and Capacity Building/Energy Behavior | 2035 | SC C | million_m3 | Before Competition Groups | 10.8637 | 0 | 0 | 1003.8698 | 0.010822 | 17 | Commercial_2035_SC C_million_m3_Before Competition Groups_17 | Education and Capacity Building/Energy Behavior | 1.082% | 0 | 10.8637 | Commercial_2035_SC C_million_m3_Before Competition Groups_Education and Capacity Building/Energy Behavior
Commercial | Com ¦ Demand controlled Circulating Systems | 2035 | SC C | million_m3 | Before Competition Groups | 9.0453 | 0 | 0 | 1003.8698 | 0.0090105 | 18 | Commercial_2035_SC C_million_m3_Before Competition Groups_18 | Demand controlled Circulating Systems | 0.901% | 0 | 9.0453 | Commercial_2035_SC C_million_m3_Before Competition Groups_Demand controlled Circulating Systems
Commercial | Com ¦ Duct Insulation, R8 | 2035 | SC C | million_m3 | Before Competition Groups | 6.8318 | 0 | 0 | 1003.8698 | 0.0068055 | 19 | Commercial_2035_SC C_million_m3_Before Competition Groups_19 | Duct Insulation, R8 | 0.6805% | 0 | 6.8318 | Commercial_2035_SC C_million_m3_Before Competition Groups_Duct Insulation, R8
Commercial | Com ¦ Energy Efficient Laboratory Fume Hood | 2035 | SC C | million_m3 | Before Competition Groups | 6.554 | 0 | 0 | 1003.8698 | 0.0065287 | 20 | Commercial_2035_SC C_million_m3_Before Competition Groups_20 | Energy Efficient Laboratory Fume Hood | 0.6529% | 0 | 6.554 | Commercial_2035_SC C_million_m3_Before Competition Groups_Energy Efficient Laboratory Fume Hood
Commercial | Com ¦ High Efficiency Underfired Broilers | 2035 | SC C | million_m3 | Before Competition Groups | 5.4533 | 0 | 0 | 1003.8698 | 0.0054322 | 21 | Commercial_2035_SC C_million_m3_Before Competition Groups_21 | High Efficiency Underfired Broilers | 0.5432% | 0 | 5.4533 | Commercial_2035_SC C_million_m3_Before Competition Groups_High Efficiency Underfired Broilers
Commercial | Com ¦ ENERGY STAR Fryer (84% eff) | 2035 | SC C | million_m3 | Before Competition Groups | 5.1948 | 0 | 0 | 1003.8698 | 0.0051747 | 22 | Commercial_2035_SC C_million_m3_Before Competition Groups_22 | ENERGY STAR Fryer (84% eff) | 0.5175% | 0 | 5.1948 | Commercial_2035_SC C_million_m3_Before Competition Groups_ENERGY STAR Fryer (84% eff)
Commercial | Com ¦ Ozone Laundry Treatment | 2035 | SC C | million_m3 | Before Competition Groups | 4.0179 | 0 | 0 | 1003.8698 | 0.0040024 | 23 | Commercial_2035_SC C_million_m3_Before Competition Groups_23 | Ozone Laundry Treatment | 0.4002% | 0 | 4.0179 | Commercial_2035_SC C_million_m3_Before Competition Groups_Ozone Laundry Treatment
Commercial | Com ¦ Infrared Heaters | 2035 | SC C | million_m3 | Before Competition Groups | 3.4047 | 0 | 0 | 1003.8698 | 0.0033916 | 24 | Commercial_2035_SC C_million_m3_Before Competition Groups_24 | Infrared Heaters | 0.3392% | 0 | 3.4047 | Commercial_2035_SC C_million_m3_Before Competition Groups_Infrared Heaters
Commercial | Com ¦ ENERGY STAR Griddle (74% eff) | 2035 | SC C | million_m3 | Before Competition Groups | 2.5379 | 0 | 0 | 1003.8698 | 0.0025281 | 25 | Commercial_2035_SC C_million_m3_Before Competition Groups_25 | ENERGY STAR Griddle (74% eff) | 0.2528% | 0 | 2.5379 | Commercial_2035_SC C_million_m3_Before Competition Groups_ENERGY STAR Griddle (74% eff)
Commercial | Com ¦ ENERGY STAR Dishwasher | 2035 | SC C | million_m3 | Before Competition Groups | 1.9428 | 0 | 0 | 1003.8698 | 0.0019353 | 26 | Commercial_2035_SC C_million_m3_Before Competition Groups_26 | ENERGY STAR Dishwasher | 0.1935% | 0 | 1.9428 | Commercial_2035_SC C_million_m3_Before Competition Groups_ENERGY STAR Dishwasher
Commercial | Com ¦ Energy Recovery Ventilation and Ventilation (Enhanced) | 2035 | SC C | million_m3 | Before Competition Groups | 0.98154 | 0 | 0 | 1003.8698 | 0.00097776 | 27 | Commercial_2035_SC C_million_m3_Before Competition Groups_27 | Energy Recovery Ventilation and Ventilation (Enhanced) | 0.09778% | 0 | 0.98154 | Commercial_2035_SC C_million_m3_Before Competition Groups_Energy Recovery Ventilation and Ventilation (Enhanced)
Commercial | Com ¦ CEE Tier 2/Energy Star Clothes Washers | 2035 | SC C | million_m3 | Before Competition Groups | 0.93968 | 0 | 0 | 1003.8698 | 0.00093606 | 28 | Commercial_2035_SC C_million_m3_Before Competition Groups_28 | CEE Tier 2/Energy Star Clothes Washers | 0.09361% | 0 | 0.93968 | Commercial_2035_SC C_million_m3_Before Competition Groups_CEE Tier 2/Energy Star Clothes Washers
Commercial | Com ¦ Drain Water Heat Recovery (DWHR) ¦ Retro | 2035 | SC C | million_m3 | Before Competition Groups | 0.79977 | 0 | 0 | 1003.8698 | 0.00079669 | 29 | Commercial_2035_SC C_million_m3_Before Competition Groups_29 | Drain Water Heat Recovery (DWHR) ¦ Retro | 0.07967% | 0 | 0.79977 | Commercial_2035_SC C_million_m3_Before Competition Groups_Drain Water Heat Recovery (DWHR) ¦ Retro
Commercial | Com ¦ ENERGY STAR Steam Cooker | 2035 | SC C | million_m3 | Before Competition Groups | 0.46066 | 0 | 0 | 1003.8698 | 0.00045889 | 30 | Commercial_2035_SC C_million_m3_Before Competition Groups_30 | ENERGY STAR Steam Cooker | 0.04589% | 0 | 0.46066 | Commercial_2035_SC C_million_m3_Before Competition Groups_ENERGY STAR Steam Cooker
Commercial | Com ¦ Low Flow Pre-Rinse Spray Nozzle | 2035 | SC C | million_m3 | Before Competition Groups | 0.42419 | 0 | 0 | 1003.8698 | 0.00042256 | 31 | Commercial_2035_SC C_million_m3_Before Competition Groups_31 | Low Flow Pre-Rinse Spray Nozzle | 0.04226% | 0 | 0.42419 | Commercial_2035_SC C_million_m3_Before Competition Groups_Low Flow Pre-Rinse Spray Nozzle
Commercial | Com ¦ Drain Water Heat Recovery (DWHR) ¦New | 2035 | SC C | million_m3 | Before Competition Groups | 0.26368 | 0 | 0 | 1003.8698 | 0.00026267 | 32 | Commercial_2035_SC C_million_m3_Before Competition Groups_32 | Drain Water Heat Recovery (DWHR) ¦New | 0.02627% | 0 | 0.26368 | Commercial_2035_SC C_million_m3_Before Competition Groups_Drain Water Heat Recovery (DWHR) ¦New
Commercial | Com ¦ Heat Recovery Ventilator | 2035 | SC C | million_m3 | Before Competition Groups | 0.24051 | 0 | 0 | 1003.8698 | 0.00023958 | 33 | Commercial_2035_SC C_million_m3_Before Competition Groups_33 | Heat Recovery Ventilator | 0.02396% | 0 | 0.24051 | Commercial_2035_SC C_million_m3_Before Competition Groups_Heat Recovery Ventilator
Commercial | Com ¦ Solar Water Preheat (Pools/DHW) | 2035 | SC C | million_m3 | Before Competition Groups | 0.098132 | 0 | 0 | 1003.8698 | 9.7753e-05 | 34 | Commercial_2035_SC C_million_m3_Before Competition Groups_34 | Solar Water Preheat (Pools/DHW) | 0.009775% | 0 | 0.098132 | Commercial_2035_SC C_million_m3_Before Competition Groups_Solar Water Preheat (Pools/DHW)
Commercial | Com ¦ Gas Heat Pump Water Heater | 2035 | SC C | million_m3 | Before Competition Groups | 0.0088938 | 0 | 0 | 1003.8698 | 8.8595e-06 | 35 | Commercial_2035_SC C_million_m3_Before Competition Groups_35 | Gas Heat Pump Water Heater | 0.0008859% | 0 | 0.0088938 | Commercial_2035_SC C_million_m3_Before Competition Groups_Gas Heat Pump Water Heater
Commercial | Com ¦ Air Curtains | 2035 | SC C | million_m3 | Before Competition Groups | 0.00073629 | 0 | 0 | 1003.8698 | 7.3345e-07 | 36 | Commercial_2035_SC C_million_m3_Before Competition Groups_36 | Air Curtains | 7.335e-05% | 0 | 0.00073629 | Commercial_2035_SC C_million_m3_Before Competition Groups_Air Curtains
Commercial | Com ¦ Condensing Boiler ¦ Std | 2035 | Technical | million_m3 | Before Competition Groups | 317.1791 | 0 | 0 | 2243.9069 | 0.14135 | 1 | Commercial_2035_Technical_million_m3_Before Competition Groups_1 | Condensing Boiler ¦ Std | 14.14% | 0 | 317.1791 | Commercial_2035_Technical_million_m3_Before Competition Groups_Condensing Boiler ¦ Std
Commercial | Com ¦ Gas Fired Rooftop Units | 2035 | Technical | million_m3 | Before Competition Groups | 217.7519 | 0 | 0 | 2243.9069 | 0.097041 | 2 | Commercial_2035_Technical_million_m3_Before Competition Groups_2 | Gas Fired Rooftop Units | 9.704% | 0 | 217.7519 | Commercial_2035_Technical_million_m3_Before Competition Groups_Gas Fired Rooftop Units
Commercial | Com ¦ Demand Control Ventilation | 2035 | Technical | million_m3 | Before Competition Groups | 214.7518 | 0 | 0 | 2243.9069 | 0.095704 | 3 | Commercial_2035_Technical_million_m3_Before Competition Groups_3 | Demand Control Ventilation | 9.57% | 0 | 214.7518 | Commercial_2035_Technical_million_m3_Before Competition Groups_Demand Control Ventilation
Commercial | Com ¦ Building Recommissioning, Operations and Maintenance (O&M) Improvements | 2035 | Technical | million_m3 | Before Competition Groups | 212.9191 | 0 | 0 | 2243.9069 | 0.094888 | 4 | Commercial_2035_Technical_million_m3_Before Competition Groups_4 | Building Recommissioning, Operations and Maintenance (O&M) Improvements | 9.489% | 0 | 212.9191 | Commercial_2035_Technical_million_m3_Before Competition Groups_Building Recommissioning, Operations and Maintenance (O&M) Improvements
Commercial | Com ¦ Boilers - Advanced Controls (Steam Systems) | 2035 | Technical | million_m3 | Before Competition Groups | 148.333 | 0 | 0 | 2243.9069 | 0.066105 | 5 | Commercial_2035_Technical_million_m3_Before Competition Groups_5 | Boilers - Advanced Controls (Steam Systems) | 6.61% | 0 | 148.333 | Commercial_2035_Technical_million_m3_Before Competition Groups_Boilers - Advanced Controls (Steam Systems)
Commercial | Com ¦ Adaptive Thermostats | 2035 | Technical | million_m3 | Before Competition Groups | 133.6088 | 0 | 0 | 2243.9069 | 0.059543 | 6 | Commercial_2035_Technical_million_m3_Before Competition Groups_6 | Adaptive Thermostats | 5.954% | 0 | 133.6088 | Commercial_2035_Technical_million_m3_Before Competition Groups_Adaptive Thermostats
Commercial | Com ¦ Condensing Make Up Air Unit | 2035 | Technical | million_m3 | Before Competition Groups | 109.6227 | 0 | 0 | 2243.9069 | 0.048853 | 7 | Commercial_2035_Technical_million_m3_Before Competition Groups_7 | Condensing Make Up Air Unit | 4.885% | 0 | 109.6227 | Commercial_2035_Technical_million_m3_Before Competition Groups_Condensing Make Up Air Unit
Commercial | Com ¦ Gas Fired Heat Pump | 2035 | Technical | million_m3 | Before Competition Groups | 90.9613 | 0 | 0 | 2243.9069 | 0.040537 | 8 | Commercial_2035_Technical_million_m3_Before Competition Groups_8 | Gas Fired Heat Pump | 4.054% | 0 | 90.9613 | Commercial_2035_Technical_million_m3_Before Competition Groups_Gas Fired Heat Pump
Commercial | Com ¦ Air Handler with Dedicated Outdoor Air Systems | 2035 | Technical | million_m3 | Before Competition Groups | 79.4337 | 0 | 0 | 2243.9069 | 0.0354 | 9 | Commercial_2035_Technical_million_m3_Before Competition Groups_9 | Air Handler with Dedicated Outdoor Air Systems | 3.54% | 0 | 79.4337 | Commercial_2035_Technical_million_m3_Before Competition Groups_Air Handler with Dedicated Outdoor Air Systems
Commercial | Com ¦ Advanced BAS/Controllers | 2035 | Technical | million_m3 | Before Competition Groups | 76.5067 | 0 | 0 | 2243.9069 | 0.034095 | 10 | Commercial_2035_Technical_million_m3_Before Competition Groups_10 | Advanced BAS/Controllers | 3.41% | 0 | 76.5067 | Commercial_2035_Technical_million_m3_Before Competition Groups_Advanced BAS/Controllers
Commercial | Com ¦ Demand Control Kitchen Ventilation | 2035 | Technical | million_m3 | Before Competition Groups | 72.4896 | 0 | 0 | 2243.9069 | 0.032305 | 11 | Commercial_2035_Technical_million_m3_Before Competition Groups_11 | Demand Control Kitchen Ventilation | 3.231% | 0 | 72.4896 | Commercial_2035_Technical_million_m3_Before Competition Groups_Demand Control Kitchen Ventilation
Commercial | Com ¦ Education and Capacity Building/Energy Behavior | 2035 | Technical | million_m3 | Before Competition Groups | 67.6553 | 0 | 0 | 2243.9069 | 0.030151 | 12 | Commercial_2035_Technical_million_m3_Before Competition Groups_12 | Education and Capacity Building/Energy Behavior | 3.015% | 0 | 67.6553 | Commercial_2035_Technical_million_m3_Before Competition Groups_Education and Capacity Building/Energy Behavior
Commercial | Com ¦ Energy Recovery Ventilation and Ventilation (Enhanced) | 2035 | Technical | million_m3 | Before Competition Groups | 65.629 | 0 | 0 | 2243.9069 | 0.029248 | 13 | Commercial_2035_Technical_million_m3_Before Competition Groups_13 | Energy Recovery Ventilation and Ventilation (Enhanced) | 2.925% | 0 | 65.629 | Commercial_2035_Technical_million_m3_Before Competition Groups_Energy Recovery Ventilation and Ventilation (Enhanced)
Commercial | Com ¦ Condensing Unit Heaters or other Efficient Unit Heating System | 2035 | Technical | million_m3 | Before Competition Groups | 64.3294 | 0 | 0 | 2243.9069 | 0.028668 | 14 | Commercial_2035_Technical_million_m3_Before Competition Groups_14 | Condensing Unit Heaters or other Efficient Unit Heating System | 2.867% | 0 | 64.3294 | Commercial_2035_Technical_million_m3_Before Competition Groups_Condensing Unit Heaters or other Efficient Unit Heating System
Commercial | Com ¦ Steam System Optimization | 2035 | Technical | million_m3 | Before Competition Groups | 42.7305 | 0 | 0 | 2243.9069 | 0.019043 | 15 | Commercial_2035_Technical_million_m3_Before Competition Groups_15 | Steam System Optimization | 1.904% | 0 | 42.7305 | Commercial_2035_Technical_million_m3_Before Competition Groups_Steam System Optimization
Commercial | Com ¦ Destratification | 2035 | Technical | million_m3 | Before Competition Groups | 40.7692 | 0 | 0 | 2243.9069 | 0.018169 | 16 | Commercial_2035_Technical_million_m3_Before Competition Groups_16 | Destratification | 1.817% | 0 | 40.7692 | Commercial_2035_Technical_million_m3_Before Competition Groups_Destratification
Commercial | Com ¦ Furnace Tune-Up | 2035 | Technical | million_m3 | Before Competition Groups | 40.2854 | 0 | 0 | 2243.9069 | 0.017953 | 17 | Commercial_2035_Technical_million_m3_Before Competition Groups_17 | Furnace Tune-Up | 1.795% | 0 | 40.2854 | Commercial_2035_Technical_million_m3_Before Competition Groups_Furnace Tune-Up
Commercial | Com ¦ High Efficiency Condensing Furnace AFUE 95% from 80% code | 2035 | Technical | million_m3 | Before Competition Groups | 29.5931 | 0 | 0 | 2243.9069 | 0.013188 | 18 | Commercial_2035_Technical_million_m3_Before Competition Groups_18 | High Efficiency Condensing Furnace AFUE 95% from 80% code | 1.319% | 0 | 29.5931 | Commercial_2035_Technical_million_m3_Before Competition Groups_High Efficiency Condensing Furnace AFUE 95% from 80% code
Commercial | Com ¦ Heat Recovery Ventilator | 2035 | Technical | million_m3 | Before Competition Groups | 29.1404 | 0 | 0 | 2243.9069 | 0.012986 | 19 | Commercial_2035_Technical_million_m3_Before Competition Groups_19 | Heat Recovery Ventilator | 1.299% | 0 | 29.1404 | Commercial_2035_Technical_million_m3_Before Competition Groups_Heat Recovery Ventilator
Commercial | Com ¦ Super-High Efficiency Furnaces (Emerging Tech) | 2035 | Technical | million_m3 | Before Competition Groups | 27.476 | 0 | 0 | 2243.9069 | 0.012245 | 20 | Commercial_2035_Technical_million_m3_Before Competition Groups_20 | Super-High Efficiency Furnaces (Emerging Tech) | 1.224% | 0 | 27.476 | Commercial_2035_Technical_million_m3_Before Competition Groups_Super-High Efficiency Furnaces (Emerging Tech)
Commercial | Com ¦ Wall Insulation | 2035 | Technical | million_m3 | Before Competition Groups | 22.5291 | 0 | 0 | 2243.9069 | 0.01004 | 21 | Commercial_2035_Technical_million_m3_Before Competition Groups_21 | Wall Insulation | 1.004% | 0 | 22.5291 | Commercial_2035_Technical_million_m3_Before Competition Groups_Wall Insulation
Commercial | Com ¦ Boiler Measures | 2035 | Technical | million_m3 | Before Competition Groups | 17.5422 | 0 | 0 | 2243.9069 | 0.0078177 | 22 | Commercial_2035_Technical_million_m3_Before Competition Groups_22 | Boiler Measures | 0.7818% | 0 | 17.5422 | Commercial_2035_Technical_million_m3_Before Competition Groups_Boiler Measures
Commercial | Com ¦ Energy Efficient Laboratory Fume Hood | 2035 | Technical | million_m3 | Before Competition Groups | 15.9074 | 0 | 0 | 2243.9069 | 0.0070892 | 23 | Commercial_2035_Technical_million_m3_Before Competition Groups_23 | Energy Efficient Laboratory Fume Hood | 0.7089% | 0 | 15.9074 | Commercial_2035_Technical_million_m3_Before Competition Groups_Energy Efficient Laboratory Fume Hood
Commercial | Com ¦ Demand controlled Circulating Systems | 2035 | Technical | million_m3 | Before Competition Groups | 11.8347 | 0 | 0 | 2243.9069 | 0.0052741 | 24 | Commercial_2035_Technical_million_m3_Before Competition Groups_24 | Demand controlled Circulating Systems | 0.5274% | 0 | 11.8347 | Commercial_2035_Technical_million_m3_Before Competition Groups_Demand controlled Circulating Systems
Commercial | Com ¦ Infrared Heaters | 2035 | Technical | million_m3 | Before Competition Groups | 9.5314 | 0 | 0 | 2243.9069 | 0.0042477 | 25 | Commercial_2035_Technical_million_m3_Before Competition Groups_25 | Infrared Heaters | 0.4248% | 0 | 9.5314 | Commercial_2035_Technical_million_m3_Before Competition Groups_Infrared Heaters
Commercial | Com ¦ ENERGY STAR Fryer (84% eff) | 2035 | Technical | million_m3 | Before Competition Groups | 9.3768 | 0 | 0 | 2243.9069 | 0.0041788 | 26 | Commercial_2035_Technical_million_m3_Before Competition Groups_26 | ENERGY STAR Fryer (84% eff) | 0.4179% | 0 | 9.3768 | Commercial_2035_Technical_million_m3_Before Competition Groups_ENERGY STAR Fryer (84% eff)
Commercial | Com ¦ Duct Insulation, R8 | 2035 | Technical | million_m3 | Before Competition Groups | 9.2453 | 0 | 0 | 2243.9069 | 0.0041202 | 27 | Commercial_2035_Technical_million_m3_Before Competition Groups_27 | Duct Insulation, R8 | 0.412% | 0 | 9.2453 | Commercial_2035_Technical_million_m3_Before Competition Groups_Duct Insulation, R8
Commercial | Com ¦ Roof Insulation/Ceiling Insulation (R25 Code to R35) | 2035 | Technical | million_m3 | Before Competition Groups | 9.0864 | 0 | 0 | 2243.9069 | 0.0040494 | 28 | Commercial_2035_Technical_million_m3_Before Competition Groups_28 | Roof Insulation/Ceiling Insulation (R25 Code to R35) | 0.4049% | 0 | 9.0864 | Commercial_2035_Technical_million_m3_Before Competition Groups_Roof Insulation/Ceiling Insulation (R25 Code to R35)
Commercial | Com ¦ Condensing Storage Water Heater | 2035 | Technical | million_m3 | Before Competition Groups | 8.2831 | 0 | 0 | 2243.9069 | 0.0036914 | 29 | Commercial_2035_Technical_million_m3_Before Competition Groups_29 | Condensing Storage Water Heater | 0.3691% | 0 | 8.2831 | Commercial_2035_Technical_million_m3_Before Competition Groups_Condensing Storage Water Heater
Commercial | Com ¦ High Efficiency Underfired Broilers | 2035 | Technical | million_m3 | Before Competition Groups | 7.9585 | 0 | 0 | 2243.9069 | 0.0035467 | 30 | Commercial_2035_Technical_million_m3_Before Competition Groups_30 | High Efficiency Underfired Broilers | 0.3547% | 0 | 7.9585 | Commercial_2035_Technical_million_m3_Before Competition Groups_High Efficiency Underfired Broilers
Commercial | Com ¦ Ozone Laundry Treatment | 2035 | Technical | million_m3 | Before Competition Groups | 7.7126 | 0 | 0 | 2243.9069 | 0.0034371 | 31 | Commercial_2035_Technical_million_m3_Before Competition Groups_31 | Ozone Laundry Treatment | 0.3437% | 0 | 7.7126 | Commercial_2035_Technical_million_m3_Before Competition Groups_Ozone Laundry Treatment
Commercial | Com ¦ ENERGY STAR Griddle (74% eff) | 2035 | Technical | million_m3 | Before Competition Groups | 6.1585 | 0 | 0 | 2243.9069 | 0.0027445 | 32 | Commercial_2035_Technical_million_m3_Before Competition Groups_32 | ENERGY STAR Griddle (74% eff) | 0.2745% | 0 | 6.1585 | Commercial_2035_Technical_million_m3_Before Competition Groups_ENERGY STAR Griddle (74% eff)
Commercial | Com ¦ Condensing Tankless Water Heater | 2035 | Technical | million_m3 | Before Competition Groups | 4.8092 | 0 | 0 | 2243.9069 | 0.0021432 | 33 | Commercial_2035_Technical_million_m3_Before Competition Groups_33 | Condensing Tankless Water Heater | 0.2143% | 0 | 4.8092 | Commercial_2035_Technical_million_m3_Before Competition Groups_Condensing Tankless Water Heater
Commercial | Com ¦ Gas Heat Pump Water Heater | 2035 | Technical | million_m3 | Before Competition Groups | 4.1288 | 0 | 0 | 2243.9069 | 0.00184 | 34 | Commercial_2035_Technical_million_m3_Before Competition Groups_34 | Gas Heat Pump Water Heater | 0.184% | 0 | 4.1288 | Commercial_2035_Technical_million_m3_Before Competition Groups_Gas Heat Pump Water Heater
Commercial | Com ¦ ENERGY STAR Dishwasher | 2035 | Technical | million_m3 | Before Competition Groups | 3.9774 | 0 | 0 | 2243.9069 | 0.0017725 | 35 | Commercial_2035_Technical_million_m3_Before Competition Groups_35 | ENERGY STAR Dishwasher | 0.1773% | 0 | 3.9774 | Commercial_2035_Technical_million_m3_Before Competition Groups_ENERGY STAR Dishwasher
Commercial | Com ¦ HOTEL OCCUPANCY CONTROLS (HVAC + LIGHTING) | 2035 | Technical | million_m3 | Before Competition Groups | 3.841 | 0 | 0 | 2243.9069 | 0.0017117 | 36 | Commercial_2035_Technical_million_m3_Before Competition Groups_36 | HOTEL OCCUPANCY CONTROLS (HVAC + LIGHTING) | 0.1712% | 0 | 3.841 | Commercial_2035_Technical_million_m3_Before Competition Groups_HOTEL OCCUPANCY CONTROLS (HVAC + LIGHTING)
Commercial | Com ¦ Ice Rink Heat Recovery | 2035 | Technical | million_m3 | Before Competition Groups | 2.9717 | 0 | 0 | 2243.9069 | 0.0013243 | 37 | Commercial_2035_Technical_million_m3_Before Competition Groups_37 | Ice Rink Heat Recovery | 0.1324% | 0 | 2.9717 | Commercial_2035_Technical_million_m3_Before Competition Groups_Ice Rink Heat Recovery
Commercial | Com ¦ Dock Door Seals | 2035 | Technical | million_m3 | Before Competition Groups | 2.698 | 0 | 0 | 2243.9069 | 0.0012024 | 38 | Commercial_2035_Technical_million_m3_Before Competition Groups_38 | Dock Door Seals | 0.1202% | 0 | 2.698 | Commercial_2035_Technical_million_m3_Before Competition Groups_Dock Door Seals
Commercial | Com ¦ CEE Tier 2/Energy Star Clothes Washers | 2035 | Technical | million_m3 | Before Competition Groups | 1.3818 | 0 | 0 | 2243.9069 | 0.00061578 | 39 | Commercial_2035_Technical_million_m3_Before Competition Groups_39 | CEE Tier 2/Energy Star Clothes Washers | 0.06158% | 0 | 1.3818 | Commercial_2035_Technical_million_m3_Before Competition Groups_CEE Tier 2/Energy Star Clothes Washers
Commercial | Com ¦ Drain Water Heat Recovery (DWHR) ¦ Retro | 2035 | Technical | million_m3 | Before Competition Groups | 0.97848 | 0 | 0 | 2243.9069 | 0.00043606 | 40 | Commercial_2035_Technical_million_m3_Before Competition Groups_40 | Drain Water Heat Recovery (DWHR) ¦ Retro | 0.04361% | 0 | 0.97848 | Commercial_2035_Technical_million_m3_Before Competition Groups_Drain Water Heat Recovery (DWHR) ¦ Retro
Commercial | Com ¦ Low Flow Pre-Rinse Spray Nozzle | 2035 | Technical | million_m3 | Before Competition Groups | 0.71333 | 0 | 0 | 2243.9069 | 0.00031789 | 41 | Commercial_2035_Technical_million_m3_Before Competition Groups_41 | Low Flow Pre-Rinse Spray Nozzle | 0.03179% | 0 | 0.71333 | Commercial_2035_Technical_million_m3_Before Competition Groups_Low Flow Pre-Rinse Spray Nozzle
Commercial | Com ¦ ENERGY STAR Steam Cooker | 2035 | Technical | million_m3 | Before Competition Groups | 0.67096 | 0 | 0 | 2243.9069 | 0.00029902 | 42 | Commercial_2035_Technical_million_m3_Before Competition Groups_42 | ENERGY STAR Steam Cooker | 0.0299% | 0 | 0.67096 | Commercial_2035_Technical_million_m3_Before Competition Groups_ENERGY STAR Steam Cooker
Commercial | Com ¦ Drain Water Heat Recovery (DWHR) ¦New | 2035 | Technical | million_m3 | Before Competition Groups | 0.6328 | 0 | 0 | 2243.9069 | 0.00028201 | 43 | Commercial_2035_Technical_million_m3_Before Competition Groups_43 | Drain Water Heat Recovery (DWHR) ¦New | 0.0282% | 0 | 0.6328 | Commercial_2035_Technical_million_m3_Before Competition Groups_Drain Water Heat Recovery (DWHR) ¦New
Commercial | Com ¦ Solar Water Preheat (Pools/DHW) | 2035 | Technical | million_m3 | Before Competition Groups | 0.33172 | 0 | 0 | 2243.9069 | 0.00014783 | 44 | Commercial_2035_Technical_million_m3_Before Competition Groups_44 | Solar Water Preheat (Pools/DHW) | 0.01478% | 0 | 0.33172 | Commercial_2035_Technical_million_m3_Before Competition Groups_Solar Water Preheat (Pools/DHW)
Commercial | Com ¦ Gas Convection Oven | 2035 | Technical | million_m3 | Before Competition Groups | 0.15893 | 0 | 0 | 2243.9069 | 7.0829e-05 | 45 | Commercial_2035_Technical_million_m3_Before Competition Groups_45 | Gas Convection Oven | 0.007083% | 0 | 0.15893 | Commercial_2035_Technical_million_m3_Before Competition Groups_Gas Convection Oven
Commercial | Com ¦ Air Curtains | 2035 | Technical | million_m3 | Before Competition Groups | 0.14709 | 0 | 0 | 2243.9069 | 6.5553e-05 | 46 | Commercial_2035_Technical_million_m3_Before Competition Groups_46 | Air Curtains | 0.006555% | 0 | 0.14709 | Commercial_2035_Technical_million_m3_Before Competition Groups_Air Curtains
Commercial | Com ¦ Solar Preheat Make up Air | 2035 | Technical | million_m3 | Before Competition Groups | 0.053496 | 0 | 0 | 2243.9069 | 2.384e-05 | 47 | Commercial_2035_Technical_million_m3_Before Competition Groups_47 | Solar Preheat Make up Air | 0.002384% | 0 | 0.053496 | Commercial_2035_Technical_million_m3_Before Competition Groups_Solar Preheat Make up Air
Commercial | Com ¦ Super High Perf Glazing ¦RET | 2035 | Technical | million_m3 | Before Competition Groups | 0.04834 | 0 | 0 | 2243.9069 | 2.1543e-05 | 48 | Commercial_2035_Technical_million_m3_Before Competition Groups_48 | Super High Perf Glazing ¦RET | 0.002154% | 0 | 0.04834 | Commercial_2035_Technical_million_m3_Before Competition Groups_Super High Perf Glazing ¦RET
Commercial | Com ¦ Super High Perf Glazing ¦New | 2035 | Technical | million_m3 | Before Competition Groups | 0.031877 | 0 | 0 | 2243.9069 | 1.4206e-05 | 49 | Commercial_2035_Technical_million_m3_Before Competition Groups_49 | Super High Perf Glazing ¦New | 0.001421% | 0 | 0.031877 | Commercial_2035_Technical_million_m3_Before Competition Groups_Super High Perf Glazing ¦New
Commercial | Com ¦ Condensing Boiler ¦ Std | 2036 | Economic | million_m3 | Before Competition Groups | 331.2317 | 0 | 0 | 2065.9989 | 0.16033 | 1 | Commercial_2036_Economic_million_m3_Before Competition Groups_1 | Condensing Boiler ¦ Std | 16.03% | 0 | 331.2317 | Commercial_2036_Economic_million_m3_Before Competition Groups_Condensing Boiler ¦ Std
Commercial | Com ¦ Gas Fired Rooftop Units | 2036 | Economic | million_m3 | Before Competition Groups | 226.0555 | 0 | 0 | 2065.9989 | 0.10942 | 2 | Commercial_2036_Economic_million_m3_Before Competition Groups_2 | Gas Fired Rooftop Units | 10.94% | 0 | 226.0555 | Commercial_2036_Economic_million_m3_Before Competition Groups_Gas Fired Rooftop Units
Commercial | Com ¦ Demand Control Ventilation | 2036 | Economic | million_m3 | Before Competition Groups | 209.8784 | 0 | 0 | 2065.9989 | 0.10159 | 3 | Commercial_2036_Economic_million_m3_Before Competition Groups_3 | Demand Control Ventilation | 10.16% | 0 | 209.8784 | Commercial_2036_Economic_million_m3_Before Competition Groups_Demand Control Ventilation
Commercial | Com ¦ Building Recommissioning, Operations and Maintenance (O&M) Improvements | 2036 | Economic | million_m3 | Before Competition Groups | 208.6394 | 0 | 0 | 2065.9989 | 0.10099 | 4 | Commercial_2036_Economic_million_m3_Before Competition Groups_4 | Building Recommissioning, Operations and Maintenance (O&M) Improvements | 10.1% | 0 | 208.6394 | Commercial_2036_Economic_million_m3_Before Competition Groups_Building Recommissioning, Operations and Maintenance (O&M) Improvements
Commercial | Com ¦ Boilers - Advanced Controls (Steam Systems) | 2036 | Economic | million_m3 | Before Competition Groups | 149.5069 | 0 | 0 | 2065.9989 | 0.072365 | 5 | Commercial_2036_Economic_million_m3_Before Competition Groups_5 | Boilers - Advanced Controls (Steam Systems) | 7.237% | 0 | 149.5069 | Commercial_2036_Economic_million_m3_Before Competition Groups_Boilers - Advanced Controls (Steam Systems)
Commercial | Com ¦ Adaptive Thermostats | 2036 | Economic | million_m3 | Before Competition Groups | 133.9067 | 0 | 0 | 2065.9989 | 0.064814 | 6 | Commercial_2036_Economic_million_m3_Before Competition Groups_6 | Adaptive Thermostats | 6.481% | 0 | 133.9067 | Commercial_2036_Economic_million_m3_Before Competition Groups_Adaptive Thermostats
Commercial | Com ¦ Condensing Make Up Air Unit | 2036 | Economic | million_m3 | Before Competition Groups | 114.3327 | 0 | 0 | 2065.9989 | 0.05534 | 7 | Commercial_2036_Economic_million_m3_Before Competition Groups_7 | Condensing Make Up Air Unit | 5.534% | 0 | 114.3327 | Commercial_2036_Economic_million_m3_Before Competition Groups_Condensing Make Up Air Unit
Commercial | Com ¦ Gas Fired Heat Pump | 2036 | Economic | million_m3 | Before Competition Groups | 93.913 | 0 | 0 | 2065.9989 | 0.045456 | 8 | Commercial_2036_Economic_million_m3_Before Competition Groups_8 | Gas Fired Heat Pump | 4.546% | 0 | 93.913 | Commercial_2036_Economic_million_m3_Before Competition Groups_Gas Fired Heat Pump
Commercial | Com ¦ Air Handler with Dedicated Outdoor Air Systems | 2036 | Economic | million_m3 | Before Competition Groups | 77.8371 | 0 | 0 | 2065.9989 | 0.037675 | 9 | Commercial_2036_Economic_million_m3_Before Competition Groups_9 | Air Handler with Dedicated Outdoor Air Systems | 3.768% | 0 | 77.8371 | Commercial_2036_Economic_million_m3_Before Competition Groups_Air Handler with Dedicated Outdoor Air Systems
Commercial | Com ¦ Advanced BAS/Controllers | 2036 | Economic | million_m3 | Before Competition Groups | 77.0787 | 0 | 0 | 2065.9989 | 0.037308 | 10 | Commercial_2036_Economic_million_m3_Before Competition Groups_10 | Advanced BAS/Controllers | 3.731% | 0 | 77.0787 | Commercial_2036_Economic_million_m3_Before Competition Groups_Advanced BAS/Controllers
Commercial | Com ¦ Demand Control Kitchen Ventilation | 2036 | Economic | million_m3 | Before Competition Groups | 73.6908 | 0 | 0 | 2065.9989 | 0.035668 | 11 | Commercial_2036_Economic_million_m3_Before Competition Groups_11 | Demand Control Kitchen Ventilation | 3.567% | 0 | 73.6908 | Commercial_2036_Economic_million_m3_Before Competition Groups_Demand Control Kitchen Ventilation
Commercial | Com ¦ Condensing Unit Heaters or other Efficient Unit Heating System | 2036 | Economic | million_m3 | Before Competition Groups | 66.9987 | 0 | 0 | 2065.9989 | 0.032429 | 12 | Commercial_2036_Economic_million_m3_Before Competition Groups_12 | Condensing Unit Heaters or other Efficient Unit Heating System | 3.243% | 0 | 66.9987 | Commercial_2036_Economic_million_m3_Before Competition Groups_Condensing Unit Heaters or other Efficient Unit Heating System
Commercial | Com ¦ Education and Capacity Building/Energy Behavior | 2036 | Economic | million_m3 | Before Competition Groups | 65.5384 | 0 | 0 | 2065.9989 | 0.031722 | 13 | Commercial_2036_Economic_million_m3_Before Competition Groups_13 | Education and Capacity Building/Energy Behavior | 3.172% | 0 | 65.5384 | Commercial_2036_Economic_million_m3_Before Competition Groups_Education and Capacity Building/Energy Behavior
Commercial | Com ¦ Steam System Optimization | 2036 | Economic | million_m3 | Before Competition Groups | 41.8716 | 0 | 0 | 2065.9989 | 0.020267 | 14 | Commercial_2036_Economic_million_m3_Before Competition Groups_14 | Steam System Optimization | 2.027% | 0 | 41.8716 | Commercial_2036_Economic_million_m3_Before Competition Groups_Steam System Optimization
Commercial | Com ¦ Destratification | 2036 | Economic | million_m3 | Before Competition Groups | 39.8637 | 0 | 0 | 2065.9989 | 0.019295 | 15 | Commercial_2036_Economic_million_m3_Before Competition Groups_15 | Destratification | 1.93% | 0 | 39.8637 | Commercial_2036_Economic_million_m3_Before Competition Groups_Destratification
Commercial | Com ¦ Furnace Tune-Up | 2036 | Economic | million_m3 | Before Competition Groups | 39.4757 | 0 | 0 | 2065.9989 | 0.019107 | 16 | Commercial_2036_Economic_million_m3_Before Competition Groups_16 | Furnace Tune-Up | 1.911% | 0 | 39.4757 | Commercial_2036_Economic_million_m3_Before Competition Groups_Furnace Tune-Up
Commercial | Com ¦ Wall Insulation | 2036 | Economic | million_m3 | Before Competition Groups | 22.0762 | 0 | 0 | 2065.9989 | 0.010686 | 17 | Commercial_2036_Economic_million_m3_Before Competition Groups_17 | Wall Insulation | 1.069% | 0 | 22.0762 | Commercial_2036_Economic_million_m3_Before Competition Groups_Wall Insulation
Commercial | Com ¦ Energy Efficient Laboratory Fume Hood | 2036 | Economic | million_m3 | Before Competition Groups | 15.5877 | 0 | 0 | 2065.9989 | 0.0075449 | 18 | Commercial_2036_Economic_million_m3_Before Competition Groups_18 | Energy Efficient Laboratory Fume Hood | 0.7545% | 0 | 15.5877 | Commercial_2036_Economic_million_m3_Before Competition Groups_Energy Efficient Laboratory Fume Hood
Commercial | Com ¦ Demand controlled Circulating Systems | 2036 | Economic | million_m3 | Before Competition Groups | 11.5968 | 0 | 0 | 2065.9989 | 0.0056132 | 19 | Commercial_2036_Economic_million_m3_Before Competition Groups_19 | Demand controlled Circulating Systems | 0.5613% | 0 | 11.5968 | Commercial_2036_Economic_million_m3_Before Competition Groups_Demand controlled Circulating Systems
Commercial | Com ¦ Infrared Heaters | 2036 | Economic | million_m3 | Before Competition Groups | 9.8774 | 0 | 0 | 2065.9989 | 0.0047809 | 20 | Commercial_2036_Economic_million_m3_Before Competition Groups_20 | Infrared Heaters | 0.4781% | 0 | 9.8774 | Commercial_2036_Economic_million_m3_Before Competition Groups_Infrared Heaters
Commercial | Com ¦ ENERGY STAR Fryer (84% eff) | 2036 | Economic | million_m3 | Before Competition Groups | 9.6947 | 0 | 0 | 2065.9989 | 0.0046925 | 21 | Commercial_2036_Economic_million_m3_Before Competition Groups_21 | ENERGY STAR Fryer (84% eff) | 0.4693% | 0 | 9.6947 | Commercial_2036_Economic_million_m3_Before Competition Groups_ENERGY STAR Fryer (84% eff)
Commercial | Com ¦ Duct Insulation, R8 | 2036 | Economic | million_m3 | Before Competition Groups | 9.0595 | 0 | 0 | 2065.9989 | 0.004385 | 22 | Commercial_2036_Economic_million_m3_Before Competition Groups_22 | Duct Insulation, R8 | 0.4385% | 0 | 9.0595 | Commercial_2036_Economic_million_m3_Before Competition Groups_Duct Insulation, R8
Commercial | Com ¦ High Efficiency Underfired Broilers | 2036 | Economic | million_m3 | Before Competition Groups | 8.2285 | 0 | 0 | 2065.9989 | 0.0039828 | 23 | Commercial_2036_Economic_million_m3_Before Competition Groups_23 | High Efficiency Underfired Broilers | 0.3983% | 0 | 8.2285 | Commercial_2036_Economic_million_m3_Before Competition Groups_High Efficiency Underfired Broilers
Commercial | Com ¦ Ozone Laundry Treatment | 2036 | Economic | million_m3 | Before Competition Groups | 7.7544 | 0 | 0 | 2065.9989 | 0.0037534 | 24 | Commercial_2036_Economic_million_m3_Before Competition Groups_24 | Ozone Laundry Treatment | 0.3753% | 0 | 7.7544 | Commercial_2036_Economic_million_m3_Before Competition Groups_Ozone Laundry Treatment
Commercial | Com ¦ ENERGY STAR Griddle (74% eff) | 2036 | Economic | million_m3 | Before Competition Groups | 6.3688 | 0 | 0 | 2065.9989 | 0.0030827 | 25 | Commercial_2036_Economic_million_m3_Before Competition Groups_25 | ENERGY STAR Griddle (74% eff) | 0.3083% | 0 | 6.3688 | Commercial_2036_Economic_million_m3_Before Competition Groups_ENERGY STAR Griddle (74% eff)
Commercial | Com ¦ Energy Recovery Ventilation and Ventilation (Enhanced) | 2036 | Economic | million_m3 | Before Competition Groups | 4.1284 | 0 | 0 | 2065.9989 | 0.0019983 | 26 | Commercial_2036_Economic_million_m3_Before Competition Groups_26 | Energy Recovery Ventilation and Ventilation (Enhanced) | 0.1998% | 0 | 4.1284 | Commercial_2036_Economic_million_m3_Before Competition Groups_Energy Recovery Ventilation and Ventilation (Enhanced)
Commercial | Com ¦ ENERGY STAR Dishwasher | 2036 | Economic | million_m3 | Before Competition Groups | 4.0418 | 0 | 0 | 2065.9989 | 0.0019563 | 27 | Commercial_2036_Economic_million_m3_Before Competition Groups_27 | ENERGY STAR Dishwasher | 0.1956% | 0 | 4.0418 | Commercial_2036_Economic_million_m3_Before Competition Groups_ENERGY STAR Dishwasher
Commercial | Com ¦ Heat Recovery Ventilator | 2036 | Economic | million_m3 | Before Competition Groups | 2.4195 | 0 | 0 | 2065.9989 | 0.0011711 | 28 | Commercial_2036_Economic_million_m3_Before Competition Groups_28 | Heat Recovery Ventilator | 0.1171% | 0 | 2.4195 | Commercial_2036_Economic_million_m3_Before Competition Groups_Heat Recovery Ventilator
Commercial | Com ¦ CEE Tier 2/Energy Star Clothes Washers | 2036 | Economic | million_m3 | Before Competition Groups | 1.4149 | 0 | 0 | 2065.9989 | 0.00068487 | 29 | Commercial_2036_Economic_million_m3_Before Competition Groups_29 | CEE Tier 2/Energy Star Clothes Washers | 0.06849% | 0 | 1.4149 | Commercial_2036_Economic_million_m3_Before Competition Groups_CEE Tier 2/Energy Star Clothes Washers
Commercial | Com ¦ Drain Water Heat Recovery (DWHR) ¦ Retro | 2036 | Economic | million_m3 | Before Competition Groups | 0.95881 | 0 | 0 | 2065.9989 | 0.00046409 | 30 | Commercial_2036_Economic_million_m3_Before Competition Groups_30 | Drain Water Heat Recovery (DWHR) ¦ Retro | 0.04641% | 0 | 0.95881 | Commercial_2036_Economic_million_m3_Before Competition Groups_Drain Water Heat Recovery (DWHR) ¦ Retro
Commercial | Com ¦ Low Flow Pre-Rinse Spray Nozzle | 2036 | Economic | million_m3 | Before Competition Groups | 0.71661 | 0 | 0 | 2065.9989 | 0.00034686 | 31 | Commercial_2036_Economic_million_m3_Before Competition Groups_31 | Low Flow Pre-Rinse Spray Nozzle | 0.03469% | 0 | 0.71661 | Commercial_2036_Economic_million_m3_Before Competition Groups_Low Flow Pre-Rinse Spray Nozzle
Commercial | Com ¦ ENERGY STAR Steam Cooker | 2036 | Economic | million_m3 | Before Competition Groups | 0.69372 | 0 | 0 | 2065.9989 | 0.00033578 | 32 | Commercial_2036_Economic_million_m3_Before Competition Groups_32 | ENERGY STAR Steam Cooker | 0.03358% | 0 | 0.69372 | Commercial_2036_Economic_million_m3_Before Competition Groups_ENERGY STAR Steam Cooker
Commercial | Com ¦ Drain Water Heat Recovery (DWHR) ¦New | 2036 | Economic | million_m3 | Before Competition Groups | 0.66519 | 0 | 0 | 2065.9989 | 0.00032197 | 33 | Commercial_2036_Economic_million_m3_Before Competition Groups_33 | Drain Water Heat Recovery (DWHR) ¦New | 0.0322% | 0 | 0.66519 | Commercial_2036_Economic_million_m3_Before Competition Groups_Drain Water Heat Recovery (DWHR) ¦New
Commercial | Com ¦ Gas Heat Pump Water Heater | 2036 | Economic | million_m3 | Before Competition Groups | 0.41852 | 0 | 0 | 2065.9989 | 0.00020258 | 34 | Commercial_2036_Economic_million_m3_Before Competition Groups_34 | Gas Heat Pump Water Heater | 0.02026% | 0 | 0.41852 | Commercial_2036_Economic_million_m3_Before Competition Groups_Gas Heat Pump Water Heater
Commercial | Com ¦ Solar Water Preheat (Pools/DHW) | 2036 | Economic | million_m3 | Before Competition Groups | 0.33022 | 0 | 0 | 2065.9989 | 0.00015984 | 35 | Commercial_2036_Economic_million_m3_Before Competition Groups_35 | Solar Water Preheat (Pools/DHW) | 0.01598% | 0 | 0.33022 | Commercial_2036_Economic_million_m3_Before Competition Groups_Solar Water Preheat (Pools/DHW)
Commercial | Com ¦ Air Curtains | 2036 | Economic | million_m3 | Before Competition Groups | 0.14817 | 0 | 0 | 2065.9989 | 7.1718e-05 | 36 | Commercial_2036_Economic_million_m3_Before Competition Groups_36 | Air Curtains | 0.007172% | 0 | 0.14817 | Commercial_2036_Economic_million_m3_Before Competition Groups_Air Curtains
Commercial | Com ¦ Demand Control Ventilation | 2036 | SC A | million_m3 | Before Competition Groups | 108.444 | 0 | 0 | 957.1394 | 0.1133 | 1 | Commercial_2036_SC A_million_m3_Before Competition Groups_1 | Demand Control Ventilation | 11.33% | 0 | 108.444 | Commercial_2036_SC A_million_m3_Before Competition Groups_Demand Control Ventilation
Commercial | Com ¦ Adaptive Thermostats | 2036 | SC A | million_m3 | Before Competition Groups | 103.871 | 0 | 0 | 957.1394 | 0.10852 | 2 | Commercial_2036_SC A_million_m3_Before Competition Groups_2 | Adaptive Thermostats | 10.85% | 0 | 103.871 | Commercial_2036_SC A_million_m3_Before Competition Groups_Adaptive Thermostats
Commercial | Com ¦ Boilers - Advanced Controls (Steam Systems) | 2036 | SC A | million_m3 | Before Competition Groups | 87.6194 | 0 | 0 | 957.1394 | 0.091543 | 3 | Commercial_2036_SC A_million_m3_Before Competition Groups_3 | Boilers - Advanced Controls (Steam Systems) | 9.154% | 0 | 87.6194 | Commercial_2036_SC A_million_m3_Before Competition Groups_Boilers - Advanced Controls (Steam Systems)
Commercial | Com ¦ Gas Fired Rooftop Units | 2036 | SC A | million_m3 | Before Competition Groups | 83.3796 | 0 | 0 | 957.1394 | 0.087113 | 4 | Commercial_2036_SC A_million_m3_Before Competition Groups_4 | Gas Fired Rooftop Units | 8.711% | 0 | 83.3796 | Commercial_2036_SC A_million_m3_Before Competition Groups_Gas Fired Rooftop Units
Commercial | Com ¦ Building Recommissioning, Operations and Maintenance (O&M) Improvements | 2036 | SC A | million_m3 | Before Competition Groups | 82.2754 | 0 | 0 | 957.1394 | 0.08596 | 5 | Commercial_2036_SC A_million_m3_Before Competition Groups_5 | Building Recommissioning, Operations and Maintenance (O&M) Improvements | 8.596% | 0 | 82.2754 | Commercial_2036_SC A_million_m3_Before Competition Groups_Building Recommissioning, Operations and Maintenance (O&M) Improvements
Commercial | Com ¦ Condensing Boiler ¦ Std | 2036 | SC A | million_m3 | Before Competition Groups | 66.9834 | 0 | 0 | 957.1394 | 0.069983 | 6 | Commercial_2036_SC A_million_m3_Before Competition Groups_6 | Condensing Boiler ¦ Std | 6.998% | 0 | 66.9834 | Commercial_2036_SC A_million_m3_Before Competition Groups_Condensing Boiler ¦ Std
Commercial | Com ¦ Condensing Make Up Air Unit | 2036 | SC A | million_m3 | Before Competition Groups | 58.3679 | 0 | 0 | 957.1394 | 0.060982 | 7 | Commercial_2036_SC A_million_m3_Before Competition Groups_7 | Condensing Make Up Air Unit | 6.098% | 0 | 58.3679 | Commercial_2036_SC A_million_m3_Before Competition Groups_Condensing Make Up Air Unit
Commercial | Com ¦ Gas Fired Heat Pump | 2036 | SC A | million_m3 | Before Competition Groups | 47.2987 | 0 | 0 | 957.1394 | 0.049417 | 8 | Commercial_2036_SC A_million_m3_Before Competition Groups_8 | Gas Fired Heat Pump | 4.942% | 0 | 47.2987 | Commercial_2036_SC A_million_m3_Before Competition Groups_Gas Fired Heat Pump
Commercial | Com ¦ Demand Control Kitchen Ventilation | 2036 | SC A | million_m3 | Before Competition Groups | 44.706 | 0 | 0 | 957.1394 | 0.046708 | 9 | Commercial_2036_SC A_million_m3_Before Competition Groups_9 | Demand Control Kitchen Ventilation | 4.671% | 0 | 44.706 | Commercial_2036_SC A_million_m3_Before Competition Groups_Demand Control Kitchen Ventilation
Commercial | Com ¦ Air Handler with Dedicated Outdoor Air Systems | 2036 | SC A | million_m3 | Before Competition Groups | 42.738 | 0 | 0 | 957.1394 | 0.044652 | 10 | Commercial_2036_SC A_million_m3_Before Competition Groups_10 | Air Handler with Dedicated Outdoor Air Systems | 4.465% | 0 | 42.738 | Commercial_2036_SC A_million_m3_Before Competition Groups_Air Handler with Dedicated Outdoor Air Systems
Commercial | Com ¦ Advanced BAS/Controllers | 2036 | SC A | million_m3 | Before Competition Groups | 38.2436 | 0 | 0 | 957.1394 | 0.039956 | 11 | Commercial_2036_SC A_million_m3_Before Competition Groups_11 | Advanced BAS/Controllers | 3.996% | 0 | 38.2436 | Commercial_2036_SC A_million_m3_Before Competition Groups_Advanced BAS/Controllers
Commercial | Com ¦ Steam System Optimization | 2036 | SC A | million_m3 | Before Competition Groups | 35.4562 | 0 | 0 | 957.1394 | 0.037044 | 12 | Commercial_2036_SC A_million_m3_Before Competition Groups_12 | Steam System Optimization | 3.704% | 0 | 35.4562 | Commercial_2036_SC A_million_m3_Before Competition Groups_Steam System Optimization
Commercial | Com ¦ Furnace Tune-Up | 2036 | SC A | million_m3 | Before Competition Groups | 33.086 | 0 | 0 | 957.1394 | 0.034568 | 13 | Commercial_2036_SC A_million_m3_Before Competition Groups_13 | Furnace Tune-Up | 3.457% | 0 | 33.086 | Commercial_2036_SC A_million_m3_Before Competition Groups_Furnace Tune-Up
Commercial | Com ¦ Destratification | 2036 | SC A | million_m3 | Before Competition Groups | 32.8465 | 0 | 0 | 957.1394 | 0.034317 | 14 | Commercial_2036_SC A_million_m3_Before Competition Groups_14 | Destratification | 3.432% | 0 | 32.8465 | Commercial_2036_SC A_million_m3_Before Competition Groups_Destratification
Commercial | Com ¦ Condensing Unit Heaters or other Efficient Unit Heating System | 2036 | SC A | million_m3 | Before Competition Groups | 22.3642 | 0 | 0 | 957.1394 | 0.023366 | 15 | Commercial_2036_SC A_million_m3_Before Competition Groups_15 | Condensing Unit Heaters or other Efficient Unit Heating System | 2.337% | 0 | 22.3642 | Commercial_2036_SC A_million_m3_Before Competition Groups_Condensing Unit Heaters or other Efficient Unit Heating System
Commercial | Com ¦ Wall Insulation | 2036 | SC A | million_m3 | Before Competition Groups | 18.392 | 0 | 0 | 957.1394 | 0.019216 | 16 | Commercial_2036_SC A_million_m3_Before Competition Groups_16 | Wall Insulation | 1.922% | 0 | 18.392 | Commercial_2036_SC A_million_m3_Before Competition Groups_Wall Insulation
Commercial | Com ¦ Education and Capacity Building/Energy Behavior | 2036 | SC A | million_m3 | Before Competition Groups | 10.8637 | 0 | 0 | 957.1394 | 0.01135 | 17 | Commercial_2036_SC A_million_m3_Before Competition Groups_17 | Education and Capacity Building/Energy Behavior | 1.135% | 0 | 10.8637 | Commercial_2036_SC A_million_m3_Before Competition Groups_Education and Capacity Building/Energy Behavior
Commercial | Com ¦ Demand controlled Circulating Systems | 2036 | SC A | million_m3 | Before Competition Groups | 8.9879 | 0 | 0 | 957.1394 | 0.0093904 | 18 | Commercial_2036_SC A_million_m3_Before Competition Groups_18 | Demand controlled Circulating Systems | 0.939% | 0 | 8.9879 | Commercial_2036_SC A_million_m3_Before Competition Groups_Demand controlled Circulating Systems
Commercial | Com ¦ Duct Insulation, R8 | 2036 | SC A | million_m3 | Before Competition Groups | 5.8319 | 0 | 0 | 957.1394 | 0.006093 | 19 | Commercial_2036_SC A_million_m3_Before Competition Groups_19 | Duct Insulation, R8 | 0.6093% | 0 | 5.8319 | Commercial_2036_SC A_million_m3_Before Competition Groups_Duct Insulation, R8
Commercial | Com ¦ High Efficiency Underfired Broilers | 2036 | SC A | million_m3 | Before Competition Groups | 5.517 | 0 | 0 | 957.1394 | 0.005764 | 20 | Commercial_2036_SC A_million_m3_Before Competition Groups_20 | High Efficiency Underfired Broilers | 0.5764% | 0 | 5.517 | Commercial_2036_SC A_million_m3_Before Competition Groups_High Efficiency Underfired Broilers
Commercial | Com ¦ ENERGY STAR Fryer (84% eff) | 2036 | SC A | million_m3 | Before Competition Groups | 4.1798 | 0 | 0 | 957.1394 | 0.0043669 | 21 | Commercial_2036_SC A_million_m3_Before Competition Groups_21 | ENERGY STAR Fryer (84% eff) | 0.4367% | 0 | 4.1798 | Commercial_2036_SC A_million_m3_Before Competition Groups_ENERGY STAR Fryer (84% eff)
Commercial | Com ¦ Energy Efficient Laboratory Fume Hood | 2036 | SC A | million_m3 | Before Competition Groups | 3.0916 | 0 | 0 | 957.1394 | 0.00323 | 22 | Commercial_2036_SC A_million_m3_Before Competition Groups_22 | Energy Efficient Laboratory Fume Hood | 0.323% | 0 | 3.0916 | Commercial_2036_SC A_million_m3_Before Competition Groups_Energy Efficient Laboratory Fume Hood
Commercial | Com ¦ Ozone Laundry Treatment | 2036 | SC A | million_m3 | Before Competition Groups | 2.9197 | 0 | 0 | 957.1394 | 0.0030504 | 23 | Commercial_2036_SC A_million_m3_Before Competition Groups_23 | Ozone Laundry Treatment | 0.305% | 0 | 2.9197 | Commercial_2036_SC A_million_m3_Before Competition Groups_Ozone Laundry Treatment
Commercial | Com ¦ Infrared Heaters | 2036 | SC A | million_m3 | Before Competition Groups | 2.8751 | 0 | 0 | 957.1394 | 0.0030038 | 24 | Commercial_2036_SC A_million_m3_Before Competition Groups_24 | Infrared Heaters | 0.3004% | 0 | 2.8751 | Commercial_2036_SC A_million_m3_Before Competition Groups_Infrared Heaters
Commercial | Com ¦ ENERGY STAR Dishwasher | 2036 | SC A | million_m3 | Before Competition Groups | 1.7189 | 0 | 0 | 957.1394 | 0.0017959 | 25 | Commercial_2036_SC A_million_m3_Before Competition Groups_25 | ENERGY STAR Dishwasher | 0.1796% | 0 | 1.7189 | Commercial_2036_SC A_million_m3_Before Competition Groups_ENERGY STAR Dishwasher
Commercial | Com ¦ ENERGY STAR Griddle (74% eff) | 2036 | SC A | million_m3 | Before Competition Groups | 1.4594 | 0 | 0 | 957.1394 | 0.0015248 | 26 | Commercial_2036_SC A_million_m3_Before Competition Groups_26 | ENERGY STAR Griddle (74% eff) | 0.1525% | 0 | 1.4594 | Commercial_2036_SC A_million_m3_Before Competition Groups_ENERGY STAR Griddle (74% eff)
Commercial | Com ¦ CEE Tier 2/Energy Star Clothes Washers | 2036 | SC A | million_m3 | Before Competition Groups | 0.85144 | 0 | 0 | 957.1394 | 0.00088957 | 27 | Commercial_2036_SC A_million_m3_Before Competition Groups_27 | CEE Tier 2/Energy Star Clothes Washers | 0.08896% | 0 | 0.85144 | Commercial_2036_SC A_million_m3_Before Competition Groups_CEE Tier 2/Energy Star Clothes Washers
Commercial | Com ¦ Drain Water Heat Recovery (DWHR) ¦ Retro | 2036 | SC A | million_m3 | Before Competition Groups | 0.82532 | 0 | 0 | 957.1394 | 0.00086228 | 28 | Commercial_2036_SC A_million_m3_Before Competition Groups_28 | Drain Water Heat Recovery (DWHR) ¦ Retro | 0.08623% | 0 | 0.82532 | Commercial_2036_SC A_million_m3_Before Competition Groups_Drain Water Heat Recovery (DWHR) ¦ Retro
Commercial | Com ¦ Energy Recovery Ventilation and Ventilation (Enhanced) | 2036 | SC A | million_m3 | Before Competition Groups | 0.62248 | 0 | 0 | 957.1394 | 0.00065036 | 29 | Commercial_2036_SC A_million_m3_Before Competition Groups_29 | Energy Recovery Ventilation and Ventilation (Enhanced) | 0.06504% | 0 | 0.62248 | Commercial_2036_SC A_million_m3_Before Competition Groups_Energy Recovery Ventilation and Ventilation (Enhanced)
Commercial | Com ¦ ENERGY STAR Steam Cooker | 2036 | SC A | million_m3 | Before Competition Groups | 0.46872 | 0 | 0 | 957.1394 | 0.00048971 | 30 | Commercial_2036_SC A_million_m3_Before Competition Groups_30 | ENERGY STAR Steam Cooker | 0.04897% | 0 | 0.46872 | Commercial_2036_SC A_million_m3_Before Competition Groups_ENERGY STAR Steam Cooker
Commercial | Com ¦ Low Flow Pre-Rinse Spray Nozzle | 2036 | SC A | million_m3 | Before Competition Groups | 0.39144 | 0 | 0 | 957.1394 | 0.00040897 | 31 | Commercial_2036_SC A_million_m3_Before Competition Groups_31 | Low Flow Pre-Rinse Spray Nozzle | 0.0409% | 0 | 0.39144 | Commercial_2036_SC A_million_m3_Before Competition Groups_Low Flow Pre-Rinse Spray Nozzle
Commercial | Com ¦ Drain Water Heat Recovery (DWHR) ¦New | 2036 | SC A | million_m3 | Before Competition Groups | 0.28481 | 0 | 0 | 957.1394 | 0.00029757 | 32 | Commercial_2036_SC A_million_m3_Before Competition Groups_32 | Drain Water Heat Recovery (DWHR) ¦New | 0.02976% | 0 | 0.28481 | Commercial_2036_SC A_million_m3_Before Competition Groups_Drain Water Heat Recovery (DWHR) ¦New
Commercial | Com ¦ Solar Water Preheat (Pools/DHW) | 2036 | SC A | million_m3 | Before Competition Groups | 0.10162 | 0 | 0 | 957.1394 | 0.00010617 | 33 | Commercial_2036_SC A_million_m3_Before Competition Groups_33 | Solar Water Preheat (Pools/DHW) | 0.01062% | 0 | 0.10162 | Commercial_2036_SC A_million_m3_Before Competition Groups_Solar Water Preheat (Pools/DHW)
Commercial | Com ¦ Heat Recovery Ventilator | 2036 | SC A | million_m3 | Before Competition Groups | 0.07407 | 0 | 0 | 957.1394 | 7.7387e-05 | 34 | Commercial_2036_SC A_million_m3_Before Competition Groups_34 | Heat Recovery Ventilator | 0.007739% | 0 | 0.07407 | Commercial_2036_SC A_million_m3_Before Competition Groups_Heat Recovery Ventilator
Commercial | Com ¦ Gas Heat Pump Water Heater | 2036 | SC A | million_m3 | Before Competition Groups | 0.0025926 | 0 | 0 | 957.1394 | 2.7087e-06 | 35 | Commercial_2036_SC A_million_m3_Before Competition Groups_35 | Gas Heat Pump Water Heater | 0.0002709% | 0 | 0.0025926 | Commercial_2036_SC A_million_m3_Before Competition Groups_Gas Heat Pump Water Heater
Commercial | Com ¦ Air Curtains | 2036 | SC A | million_m3 | Before Competition Groups | 0.00019604 | 0 | 0 | 957.1394 | 2.0481e-07 | 36 | Commercial_2036_SC A_million_m3_Before Competition Groups_36 | Air Curtains | 2.048e-05% | 0 | 0.00019604 | Commercial_2036_SC A_million_m3_Before Competition Groups_Air Curtains
Commercial | Com ¦ Condensing Boiler ¦ Std | 2036 | SC B | million_m3 | Before Competition Groups | 208.26 | 0 | 0 | 1644.9661 | 0.1266 | 1 | Commercial_2036_SC B_million_m3_Before Competition Groups_1 | Condensing Boiler ¦ Std | 12.66% | 0 | 208.26 | Commercial_2036_SC B_million_m3_Before Competition Groups_Condensing Boiler ¦ Std
Commercial | Com ¦ Demand Control Ventilation | 2036 | SC B | million_m3 | Before Competition Groups | 180.4289 | 0 | 0 | 1644.9661 | 0.10969 | 2 | Commercial_2036_SC B_million_m3_Before Competition Groups_2 | Demand Control Ventilation | 10.97% | 0 | 180.4289 | Commercial_2036_SC B_million_m3_Before Competition Groups_Demand Control Ventilation
Commercial | Com ¦ Building Recommissioning, Operations and Maintenance (O&M) Improvements | 2036 | SC B | million_m3 | Before Competition Groups | 171.1238 | 0 | 0 | 1644.9661 | 0.10403 | 3 | Commercial_2036_SC B_million_m3_Before Competition Groups_3 | Building Recommissioning, Operations and Maintenance (O&M) Improvements | 10.4% | 0 | 171.1238 | Commercial_2036_SC B_million_m3_Before Competition Groups_Building Recommissioning, Operations and Maintenance (O&M) Improvements
Commercial | Com ¦ Adaptive Thermostats | 2036 | SC B | million_m3 | Before Competition Groups | 138.9177 | 0 | 0 | 1644.9661 | 0.08445 | 4 | Commercial_2036_SC B_million_m3_Before Competition Groups_4 | Adaptive Thermostats | 8.445% | 0 | 138.9177 | Commercial_2036_SC B_million_m3_Before Competition Groups_Adaptive Thermostats
Commercial | Com ¦ Gas Fired Rooftop Units | 2036 | SC B | million_m3 | Before Competition Groups | 136.4568 | 0 | 0 | 1644.9661 | 0.082954 | 5 | Commercial_2036_SC B_million_m3_Before Competition Groups_5 | Gas Fired Rooftop Units | 8.295% | 0 | 136.4568 | Commercial_2036_SC B_million_m3_Before Competition Groups_Gas Fired Rooftop Units
Commercial | Com ¦ Air Handler with Dedicated Outdoor Air Systems | 2036 | SC B | million_m3 | Before Competition Groups | 92.532 | 0 | 0 | 1644.9661 | 0.056252 | 6 | Commercial_2036_SC B_million_m3_Before Competition Groups_6 | Air Handler with Dedicated Outdoor Air Systems | 5.625% | 0 | 92.532 | Commercial_2036_SC B_million_m3_Before Competition Groups_Air Handler with Dedicated Outdoor Air Systems
Commercial | Com ¦ Boilers - Advanced Controls (Steam Systems) | 2036 | SC B | million_m3 | Before Competition Groups | 90.033 | 0 | 0 | 1644.9661 | 0.054732 | 7 | Commercial_2036_SC B_million_m3_Before Competition Groups_7 | Boilers - Advanced Controls (Steam Systems) | 5.473% | 0 | 90.033 | Commercial_2036_SC B_million_m3_Before Competition Groups_Boilers - Advanced Controls (Steam Systems)
Commercial | Com ¦ Condensing Make Up Air Unit | 2036 | SC B | million_m3 | Before Competition Groups | 77.6 | 0 | 0 | 1644.9661 | 0.047174 | 8 | Commercial_2036_SC B_million_m3_Before Competition Groups_8 | Condensing Make Up Air Unit | 4.717% | 0 | 77.6 | Commercial_2036_SC B_million_m3_Before Competition Groups_Condensing Make Up Air Unit
Commercial | Com ¦ Gas Fired Heat Pump | 2036 | SC B | million_m3 | Before Competition Groups | 65.9828 | 0 | 0 | 1644.9661 | 0.040112 | 9 | Commercial_2036_SC B_million_m3_Before Competition Groups_9 | Gas Fired Heat Pump | 4.011% | 0 | 65.9828 | Commercial_2036_SC B_million_m3_Before Competition Groups_Gas Fired Heat Pump
Commercial | Com ¦ Demand Control Kitchen Ventilation | 2036 | SC B | million_m3 | Before Competition Groups | 63.4571 | 0 | 0 | 1644.9661 | 0.038577 | 10 | Commercial_2036_SC B_million_m3_Before Competition Groups_10 | Demand Control Kitchen Ventilation | 3.858% | 0 | 63.4571 | Commercial_2036_SC B_million_m3_Before Competition Groups_Demand Control Kitchen Ventilation
Commercial | Com ¦ Advanced BAS/Controllers | 2036 | SC B | million_m3 | Before Competition Groups | 62.3362 | 0 | 0 | 1644.9661 | 0.037895 | 11 | Commercial_2036_SC B_million_m3_Before Competition Groups_11 | Advanced BAS/Controllers | 3.79% | 0 | 62.3362 | Commercial_2036_SC B_million_m3_Before Competition Groups_Advanced BAS/Controllers
Commercial | Com ¦ Education and Capacity Building/Energy Behavior | 2036 | SC B | million_m3 | Before Competition Groups | 54.3186 | 0 | 0 | 1644.9661 | 0.033021 | 12 | Commercial_2036_SC B_million_m3_Before Competition Groups_12 | Education and Capacity Building/Energy Behavior | 3.302% | 0 | 54.3186 | Commercial_2036_SC B_million_m3_Before Competition Groups_Education and Capacity Building/Energy Behavior
Commercial | Com ¦ Steam System Optimization | 2036 | SC B | million_m3 | Before Competition Groups | 49.9189 | 0 | 0 | 1644.9661 | 0.030346 | 13 | Commercial_2036_SC B_million_m3_Before Competition Groups_13 | Steam System Optimization | 3.035% | 0 | 49.9189 | Commercial_2036_SC B_million_m3_Before Competition Groups_Steam System Optimization
Commercial | Com ¦ Destratification | 2036 | SC B | million_m3 | Before Competition Groups | 49.827 | 0 | 0 | 1644.9661 | 0.030291 | 14 | Commercial_2036_SC B_million_m3_Before Competition Groups_14 | Destratification | 3.029% | 0 | 49.827 | Commercial_2036_SC B_million_m3_Before Competition Groups_Destratification
Commercial | Com ¦ Furnace Tune-Up | 2036 | SC B | million_m3 | Before Competition Groups | 46.9474 | 0 | 0 | 1644.9661 | 0.02854 | 15 | Commercial_2036_SC B_million_m3_Before Competition Groups_15 | Furnace Tune-Up | 2.854% | 0 | 46.9474 | Commercial_2036_SC B_million_m3_Before Competition Groups_Furnace Tune-Up
Commercial | Com ¦ Condensing Unit Heaters or other Efficient Unit Heating System | 2036 | SC B | million_m3 | Before Competition Groups | 44.2519 | 0 | 0 | 1644.9661 | 0.026901 | 16 | Commercial_2036_SC B_million_m3_Before Competition Groups_16 | Condensing Unit Heaters or other Efficient Unit Heating System | 2.69% | 0 | 44.2519 | Commercial_2036_SC B_million_m3_Before Competition Groups_Condensing Unit Heaters or other Efficient Unit Heating System
Commercial | Com ¦ Wall Insulation | 2036 | SC B | million_m3 | Before Competition Groups | 26.3239 | 0 | 0 | 1644.9661 | 0.016003 | 17 | Commercial_2036_SC B_million_m3_Before Competition Groups_17 | Wall Insulation | 1.6% | 0 | 26.3239 | Commercial_2036_SC B_million_m3_Before Competition Groups_Wall Insulation
Commercial | Com ¦ Energy Efficient Laboratory Fume Hood | 2036 | SC B | million_m3 | Before Competition Groups | 18.458 | 0 | 0 | 1644.9661 | 0.011221 | 18 | Commercial_2036_SC B_million_m3_Before Competition Groups_18 | Energy Efficient Laboratory Fume Hood | 1.122% | 0 | 18.458 | Commercial_2036_SC B_million_m3_Before Competition Groups_Energy Efficient Laboratory Fume Hood
Commercial | Com ¦ Demand controlled Circulating Systems | 2036 | SC B | million_m3 | Before Competition Groups | 13.8282 | 0 | 0 | 1644.9661 | 0.0084064 | 19 | Commercial_2036_SC B_million_m3_Before Competition Groups_19 | Demand controlled Circulating Systems | 0.8406% | 0 | 13.8282 | Commercial_2036_SC B_million_m3_Before Competition Groups_Demand controlled Circulating Systems
Commercial | Com ¦ Duct Insulation, R8 | 2036 | SC B | million_m3 | Before Competition Groups | 10.7872 | 0 | 0 | 1644.9661 | 0.0065577 | 20 | Commercial_2036_SC B_million_m3_Before Competition Groups_20 | Duct Insulation, R8 | 0.6558% | 0 | 10.7872 | Commercial_2036_SC B_million_m3_Before Competition Groups_Duct Insulation, R8
Commercial | Com ¦ Ozone Laundry Treatment | 2036 | SC B | million_m3 | Before Competition Groups | 7.4581 | 0 | 0 | 1644.9661 | 0.0045339 | 21 | Commercial_2036_SC B_million_m3_Before Competition Groups_21 | Ozone Laundry Treatment | 0.4534% | 0 | 7.4581 | Commercial_2036_SC B_million_m3_Before Competition Groups_Ozone Laundry Treatment
Commercial | Com ¦ ENERGY STAR Fryer (84% eff) | 2036 | SC B | million_m3 | Before Competition Groups | 6.7519 | 0 | 0 | 1644.9661 | 0.0041046 | 22 | Commercial_2036_SC B_million_m3_Before Competition Groups_22 | ENERGY STAR Fryer (84% eff) | 0.4105% | 0 | 6.7519 | Commercial_2036_SC B_million_m3_Before Competition Groups_ENERGY STAR Fryer (84% eff)
Commercial | Com ¦ High Efficiency Underfired Broilers | 2036 | SC B | million_m3 | Before Competition Groups | 6.2806 | 0 | 0 | 1644.9661 | 0.0038181 | 23 | Commercial_2036_SC B_million_m3_Before Competition Groups_23 | High Efficiency Underfired Broilers | 0.3818% | 0 | 6.2806 | Commercial_2036_SC B_million_m3_Before Competition Groups_High Efficiency Underfired Broilers
Commercial | Com ¦ Infrared Heaters | 2036 | SC B | million_m3 | Before Competition Groups | 6.1083 | 0 | 0 | 1644.9661 | 0.0037133 | 24 | Commercial_2036_SC B_million_m3_Before Competition Groups_24 | Infrared Heaters | 0.3713% | 0 | 6.1083 | Commercial_2036_SC B_million_m3_Before Competition Groups_Infrared Heaters
Commercial | Com ¦ ENERGY STAR Griddle (74% eff) | 2036 | SC B | million_m3 | Before Competition Groups | 4.483 | 0 | 0 | 1644.9661 | 0.0027253 | 25 | Commercial_2036_SC B_million_m3_Before Competition Groups_25 | ENERGY STAR Griddle (74% eff) | 0.2725% | 0 | 4.483 | Commercial_2036_SC B_million_m3_Before Competition Groups_ENERGY STAR Griddle (74% eff)
Commercial | Com ¦ Energy Recovery Ventilation and Ventilation (Enhanced) | 2036 | SC B | million_m3 | Before Competition Groups | 3.3458 | 0 | 0 | 1644.9661 | 0.002034 | 26 | Commercial_2036_SC B_million_m3_Before Competition Groups_26 | Energy Recovery Ventilation and Ventilation (Enhanced) | 0.2034% | 0 | 3.3458 | Commercial_2036_SC B_million_m3_Before Competition Groups_Energy Recovery Ventilation and Ventilation (Enhanced)
Commercial | Com ¦ ENERGY STAR Dishwasher | 2036 | SC B | million_m3 | Before Competition Groups | 2.3755 | 0 | 0 | 1644.9661 | 0.0014441 | 27 | Commercial_2036_SC B_million_m3_Before Competition Groups_27 | ENERGY STAR Dishwasher | 0.1444% | 0 | 2.3755 | Commercial_2036_SC B_million_m3_Before Competition Groups_ENERGY STAR Dishwasher
Commercial | Com ¦ Heat Recovery Ventilator | 2036 | SC B | million_m3 | Before Competition Groups | 2.1079 | 0 | 0 | 1644.9661 | 0.0012814 | 28 | Commercial_2036_SC B_million_m3_Before Competition Groups_28 | Heat Recovery Ventilator | 0.1281% | 0 | 2.1079 | Commercial_2036_SC B_million_m3_Before Competition Groups_Heat Recovery Ventilator
Commercial | Com ¦ Drain Water Heat Recovery (DWHR) ¦ Retro | 2036 | SC B | million_m3 | Before Competition Groups | 1.1519 | 0 | 0 | 1644.9661 | 0.00070025 | 29 | Commercial_2036_SC B_million_m3_Before Competition Groups_29 | Drain Water Heat Recovery (DWHR) ¦ Retro | 0.07003% | 0 | 1.1519 | Commercial_2036_SC B_million_m3_Before Competition Groups_Drain Water Heat Recovery (DWHR) ¦ Retro
Commercial | Com ¦ CEE Tier 2/Energy Star Clothes Washers | 2036 | SC B | million_m3 | Before Competition Groups | 1.1497 | 0 | 0 | 1644.9661 | 0.00069893 | 30 | Commercial_2036_SC B_million_m3_Before Competition Groups_30 | CEE Tier 2/Energy Star Clothes Washers | 0.06989% | 0 | 1.1497 | Commercial_2036_SC B_million_m3_Before Competition Groups_CEE Tier 2/Energy Star Clothes Washers
Commercial | Com ¦ Low Flow Pre-Rinse Spray Nozzle | 2036 | SC B | million_m3 | Before Competition Groups | 0.53759 | 0 | 0 | 1644.9661 | 0.00032681 | 31 | Commercial_2036_SC B_million_m3_Before Competition Groups_31 | Low Flow Pre-Rinse Spray Nozzle | 0.03268% | 0 | 0.53759 | Commercial_2036_SC B_million_m3_Before Competition Groups_Low Flow Pre-Rinse Spray Nozzle
Commercial | Com ¦ ENERGY STAR Steam Cooker | 2036 | SC B | million_m3 | Before Competition Groups | 0.48322 | 0 | 0 | 1644.9661 | 0.00029376 | 32 | Commercial_2036_SC B_million_m3_Before Competition Groups_32 | ENERGY STAR Steam Cooker | 0.02938% | 0 | 0.48322 | Commercial_2036_SC B_million_m3_Before Competition Groups_ENERGY STAR Steam Cooker
Commercial | Com ¦ Drain Water Heat Recovery (DWHR) ¦New | 2036 | SC B | million_m3 | Before Competition Groups | 0.39717 | 0 | 0 | 1644.9661 | 0.00024144 | 33 | Commercial_2036_SC B_million_m3_Before Competition Groups_33 | Drain Water Heat Recovery (DWHR) ¦New | 0.02414% | 0 | 0.39717 | Commercial_2036_SC B_million_m3_Before Competition Groups_Drain Water Heat Recovery (DWHR) ¦New
Commercial | Com ¦ Gas Heat Pump Water Heater | 2036 | SC B | million_m3 | Before Competition Groups | 0.21159 | 0 | 0 | 1644.9661 | 0.00012863 | 34 | Commercial_2036_SC B_million_m3_Before Competition Groups_34 | Gas Heat Pump Water Heater | 0.01286% | 0 | 0.21159 | Commercial_2036_SC B_million_m3_Before Competition Groups_Gas Heat Pump Water Heater
Commercial | Com ¦ Solar Water Preheat (Pools/DHW) | 2036 | SC B | million_m3 | Before Competition Groups | 0.19135 | 0 | 0 | 1644.9661 | 0.00011632 | 35 | Commercial_2036_SC B_million_m3_Before Competition Groups_35 | Solar Water Preheat (Pools/DHW) | 0.01163% | 0 | 0.19135 | Commercial_2036_SC B_million_m3_Before Competition Groups_Solar Water Preheat (Pools/DHW)
Commercial | Com ¦ Air Curtains | 2036 | SC B | million_m3 | Before Competition Groups | 0.143 | 0 | 0 | 1644.9661 | 8.6929e-05 | 36 | Commercial_2036_SC B_million_m3_Before Competition Groups_36 | Air Curtains | 0.008693% | 0 | 0.143 | Commercial_2036_SC B_million_m3_Before Competition Groups_Air Curtains
Commercial | Com ¦ Condensing Boiler ¦ Std | 2036 | SC C | million_m3 | Before Competition Groups | 121.9047 | 0 | 0 | 1078.185 | 0.11306 | 1 | Commercial_2036_SC C_million_m3_Before Competition Groups_1 | Condensing Boiler ¦ Std | 11.31% | 0 | 121.9047 | Commercial_2036_SC C_million_m3_Before Competition Groups_Condensing Boiler ¦ Std
Commercial | Com ¦ Demand Control Ventilation | 2036 | SC C | million_m3 | Before Competition Groups | 121.7859 | 0 | 0 | 1078.185 | 0.11295 | 2 | Commercial_2036_SC C_million_m3_Before Competition Groups_2 | Demand Control Ventilation | 11.3% | 0 | 121.7859 | Commercial_2036_SC C_million_m3_Before Competition Groups_Demand Control Ventilation
Commercial | Com ¦ Adaptive Thermostats | 2036 | SC C | million_m3 | Before Competition Groups | 104.2756 | 0 | 0 | 1078.185 | 0.096714 | 3 | Commercial_2036_SC C_million_m3_Before Competition Groups_3 | Adaptive Thermostats | 9.671% | 0 | 104.2756 | Commercial_2036_SC C_million_m3_Before Competition Groups_Adaptive Thermostats
Commercial | Com ¦ Boilers - Advanced Controls (Steam Systems) | 2036 | SC C | million_m3 | Before Competition Groups | 90.0338 | 0 | 0 | 1078.185 | 0.083505 | 4 | Commercial_2036_SC C_million_m3_Before Competition Groups_4 | Boilers - Advanced Controls (Steam Systems) | 8.351% | 0 | 90.0338 | Commercial_2036_SC C_million_m3_Before Competition Groups_Boilers - Advanced Controls (Steam Systems)
Commercial | Com ¦ Gas Fired Rooftop Units | 2036 | SC C | million_m3 | Before Competition Groups | 85.2191 | 0 | 0 | 1078.185 | 0.079039 | 5 | Commercial_2036_SC C_million_m3_Before Competition Groups_5 | Gas Fired Rooftop Units | 7.904% | 0 | 85.2191 | Commercial_2036_SC C_million_m3_Before Competition Groups_Gas Fired Rooftop Units
Commercial | Com ¦ Building Recommissioning, Operations and Maintenance (O&M) Improvements | 2036 | SC C | million_m3 | Before Competition Groups | 84.8337 | 0 | 0 | 1078.185 | 0.078682 | 6 | Commercial_2036_SC C_million_m3_Before Competition Groups_6 | Building Recommissioning, Operations and Maintenance (O&M) Improvements | 7.868% | 0 | 84.8337 | Commercial_2036_SC C_million_m3_Before Competition Groups_Building Recommissioning, Operations and Maintenance (O&M) Improvements
Commercial | Com ¦ Condensing Make Up Air Unit | 2036 | SC C | million_m3 | Before Competition Groups | 62.7075 | 0 | 0 | 1078.185 | 0.05816 | 7 | Commercial_2036_SC C_million_m3_Before Competition Groups_7 | Condensing Make Up Air Unit | 5.816% | 0 | 62.7075 | Commercial_2036_SC C_million_m3_Before Competition Groups_Condensing Make Up Air Unit
Commercial | Com ¦ Gas Fired Heat Pump | 2036 | SC C | million_m3 | Before Competition Groups | 53.3097 | 0 | 0 | 1078.185 | 0.049444 | 8 | Commercial_2036_SC C_million_m3_Before Competition Groups_8 | Gas Fired Heat Pump | 4.944% | 0 | 53.3097 | Commercial_2036_SC C_million_m3_Before Competition Groups_Gas Fired Heat Pump
Commercial | Com ¦ Air Handler with Dedicated Outdoor Air Systems | 2036 | SC C | million_m3 | Before Competition Groups | 52.7461 | 0 | 0 | 1078.185 | 0.048921 | 9 | Commercial_2036_SC C_million_m3_Before Competition Groups_9 | Air Handler with Dedicated Outdoor Air Systems | 4.892% | 0 | 52.7461 | Commercial_2036_SC C_million_m3_Before Competition Groups_Air Handler with Dedicated Outdoor Air Systems
Commercial | Com ¦ Demand Control Kitchen Ventilation | 2036 | SC C | million_m3 | Before Competition Groups | 46.681 | 0 | 0 | 1078.185 | 0.043296 | 10 | Commercial_2036_SC C_million_m3_Before Competition Groups_10 | Demand Control Kitchen Ventilation | 4.33% | 0 | 46.681 | Commercial_2036_SC C_million_m3_Before Competition Groups_Demand Control Kitchen Ventilation
Commercial | Com ¦ Advanced BAS/Controllers | 2036 | SC C | million_m3 | Before Competition Groups | 39.7173 | 0 | 0 | 1078.185 | 0.036837 | 11 | Commercial_2036_SC C_million_m3_Before Competition Groups_11 | Advanced BAS/Controllers | 3.684% | 0 | 39.7173 | Commercial_2036_SC C_million_m3_Before Competition Groups_Advanced BAS/Controllers
Commercial | Com ¦ Steam System Optimization | 2036 | SC C | million_m3 | Before Competition Groups | 35.4562 | 0 | 0 | 1078.185 | 0.032885 | 12 | Commercial_2036_SC C_million_m3_Before Competition Groups_12 | Steam System Optimization | 3.289% | 0 | 35.4562 | Commercial_2036_SC C_million_m3_Before Competition Groups_Steam System Optimization
Commercial | Com ¦ Destratification | 2036 | SC C | million_m3 | Before Competition Groups | 34.9634 | 0 | 0 | 1078.185 | 0.032428 | 13 | Commercial_2036_SC C_million_m3_Before Competition Groups_13 | Destratification | 3.243% | 0 | 34.9634 | Commercial_2036_SC C_million_m3_Before Competition Groups_Destratification
Commercial | Com ¦ Furnace Tune-Up | 2036 | SC C | million_m3 | Before Competition Groups | 33.0901 | 0 | 0 | 1078.185 | 0.030691 | 14 | Commercial_2036_SC C_million_m3_Before Competition Groups_14 | Furnace Tune-Up | 3.069% | 0 | 33.0901 | Commercial_2036_SC C_million_m3_Before Competition Groups_Furnace Tune-Up
Commercial | Com ¦ Condensing Unit Heaters or other Efficient Unit Heating System | 2036 | SC C | million_m3 | Before Competition Groups | 29.6006 | 0 | 0 | 1078.185 | 0.027454 | 15 | Commercial_2036_SC C_million_m3_Before Competition Groups_15 | Condensing Unit Heaters or other Efficient Unit Heating System | 2.745% | 0 | 29.6006 | Commercial_2036_SC C_million_m3_Before Competition Groups_Condensing Unit Heaters or other Efficient Unit Heating System
Commercial | Com ¦ Wall Insulation | 2036 | SC C | million_m3 | Before Competition Groups | 18.7111 | 0 | 0 | 1078.185 | 0.017354 | 16 | Commercial_2036_SC C_million_m3_Before Competition Groups_16 | Wall Insulation | 1.735% | 0 | 18.7111 | Commercial_2036_SC C_million_m3_Before Competition Groups_Wall Insulation
Commercial | Com ¦ Education and Capacity Building/Energy Behavior | 2036 | SC C | million_m3 | Before Competition Groups | 10.8637 | 0 | 0 | 1078.185 | 0.010076 | 17 | Commercial_2036_SC C_million_m3_Before Competition Groups_17 | Education and Capacity Building/Energy Behavior | 1.008% | 0 | 10.8637 | Commercial_2036_SC C_million_m3_Before Competition Groups_Education and Capacity Building/Energy Behavior
Commercial | Com ¦ Demand controlled Circulating Systems | 2036 | SC C | million_m3 | Before Competition Groups | 9.5183 | 0 | 0 | 1078.185 | 0.0088281 | 18 | Commercial_2036_SC C_million_m3_Before Competition Groups_18 | Demand controlled Circulating Systems | 0.8828% | 0 | 9.5183 | Commercial_2036_SC C_million_m3_Before Competition Groups_Demand controlled Circulating Systems
Commercial | Com ¦ Duct Insulation, R8 | 2036 | SC C | million_m3 | Before Competition Groups | 7.2042 | 0 | 0 | 1078.185 | 0.0066818 | 19 | Commercial_2036_SC C_million_m3_Before Competition Groups_19 | Duct Insulation, R8 | 0.6682% | 0 | 7.2042 | Commercial_2036_SC C_million_m3_Before Competition Groups_Duct Insulation, R8
Commercial | Com ¦ Energy Efficient Laboratory Fume Hood | 2036 | SC C | million_m3 | Before Competition Groups | 7.0378 | 0 | 0 | 1078.185 | 0.0065275 | 20 | Commercial_2036_SC C_million_m3_Before Competition Groups_20 | Energy Efficient Laboratory Fume Hood | 0.6527% | 0 | 7.0378 | Commercial_2036_SC C_million_m3_Before Competition Groups_Energy Efficient Laboratory Fume Hood
Commercial | Com ¦ High Efficiency Underfired Broilers | 2036 | SC C | million_m3 | Before Competition Groups | 5.7413 | 0 | 0 | 1078.185 | 0.0053249 | 21 | Commercial_2036_SC C_million_m3_Before Competition Groups_21 | High Efficiency Underfired Broilers | 0.5325% | 0 | 5.7413 | Commercial_2036_SC C_million_m3_Before Competition Groups_High Efficiency Underfired Broilers
Commercial | Com ¦ ENERGY STAR Fryer (84% eff) | 2036 | SC C | million_m3 | Before Competition Groups | 5.4587 | 0 | 0 | 1078.185 | 0.0050629 | 22 | Commercial_2036_SC C_million_m3_Before Competition Groups_22 | ENERGY STAR Fryer (84% eff) | 0.5063% | 0 | 5.4587 | Commercial_2036_SC C_million_m3_Before Competition Groups_ENERGY STAR Fryer (84% eff)
Commercial | Com ¦ Ozone Laundry Treatment | 2036 | SC C | million_m3 | Before Competition Groups | 4.3066 | 0 | 0 | 1078.185 | 0.0039943 | 23 | Commercial_2036_SC C_million_m3_Before Competition Groups_23 | Ozone Laundry Treatment | 0.3994% | 0 | 4.3066 | Commercial_2036_SC C_million_m3_Before Competition Groups_Ozone Laundry Treatment
Commercial | Com ¦ Infrared Heaters | 2036 | SC C | million_m3 | Before Competition Groups | 3.7634 | 0 | 0 | 1078.185 | 0.0034905 | 24 | Commercial_2036_SC C_million_m3_Before Competition Groups_24 | Infrared Heaters | 0.3491% | 0 | 3.7634 | Commercial_2036_SC C_million_m3_Before Competition Groups_Infrared Heaters
Commercial | Com ¦ ENERGY STAR Griddle (74% eff) | 2036 | SC C | million_m3 | Before Competition Groups | 2.6722 | 0 | 0 | 1078.185 | 0.0024785 | 25 | Commercial_2036_SC C_million_m3_Before Competition Groups_25 | ENERGY STAR Griddle (74% eff) | 0.2478% | 0 | 2.6722 | Commercial_2036_SC C_million_m3_Before Competition Groups_ENERGY STAR Griddle (74% eff)
Commercial | Com ¦ ENERGY STAR Dishwasher | 2036 | SC C | million_m3 | Before Competition Groups | 2.0596 | 0 | 0 | 1078.185 | 0.0019103 | 26 | Commercial_2036_SC C_million_m3_Before Competition Groups_26 | ENERGY STAR Dishwasher | 0.191% | 0 | 2.0596 | Commercial_2036_SC C_million_m3_Before Competition Groups_ENERGY STAR Dishwasher
Commercial | Com ¦ Energy Recovery Ventilation and Ventilation (Enhanced) | 2036 | SC C | million_m3 | Before Competition Groups | 1.1104 | 0 | 0 | 1078.185 | 0.0010299 | 27 | Commercial_2036_SC C_million_m3_Before Competition Groups_27 | Energy Recovery Ventilation and Ventilation (Enhanced) | 0.103% | 0 | 1.1104 | Commercial_2036_SC C_million_m3_Before Competition Groups_Energy Recovery Ventilation and Ventilation (Enhanced)
Commercial | Com ¦ CEE Tier 2/Energy Star Clothes Washers | 2036 | SC C | million_m3 | Before Competition Groups | 0.98135 | 0 | 0 | 1078.185 | 0.00091018 | 28 | Commercial_2036_SC C_million_m3_Before Competition Groups_28 | CEE Tier 2/Energy Star Clothes Washers | 0.09102% | 0 | 0.98135 | Commercial_2036_SC C_million_m3_Before Competition Groups_CEE Tier 2/Energy Star Clothes Washers
Commercial | Com ¦ Drain Water Heat Recovery (DWHR) ¦ Retro | 2036 | SC C | million_m3 | Before Competition Groups | 0.83821 | 0 | 0 | 1078.185 | 0.00077743 | 29 | Commercial_2036_SC C_million_m3_Before Competition Groups_29 | Drain Water Heat Recovery (DWHR) ¦ Retro | 0.07774% | 0 | 0.83821 | Commercial_2036_SC C_million_m3_Before Competition Groups_Drain Water Heat Recovery (DWHR) ¦ Retro
Commercial | Com ¦ ENERGY STAR Steam Cooker | 2036 | SC C | million_m3 | Before Competition Groups | 0.48323 | 0 | 0 | 1078.185 | 0.00044818 | 30 | Commercial_2036_SC C_million_m3_Before Competition Groups_30 | ENERGY STAR Steam Cooker | 0.04482% | 0 | 0.48323 | Commercial_2036_SC C_million_m3_Before Competition Groups_ENERGY STAR Steam Cooker
Commercial | Com ¦ Low Flow Pre-Rinse Spray Nozzle | 2036 | SC C | million_m3 | Before Competition Groups | 0.43624 | 0 | 0 | 1078.185 | 0.0004046 | 31 | Commercial_2036_SC C_million_m3_Before Competition Groups_31 | Low Flow Pre-Rinse Spray Nozzle | 0.04046% | 0 | 0.43624 | Commercial_2036_SC C_million_m3_Before Competition Groups_Low Flow Pre-Rinse Spray Nozzle
Commercial | Com ¦ Drain Water Heat Recovery (DWHR) ¦New | 2036 | SC C | million_m3 | Before Competition Groups | 0.29062 | 0 | 0 | 1078.185 | 0.00026955 | 32 | Commercial_2036_SC C_million_m3_Before Competition Groups_32 | Drain Water Heat Recovery (DWHR) ¦New | 0.02695% | 0 | 0.29062 | Commercial_2036_SC C_million_m3_Before Competition Groups_Drain Water Heat Recovery (DWHR) ¦New
Commercial | Com ¦ Heat Recovery Ventilator | 2036 | SC C | million_m3 | Before Competition Groups | 0.26161 | 0 | 0 | 1078.185 | 0.00024264 | 33 | Commercial_2036_SC C_million_m3_Before Competition Groups_33 | Heat Recovery Ventilator | 0.02426% | 0 | 0.26161 | Commercial_2036_SC C_million_m3_Before Competition Groups_Heat Recovery Ventilator
Commercial | Com ¦ Solar Water Preheat (Pools/DHW) | 2036 | SC C | million_m3 | Before Competition Groups | 0.11055 | 0 | 0 | 1078.185 | 0.00010253 | 34 | Commercial_2036_SC C_million_m3_Before Competition Groups_34 | Solar Water Preheat (Pools/DHW) | 0.01025% | 0 | 0.11055 | Commercial_2036_SC C_million_m3_Before Competition Groups_Solar Water Preheat (Pools/DHW)
Commercial | Com ¦ Gas Heat Pump Water Heater | 2036 | SC C | million_m3 | Before Competition Groups | 0.0099899 | 0 | 0 | 1078.185 | 9.2655e-06 | 35 | Commercial_2036_SC C_million_m3_Before Competition Groups_35 | Gas Heat Pump Water Heater | 0.0009265% | 0 | 0.0099899 | Commercial_2036_SC C_million_m3_Before Competition Groups_Gas Heat Pump Water Heater
Commercial | Com ¦ Air Curtains | 2036 | SC C | million_m3 | Before Competition Groups | 0.00086146 | 0 | 0 | 1078.185 | 7.9899e-07 | 36 | Commercial_2036_SC C_million_m3_Before Competition Groups_36 | Air Curtains | 7.99e-05% | 0 | 0.00086146 | Commercial_2036_SC C_million_m3_Before Competition Groups_Air Curtains
Commercial | Com ¦ Condensing Boiler ¦ Std | 2036 | Technical | million_m3 | Before Competition Groups | 331.2317 | 0 | 0 | 2276.9428 | 0.14547 | 1 | Commercial_2036_Technical_million_m3_Before Competition Groups_1 | Condensing Boiler ¦ Std | 14.55% | 0 | 331.2317 | Commercial_2036_Technical_million_m3_Before Competition Groups_Condensing Boiler ¦ Std
Commercial | Com ¦ Gas Fired Rooftop Units | 2036 | Technical | million_m3 | Before Competition Groups | 226.0555 | 0 | 0 | 2276.9428 | 0.09928 | 2 | Commercial_2036_Technical_million_m3_Before Competition Groups_2 | Gas Fired Rooftop Units | 9.928% | 0 | 226.0555 | Commercial_2036_Technical_million_m3_Before Competition Groups_Gas Fired Rooftop Units
Commercial | Com ¦ Demand Control Ventilation | 2036 | Technical | million_m3 | Before Competition Groups | 218.1524 | 0 | 0 | 2276.9428 | 0.095809 | 3 | Commercial_2036_Technical_million_m3_Before Competition Groups_3 | Demand Control Ventilation | 9.581% | 0 | 218.1524 | Commercial_2036_Technical_million_m3_Before Competition Groups_Demand Control Ventilation
Commercial | Com ¦ Building Recommissioning, Operations and Maintenance (O&M) Improvements | 2036 | Technical | million_m3 | Before Competition Groups | 208.6394 | 0 | 0 | 2276.9428 | 0.091631 | 4 | Commercial_2036_Technical_million_m3_Before Competition Groups_4 | Building Recommissioning, Operations and Maintenance (O&M) Improvements | 9.163% | 0 | 208.6394 | Commercial_2036_Technical_million_m3_Before Competition Groups_Building Recommissioning, Operations and Maintenance (O&M) Improvements
Commercial | Com ¦ Boilers - Advanced Controls (Steam Systems) | 2036 | Technical | million_m3 | Before Competition Groups | 149.5069 | 0 | 0 | 2276.9428 | 0.065661 | 5 | Commercial_2036_Technical_million_m3_Before Competition Groups_5 | Boilers - Advanced Controls (Steam Systems) | 6.566% | 0 | 149.5069 | Commercial_2036_Technical_million_m3_Before Competition Groups_Boilers - Advanced Controls (Steam Systems)
Commercial | Com ¦ Adaptive Thermostats | 2036 | Technical | million_m3 | Before Competition Groups | 133.9067 | 0 | 0 | 2276.9428 | 0.05881 | 6 | Commercial_2036_Technical_million_m3_Before Competition Groups_6 | Adaptive Thermostats | 5.881% | 0 | 133.9067 | Commercial_2036_Technical_million_m3_Before Competition Groups_Adaptive Thermostats
Commercial | Com ¦ Condensing Make Up Air Unit | 2036 | Technical | million_m3 | Before Competition Groups | 114.3327 | 0 | 0 | 2276.9428 | 0.050213 | 7 | Commercial_2036_Technical_million_m3_Before Competition Groups_7 | Condensing Make Up Air Unit | 5.021% | 0 | 114.3327 | Commercial_2036_Technical_million_m3_Before Competition Groups_Condensing Make Up Air Unit
Commercial | Com ¦ Gas Fired Heat Pump | 2036 | Technical | million_m3 | Before Competition Groups | 94.7012 | 0 | 0 | 2276.9428 | 0.041591 | 8 | Commercial_2036_Technical_million_m3_Before Competition Groups_8 | Gas Fired Heat Pump | 4.159% | 0 | 94.7012 | Commercial_2036_Technical_million_m3_Before Competition Groups_Gas Fired Heat Pump
Commercial | Com ¦ Air Handler with Dedicated Outdoor Air Systems | 2036 | Technical | million_m3 | Before Competition Groups | 77.8371 | 0 | 0 | 2276.9428 | 0.034185 | 9 | Commercial_2036_Technical_million_m3_Before Competition Groups_9 | Air Handler with Dedicated Outdoor Air Systems | 3.418% | 0 | 77.8371 | Commercial_2036_Technical_million_m3_Before Competition Groups_Air Handler with Dedicated Outdoor Air Systems
Commercial | Com ¦ Advanced BAS/Controllers | 2036 | Technical | million_m3 | Before Competition Groups | 77.0787 | 0 | 0 | 2276.9428 | 0.033852 | 10 | Commercial_2036_Technical_million_m3_Before Competition Groups_10 | Advanced BAS/Controllers | 3.385% | 0 | 77.0787 | Commercial_2036_Technical_million_m3_Before Competition Groups_Advanced BAS/Controllers
Commercial | Com ¦ Demand Control Kitchen Ventilation | 2036 | Technical | million_m3 | Before Competition Groups | 73.6908 | 0 | 0 | 2276.9428 | 0.032364 | 11 | Commercial_2036_Technical_million_m3_Before Competition Groups_11 | Demand Control Kitchen Ventilation | 3.236% | 0 | 73.6908 | Commercial_2036_Technical_million_m3_Before Competition Groups_Demand Control Kitchen Ventilation
Commercial | Com ¦ Condensing Unit Heaters or other Efficient Unit Heating System | 2036 | Technical | million_m3 | Before Competition Groups | 66.9987 | 0 | 0 | 2276.9428 | 0.029425 | 12 | Commercial_2036_Technical_million_m3_Before Competition Groups_12 | Condensing Unit Heaters or other Efficient Unit Heating System | 2.942% | 0 | 66.9987 | Commercial_2036_Technical_million_m3_Before Competition Groups_Condensing Unit Heaters or other Efficient Unit Heating System
Commercial | Com ¦ Energy Recovery Ventilation and Ventilation (Enhanced) | 2036 | Technical | million_m3 | Before Competition Groups | 66.6638 | 0 | 0 | 2276.9428 | 0.029278 | 13 | Commercial_2036_Technical_million_m3_Before Competition Groups_13 | Energy Recovery Ventilation and Ventilation (Enhanced) | 2.928% | 0 | 66.6638 | Commercial_2036_Technical_million_m3_Before Competition Groups_Energy Recovery Ventilation and Ventilation (Enhanced)
Commercial | Com ¦ Education and Capacity Building/Energy Behavior | 2036 | Technical | million_m3 | Before Competition Groups | 66.2954 | 0 | 0 | 2276.9428 | 0.029116 | 14 | Commercial_2036_Technical_million_m3_Before Competition Groups_14 | Education and Capacity Building/Energy Behavior | 2.912% | 0 | 66.2954 | Commercial_2036_Technical_million_m3_Before Competition Groups_Education and Capacity Building/Energy Behavior
Commercial | Com ¦ Steam System Optimization | 2036 | Technical | million_m3 | Before Competition Groups | 41.8716 | 0 | 0 | 2276.9428 | 0.018389 | 15 | Commercial_2036_Technical_million_m3_Before Competition Groups_15 | Steam System Optimization | 1.839% | 0 | 41.8716 | Commercial_2036_Technical_million_m3_Before Competition Groups_Steam System Optimization
Commercial | Com ¦ Destratification | 2036 | Technical | million_m3 | Before Competition Groups | 39.8637 | 0 | 0 | 2276.9428 | 0.017508 | 16 | Commercial_2036_Technical_million_m3_Before Competition Groups_16 | Destratification | 1.751% | 0 | 39.8637 | Commercial_2036_Technical_million_m3_Before Competition Groups_Destratification
Commercial | Com ¦ Furnace Tune-Up | 2036 | Technical | million_m3 | Before Competition Groups | 39.4757 | 0 | 0 | 2276.9428 | 0.017337 | 17 | Commercial_2036_Technical_million_m3_Before Competition Groups_17 | Furnace Tune-Up | 1.734% | 0 | 39.4757 | Commercial_2036_Technical_million_m3_Before Competition Groups_Furnace Tune-Up
Commercial | Com ¦ Heat Recovery Ventilator | 2036 | Technical | million_m3 | Before Competition Groups | 29.0562 | 0 | 0 | 2276.9428 | 0.012761 | 18 | Commercial_2036_Technical_million_m3_Before Competition Groups_18 | Heat Recovery Ventilator | 1.276% | 0 | 29.0562 | Commercial_2036_Technical_million_m3_Before Competition Groups_Heat Recovery Ventilator
Commercial | Com ¦ High Efficiency Condensing Furnace AFUE 95% from 80% code | 2036 | Technical | million_m3 | Before Competition Groups | 28.9982 | 0 | 0 | 2276.9428 | 0.012736 | 19 | Commercial_2036_Technical_million_m3_Before Competition Groups_19 | High Efficiency Condensing Furnace AFUE 95% from 80% code | 1.274% | 0 | 28.9982 | Commercial_2036_Technical_million_m3_Before Competition Groups_High Efficiency Condensing Furnace AFUE 95% from 80% code
Commercial | Com ¦ Super-High Efficiency Furnaces (Emerging Tech) | 2036 | Technical | million_m3 | Before Competition Groups | 28.599 | 0 | 0 | 2276.9428 | 0.01256 | 20 | Commercial_2036_Technical_million_m3_Before Competition Groups_20 | Super-High Efficiency Furnaces (Emerging Tech) | 1.256% | 0 | 28.599 | Commercial_2036_Technical_million_m3_Before Competition Groups_Super-High Efficiency Furnaces (Emerging Tech)
Commercial | Com ¦ Wall Insulation | 2036 | Technical | million_m3 | Before Competition Groups | 22.0762 | 0 | 0 | 2276.9428 | 0.0096956 | 21 | Commercial_2036_Technical_million_m3_Before Competition Groups_21 | Wall Insulation | 0.9696% | 0 | 22.0762 | Commercial_2036_Technical_million_m3_Before Competition Groups_Wall Insulation
Commercial | Com ¦ Boiler Measures | 2036 | Technical | million_m3 | Before Competition Groups | 17.8401 | 0 | 0 | 2276.9428 | 0.0078351 | 22 | Commercial_2036_Technical_million_m3_Before Competition Groups_22 | Boiler Measures | 0.7835% | 0 | 17.8401 | Commercial_2036_Technical_million_m3_Before Competition Groups_Boiler Measures
Commercial | Com ¦ Energy Efficient Laboratory Fume Hood | 2036 | Technical | million_m3 | Before Competition Groups | 15.5877 | 0 | 0 | 2276.9428 | 0.0068459 | 23 | Commercial_2036_Technical_million_m3_Before Competition Groups_23 | Energy Efficient Laboratory Fume Hood | 0.6846% | 0 | 15.5877 | Commercial_2036_Technical_million_m3_Before Competition Groups_Energy Efficient Laboratory Fume Hood
Commercial | Com ¦ Demand controlled Circulating Systems | 2036 | Technical | million_m3 | Before Competition Groups | 11.5968 | 0 | 0 | 2276.9428 | 0.0050931 | 24 | Commercial_2036_Technical_million_m3_Before Competition Groups_24 | Demand controlled Circulating Systems | 0.5093% | 0 | 11.5968 | Commercial_2036_Technical_million_m3_Before Competition Groups_Demand controlled Circulating Systems
Commercial | Com ¦ Infrared Heaters | 2036 | Technical | million_m3 | Before Competition Groups | 9.9066 | 0 | 0 | 2276.9428 | 0.0043509 | 25 | Commercial_2036_Technical_million_m3_Before Competition Groups_25 | Infrared Heaters | 0.4351% | 0 | 9.9066 | Commercial_2036_Technical_million_m3_Before Competition Groups_Infrared Heaters
Commercial | Com ¦ ENERGY STAR Fryer (84% eff) | 2036 | Technical | million_m3 | Before Competition Groups | 9.6947 | 0 | 0 | 2276.9428 | 0.0042578 | 26 | Commercial_2036_Technical_million_m3_Before Competition Groups_26 | ENERGY STAR Fryer (84% eff) | 0.4258% | 0 | 9.6947 | Commercial_2036_Technical_million_m3_Before Competition Groups_ENERGY STAR Fryer (84% eff)
Commercial | Com ¦ Roof Insulation/Ceiling Insulation (R25 Code to R35) | 2036 | Technical | million_m3 | Before Competition Groups | 9.1639 | 0 | 0 | 2276.9428 | 0.0040247 | 27 | Commercial_2036_Technical_million_m3_Before Competition Groups_27 | Roof Insulation/Ceiling Insulation (R25 Code to R35) | 0.4025% | 0 | 9.1639 | Commercial_2036_Technical_million_m3_Before Competition Groups_Roof Insulation/Ceiling Insulation (R25 Code to R35)
Commercial | Com ¦ Duct Insulation, R8 | 2036 | Technical | million_m3 | Before Competition Groups | 9.0595 | 0 | 0 | 2276.9428 | 0.0039788 | 28 | Commercial_2036_Technical_million_m3_Before Competition Groups_28 | Duct Insulation, R8 | 0.3979% | 0 | 9.0595 | Commercial_2036_Technical_million_m3_Before Competition Groups_Duct Insulation, R8
Commercial | Com ¦ Condensing Storage Water Heater | 2036 | Technical | million_m3 | Before Competition Groups | 8.6006 | 0 | 0 | 2276.9428 | 0.0037773 | 29 | Commercial_2036_Technical_million_m3_Before Competition Groups_29 | Condensing Storage Water Heater | 0.3777% | 0 | 8.6006 | Commercial_2036_Technical_million_m3_Before Competition Groups_Condensing Storage Water Heater
Commercial | Com ¦ High Efficiency Underfired Broilers | 2036 | Technical | million_m3 | Before Competition Groups | 8.2285 | 0 | 0 | 2276.9428 | 0.0036138 | 30 | Commercial_2036_Technical_million_m3_Before Competition Groups_30 | High Efficiency Underfired Broilers | 0.3614% | 0 | 8.2285 | Commercial_2036_Technical_million_m3_Before Competition Groups_High Efficiency Underfired Broilers
Commercial | Com ¦ Ozone Laundry Treatment | 2036 | Technical | million_m3 | Before Competition Groups | 7.7544 | 0 | 0 | 2276.9428 | 0.0034056 | 31 | Commercial_2036_Technical_million_m3_Before Competition Groups_31 | Ozone Laundry Treatment | 0.3406% | 0 | 7.7544 | Commercial_2036_Technical_million_m3_Before Competition Groups_Ozone Laundry Treatment
Commercial | Com ¦ ENERGY STAR Griddle (74% eff) | 2036 | Technical | million_m3 | Before Competition Groups | 6.3688 | 0 | 0 | 2276.9428 | 0.0027971 | 32 | Commercial_2036_Technical_million_m3_Before Competition Groups_32 | ENERGY STAR Griddle (74% eff) | 0.2797% | 0 | 6.3688 | Commercial_2036_Technical_million_m3_Before Competition Groups_ENERGY STAR Griddle (74% eff)
Commercial | Com ¦ Condensing Tankless Water Heater | 2036 | Technical | million_m3 | Before Competition Groups | 4.9935 | 0 | 0 | 2276.9428 | 0.0021931 | 33 | Commercial_2036_Technical_million_m3_Before Competition Groups_33 | Condensing Tankless Water Heater | 0.2193% | 0 | 4.9935 | Commercial_2036_Technical_million_m3_Before Competition Groups_Condensing Tankless Water Heater
Commercial | Com ¦ Gas Heat Pump Water Heater | 2036 | Technical | million_m3 | Before Competition Groups | 4.2875 | 0 | 0 | 2276.9428 | 0.001883 | 34 | Commercial_2036_Technical_million_m3_Before Competition Groups_34 | Gas Heat Pump Water Heater | 0.1883% | 0 | 4.2875 | Commercial_2036_Technical_million_m3_Before Competition Groups_Gas Heat Pump Water Heater
Commercial | Com ¦ ENERGY STAR Dishwasher | 2036 | Technical | million_m3 | Before Competition Groups | 4.0418 | 0 | 0 | 2276.9428 | 0.0017751 | 35 | Commercial_2036_Technical_million_m3_Before Competition Groups_35 | ENERGY STAR Dishwasher | 0.1775% | 0 | 4.0418 | Commercial_2036_Technical_million_m3_Before Competition Groups_ENERGY STAR Dishwasher
Commercial | Com ¦ HOTEL OCCUPANCY CONTROLS (HVAC + LIGHTING) | 2036 | Technical | million_m3 | Before Competition Groups | 3.8566 | 0 | 0 | 2276.9428 | 0.0016938 | 36 | Commercial_2036_Technical_million_m3_Before Competition Groups_36 | HOTEL OCCUPANCY CONTROLS (HVAC + LIGHTING) | 0.1694% | 0 | 3.8566 | Commercial_2036_Technical_million_m3_Before Competition Groups_HOTEL OCCUPANCY CONTROLS (HVAC + LIGHTING)
Commercial | Com ¦ Ice Rink Heat Recovery | 2036 | Technical | million_m3 | Before Competition Groups | 2.912 | 0 | 0 | 2276.9428 | 0.0012789 | 37 | Commercial_2036_Technical_million_m3_Before Competition Groups_37 | Ice Rink Heat Recovery | 0.1279% | 0 | 2.912 | Commercial_2036_Technical_million_m3_Before Competition Groups_Ice Rink Heat Recovery
Commercial | Com ¦ Dock Door Seals | 2036 | Technical | million_m3 | Before Competition Groups | 2.7789 | 0 | 0 | 2276.9428 | 0.0012204 | 38 | Commercial_2036_Technical_million_m3_Before Competition Groups_38 | Dock Door Seals | 0.122% | 0 | 2.7789 | Commercial_2036_Technical_million_m3_Before Competition Groups_Dock Door Seals
Commercial | Com ¦ CEE Tier 2/Energy Star Clothes Washers | 2036 | Technical | million_m3 | Before Competition Groups | 1.4149 | 0 | 0 | 2276.9428 | 0.00062142 | 39 | Commercial_2036_Technical_million_m3_Before Competition Groups_39 | CEE Tier 2/Energy Star Clothes Washers | 0.06214% | 0 | 1.4149 | Commercial_2036_Technical_million_m3_Before Competition Groups_CEE Tier 2/Energy Star Clothes Washers
Commercial | Com ¦ Drain Water Heat Recovery (DWHR) ¦ Retro | 2036 | Technical | million_m3 | Before Competition Groups | 0.95881 | 0 | 0 | 2276.9428 | 0.0004211 | 40 | Commercial_2036_Technical_million_m3_Before Competition Groups_40 | Drain Water Heat Recovery (DWHR) ¦ Retro | 0.04211% | 0 | 0.95881 | Commercial_2036_Technical_million_m3_Before Competition Groups_Drain Water Heat Recovery (DWHR) ¦ Retro
Commercial | Com ¦ Low Flow Pre-Rinse Spray Nozzle | 2036 | Technical | million_m3 | Before Competition Groups | 0.71661 | 0 | 0 | 2276.9428 | 0.00031473 | 41 | Commercial_2036_Technical_million_m3_Before Competition Groups_41 | Low Flow Pre-Rinse Spray Nozzle | 0.03147% | 0 | 0.71661 | Commercial_2036_Technical_million_m3_Before Competition Groups_Low Flow Pre-Rinse Spray Nozzle
Commercial | Com ¦ ENERGY STAR Steam Cooker | 2036 | Technical | million_m3 | Before Competition Groups | 0.69372 | 0 | 0 | 2276.9428 | 0.00030467 | 42 | Commercial_2036_Technical_million_m3_Before Competition Groups_42 | ENERGY STAR Steam Cooker | 0.03047% | 0 | 0.69372 | Commercial_2036_Technical_million_m3_Before Competition Groups_ENERGY STAR Steam Cooker
Commercial | Com ¦ Drain Water Heat Recovery (DWHR) ¦New | 2036 | Technical | million_m3 | Before Competition Groups | 0.66519 | 0 | 0 | 2276.9428 | 0.00029214 | 43 | Commercial_2036_Technical_million_m3_Before Competition Groups_43 | Drain Water Heat Recovery (DWHR) ¦New | 0.02921% | 0 | 0.66519 | Commercial_2036_Technical_million_m3_Before Competition Groups_Drain Water Heat Recovery (DWHR) ¦New
Commercial | Com ¦ Solar Water Preheat (Pools/DHW) | 2036 | Technical | million_m3 | Before Competition Groups | 0.34412 | 0 | 0 | 2276.9428 | 0.00015113 | 44 | Commercial_2036_Technical_million_m3_Before Competition Groups_44 | Solar Water Preheat (Pools/DHW) | 0.01511% | 0 | 0.34412 | Commercial_2036_Technical_million_m3_Before Competition Groups_Solar Water Preheat (Pools/DHW)
Commercial | Com ¦ Gas Convection Oven | 2036 | Technical | million_m3 | Before Competition Groups | 0.16432 | 0 | 0 | 2276.9428 | 7.2165e-05 | 45 | Commercial_2036_Technical_million_m3_Before Competition Groups_45 | Gas Convection Oven | 0.007217% | 0 | 0.16432 | Commercial_2036_Technical_million_m3_Before Competition Groups_Gas Convection Oven
Commercial | Com ¦ Air Curtains | 2036 | Technical | million_m3 | Before Competition Groups | 0.14817 | 0 | 0 | 2276.9428 | 6.5074e-05 | 46 | Commercial_2036_Technical_million_m3_Before Competition Groups_46 | Air Curtains | 0.006507% | 0 | 0.14817 | Commercial_2036_Technical_million_m3_Before Competition Groups_Air Curtains
Commercial | Com ¦ Solar Preheat Make up Air | 2036 | Technical | million_m3 | Before Competition Groups | 0.05242 | 0 | 0 | 2276.9428 | 2.3022e-05 | 47 | Commercial_2036_Technical_million_m3_Before Competition Groups_47 | Solar Preheat Make up Air | 0.002302% | 0 | 0.05242 | Commercial_2036_Technical_million_m3_Before Competition Groups_Solar Preheat Make up Air
Commercial | Com ¦ Super High Perf Glazing ¦RET | 2036 | Technical | million_m3 | Before Competition Groups | 0.047368 | 0 | 0 | 2276.9428 | 2.0803e-05 | 48 | Commercial_2036_Technical_million_m3_Before Competition Groups_48 | Super High Perf Glazing ¦RET | 0.00208% | 0 | 0.047368 | Commercial_2036_Technical_million_m3_Before Competition Groups_Super High Perf Glazing ¦RET
Commercial | Com ¦ Super High Perf Glazing ¦New | 2036 | Technical | million_m3 | Before Competition Groups | 0.033478 | 0 | 0 | 2276.9428 | 1.4703e-05 | 49 | Commercial_2036_Technical_million_m3_Before Competition Groups_49 | Super High Perf Glazing ¦New | 0.00147% | 0 | 0.033478 | Commercial_2036_Technical_million_m3_Before Competition Groups_Super High Perf Glazing ¦New
Commercial | Com ¦ Condensing Boiler ¦ Std | 2037 | Economic | million_m3 | Before Competition Groups | 345.2731 | 0 | 0 | 2096.7179 | 0.16467 | 1 | Commercial_2037_Economic_million_m3_Before Competition Groups_1 | Condensing Boiler ¦ Std | 16.47% | 0 | 345.2731 | Commercial_2037_Economic_million_m3_Before Competition Groups_Condensing Boiler ¦ Std
Commercial | Com ¦ Gas Fired Rooftop Units | 2037 | Economic | million_m3 | Before Competition Groups | 234.278 | 0 | 0 | 2096.7179 | 0.11174 | 2 | Commercial_2037_Economic_million_m3_Before Competition Groups_2 | Gas Fired Rooftop Units | 11.17% | 0 | 234.278 | Commercial_2037_Economic_million_m3_Before Competition Groups_Gas Fired Rooftop Units
Commercial | Com ¦ Demand Control Ventilation | 2037 | Economic | million_m3 | Before Competition Groups | 213.1124 | 0 | 0 | 2096.7179 | 0.10164 | 3 | Commercial_2037_Economic_million_m3_Before Competition Groups_3 | Demand Control Ventilation | 10.16% | 0 | 213.1124 | Commercial_2037_Economic_million_m3_Before Competition Groups_Demand Control Ventilation
Commercial | Com ¦ Building Recommissioning, Operations and Maintenance (O&M) Improvements | 2037 | Economic | million_m3 | Before Competition Groups | 204.4458 | 0 | 0 | 2096.7179 | 0.097508 | 4 | Commercial_2037_Economic_million_m3_Before Competition Groups_4 | Building Recommissioning, Operations and Maintenance (O&M) Improvements | 9.751% | 0 | 204.4458 | Commercial_2037_Economic_million_m3_Before Competition Groups_Building Recommissioning, Operations and Maintenance (O&M) Improvements
Commercial | Com ¦ Boilers - Advanced Controls (Steam Systems) | 2037 | Economic | million_m3 | Before Competition Groups | 150.8398 | 0 | 0 | 2096.7179 | 0.071941 | 5 | Commercial_2037_Economic_million_m3_Before Competition Groups_5 | Boilers - Advanced Controls (Steam Systems) | 7.194% | 0 | 150.8398 | Commercial_2037_Economic_million_m3_Before Competition Groups_Boilers - Advanced Controls (Steam Systems)
Commercial | Com ¦ Adaptive Thermostats | 2037 | Economic | million_m3 | Before Competition Groups | 134.2782 | 0 | 0 | 2096.7179 | 0.064042 | 6 | Commercial_2037_Economic_million_m3_Before Competition Groups_6 | Adaptive Thermostats | 6.404% | 0 | 134.2782 | Commercial_2037_Economic_million_m3_Before Competition Groups_Adaptive Thermostats
Commercial | Com ¦ Condensing Make Up Air Unit | 2037 | Economic | million_m3 | Before Competition Groups | 118.9473 | 0 | 0 | 2096.7179 | 0.05673 | 7 | Commercial_2037_Economic_million_m3_Before Competition Groups_7 | Condensing Make Up Air Unit | 5.673% | 0 | 118.9473 | Commercial_2037_Economic_million_m3_Before Competition Groups_Condensing Make Up Air Unit
Commercial | Com ¦ Gas Fired Heat Pump | 2037 | Economic | million_m3 | Before Competition Groups | 97.5838 | 0 | 0 | 2096.7179 | 0.046541 | 8 | Commercial_2037_Economic_million_m3_Before Competition Groups_8 | Gas Fired Heat Pump | 4.654% | 0 | 97.5838 | Commercial_2037_Economic_million_m3_Before Competition Groups_Gas Fired Heat Pump
Commercial | Com ¦ Advanced BAS/Controllers | 2037 | Economic | million_m3 | Before Competition Groups | 77.7091 | 0 | 0 | 2096.7179 | 0.037062 | 9 | Commercial_2037_Economic_million_m3_Before Competition Groups_9 | Advanced BAS/Controllers | 3.706% | 0 | 77.7091 | Commercial_2037_Economic_million_m3_Before Competition Groups_Advanced BAS/Controllers
Commercial | Com ¦ Air Handler with Dedicated Outdoor Air Systems | 2037 | Economic | million_m3 | Before Competition Groups | 76.2725 | 0 | 0 | 2096.7179 | 0.036377 | 10 | Commercial_2037_Economic_million_m3_Before Competition Groups_10 | Air Handler with Dedicated Outdoor Air Systems | 3.638% | 0 | 76.2725 | Commercial_2037_Economic_million_m3_Before Competition Groups_Air Handler with Dedicated Outdoor Air Systems
Commercial | Com ¦ Demand Control Kitchen Ventilation | 2037 | Economic | million_m3 | Before Competition Groups | 74.8732 | 0 | 0 | 2096.7179 | 0.03571 | 11 | Commercial_2037_Economic_million_m3_Before Competition Groups_11 | Demand Control Kitchen Ventilation | 3.571% | 0 | 74.8732 | Commercial_2037_Economic_million_m3_Before Competition Groups_Demand Control Kitchen Ventilation
Commercial | Com ¦ Condensing Unit Heaters or other Efficient Unit Heating System | 2037 | Economic | million_m3 | Before Competition Groups | 69.5974 | 0 | 0 | 2096.7179 | 0.033194 | 12 | Commercial_2037_Economic_million_m3_Before Competition Groups_12 | Condensing Unit Heaters or other Efficient Unit Heating System | 3.319% | 0 | 69.5974 | Commercial_2037_Economic_million_m3_Before Competition Groups_Condensing Unit Heaters or other Efficient Unit Heating System
Commercial | Com ¦ Education and Capacity Building/Energy Behavior | 2037 | Economic | million_m3 | Before Competition Groups | 64.2211 | 0 | 0 | 2096.7179 | 0.030629 | 13 | Commercial_2037_Economic_million_m3_Before Competition Groups_13 | Education and Capacity Building/Energy Behavior | 3.063% | 0 | 64.2211 | Commercial_2037_Economic_million_m3_Before Competition Groups_Education and Capacity Building/Energy Behavior
Commercial | Com ¦ Steam System Optimization | 2037 | Economic | million_m3 | Before Competition Groups | 41.03 | 0 | 0 | 2096.7179 | 0.019569 | 14 | Commercial_2037_Economic_million_m3_Before Competition Groups_14 | Steam System Optimization | 1.957% | 0 | 41.03 | Commercial_2037_Economic_million_m3_Before Competition Groups_Steam System Optimization
Commercial | Com ¦ Destratification | 2037 | Economic | million_m3 | Before Competition Groups | 38.9416 | 0 | 0 | 2096.7179 | 0.018573 | 15 | Commercial_2037_Economic_million_m3_Before Competition Groups_15 | Destratification | 1.857% | 0 | 38.9416 | Commercial_2037_Economic_million_m3_Before Competition Groups_Destratification
Commercial | Com ¦ Furnace Tune-Up | 2037 | Economic | million_m3 | Before Competition Groups | 38.6822 | 0 | 0 | 2096.7179 | 0.018449 | 16 | Commercial_2037_Economic_million_m3_Before Competition Groups_16 | Furnace Tune-Up | 1.845% | 0 | 38.6822 | Commercial_2037_Economic_million_m3_Before Competition Groups_Furnace Tune-Up
Commercial | Com ¦ Wall Insulation | 2037 | Economic | million_m3 | Before Competition Groups | 21.6325 | 0 | 0 | 2096.7179 | 0.010317 | 17 | Commercial_2037_Economic_million_m3_Before Competition Groups_17 | Wall Insulation | 1.032% | 0 | 21.6325 | Commercial_2037_Economic_million_m3_Before Competition Groups_Wall Insulation
Commercial | Com ¦ Energy Efficient Laboratory Fume Hood | 2037 | Economic | million_m3 | Before Competition Groups | 15.2744 | 0 | 0 | 2096.7179 | 0.0072849 | 18 | Commercial_2037_Economic_million_m3_Before Competition Groups_18 | Energy Efficient Laboratory Fume Hood | 0.7285% | 0 | 15.2744 | Commercial_2037_Economic_million_m3_Before Competition Groups_Energy Efficient Laboratory Fume Hood
Commercial | Com ¦ Demand controlled Circulating Systems | 2037 | Economic | million_m3 | Before Competition Groups | 11.3637 | 0 | 0 | 2096.7179 | 0.0054198 | 19 | Commercial_2037_Economic_million_m3_Before Competition Groups_19 | Demand controlled Circulating Systems | 0.542% | 0 | 11.3637 | Commercial_2037_Economic_million_m3_Before Competition Groups_Demand controlled Circulating Systems
Commercial | Com ¦ Infrared Heaters | 2037 | Economic | million_m3 | Before Competition Groups | 10.2569 | 0 | 0 | 2096.7179 | 0.0048919 | 20 | Commercial_2037_Economic_million_m3_Before Competition Groups_20 | Infrared Heaters | 0.4892% | 0 | 10.2569 | Commercial_2037_Economic_million_m3_Before Competition Groups_Infrared Heaters
Commercial | Com ¦ ENERGY STAR Fryer (84% eff) | 2037 | Economic | million_m3 | Before Competition Groups | 10.0093 | 0 | 0 | 2096.7179 | 0.0047738 | 21 | Commercial_2037_Economic_million_m3_Before Competition Groups_21 | ENERGY STAR Fryer (84% eff) | 0.4774% | 0 | 10.0093 | Commercial_2037_Economic_million_m3_Before Competition Groups_ENERGY STAR Fryer (84% eff)
Commercial | Com ¦ Duct Insulation, R8 | 2037 | Economic | million_m3 | Before Competition Groups | 8.8774 | 0 | 0 | 2096.7179 | 0.0042339 | 22 | Commercial_2037_Economic_million_m3_Before Competition Groups_22 | Duct Insulation, R8 | 0.4234% | 0 | 8.8774 | Commercial_2037_Economic_million_m3_Before Competition Groups_Duct Insulation, R8
Commercial | Com ¦ High Efficiency Underfired Broilers | 2037 | Economic | million_m3 | Before Competition Groups | 8.4955 | 0 | 0 | 2096.7179 | 0.0040518 | 23 | Commercial_2037_Economic_million_m3_Before Competition Groups_23 | High Efficiency Underfired Broilers | 0.4052% | 0 | 8.4955 | Commercial_2037_Economic_million_m3_Before Competition Groups_High Efficiency Underfired Broilers
Commercial | Com ¦ Ozone Laundry Treatment | 2037 | Economic | million_m3 | Before Competition Groups | 7.802 | 0 | 0 | 2096.7179 | 0.003721 | 24 | Commercial_2037_Economic_million_m3_Before Competition Groups_24 | Ozone Laundry Treatment | 0.3721% | 0 | 7.802 | Commercial_2037_Economic_million_m3_Before Competition Groups_Ozone Laundry Treatment
Commercial | Com ¦ ENERGY STAR Griddle (74% eff) | 2037 | Economic | million_m3 | Before Competition Groups | 6.5741 | 0 | 0 | 2096.7179 | 0.0031354 | 25 | Commercial_2037_Economic_million_m3_Before Competition Groups_25 | ENERGY STAR Griddle (74% eff) | 0.3135% | 0 | 6.5741 | Commercial_2037_Economic_million_m3_Before Competition Groups_ENERGY STAR Griddle (74% eff)
Commercial | Com ¦ Energy Recovery Ventilation and Ventilation (Enhanced) | 2037 | Economic | million_m3 | Before Competition Groups | 4.3832 | 0 | 0 | 2096.7179 | 0.0020905 | 26 | Commercial_2037_Economic_million_m3_Before Competition Groups_26 | Energy Recovery Ventilation and Ventilation (Enhanced) | 0.2091% | 0 | 4.3832 | Commercial_2037_Economic_million_m3_Before Competition Groups_Energy Recovery Ventilation and Ventilation (Enhanced)
Commercial | Com ¦ ENERGY STAR Dishwasher | 2037 | Economic | million_m3 | Before Competition Groups | 4.106 | 0 | 0 | 2096.7179 | 0.0019583 | 27 | Commercial_2037_Economic_million_m3_Before Competition Groups_27 | ENERGY STAR Dishwasher | 0.1958% | 0 | 4.106 | Commercial_2037_Economic_million_m3_Before Competition Groups_ENERGY STAR Dishwasher
Commercial | Com ¦ Heat Recovery Ventilator | 2037 | Economic | million_m3 | Before Competition Groups | 2.4095 | 0 | 0 | 2096.7179 | 0.0011492 | 28 | Commercial_2037_Economic_million_m3_Before Competition Groups_28 | Heat Recovery Ventilator | 0.1149% | 0 | 2.4095 | Commercial_2037_Economic_million_m3_Before Competition Groups_Heat Recovery Ventilator
Commercial | Com ¦ CEE Tier 2/Energy Star Clothes Washers | 2037 | Economic | million_m3 | Before Competition Groups | 1.4474 | 0 | 0 | 2096.7179 | 0.00069031 | 29 | Commercial_2037_Economic_million_m3_Before Competition Groups_29 | CEE Tier 2/Energy Star Clothes Washers | 0.06903% | 0 | 1.4474 | Commercial_2037_Economic_million_m3_Before Competition Groups_CEE Tier 2/Energy Star Clothes Washers
Commercial | Com ¦ Drain Water Heat Recovery (DWHR) ¦ Retro | 2037 | Economic | million_m3 | Before Competition Groups | 0.93954 | 0 | 0 | 2096.7179 | 0.0004481 | 30 | Commercial_2037_Economic_million_m3_Before Competition Groups_30 | Drain Water Heat Recovery (DWHR) ¦ Retro | 0.04481% | 0 | 0.93954 | Commercial_2037_Economic_million_m3_Before Competition Groups_Drain Water Heat Recovery (DWHR) ¦ Retro
Commercial | Com ¦ Low Flow Pre-Rinse Spray Nozzle | 2037 | Economic | million_m3 | Before Competition Groups | 0.71924 | 0 | 0 | 2096.7179 | 0.00034303 | 31 | Commercial_2037_Economic_million_m3_Before Competition Groups_31 | Low Flow Pre-Rinse Spray Nozzle | 0.0343% | 0 | 0.71924 | Commercial_2037_Economic_million_m3_Before Competition Groups_Low Flow Pre-Rinse Spray Nozzle
Commercial | Com ¦ ENERGY STAR Steam Cooker | 2037 | Economic | million_m3 | Before Competition Groups | 0.71623 | 0 | 0 | 2096.7179 | 0.00034159 | 32 | Commercial_2037_Economic_million_m3_Before Competition Groups_32 | ENERGY STAR Steam Cooker | 0.03416% | 0 | 0.71623 | Commercial_2037_Economic_million_m3_Before Competition Groups_ENERGY STAR Steam Cooker
Commercial | Com ¦ Drain Water Heat Recovery (DWHR) ¦New | 2037 | Economic | million_m3 | Before Competition Groups | 0.69808 | 0 | 0 | 2096.7179 | 0.00033294 | 33 | Commercial_2037_Economic_million_m3_Before Competition Groups_33 | Drain Water Heat Recovery (DWHR) ¦New | 0.03329% | 0 | 0.69808 | Commercial_2037_Economic_million_m3_Before Competition Groups_Drain Water Heat Recovery (DWHR) ¦New
Commercial | Com ¦ Gas Heat Pump Water Heater | 2037 | Economic | million_m3 | Before Competition Groups | 0.43652 | 0 | 0 | 2096.7179 | 0.00020819 | 34 | Commercial_2037_Economic_million_m3_Before Competition Groups_34 | Gas Heat Pump Water Heater | 0.02082% | 0 | 0.43652 | Commercial_2037_Economic_million_m3_Before Competition Groups_Gas Heat Pump Water Heater
Commercial | Com ¦ Solar Water Preheat (Pools/DHW) | 2037 | Economic | million_m3 | Before Competition Groups | 0.3416 | 0 | 0 | 2096.7179 | 0.00016292 | 35 | Commercial_2037_Economic_million_m3_Before Competition Groups_35 | Solar Water Preheat (Pools/DHW) | 0.01629% | 0 | 0.3416 | Commercial_2037_Economic_million_m3_Before Competition Groups_Solar Water Preheat (Pools/DHW)
Commercial | Com ¦ Air Curtains | 2037 | Economic | million_m3 | Before Competition Groups | 0.1495 | 0 | 0 | 2096.7179 | 7.1303e-05 | 36 | Commercial_2037_Economic_million_m3_Before Competition Groups_36 | Air Curtains | 0.00713% | 0 | 0.1495 | Commercial_2037_Economic_million_m3_Before Competition Groups_Air Curtains
Commercial | Com ¦ Demand Control Ventilation | 2037 | SC A | million_m3 | Before Competition Groups | 115.5796 | 0 | 0 | 1019.2808 | 0.11339 | 1 | Commercial_2037_SC A_million_m3_Before Competition Groups_1 | Demand Control Ventilation | 11.34% | 0 | 115.5796 | Commercial_2037_SC A_million_m3_Before Competition Groups_Demand Control Ventilation
Commercial | Com ¦ Adaptive Thermostats | 2037 | SC A | million_m3 | Before Competition Groups | 108.991 | 0 | 0 | 1019.2808 | 0.10693 | 2 | Commercial_2037_SC A_million_m3_Before Competition Groups_2 | Adaptive Thermostats | 10.69% | 0 | 108.991 | Commercial_2037_SC A_million_m3_Before Competition Groups_Adaptive Thermostats
Commercial | Com ¦ Boilers - Advanced Controls (Steam Systems) | 2037 | SC A | million_m3 | Before Competition Groups | 92.9839 | 0 | 0 | 1019.2808 | 0.091225 | 3 | Commercial_2037_SC A_million_m3_Before Competition Groups_3 | Boilers - Advanced Controls (Steam Systems) | 9.123% | 0 | 92.9839 | Commercial_2037_SC A_million_m3_Before Competition Groups_Boilers - Advanced Controls (Steam Systems)
Commercial | Com ¦ Gas Fired Rooftop Units | 2037 | SC A | million_m3 | Before Competition Groups | 92.6295 | 0 | 0 | 1019.2808 | 0.090877 | 4 | Commercial_2037_SC A_million_m3_Before Competition Groups_4 | Gas Fired Rooftop Units | 9.088% | 0 | 92.6295 | Commercial_2037_SC A_million_m3_Before Competition Groups_Gas Fired Rooftop Units
Commercial | Com ¦ Building Recommissioning, Operations and Maintenance (O&M) Improvements | 2037 | SC A | million_m3 | Before Competition Groups | 88.4843 | 0 | 0 | 1019.2808 | 0.086811 | 5 | Commercial_2037_SC A_million_m3_Before Competition Groups_5 | Building Recommissioning, Operations and Maintenance (O&M) Improvements | 8.681% | 0 | 88.4843 | Commercial_2037_SC A_million_m3_Before Competition Groups_Building Recommissioning, Operations and Maintenance (O&M) Improvements
Commercial | Com ¦ Condensing Boiler ¦ Std | 2037 | SC A | million_m3 | Before Competition Groups | 71.6349 | 0 | 0 | 1019.2808 | 0.07028 | 6 | Commercial_2037_SC A_million_m3_Before Competition Groups_6 | Condensing Boiler ¦ Std | 7.028% | 0 | 71.6349 | Commercial_2037_SC A_million_m3_Before Competition Groups_Condensing Boiler ¦ Std
Commercial | Com ¦ Condensing Make Up Air Unit | 2037 | SC A | million_m3 | Before Competition Groups | 62.6829 | 0 | 0 | 1019.2808 | 0.061497 | 7 | Commercial_2037_SC A_million_m3_Before Competition Groups_7 | Condensing Make Up Air Unit | 6.15% | 0 | 62.6829 | Commercial_2037_SC A_million_m3_Before Competition Groups_Condensing Make Up Air Unit
Commercial | Com ¦ Gas Fired Heat Pump | 2037 | SC A | million_m3 | Before Competition Groups | 50.4691 | 0 | 0 | 1019.2808 | 0.049514 | 8 | Commercial_2037_SC A_million_m3_Before Competition Groups_8 | Gas Fired Heat Pump | 4.951% | 0 | 50.4691 | Commercial_2037_SC A_million_m3_Before Competition Groups_Gas Fired Heat Pump
Commercial | Com ¦ Demand Control Kitchen Ventilation | 2037 | SC A | million_m3 | Before Competition Groups | 47.6364 | 0 | 0 | 1019.2808 | 0.046735 | 9 | Commercial_2037_SC A_million_m3_Before Competition Groups_9 | Demand Control Kitchen Ventilation | 4.674% | 0 | 47.6364 | Commercial_2037_SC A_million_m3_Before Competition Groups_Demand Control Kitchen Ventilation
Commercial | Com ¦ Air Handler with Dedicated Outdoor Air Systems | 2037 | SC A | million_m3 | Before Competition Groups | 45.0504 | 0 | 0 | 1019.2808 | 0.044198 | 10 | Commercial_2037_SC A_million_m3_Before Competition Groups_10 | Air Handler with Dedicated Outdoor Air Systems | 4.42% | 0 | 45.0504 | Commercial_2037_SC A_million_m3_Before Competition Groups_Air Handler with Dedicated Outdoor Air Systems
Commercial | Com ¦ Advanced BAS/Controllers | 2037 | SC A | million_m3 | Before Competition Groups | 40.8537 | 0 | 0 | 1019.2808 | 0.040081 | 11 | Commercial_2037_SC A_million_m3_Before Competition Groups_11 | Advanced BAS/Controllers | 4.008% | 0 | 40.8537 | Commercial_2037_SC A_million_m3_Before Competition Groups_Advanced BAS/Controllers
Commercial | Com ¦ Steam System Optimization | 2037 | SC A | million_m3 | Before Competition Groups | 36.974 | 0 | 0 | 1019.2808 | 0.036275 | 12 | Commercial_2037_SC A_million_m3_Before Competition Groups_12 | Steam System Optimization | 3.627% | 0 | 36.974 | Commercial_2037_SC A_million_m3_Before Competition Groups_Steam System Optimization
Commercial | Com ¦ Furnace Tune-Up | 2037 | SC A | million_m3 | Before Competition Groups | 34.5295 | 0 | 0 | 1019.2808 | 0.033876 | 13 | Commercial_2037_SC A_million_m3_Before Competition Groups_13 | Furnace Tune-Up | 3.388% | 0 | 34.5295 | Commercial_2037_SC A_million_m3_Before Competition Groups_Furnace Tune-Up
Commercial | Com ¦ Destratification | 2037 | SC A | million_m3 | Before Competition Groups | 34.3957 | 0 | 0 | 1019.2808 | 0.033745 | 14 | Commercial_2037_SC A_million_m3_Before Competition Groups_14 | Destratification | 3.375% | 0 | 34.3957 | Commercial_2037_SC A_million_m3_Before Competition Groups_Destratification
Commercial | Com ¦ Condensing Unit Heaters or other Efficient Unit Heating System | 2037 | SC A | million_m3 | Before Competition Groups | 24.043 | 0 | 0 | 1019.2808 | 0.023588 | 15 | Commercial_2037_SC A_million_m3_Before Competition Groups_15 | Condensing Unit Heaters or other Efficient Unit Heating System | 2.359% | 0 | 24.043 | Commercial_2037_SC A_million_m3_Before Competition Groups_Condensing Unit Heaters or other Efficient Unit Heating System
Commercial | Com ¦ Wall Insulation | 2037 | SC A | million_m3 | Before Competition Groups | 19.1868 | 0 | 0 | 1019.2808 | 0.018824 | 16 | Commercial_2037_SC A_million_m3_Before Competition Groups_16 | Wall Insulation | 1.882% | 0 | 19.1868 | Commercial_2037_SC A_million_m3_Before Competition Groups_Wall Insulation
Commercial | Com ¦ Education and Capacity Building/Energy Behavior | 2037 | SC A | million_m3 | Before Competition Groups | 10.8637 | 0 | 0 | 1019.2808 | 0.010658 | 17 | Commercial_2037_SC A_million_m3_Before Competition Groups_17 | Education and Capacity Building/Energy Behavior | 1.066% | 0 | 10.8637 | Commercial_2037_SC A_million_m3_Before Competition Groups_Education and Capacity Building/Energy Behavior
Commercial | Com ¦ Demand controlled Circulating Systems | 2037 | SC A | million_m3 | Before Competition Groups | 9.3882 | 0 | 0 | 1019.2808 | 0.0092106 | 18 | Commercial_2037_SC A_million_m3_Before Competition Groups_18 | Demand controlled Circulating Systems | 0.9211% | 0 | 9.3882 | Commercial_2037_SC A_million_m3_Before Competition Groups_Demand controlled Circulating Systems
Commercial | Com ¦ Duct Insulation, R8 | 2037 | SC A | million_m3 | Before Competition Groups | 6.1369 | 0 | 0 | 1019.2808 | 0.0060208 | 19 | Commercial_2037_SC A_million_m3_Before Competition Groups_19 | Duct Insulation, R8 | 0.6021% | 0 | 6.1369 | Commercial_2037_SC A_million_m3_Before Competition Groups_Duct Insulation, R8
Commercial | Com ¦ High Efficiency Underfired Broilers | 2037 | SC A | million_m3 | Before Competition Groups | 5.7849 | 0 | 0 | 1019.2808 | 0.0056754 | 20 | Commercial_2037_SC A_million_m3_Before Competition Groups_20 | High Efficiency Underfired Broilers | 0.5675% | 0 | 5.7849 | Commercial_2037_SC A_million_m3_Before Competition Groups_High Efficiency Underfired Broilers
Commercial | Com ¦ ENERGY STAR Fryer (84% eff) | 2037 | SC A | million_m3 | Before Competition Groups | 4.3589 | 0 | 0 | 1019.2808 | 0.0042764 | 21 | Commercial_2037_SC A_million_m3_Before Competition Groups_21 | ENERGY STAR Fryer (84% eff) | 0.4276% | 0 | 4.3589 | Commercial_2037_SC A_million_m3_Before Competition Groups_ENERGY STAR Fryer (84% eff)
Commercial | Com ¦ Energy Efficient Laboratory Fume Hood | 2037 | SC A | million_m3 | Before Competition Groups | 3.2343 | 0 | 0 | 1019.2808 | 0.0031732 | 22 | Commercial_2037_SC A_million_m3_Before Competition Groups_22 | Energy Efficient Laboratory Fume Hood | 0.3173% | 0 | 3.2343 | Commercial_2037_SC A_million_m3_Before Competition Groups_Energy Efficient Laboratory Fume Hood
Commercial | Com ¦ Infrared Heaters | 2037 | SC A | million_m3 | Before Competition Groups | 3.1298 | 0 | 0 | 1019.2808 | 0.0030706 | 23 | Commercial_2037_SC A_million_m3_Before Competition Groups_23 | Infrared Heaters | 0.3071% | 0 | 3.1298 | Commercial_2037_SC A_million_m3_Before Competition Groups_Infrared Heaters
Commercial | Com ¦ Ozone Laundry Treatment | 2037 | SC A | million_m3 | Before Competition Groups | 3.105 | 0 | 0 | 1019.2808 | 0.0030462 | 24 | Commercial_2037_SC A_million_m3_Before Competition Groups_24 | Ozone Laundry Treatment | 0.3046% | 0 | 3.105 | Commercial_2037_SC A_million_m3_Before Competition Groups_Ozone Laundry Treatment
Commercial | Com ¦ ENERGY STAR Dishwasher | 2037 | SC A | million_m3 | Before Competition Groups | 1.8079 | 0 | 0 | 1019.2808 | 0.0017737 | 25 | Commercial_2037_SC A_million_m3_Before Competition Groups_25 | ENERGY STAR Dishwasher | 0.1774% | 0 | 1.8079 | Commercial_2037_SC A_million_m3_Before Competition Groups_ENERGY STAR Dishwasher
Commercial | Com ¦ ENERGY STAR Griddle (74% eff) | 2037 | SC A | million_m3 | Before Competition Groups | 1.519 | 0 | 0 | 1019.2808 | 0.0014903 | 26 | Commercial_2037_SC A_million_m3_Before Competition Groups_26 | ENERGY STAR Griddle (74% eff) | 0.149% | 0 | 1.519 | Commercial_2037_SC A_million_m3_Before Competition Groups_ENERGY STAR Griddle (74% eff)
Commercial | Com ¦ CEE Tier 2/Energy Star Clothes Washers | 2037 | SC A | million_m3 | Before Competition Groups | 0.88537 | 0 | 0 | 1019.2808 | 0.00086862 | 27 | Commercial_2037_SC A_million_m3_Before Competition Groups_27 | CEE Tier 2/Energy Star Clothes Washers | 0.08686% | 0 | 0.88537 | Commercial_2037_SC A_million_m3_Before Competition Groups_CEE Tier 2/Energy Star Clothes Washers
Commercial | Com ¦ Drain Water Heat Recovery (DWHR) ¦ Retro | 2037 | SC A | million_m3 | Before Competition Groups | 0.8591 | 0 | 0 | 1019.2808 | 0.00084285 | 28 | Commercial_2037_SC A_million_m3_Before Competition Groups_28 | Drain Water Heat Recovery (DWHR) ¦ Retro | 0.08428% | 0 | 0.8591 | Commercial_2037_SC A_million_m3_Before Competition Groups_Drain Water Heat Recovery (DWHR) ¦ Retro
Commercial | Com ¦ Energy Recovery Ventilation and Ventilation (Enhanced) | 2037 | SC A | million_m3 | Before Competition Groups | 0.68649 | 0 | 0 | 1019.2808 | 0.00067351 | 29 | Commercial_2037_SC A_million_m3_Before Competition Groups_29 | Energy Recovery Ventilation and Ventilation (Enhanced) | 0.06735% | 0 | 0.68649 | Commercial_2037_SC A_million_m3_Before Competition Groups_Energy Recovery Ventilation and Ventilation (Enhanced)
Commercial | Com ¦ ENERGY STAR Steam Cooker | 2037 | SC A | million_m3 | Before Competition Groups | 0.49004 | 0 | 0 | 1019.2808 | 0.00048077 | 30 | Commercial_2037_SC A_million_m3_Before Competition Groups_30 | ENERGY STAR Steam Cooker | 0.04808% | 0 | 0.49004 | Commercial_2037_SC A_million_m3_Before Competition Groups_ENERGY STAR Steam Cooker
Commercial | Com ¦ Low Flow Pre-Rinse Spray Nozzle | 2037 | SC A | million_m3 | Before Competition Groups | 0.39957 | 0 | 0 | 1019.2808 | 0.00039201 | 31 | Commercial_2037_SC A_million_m3_Before Competition Groups_31 | Low Flow Pre-Rinse Spray Nozzle | 0.0392% | 0 | 0.39957 | Commercial_2037_SC A_million_m3_Before Competition Groups_Low Flow Pre-Rinse Spray Nozzle
Commercial | Com ¦ Drain Water Heat Recovery (DWHR) ¦New | 2037 | SC A | million_m3 | Before Competition Groups | 0.31212 | 0 | 0 | 1019.2808 | 0.00030622 | 32 | Commercial_2037_SC A_million_m3_Before Competition Groups_32 | Drain Water Heat Recovery (DWHR) ¦New | 0.03062% | 0 | 0.31212 | Commercial_2037_SC A_million_m3_Before Competition Groups_Drain Water Heat Recovery (DWHR) ¦New
Commercial | Com ¦ Solar Water Preheat (Pools/DHW) | 2037 | SC A | million_m3 | Before Competition Groups | 0.11284 | 0 | 0 | 1019.2808 | 0.0001107 | 33 | Commercial_2037_SC A_million_m3_Before Competition Groups_33 | Solar Water Preheat (Pools/DHW) | 0.01107% | 0 | 0.11284 | Commercial_2037_SC A_million_m3_Before Competition Groups_Solar Water Preheat (Pools/DHW)
Commercial | Com ¦ Heat Recovery Ventilator | 2037 | SC A | million_m3 | Before Competition Groups | 0.078847 | 0 | 0 | 1019.2808 | 7.7356e-05 | 34 | Commercial_2037_SC A_million_m3_Before Competition Groups_34 | Heat Recovery Ventilator | 0.007736% | 0 | 0.078847 | Commercial_2037_SC A_million_m3_Before Competition Groups_Heat Recovery Ventilator
Commercial | Com ¦ Gas Heat Pump Water Heater | 2037 | SC A | million_m3 | Before Competition Groups | 0.0028736 | 0 | 0 | 1019.2808 | 2.8192e-06 | 35 | Commercial_2037_SC A_million_m3_Before Competition Groups_35 | Gas Heat Pump Water Heater | 0.0002819% | 0 | 0.0028736 | Commercial_2037_SC A_million_m3_Before Competition Groups_Gas Heat Pump Water Heater
Commercial | Com ¦ Air Curtains | 2037 | SC A | million_m3 | Before Competition Groups | 0.00021543 | 0 | 0 | 1019.2808 | 2.1136e-07 | 36 | Commercial_2037_SC A_million_m3_Before Competition Groups_36 | Air Curtains | 2.114e-05% | 0 | 0.00021543 | Commercial_2037_SC A_million_m3_Before Competition Groups_Air Curtains
Commercial | Com ¦ Condensing Boiler ¦ Std | 2037 | SC B | million_m3 | Before Competition Groups | 222.1044 | 0 | 0 | 1712.6745 | 0.12968 | 1 | Commercial_2037_SC B_million_m3_Before Competition Groups_1 | Condensing Boiler ¦ Std | 12.97% | 0 | 222.1044 | Commercial_2037_SC B_million_m3_Before Competition Groups_Condensing Boiler ¦ Std
Commercial | Com ¦ Demand Control Ventilation | 2037 | SC B | million_m3 | Before Competition Groups | 186.1037 | 0 | 0 | 1712.6745 | 0.10866 | 2 | Commercial_2037_SC B_million_m3_Before Competition Groups_2 | Demand Control Ventilation | 10.87% | 0 | 186.1037 | Commercial_2037_SC B_million_m3_Before Competition Groups_Demand Control Ventilation
Commercial | Com ¦ Building Recommissioning, Operations and Maintenance (O&M) Improvements | 2037 | SC B | million_m3 | Before Competition Groups | 181.0334 | 0 | 0 | 1712.6745 | 0.1057 | 3 | Commercial_2037_SC B_million_m3_Before Competition Groups_3 | Building Recommissioning, Operations and Maintenance (O&M) Improvements | 10.57% | 0 | 181.0334 | Commercial_2037_SC B_million_m3_Before Competition Groups_Building Recommissioning, Operations and Maintenance (O&M) Improvements
Commercial | Com ¦ Gas Fired Rooftop Units | 2037 | SC B | million_m3 | Before Competition Groups | 146.0547 | 0 | 0 | 1712.6745 | 0.085279 | 4 | Commercial_2037_SC B_million_m3_Before Competition Groups_4 | Gas Fired Rooftop Units | 8.528% | 0 | 146.0547 | Commercial_2037_SC B_million_m3_Before Competition Groups_Gas Fired Rooftop Units
Commercial | Com ¦ Adaptive Thermostats | 2037 | SC B | million_m3 | Before Competition Groups | 141.4578 | 0 | 0 | 1712.6745 | 0.082595 | 5 | Commercial_2037_SC B_million_m3_Before Competition Groups_5 | Adaptive Thermostats | 8.259% | 0 | 141.4578 | Commercial_2037_SC B_million_m3_Before Competition Groups_Adaptive Thermostats
Commercial | Com ¦ Boilers - Advanced Controls (Steam Systems) | 2037 | SC B | million_m3 | Before Competition Groups | 95.683 | 0 | 0 | 1712.6745 | 0.055868 | 6 | Commercial_2037_SC B_million_m3_Before Competition Groups_6 | Boilers - Advanced Controls (Steam Systems) | 5.587% | 0 | 95.683 | Commercial_2037_SC B_million_m3_Before Competition Groups_Boilers - Advanced Controls (Steam Systems)
Commercial | Com ¦ Air Handler with Dedicated Outdoor Air Systems | 2037 | SC B | million_m3 | Before Competition Groups | 93.0057 | 0 | 0 | 1712.6745 | 0.054304 | 7 | Commercial_2037_SC B_million_m3_Before Competition Groups_7 | Air Handler with Dedicated Outdoor Air Systems | 5.43% | 0 | 93.0057 | Commercial_2037_SC B_million_m3_Before Competition Groups_Air Handler with Dedicated Outdoor Air Systems
Commercial | Com ¦ Condensing Make Up Air Unit | 2037 | SC B | million_m3 | Before Competition Groups | 82.2491 | 0 | 0 | 1712.6745 | 0.048024 | 8 | Commercial_2037_SC B_million_m3_Before Competition Groups_8 | Condensing Make Up Air Unit | 4.802% | 0 | 82.2491 | Commercial_2037_SC B_million_m3_Before Competition Groups_Condensing Make Up Air Unit
Commercial | Com ¦ Gas Fired Heat Pump | 2037 | SC B | million_m3 | Before Competition Groups | 69.6796 | 0 | 0 | 1712.6745 | 0.040685 | 9 | Commercial_2037_SC B_million_m3_Before Competition Groups_9 | Gas Fired Heat Pump | 4.068% | 0 | 69.6796 | Commercial_2037_SC B_million_m3_Before Competition Groups_Gas Fired Heat Pump
Commercial | Com ¦ Advanced BAS/Controllers | 2037 | SC B | million_m3 | Before Competition Groups | 65.9222 | 0 | 0 | 1712.6745 | 0.038491 | 10 | Commercial_2037_SC B_million_m3_Before Competition Groups_10 | Advanced BAS/Controllers | 3.849% | 0 | 65.9222 | Commercial_2037_SC B_million_m3_Before Competition Groups_Advanced BAS/Controllers
Commercial | Com ¦ Demand Control Kitchen Ventilation | 2037 | SC B | million_m3 | Before Competition Groups | 65.4989 | 0 | 0 | 1712.6745 | 0.038244 | 11 | Commercial_2037_SC B_million_m3_Before Competition Groups_11 | Demand Control Kitchen Ventilation | 3.824% | 0 | 65.4989 | Commercial_2037_SC B_million_m3_Before Competition Groups_Demand Control Kitchen Ventilation
Commercial | Com ¦ Education and Capacity Building/Energy Behavior | 2037 | SC B | million_m3 | Before Competition Groups | 54.3186 | 0 | 0 | 1712.6745 | 0.031716 | 12 | Commercial_2037_SC B_million_m3_Before Competition Groups_12 | Education and Capacity Building/Energy Behavior | 3.172% | 0 | 54.3186 | Commercial_2037_SC B_million_m3_Before Competition Groups_Education and Capacity Building/Energy Behavior
Commercial | Com ¦ Steam System Optimization | 2037 | SC B | million_m3 | Before Competition Groups | 50.1591 | 0 | 0 | 1712.6745 | 0.029287 | 13 | Commercial_2037_SC B_million_m3_Before Competition Groups_13 | Steam System Optimization | 2.929% | 0 | 50.1591 | Commercial_2037_SC B_million_m3_Before Competition Groups_Steam System Optimization
Commercial | Com ¦ Destratification | 2037 | SC B | million_m3 | Before Competition Groups | 50.0878 | 0 | 0 | 1712.6745 | 0.029245 | 14 | Commercial_2037_SC B_million_m3_Before Competition Groups_14 | Destratification | 2.925% | 0 | 50.0878 | Commercial_2037_SC B_million_m3_Before Competition Groups_Destratification
Commercial | Com ¦ Furnace Tune-Up | 2037 | SC B | million_m3 | Before Competition Groups | 47.1858 | 0 | 0 | 1712.6745 | 0.027551 | 15 | Commercial_2037_SC B_million_m3_Before Competition Groups_15 | Furnace Tune-Up | 2.755% | 0 | 47.1858 | Commercial_2037_SC B_million_m3_Before Competition Groups_Furnace Tune-Up
Commercial | Com ¦ Condensing Unit Heaters or other Efficient Unit Heating System | 2037 | SC B | million_m3 | Before Competition Groups | 47.0039 | 0 | 0 | 1712.6745 | 0.027445 | 16 | Commercial_2037_SC B_million_m3_Before Competition Groups_16 | Condensing Unit Heaters or other Efficient Unit Heating System | 2.744% | 0 | 47.0039 | Commercial_2037_SC B_million_m3_Before Competition Groups_Condensing Unit Heaters or other Efficient Unit Heating System
Commercial | Com ¦ Wall Insulation | 2037 | SC B | million_m3 | Before Competition Groups | 26.4499 | 0 | 0 | 1712.6745 | 0.015444 | 17 | Commercial_2037_SC B_million_m3_Before Competition Groups_17 | Wall Insulation | 1.544% | 0 | 26.4499 | Commercial_2037_SC B_million_m3_Before Competition Groups_Wall Insulation
Commercial | Com ¦ Energy Efficient Laboratory Fume Hood | 2037 | SC B | million_m3 | Before Competition Groups | 18.5542 | 0 | 0 | 1712.6745 | 0.010833 | 18 | Commercial_2037_SC B_million_m3_Before Competition Groups_18 | Energy Efficient Laboratory Fume Hood | 1.083% | 0 | 18.5542 | Commercial_2037_SC B_million_m3_Before Competition Groups_Energy Efficient Laboratory Fume Hood
Commercial | Com ¦ Demand controlled Circulating Systems | 2037 | SC B | million_m3 | Before Competition Groups | 13.8944 | 0 | 0 | 1712.6745 | 0.0081127 | 19 | Commercial_2037_SC B_million_m3_Before Competition Groups_19 | Demand controlled Circulating Systems | 0.8113% | 0 | 13.8944 | Commercial_2037_SC B_million_m3_Before Competition Groups_Demand controlled Circulating Systems
Commercial | Com ¦ Duct Insulation, R8 | 2037 | SC B | million_m3 | Before Competition Groups | 10.8406 | 0 | 0 | 1712.6745 | 0.0063296 | 20 | Commercial_2037_SC B_million_m3_Before Competition Groups_20 | Duct Insulation, R8 | 0.633% | 0 | 10.8406 | Commercial_2037_SC B_million_m3_Before Competition Groups_Duct Insulation, R8
Commercial | Com ¦ Ozone Laundry Treatment | 2037 | SC B | million_m3 | Before Competition Groups | 7.6196 | 0 | 0 | 1712.6745 | 0.004449 | 21 | Commercial_2037_SC B_million_m3_Before Competition Groups_21 | Ozone Laundry Treatment | 0.4449% | 0 | 7.6196 | Commercial_2037_SC B_million_m3_Before Competition Groups_Ozone Laundry Treatment
Commercial | Com ¦ ENERGY STAR Fryer (84% eff) | 2037 | SC B | million_m3 | Before Competition Groups | 7.0667 | 0 | 0 | 1712.6745 | 0.0041261 | 22 | Commercial_2037_SC B_million_m3_Before Competition Groups_22 | ENERGY STAR Fryer (84% eff) | 0.4126% | 0 | 7.0667 | Commercial_2037_SC B_million_m3_Before Competition Groups_ENERGY STAR Fryer (84% eff)
Commercial | Com ¦ High Efficiency Underfired Broilers | 2037 | SC B | million_m3 | Before Competition Groups | 6.5452 | 0 | 0 | 1712.6745 | 0.0038216 | 23 | Commercial_2037_SC B_million_m3_Before Competition Groups_23 | High Efficiency Underfired Broilers | 0.3822% | 0 | 6.5452 | Commercial_2037_SC B_million_m3_Before Competition Groups_High Efficiency Underfired Broilers
Commercial | Com ¦ Infrared Heaters | 2037 | SC B | million_m3 | Before Competition Groups | 6.5239 | 0 | 0 | 1712.6745 | 0.0038092 | 24 | Commercial_2037_SC B_million_m3_Before Competition Groups_24 | Infrared Heaters | 0.3809% | 0 | 6.5239 | Commercial_2037_SC B_million_m3_Before Competition Groups_Infrared Heaters
Commercial | Com ¦ ENERGY STAR Griddle (74% eff) | 2037 | SC B | million_m3 | Before Competition Groups | 4.6902 | 0 | 0 | 1712.6745 | 0.0027385 | 25 | Commercial_2037_SC B_million_m3_Before Competition Groups_25 | ENERGY STAR Griddle (74% eff) | 0.2738% | 0 | 4.6902 | Commercial_2037_SC B_million_m3_Before Competition Groups_ENERGY STAR Griddle (74% eff)
Commercial | Com ¦ Energy Recovery Ventilation and Ventilation (Enhanced) | 2037 | SC B | million_m3 | Before Competition Groups | 3.8542 | 0 | 0 | 1712.6745 | 0.0022504 | 26 | Commercial_2037_SC B_million_m3_Before Competition Groups_26 | Energy Recovery Ventilation and Ventilation (Enhanced) | 0.225% | 0 | 3.8542 | Commercial_2037_SC B_million_m3_Before Competition Groups_Energy Recovery Ventilation and Ventilation (Enhanced)
Commercial | Com ¦ ENERGY STAR Dishwasher | 2037 | SC B | million_m3 | Before Competition Groups | 2.5127 | 0 | 0 | 1712.6745 | 0.0014671 | 27 | Commercial_2037_SC B_million_m3_Before Competition Groups_27 | ENERGY STAR Dishwasher | 0.1467% | 0 | 2.5127 | Commercial_2037_SC B_million_m3_Before Competition Groups_ENERGY STAR Dishwasher
Commercial | Com ¦ Heat Recovery Ventilator | 2037 | SC B | million_m3 | Before Competition Groups | 2.1767 | 0 | 0 | 1712.6745 | 0.0012709 | 28 | Commercial_2037_SC B_million_m3_Before Competition Groups_28 | Heat Recovery Ventilator | 0.1271% | 0 | 2.1767 | Commercial_2037_SC B_million_m3_Before Competition Groups_Heat Recovery Ventilator
Commercial | Com ¦ CEE Tier 2/Energy Star Clothes Washers | 2037 | SC B | million_m3 | Before Competition Groups | 1.1863 | 0 | 0 | 1712.6745 | 0.00069267 | 29 | Commercial_2037_SC B_million_m3_Before Competition Groups_29 | CEE Tier 2/Energy Star Clothes Washers | 0.06927% | 0 | 1.1863 | Commercial_2037_SC B_million_m3_Before Competition Groups_CEE Tier 2/Energy Star Clothes Washers
Commercial | Com ¦ Drain Water Heat Recovery (DWHR) ¦ Retro | 2037 | SC B | million_m3 | Before Competition Groups | 1.1565 | 0 | 0 | 1712.6745 | 0.00067523 | 30 | Commercial_2037_SC B_million_m3_Before Competition Groups_30 | Drain Water Heat Recovery (DWHR) ¦ Retro | 0.06752% | 0 | 1.1565 | Commercial_2037_SC B_million_m3_Before Competition Groups_Drain Water Heat Recovery (DWHR) ¦ Retro
Commercial | Com ¦ Low Flow Pre-Rinse Spray Nozzle | 2037 | SC B | million_m3 | Before Competition Groups | 0.54374 | 0 | 0 | 1712.6745 | 0.00031748 | 31 | Commercial_2037_SC B_million_m3_Before Competition Groups_31 | Low Flow Pre-Rinse Spray Nozzle | 0.03175% | 0 | 0.54374 | Commercial_2037_SC B_million_m3_Before Competition Groups_Low Flow Pre-Rinse Spray Nozzle
Commercial | Com ¦ ENERGY STAR Steam Cooker | 2037 | SC B | million_m3 | Before Competition Groups | 0.50575 | 0 | 0 | 1712.6745 | 0.0002953 | 32 | Commercial_2037_SC B_million_m3_Before Competition Groups_32 | ENERGY STAR Steam Cooker | 0.02953% | 0 | 0.50575 | Commercial_2037_SC B_million_m3_Before Competition Groups_ENERGY STAR Steam Cooker
Commercial | Com ¦ Drain Water Heat Recovery (DWHR) ¦New | 2037 | SC B | million_m3 | Before Competition Groups | 0.42865 | 0 | 0 | 1712.6745 | 0.00025028 | 33 | Commercial_2037_SC B_million_m3_Before Competition Groups_33 | Drain Water Heat Recovery (DWHR) ¦New | 0.02503% | 0 | 0.42865 | Commercial_2037_SC B_million_m3_Before Competition Groups_Drain Water Heat Recovery (DWHR) ¦New
Commercial | Com ¦ Gas Heat Pump Water Heater | 2037 | SC B | million_m3 | Before Competition Groups | 0.22675 | 0 | 0 | 1712.6745 | 0.00013239 | 34 | Commercial_2037_SC B_million_m3_Before Competition Groups_34 | Gas Heat Pump Water Heater | 0.01324% | 0 | 0.22675 | Commercial_2037_SC B_million_m3_Before Competition Groups_Gas Heat Pump Water Heater
Commercial | Com ¦ Solar Water Preheat (Pools/DHW) | 2037 | SC B | million_m3 | Before Competition Groups | 0.20448 | 0 | 0 | 1712.6745 | 0.0001194 | 35 | Commercial_2037_SC B_million_m3_Before Competition Groups_35 | Solar Water Preheat (Pools/DHW) | 0.01194% | 0 | 0.20448 | Commercial_2037_SC B_million_m3_Before Competition Groups_Solar Water Preheat (Pools/DHW)
Commercial | Com ¦ Air Curtains | 2037 | SC B | million_m3 | Before Competition Groups | 0.14635 | 0 | 0 | 1712.6745 | 8.5453e-05 | 36 | Commercial_2037_SC B_million_m3_Before Competition Groups_36 | Air Curtains | 0.008545% | 0 | 0.14635 | Commercial_2037_SC B_million_m3_Before Competition Groups_Air Curtains
Commercial | Com ¦ Condensing Boiler ¦ Std | 2037 | SC C | million_m3 | Before Competition Groups | 132.6498 | 0 | 0 | 1151.5964 | 0.11519 | 1 | Commercial_2037_SC C_million_m3_Before Competition Groups_1 | Condensing Boiler ¦ Std | 11.52% | 0 | 132.6498 | Commercial_2037_SC C_million_m3_Before Competition Groups_Condensing Boiler ¦ Std
Commercial | Com ¦ Demand Control Ventilation | 2037 | SC C | million_m3 | Before Competition Groups | 129.8406 | 0 | 0 | 1151.5964 | 0.11275 | 2 | Commercial_2037_SC C_million_m3_Before Competition Groups_2 | Demand Control Ventilation | 11.27% | 0 | 129.8406 | Commercial_2037_SC C_million_m3_Before Competition Groups_Demand Control Ventilation
Commercial | Com ¦ Adaptive Thermostats | 2037 | SC C | million_m3 | Before Competition Groups | 109.4687 | 0 | 0 | 1151.5964 | 0.095058 | 3 | Commercial_2037_SC C_million_m3_Before Competition Groups_3 | Adaptive Thermostats | 9.506% | 0 | 109.4687 | Commercial_2037_SC C_million_m3_Before Competition Groups_Adaptive Thermostats
Commercial | Com ¦ Boilers - Advanced Controls (Steam Systems) | 2037 | SC C | million_m3 | Before Competition Groups | 95.6839 | 0 | 0 | 1151.5964 | 0.083088 | 4 | Commercial_2037_SC C_million_m3_Before Competition Groups_4 | Boilers - Advanced Controls (Steam Systems) | 8.309% | 0 | 95.6839 | Commercial_2037_SC C_million_m3_Before Competition Groups_Boilers - Advanced Controls (Steam Systems)
Commercial | Com ¦ Gas Fired Rooftop Units | 2037 | SC C | million_m3 | Before Competition Groups | 94.7597 | 0 | 0 | 1151.5964 | 0.082285 | 5 | Commercial_2037_SC C_million_m3_Before Competition Groups_5 | Gas Fired Rooftop Units | 8.229% | 0 | 94.7597 | Commercial_2037_SC C_million_m3_Before Competition Groups_Gas Fired Rooftop Units
Commercial | Com ¦ Building Recommissioning, Operations and Maintenance (O&M) Improvements | 2037 | SC C | million_m3 | Before Competition Groups | 91.2988 | 0 | 0 | 1151.5964 | 0.07928 | 6 | Commercial_2037_SC C_million_m3_Before Competition Groups_6 | Building Recommissioning, Operations and Maintenance (O&M) Improvements | 7.928% | 0 | 91.2988 | Commercial_2037_SC C_million_m3_Before Competition Groups_Building Recommissioning, Operations and Maintenance (O&M) Improvements
Commercial | Com ¦ Condensing Make Up Air Unit | 2037 | SC C | million_m3 | Before Competition Groups | 67.4794 | 0 | 0 | 1151.5964 | 0.058596 | 7 | Commercial_2037_SC C_million_m3_Before Competition Groups_7 | Condensing Make Up Air Unit | 5.86% | 0 | 67.4794 | Commercial_2037_SC C_million_m3_Before Competition Groups_Condensing Make Up Air Unit
Commercial | Com ¦ Gas Fired Heat Pump | 2037 | SC C | million_m3 | Before Competition Groups | 56.9638 | 0 | 0 | 1151.5964 | 0.049465 | 8 | Commercial_2037_SC C_million_m3_Before Competition Groups_8 | Gas Fired Heat Pump | 4.947% | 0 | 56.9638 | Commercial_2037_SC C_million_m3_Before Competition Groups_Gas Fired Heat Pump
Commercial | Com ¦ Air Handler with Dedicated Outdoor Air Systems | 2037 | SC C | million_m3 | Before Competition Groups | 55.5353 | 0 | 0 | 1151.5964 | 0.048225 | 9 | Commercial_2037_SC C_million_m3_Before Competition Groups_9 | Air Handler with Dedicated Outdoor Air Systems | 4.822% | 0 | 55.5353 | Commercial_2037_SC C_million_m3_Before Competition Groups_Air Handler with Dedicated Outdoor Air Systems
Commercial | Com ¦ Demand Control Kitchen Ventilation | 2037 | SC C | million_m3 | Before Competition Groups | 49.6487 | 0 | 0 | 1151.5964 | 0.043113 | 10 | Commercial_2037_SC C_million_m3_Before Competition Groups_10 | Demand Control Kitchen Ventilation | 4.311% | 0 | 49.6487 | Commercial_2037_SC C_million_m3_Before Competition Groups_Demand Control Kitchen Ventilation
Commercial | Com ¦ Advanced BAS/Controllers | 2037 | SC C | million_m3 | Before Competition Groups | 42.4838 | 0 | 0 | 1151.5964 | 0.036891 | 11 | Commercial_2037_SC C_million_m3_Before Competition Groups_11 | Advanced BAS/Controllers | 3.689% | 0 | 42.4838 | Commercial_2037_SC C_million_m3_Before Competition Groups_Advanced BAS/Controllers
Commercial | Com ¦ Steam System Optimization | 2037 | SC C | million_m3 | Before Competition Groups | 36.974 | 0 | 0 | 1151.5964 | 0.032107 | 12 | Commercial_2037_SC C_million_m3_Before Competition Groups_12 | Steam System Optimization | 3.211% | 0 | 36.974 | Commercial_2037_SC C_million_m3_Before Competition Groups_Steam System Optimization
Commercial | Com ¦ Destratification | 2037 | SC C | million_m3 | Before Competition Groups | 36.5069 | 0 | 0 | 1151.5964 | 0.031701 | 13 | Commercial_2037_SC C_million_m3_Before Competition Groups_13 | Destratification | 3.17% | 0 | 36.5069 | Commercial_2037_SC C_million_m3_Before Competition Groups_Destratification
Commercial | Com ¦ Furnace Tune-Up | 2037 | SC C | million_m3 | Before Competition Groups | 34.5346 | 0 | 0 | 1151.5964 | 0.029988 | 14 | Commercial_2037_SC C_million_m3_Before Competition Groups_14 | Furnace Tune-Up | 2.999% | 0 | 34.5346 | Commercial_2037_SC C_million_m3_Before Competition Groups_Furnace Tune-Up
Commercial | Com ¦ Condensing Unit Heaters or other Efficient Unit Heating System | 2037 | SC C | million_m3 | Before Competition Groups | 32.1023 | 0 | 0 | 1151.5964 | 0.027876 | 15 | Commercial_2037_SC C_million_m3_Before Competition Groups_15 | Condensing Unit Heaters or other Efficient Unit Heating System | 2.788% | 0 | 32.1023 | Commercial_2037_SC C_million_m3_Before Competition Groups_Condensing Unit Heaters or other Efficient Unit Heating System
Commercial | Com ¦ Wall Insulation | 2037 | SC C | million_m3 | Before Competition Groups | 19.5106 | 0 | 0 | 1151.5964 | 0.016942 | 16 | Commercial_2037_SC C_million_m3_Before Competition Groups_16 | Wall Insulation | 1.694% | 0 | 19.5106 | Commercial_2037_SC C_million_m3_Before Competition Groups_Wall Insulation
Commercial | Com ¦ Education and Capacity Building/Energy Behavior | 2037 | SC C | million_m3 | Before Competition Groups | 10.8637 | 0 | 0 | 1151.5964 | 0.0094336 | 17 | Commercial_2037_SC C_million_m3_Before Competition Groups_17 | Education and Capacity Building/Energy Behavior | 0.9434% | 0 | 10.8637 | Commercial_2037_SC C_million_m3_Before Competition Groups_Education and Capacity Building/Energy Behavior
Commercial | Com ¦ Demand controlled Circulating Systems | 2037 | SC C | million_m3 | Before Competition Groups | 9.942 | 0 | 0 | 1151.5964 | 0.0086332 | 18 | Commercial_2037_SC C_million_m3_Before Competition Groups_18 | Demand controlled Circulating Systems | 0.8633% | 0 | 9.942 | Commercial_2037_SC C_million_m3_Before Competition Groups_Demand controlled Circulating Systems
Commercial | Com ¦ Duct Insulation, R8 | 2037 | SC C | million_m3 | Before Competition Groups | 7.5411 | 0 | 0 | 1151.5964 | 0.0065484 | 19 | Commercial_2037_SC C_million_m3_Before Competition Groups_19 | Duct Insulation, R8 | 0.6548% | 0 | 7.5411 | Commercial_2037_SC C_million_m3_Before Competition Groups_Duct Insulation, R8
Commercial | Com ¦ Energy Efficient Laboratory Fume Hood | 2037 | SC C | million_m3 | Before Competition Groups | 7.5167 | 0 | 0 | 1151.5964 | 0.0065272 | 20 | Commercial_2037_SC C_million_m3_Before Competition Groups_20 | Energy Efficient Laboratory Fume Hood | 0.6527% | 0 | 7.5167 | Commercial_2037_SC C_million_m3_Before Competition Groups_Energy Efficient Laboratory Fume Hood
Commercial | Com ¦ High Efficiency Underfired Broilers | 2037 | SC C | million_m3 | Before Competition Groups | 6.0258 | 0 | 0 | 1151.5964 | 0.0052326 | 21 | Commercial_2037_SC C_million_m3_Before Competition Groups_21 | High Efficiency Underfired Broilers | 0.5233% | 0 | 6.0258 | Commercial_2037_SC C_million_m3_Before Competition Groups_High Efficiency Underfired Broilers
Commercial | Com ¦ ENERGY STAR Fryer (84% eff) | 2037 | SC C | million_m3 | Before Competition Groups | 5.7228 | 0 | 0 | 1151.5964 | 0.0049694 | 22 | Commercial_2037_SC C_million_m3_Before Competition Groups_22 | ENERGY STAR Fryer (84% eff) | 0.4969% | 0 | 5.7228 | Commercial_2037_SC C_million_m3_Before Competition Groups_ENERGY STAR Fryer (84% eff)
Commercial | Com ¦ Ozone Laundry Treatment | 2037 | SC C | million_m3 | Before Competition Groups | 4.5891 | 0 | 0 | 1151.5964 | 0.0039849 | 23 | Commercial_2037_SC C_million_m3_Before Competition Groups_23 | Ozone Laundry Treatment | 0.3985% | 0 | 4.5891 | Commercial_2037_SC C_million_m3_Before Competition Groups_Ozone Laundry Treatment
Commercial | Com ¦ Infrared Heaters | 2037 | SC C | million_m3 | Before Competition Groups | 4.1363 | 0 | 0 | 1151.5964 | 0.0035918 | 24 | Commercial_2037_SC C_million_m3_Before Competition Groups_24 | Infrared Heaters | 0.3592% | 0 | 4.1363 | Commercial_2037_SC C_million_m3_Before Competition Groups_Infrared Heaters
Commercial | Com ¦ ENERGY STAR Griddle (74% eff) | 2037 | SC C | million_m3 | Before Competition Groups | 2.8052 | 0 | 0 | 1151.5964 | 0.0024359 | 25 | Commercial_2037_SC C_million_m3_Before Competition Groups_25 | ENERGY STAR Griddle (74% eff) | 0.2436% | 0 | 2.8052 | Commercial_2037_SC C_million_m3_Before Competition Groups_ENERGY STAR Griddle (74% eff)
Commercial | Com ¦ ENERGY STAR Dishwasher | 2037 | SC C | million_m3 | Before Competition Groups | 2.1773 | 0 | 0 | 1151.5964 | 0.0018906 | 26 | Commercial_2037_SC C_million_m3_Before Competition Groups_26 | ENERGY STAR Dishwasher | 0.1891% | 0 | 2.1773 | Commercial_2037_SC C_million_m3_Before Competition Groups_ENERGY STAR Dishwasher
Commercial | Com ¦ Energy Recovery Ventilation and Ventilation (Enhanced) | 2037 | SC C | million_m3 | Before Competition Groups | 1.2527 | 0 | 0 | 1151.5964 | 0.0010878 | 27 | Commercial_2037_SC C_million_m3_Before Competition Groups_27 | Energy Recovery Ventilation and Ventilation (Enhanced) | 0.1088% | 0 | 1.2527 | Commercial_2037_SC C_million_m3_Before Competition Groups_Energy Recovery Ventilation and Ventilation (Enhanced)
Commercial | Com ¦ CEE Tier 2/Energy Star Clothes Washers | 2037 | SC C | million_m3 | Before Competition Groups | 1.0216 | 0 | 0 | 1151.5964 | 0.0008871 | 28 | Commercial_2037_SC C_million_m3_Before Competition Groups_28 | CEE Tier 2/Energy Star Clothes Washers | 0.08871% | 0 | 1.0216 | Commercial_2037_SC C_million_m3_Before Competition Groups_CEE Tier 2/Energy Star Clothes Washers
Commercial | Com ¦ Drain Water Heat Recovery (DWHR) ¦ Retro | 2037 | SC C | million_m3 | Before Competition Groups | 0.8719 | 0 | 0 | 1151.5964 | 0.00075712 | 29 | Commercial_2037_SC C_million_m3_Before Competition Groups_29 | Drain Water Heat Recovery (DWHR) ¦ Retro | 0.07571% | 0 | 0.8719 | Commercial_2037_SC C_million_m3_Before Competition Groups_Drain Water Heat Recovery (DWHR) ¦ Retro
Commercial | Com ¦ ENERGY STAR Steam Cooker | 2037 | SC C | million_m3 | Before Competition Groups | 0.50575 | 0 | 0 | 1151.5964 | 0.00043917 | 30 | Commercial_2037_SC C_million_m3_Before Competition Groups_30 | ENERGY STAR Steam Cooker | 0.04392% | 0 | 0.50575 | Commercial_2037_SC C_million_m3_Before Competition Groups_ENERGY STAR Steam Cooker
Commercial | Com ¦ Low Flow Pre-Rinse Spray Nozzle | 2037 | SC C | million_m3 | Before Competition Groups | 0.44666 | 0 | 0 | 1151.5964 | 0.00038786 | 31 | Commercial_2037_SC C_million_m3_Before Competition Groups_31 | Low Flow Pre-Rinse Spray Nozzle | 0.03879% | 0 | 0.44666 | Commercial_2037_SC C_million_m3_Before Competition Groups_Low Flow Pre-Rinse Spray Nozzle
Commercial | Com ¦ Drain Water Heat Recovery (DWHR) ¦New | 2037 | SC C | million_m3 | Before Competition Groups | 0.31876 | 0 | 0 | 1151.5964 | 0.0002768 | 32 | Commercial_2037_SC C_million_m3_Before Competition Groups_32 | Drain Water Heat Recovery (DWHR) ¦New | 0.02768% | 0 | 0.31876 | Commercial_2037_SC C_million_m3_Before Competition Groups_Drain Water Heat Recovery (DWHR) ¦New
Commercial | Com ¦ Heat Recovery Ventilator | 2037 | SC C | million_m3 | Before Competition Groups | 0.28274 | 0 | 0 | 1151.5964 | 0.00024552 | 33 | Commercial_2037_SC C_million_m3_Before Competition Groups_33 | Heat Recovery Ventilator | 0.02455% | 0 | 0.28274 | Commercial_2037_SC C_million_m3_Before Competition Groups_Heat Recovery Ventilator
Commercial | Com ¦ Solar Water Preheat (Pools/DHW) | 2037 | SC C | million_m3 | Before Competition Groups | 0.12322 | 0 | 0 | 1151.5964 | 0.000107 | 34 | Commercial_2037_SC C_million_m3_Before Competition Groups_34 | Solar Water Preheat (Pools/DHW) | 0.0107% | 0 | 0.12322 | Commercial_2037_SC C_million_m3_Before Competition Groups_Solar Water Preheat (Pools/DHW)
Commercial | Com ¦ Gas Heat Pump Water Heater | 2037 | SC C | million_m3 | Before Competition Groups | 0.011046 | 0 | 0 | 1151.5964 | 9.5919e-06 | 35 | Commercial_2037_SC C_million_m3_Before Competition Groups_35 | Gas Heat Pump Water Heater | 0.0009592% | 0 | 0.011046 | Commercial_2037_SC C_million_m3_Before Competition Groups_Gas Heat Pump Water Heater
Commercial | Com ¦ Air Curtains | 2037 | SC C | million_m3 | Before Competition Groups | 0.00098868 | 0 | 0 | 1151.5964 | 8.5853e-07 | 36 | Commercial_2037_SC C_million_m3_Before Competition Groups_36 | Air Curtains | 8.585e-05% | 0 | 0.00098868 | Commercial_2037_SC C_million_m3_Before Competition Groups_Air Curtains
Commercial | Com ¦ Condensing Boiler ¦ Std | 2037 | Technical | million_m3 | Before Competition Groups | 345.2731 | 0 | 0 | 2310.0016 | 0.14947 | 1 | Commercial_2037_Technical_million_m3_Before Competition Groups_1 | Condensing Boiler ¦ Std | 14.95% | 0 | 345.2731 | Commercial_2037_Technical_million_m3_Before Competition Groups_Condensing Boiler ¦ Std
Commercial | Com ¦ Gas Fired Rooftop Units | 2037 | Technical | million_m3 | Before Competition Groups | 234.278 | 0 | 0 | 2310.0016 | 0.10142 | 2 | Commercial_2037_Technical_million_m3_Before Competition Groups_2 | Gas Fired Rooftop Units | 10.14% | 0 | 234.278 | Commercial_2037_Technical_million_m3_Before Competition Groups_Gas Fired Rooftop Units
Commercial | Com ¦ Demand Control Ventilation | 2037 | Technical | million_m3 | Before Competition Groups | 221.487 | 0 | 0 | 2310.0016 | 0.095882 | 3 | Commercial_2037_Technical_million_m3_Before Competition Groups_3 | Demand Control Ventilation | 9.588% | 0 | 221.487 | Commercial_2037_Technical_million_m3_Before Competition Groups_Demand Control Ventilation
Commercial | Com ¦ Building Recommissioning, Operations and Maintenance (O&M) Improvements | 2037 | Technical | million_m3 | Before Competition Groups | 204.4458 | 0 | 0 | 2310.0016 | 0.088505 | 4 | Commercial_2037_Technical_million_m3_Before Competition Groups_4 | Building Recommissioning, Operations and Maintenance (O&M) Improvements | 8.85% | 0 | 204.4458 | Commercial_2037_Technical_million_m3_Before Competition Groups_Building Recommissioning, Operations and Maintenance (O&M) Improvements
Commercial | Com ¦ Boilers - Advanced Controls (Steam Systems) | 2037 | Technical | million_m3 | Before Competition Groups | 150.8398 | 0 | 0 | 2310.0016 | 0.065299 | 5 | Commercial_2037_Technical_million_m3_Before Competition Groups_5 | Boilers - Advanced Controls (Steam Systems) | 6.53% | 0 | 150.8398 | Commercial_2037_Technical_million_m3_Before Competition Groups_Boilers - Advanced Controls (Steam Systems)
Commercial | Com ¦ Adaptive Thermostats | 2037 | Technical | million_m3 | Before Competition Groups | 134.2782 | 0 | 0 | 2310.0016 | 0.058129 | 6 | Commercial_2037_Technical_million_m3_Before Competition Groups_6 | Adaptive Thermostats | 5.813% | 0 | 134.2782 | Commercial_2037_Technical_million_m3_Before Competition Groups_Adaptive Thermostats
Commercial | Com ¦ Condensing Make Up Air Unit | 2037 | Technical | million_m3 | Before Competition Groups | 118.9473 | 0 | 0 | 2310.0016 | 0.051492 | 7 | Commercial_2037_Technical_million_m3_Before Competition Groups_7 | Condensing Make Up Air Unit | 5.149% | 0 | 118.9473 | Commercial_2037_Technical_million_m3_Before Competition Groups_Condensing Make Up Air Unit
Commercial | Com ¦ Gas Fired Heat Pump | 2037 | Technical | million_m3 | Before Competition Groups | 98.3719 | 0 | 0 | 2310.0016 | 0.042585 | 8 | Commercial_2037_Technical_million_m3_Before Competition Groups_8 | Gas Fired Heat Pump | 4.259% | 0 | 98.3719 | Commercial_2037_Technical_million_m3_Before Competition Groups_Gas Fired Heat Pump
Commercial | Com ¦ Advanced BAS/Controllers | 2037 | Technical | million_m3 | Before Competition Groups | 77.7091 | 0 | 0 | 2310.0016 | 0.03364 | 9 | Commercial_2037_Technical_million_m3_Before Competition Groups_9 | Advanced BAS/Controllers | 3.364% | 0 | 77.7091 | Commercial_2037_Technical_million_m3_Before Competition Groups_Advanced BAS/Controllers
Commercial | Com ¦ Air Handler with Dedicated Outdoor Air Systems | 2037 | Technical | million_m3 | Before Competition Groups | 76.2725 | 0 | 0 | 2310.0016 | 0.033018 | 10 | Commercial_2037_Technical_million_m3_Before Competition Groups_10 | Air Handler with Dedicated Outdoor Air Systems | 3.302% | 0 | 76.2725 | Commercial_2037_Technical_million_m3_Before Competition Groups_Air Handler with Dedicated Outdoor Air Systems
Commercial | Com ¦ Demand Control Kitchen Ventilation | 2037 | Technical | million_m3 | Before Competition Groups | 74.8732 | 0 | 0 | 2310.0016 | 0.032413 | 11 | Commercial_2037_Technical_million_m3_Before Competition Groups_11 | Demand Control Kitchen Ventilation | 3.241% | 0 | 74.8732 | Commercial_2037_Technical_million_m3_Before Competition Groups_Demand Control Kitchen Ventilation
Commercial | Com ¦ Condensing Unit Heaters or other Efficient Unit Heating System | 2037 | Technical | million_m3 | Before Competition Groups | 69.5974 | 0 | 0 | 2310.0016 | 0.030129 | 12 | Commercial_2037_Technical_million_m3_Before Competition Groups_12 | Condensing Unit Heaters or other Efficient Unit Heating System | 3.013% | 0 | 69.5974 | Commercial_2037_Technical_million_m3_Before Competition Groups_Condensing Unit Heaters or other Efficient Unit Heating System
Commercial | Com ¦ Energy Recovery Ventilation and Ventilation (Enhanced) | 2037 | Technical | million_m3 | Before Competition Groups | 67.6636 | 0 | 0 | 2310.0016 | 0.029292 | 13 | Commercial_2037_Technical_million_m3_Before Competition Groups_13 | Energy Recovery Ventilation and Ventilation (Enhanced) | 2.929% | 0 | 67.6636 | Commercial_2037_Technical_million_m3_Before Competition Groups_Energy Recovery Ventilation and Ventilation (Enhanced)
Commercial | Com ¦ Education and Capacity Building/Energy Behavior | 2037 | Technical | million_m3 | Before Competition Groups | 64.9629 | 0 | 0 | 2310.0016 | 0.028122 | 14 | Commercial_2037_Technical_million_m3_Before Competition Groups_14 | Education and Capacity Building/Energy Behavior | 2.812% | 0 | 64.9629 | Commercial_2037_Technical_million_m3_Before Competition Groups_Education and Capacity Building/Energy Behavior
Commercial | Com ¦ Steam System Optimization | 2037 | Technical | million_m3 | Before Competition Groups | 41.03 | 0 | 0 | 2310.0016 | 0.017762 | 15 | Commercial_2037_Technical_million_m3_Before Competition Groups_15 | Steam System Optimization | 1.776% | 0 | 41.03 | Commercial_2037_Technical_million_m3_Before Competition Groups_Steam System Optimization
Commercial | Com ¦ Destratification | 2037 | Technical | million_m3 | Before Competition Groups | 38.9416 | 0 | 0 | 2310.0016 | 0.016858 | 16 | Commercial_2037_Technical_million_m3_Before Competition Groups_16 | Destratification | 1.686% | 0 | 38.9416 | Commercial_2037_Technical_million_m3_Before Competition Groups_Destratification
Commercial | Com ¦ Furnace Tune-Up | 2037 | Technical | million_m3 | Before Competition Groups | 38.6822 | 0 | 0 | 2310.0016 | 0.016746 | 17 | Commercial_2037_Technical_million_m3_Before Competition Groups_17 | Furnace Tune-Up | 1.675% | 0 | 38.6822 | Commercial_2037_Technical_million_m3_Before Competition Groups_Furnace Tune-Up
Commercial | Com ¦ Super-High Efficiency Furnaces (Emerging Tech) | 2037 | Technical | million_m3 | Before Competition Groups | 29.7118 | 0 | 0 | 2310.0016 | 0.012862 | 18 | Commercial_2037_Technical_million_m3_Before Competition Groups_18 | Super-High Efficiency Furnaces (Emerging Tech) | 1.286% | 0 | 29.7118 | Commercial_2037_Technical_million_m3_Before Competition Groups_Super-High Efficiency Furnaces (Emerging Tech)
Commercial | Com ¦ Heat Recovery Ventilator | 2037 | Technical | million_m3 | Before Competition Groups | 28.9702 | 0 | 0 | 2310.0016 | 0.012541 | 19 | Commercial_2037_Technical_million_m3_Before Competition Groups_19 | Heat Recovery Ventilator | 1.254% | 0 | 28.9702 | Commercial_2037_Technical_million_m3_Before Competition Groups_Heat Recovery Ventilator
Commercial | Com ¦ High Efficiency Condensing Furnace AFUE 95% from 80% code | 2037 | Technical | million_m3 | Before Competition Groups | 28.4154 | 0 | 0 | 2310.0016 | 0.012301 | 20 | Commercial_2037_Technical_million_m3_Before Competition Groups_20 | High Efficiency Condensing Furnace AFUE 95% from 80% code | 1.23% | 0 | 28.4154 | Commercial_2037_Technical_million_m3_Before Competition Groups_High Efficiency Condensing Furnace AFUE 95% from 80% code
Commercial | Com ¦ Wall Insulation | 2037 | Technical | million_m3 | Before Competition Groups | 21.6325 | 0 | 0 | 2310.0016 | 0.0093647 | 21 | Commercial_2037_Technical_million_m3_Before Competition Groups_21 | Wall Insulation | 0.9365% | 0 | 21.6325 | Commercial_2037_Technical_million_m3_Before Competition Groups_Wall Insulation
Commercial | Com ¦ Boiler Measures | 2037 | Technical | million_m3 | Before Competition Groups | 18.1333 | 0 | 0 | 2310.0016 | 0.0078499 | 22 | Commercial_2037_Technical_million_m3_Before Competition Groups_22 | Boiler Measures | 0.785% | 0 | 18.1333 | Commercial_2037_Technical_million_m3_Before Competition Groups_Boiler Measures
Commercial | Com ¦ Energy Efficient Laboratory Fume Hood | 2037 | Technical | million_m3 | Before Competition Groups | 15.2744 | 0 | 0 | 2310.0016 | 0.0066123 | 23 | Commercial_2037_Technical_million_m3_Before Competition Groups_23 | Energy Efficient Laboratory Fume Hood | 0.6612% | 0 | 15.2744 | Commercial_2037_Technical_million_m3_Before Competition Groups_Energy Efficient Laboratory Fume Hood
Commercial | Com ¦ Demand controlled Circulating Systems | 2037 | Technical | million_m3 | Before Competition Groups | 11.3637 | 0 | 0 | 2310.0016 | 0.0049193 | 24 | Commercial_2037_Technical_million_m3_Before Competition Groups_24 | Demand controlled Circulating Systems | 0.4919% | 0 | 11.3637 | Commercial_2037_Technical_million_m3_Before Competition Groups_Demand controlled Circulating Systems
Commercial | Com ¦ Infrared Heaters | 2037 | Technical | million_m3 | Before Competition Groups | 10.2872 | 0 | 0 | 2310.0016 | 0.0044533 | 25 | Commercial_2037_Technical_million_m3_Before Competition Groups_25 | Infrared Heaters | 0.4453% | 0 | 10.2872 | Commercial_2037_Technical_million_m3_Before Competition Groups_Infrared Heaters
Commercial | Com ¦ ENERGY STAR Fryer (84% eff) | 2037 | Technical | million_m3 | Before Competition Groups | 10.0093 | 0 | 0 | 2310.0016 | 0.004333 | 26 | Commercial_2037_Technical_million_m3_Before Competition Groups_26 | ENERGY STAR Fryer (84% eff) | 0.4333% | 0 | 10.0093 | Commercial_2037_Technical_million_m3_Before Competition Groups_ENERGY STAR Fryer (84% eff)
Commercial | Com ¦ Roof Insulation/Ceiling Insulation (R25 Code to R35) | 2037 | Technical | million_m3 | Before Competition Groups | 9.2534 | 0 | 0 | 2310.0016 | 0.0040058 | 27 | Commercial_2037_Technical_million_m3_Before Competition Groups_27 | Roof Insulation/Ceiling Insulation (R25 Code to R35) | 0.4006% | 0 | 9.2534 | Commercial_2037_Technical_million_m3_Before Competition Groups_Roof Insulation/Ceiling Insulation (R25 Code to R35)
Commercial | Com ¦ Condensing Storage Water Heater | 2037 | Technical | million_m3 | Before Competition Groups | 8.9101 | 0 | 0 | 2310.0016 | 0.0038572 | 28 | Commercial_2037_Technical_million_m3_Before Competition Groups_28 | Condensing Storage Water Heater | 0.3857% | 0 | 8.9101 | Commercial_2037_Technical_million_m3_Before Competition Groups_Condensing Storage Water Heater
Commercial | Com ¦ Duct Insulation, R8 | 2037 | Technical | million_m3 | Before Competition Groups | 8.8774 | 0 | 0 | 2310.0016 | 0.003843 | 29 | Commercial_2037_Technical_million_m3_Before Competition Groups_29 | Duct Insulation, R8 | 0.3843% | 0 | 8.8774 | Commercial_2037_Technical_million_m3_Before Competition Groups_Duct Insulation, R8
Commercial | Com ¦ High Efficiency Underfired Broilers | 2037 | Technical | million_m3 | Before Competition Groups | 8.4955 | 0 | 0 | 2310.0016 | 0.0036777 | 30 | Commercial_2037_Technical_million_m3_Before Competition Groups_30 | High Efficiency Underfired Broilers | 0.3678% | 0 | 8.4955 | Commercial_2037_Technical_million_m3_Before Competition Groups_High Efficiency Underfired Broilers
Commercial | Com ¦ Ozone Laundry Treatment | 2037 | Technical | million_m3 | Before Competition Groups | 7.802 | 0 | 0 | 2310.0016 | 0.0033775 | 31 | Commercial_2037_Technical_million_m3_Before Competition Groups_31 | Ozone Laundry Treatment | 0.3377% | 0 | 7.802 | Commercial_2037_Technical_million_m3_Before Competition Groups_Ozone Laundry Treatment
Commercial | Com ¦ ENERGY STAR Griddle (74% eff) | 2037 | Technical | million_m3 | Before Competition Groups | 6.5741 | 0 | 0 | 2310.0016 | 0.0028459 | 32 | Commercial_2037_Technical_million_m3_Before Competition Groups_32 | ENERGY STAR Griddle (74% eff) | 0.2846% | 0 | 6.5741 | Commercial_2037_Technical_million_m3_Before Competition Groups_ENERGY STAR Griddle (74% eff)
Commercial | Com ¦ Condensing Tankless Water Heater | 2037 | Technical | million_m3 | Before Competition Groups | 5.1732 | 0 | 0 | 2310.0016 | 0.0022395 | 33 | Commercial_2037_Technical_million_m3_Before Competition Groups_33 | Condensing Tankless Water Heater | 0.2239% | 0 | 5.1732 | Commercial_2037_Technical_million_m3_Before Competition Groups_Condensing Tankless Water Heater
Commercial | Com ¦ Gas Heat Pump Water Heater | 2037 | Technical | million_m3 | Before Competition Groups | 4.4421 | 0 | 0 | 2310.0016 | 0.001923 | 34 | Commercial_2037_Technical_million_m3_Before Competition Groups_34 | Gas Heat Pump Water Heater | 0.1923% | 0 | 4.4421 | Commercial_2037_Technical_million_m3_Before Competition Groups_Gas Heat Pump Water Heater
Commercial | Com ¦ ENERGY STAR Dishwasher | 2037 | Technical | million_m3 | Before Competition Groups | 4.106 | 0 | 0 | 2310.0016 | 0.0017775 | 35 | Commercial_2037_Technical_million_m3_Before Competition Groups_35 | ENERGY STAR Dishwasher | 0.1777% | 0 | 4.106 | Commercial_2037_Technical_million_m3_Before Competition Groups_ENERGY STAR Dishwasher
Commercial | Com ¦ HOTEL OCCUPANCY CONTROLS (HVAC + LIGHTING) | 2037 | Technical | million_m3 | Before Competition Groups | 3.8723 | 0 | 0 | 2310.0016 | 0.0016763 | 36 | Commercial_2037_Technical_million_m3_Before Competition Groups_36 | HOTEL OCCUPANCY CONTROLS (HVAC + LIGHTING) | 0.1676% | 0 | 3.8723 | Commercial_2037_Technical_million_m3_Before Competition Groups_HOTEL OCCUPANCY CONTROLS (HVAC + LIGHTING)
Commercial | Com ¦ Dock Door Seals | 2037 | Technical | million_m3 | Before Competition Groups | 2.8624 | 0 | 0 | 2310.0016 | 0.0012391 | 37 | Commercial_2037_Technical_million_m3_Before Competition Groups_37 | Dock Door Seals | 0.1239% | 0 | 2.8624 | Commercial_2037_Technical_million_m3_Before Competition Groups_Dock Door Seals
Commercial | Com ¦ Ice Rink Heat Recovery | 2037 | Technical | million_m3 | Before Competition Groups | 2.8534 | 0 | 0 | 2310.0016 | 0.0012352 | 38 | Commercial_2037_Technical_million_m3_Before Competition Groups_38 | Ice Rink Heat Recovery | 0.1235% | 0 | 2.8534 | Commercial_2037_Technical_million_m3_Before Competition Groups_Ice Rink Heat Recovery
Commercial | Com ¦ CEE Tier 2/Energy Star Clothes Washers | 2037 | Technical | million_m3 | Before Competition Groups | 1.4474 | 0 | 0 | 2310.0016 | 0.00062657 | 39 | Commercial_2037_Technical_million_m3_Before Competition Groups_39 | CEE Tier 2/Energy Star Clothes Washers | 0.06266% | 0 | 1.4474 | Commercial_2037_Technical_million_m3_Before Competition Groups_CEE Tier 2/Energy Star Clothes Washers
Commercial | Com ¦ Drain Water Heat Recovery (DWHR) ¦ Retro | 2037 | Technical | million_m3 | Before Competition Groups | 0.93954 | 0 | 0 | 2310.0016 | 0.00040673 | 40 | Commercial_2037_Technical_million_m3_Before Competition Groups_40 | Drain Water Heat Recovery (DWHR) ¦ Retro | 0.04067% | 0 | 0.93954 | Commercial_2037_Technical_million_m3_Before Competition Groups_Drain Water Heat Recovery (DWHR) ¦ Retro
Commercial | Com ¦ Low Flow Pre-Rinse Spray Nozzle | 2037 | Technical | million_m3 | Before Competition Groups | 0.71924 | 0 | 0 | 2310.0016 | 0.00031136 | 41 | Commercial_2037_Technical_million_m3_Before Competition Groups_41 | Low Flow Pre-Rinse Spray Nozzle | 0.03114% | 0 | 0.71924 | Commercial_2037_Technical_million_m3_Before Competition Groups_Low Flow Pre-Rinse Spray Nozzle
Commercial | Com ¦ ENERGY STAR Steam Cooker | 2037 | Technical | million_m3 | Before Competition Groups | 0.71623 | 0 | 0 | 2310.0016 | 0.00031006 | 42 | Commercial_2037_Technical_million_m3_Before Competition Groups_42 | ENERGY STAR Steam Cooker | 0.03101% | 0 | 0.71623 | Commercial_2037_Technical_million_m3_Before Competition Groups_ENERGY STAR Steam Cooker
Commercial | Com ¦ Drain Water Heat Recovery (DWHR) ¦New | 2037 | Technical | million_m3 | Before Competition Groups | 0.69808 | 0 | 0 | 2310.0016 | 0.0003022 | 43 | Commercial_2037_Technical_million_m3_Before Competition Groups_43 | Drain Water Heat Recovery (DWHR) ¦New | 0.03022% | 0 | 0.69808 | Commercial_2037_Technical_million_m3_Before Competition Groups_Drain Water Heat Recovery (DWHR) ¦New
Commercial | Com ¦ Solar Water Preheat (Pools/DHW) | 2037 | Technical | million_m3 | Before Competition Groups | 0.35601 | 0 | 0 | 2310.0016 | 0.00015412 | 44 | Commercial_2037_Technical_million_m3_Before Competition Groups_44 | Solar Water Preheat (Pools/DHW) | 0.01541% | 0 | 0.35601 | Commercial_2037_Technical_million_m3_Before Competition Groups_Solar Water Preheat (Pools/DHW)
Commercial | Com ¦ Gas Convection Oven | 2037 | Technical | million_m3 | Before Competition Groups | 0.16955 | 0 | 0 | 2310.0016 | 7.3397e-05 | 45 | Commercial_2037_Technical_million_m3_Before Competition Groups_45 | Gas Convection Oven | 0.00734% | 0 | 0.16955 | Commercial_2037_Technical_million_m3_Before Competition Groups_Gas Convection Oven
Commercial | Com ¦ Air Curtains | 2037 | Technical | million_m3 | Before Competition Groups | 0.1495 | 0 | 0 | 2310.0016 | 6.472e-05 | 46 | Commercial_2037_Technical_million_m3_Before Competition Groups_46 | Air Curtains | 0.006472% | 0 | 0.1495 | Commercial_2037_Technical_million_m3_Before Competition Groups_Air Curtains
Commercial | Com ¦ Solar Preheat Make up Air | 2037 | Technical | million_m3 | Before Competition Groups | 0.051367 | 0 | 0 | 2310.0016 | 2.2237e-05 | 47 | Commercial_2037_Technical_million_m3_Before Competition Groups_47 | Solar Preheat Make up Air | 0.002224% | 0 | 0.051367 | Commercial_2037_Technical_million_m3_Before Competition Groups_Solar Preheat Make up Air
Commercial | Com ¦ Super High Perf Glazing ¦RET | 2037 | Technical | million_m3 | Before Competition Groups | 0.046416 | 0 | 0 | 2310.0016 | 2.0093e-05 | 48 | Commercial_2037_Technical_million_m3_Before Competition Groups_48 | Super High Perf Glazing ¦RET | 0.002009% | 0 | 0.046416 | Commercial_2037_Technical_million_m3_Before Competition Groups_Super High Perf Glazing ¦RET
Commercial | Com ¦ Super High Perf Glazing ¦New | 2037 | Technical | million_m3 | Before Competition Groups | 0.03514 | 0 | 0 | 2310.0016 | 1.5212e-05 | 49 | Commercial_2037_Technical_million_m3_Before Competition Groups_49 | Super High Perf Glazing ¦New | 0.001521% | 0 | 0.03514 | Commercial_2037_Technical_million_m3_Before Competition Groups_Super High Perf Glazing ¦New
Commercial | Com ¦ Condensing Boiler ¦ Std | 2038 | Economic | million_m3 | Before Competition Groups | 358.9841 | 0 | 0 | 2126.5893 | 0.16881 | 1 | Commercial_2038_Economic_million_m3_Before Competition Groups_1 | Condensing Boiler ¦ Std | 16.88% | 0 | 358.9841 | Commercial_2038_Economic_million_m3_Before Competition Groups_Condensing Boiler ¦ Std
Commercial | Com ¦ Gas Fired Rooftop Units | 2038 | Economic | million_m3 | Before Competition Groups | 242.2324 | 0 | 0 | 2126.5893 | 0.11391 | 2 | Commercial_2038_Economic_million_m3_Before Competition Groups_2 | Gas Fired Rooftop Units | 11.39% | 0 | 242.2324 | Commercial_2038_Economic_million_m3_Before Competition Groups_Gas Fired Rooftop Units
Commercial | Com ¦ Demand Control Ventilation | 2038 | Economic | million_m3 | Before Competition Groups | 216.2171 | 0 | 0 | 2126.5893 | 0.10167 | 3 | Commercial_2038_Economic_million_m3_Before Competition Groups_3 | Demand Control Ventilation | 10.17% | 0 | 216.2171 | Commercial_2038_Economic_million_m3_Before Competition Groups_Demand Control Ventilation
Commercial | Com ¦ Building Recommissioning, Operations and Maintenance (O&M) Improvements | 2038 | Economic | million_m3 | Before Competition Groups | 200.3364 | 0 | 0 | 2126.5893 | 0.094205 | 4 | Commercial_2038_Economic_million_m3_Before Competition Groups_4 | Building Recommissioning, Operations and Maintenance (O&M) Improvements | 9.421% | 0 | 200.3364 | Commercial_2038_Economic_million_m3_Before Competition Groups_Building Recommissioning, Operations and Maintenance (O&M) Improvements
Commercial | Com ¦ Boilers - Advanced Controls (Steam Systems) | 2038 | Economic | million_m3 | Before Competition Groups | 152.188 | 0 | 0 | 2126.5893 | 0.071564 | 5 | Commercial_2038_Economic_million_m3_Before Competition Groups_5 | Boilers - Advanced Controls (Steam Systems) | 7.156% | 0 | 152.188 | Commercial_2038_Economic_million_m3_Before Competition Groups_Boilers - Advanced Controls (Steam Systems)
Commercial | Com ¦ Adaptive Thermostats | 2038 | Economic | million_m3 | Before Competition Groups | 134.6723 | 0 | 0 | 2126.5893 | 0.063328 | 6 | Commercial_2038_Economic_million_m3_Before Competition Groups_6 | Adaptive Thermostats | 6.333% | 0 | 134.6723 | Commercial_2038_Economic_million_m3_Before Competition Groups_Adaptive Thermostats
Commercial | Com ¦ Condensing Make Up Air Unit | 2038 | Economic | million_m3 | Before Competition Groups | 123.4448 | 0 | 0 | 2126.5893 | 0.058048 | 7 | Commercial_2038_Economic_million_m3_Before Competition Groups_7 | Condensing Make Up Air Unit | 5.805% | 0 | 123.4448 | Commercial_2038_Economic_million_m3_Before Competition Groups_Condensing Make Up Air Unit
Commercial | Com ¦ Gas Fired Heat Pump | 2038 | Economic | million_m3 | Before Competition Groups | 101.1507 | 0 | 0 | 2126.5893 | 0.047565 | 8 | Commercial_2038_Economic_million_m3_Before Competition Groups_8 | Gas Fired Heat Pump | 4.756% | 0 | 101.1507 | Commercial_2038_Economic_million_m3_Before Competition Groups_Gas Fired Heat Pump
Commercial | Com ¦ Advanced BAS/Controllers | 2038 | Economic | million_m3 | Before Competition Groups | 78.346 | 0 | 0 | 2126.5893 | 0.036841 | 9 | Commercial_2038_Economic_million_m3_Before Competition Groups_9 | Advanced BAS/Controllers | 3.684% | 0 | 78.346 | Commercial_2038_Economic_million_m3_Before Competition Groups_Advanced BAS/Controllers
Commercial | Com ¦ Demand Control Kitchen Ventilation | 2038 | Economic | million_m3 | Before Competition Groups | 76.0124 | 0 | 0 | 2126.5893 | 0.035744 | 10 | Commercial_2038_Economic_million_m3_Before Competition Groups_10 | Demand Control Kitchen Ventilation | 3.574% | 0 | 76.0124 | Commercial_2038_Economic_million_m3_Before Competition Groups_Demand Control Kitchen Ventilation
Commercial | Com ¦ Air Handler with Dedicated Outdoor Air Systems | 2038 | Economic | million_m3 | Before Competition Groups | 74.7395 | 0 | 0 | 2126.5893 | 0.035145 | 11 | Commercial_2038_Economic_million_m3_Before Competition Groups_11 | Air Handler with Dedicated Outdoor Air Systems | 3.515% | 0 | 74.7395 | Commercial_2038_Economic_million_m3_Before Competition Groups_Air Handler with Dedicated Outdoor Air Systems
Commercial | Com ¦ Condensing Unit Heaters or other Efficient Unit Heating System | 2038 | Economic | million_m3 | Before Competition Groups | 72.1218 | 0 | 0 | 2126.5893 | 0.033914 | 12 | Commercial_2038_Economic_million_m3_Before Competition Groups_12 | Condensing Unit Heaters or other Efficient Unit Heating System | 3.391% | 0 | 72.1218 | Commercial_2038_Economic_million_m3_Before Competition Groups_Condensing Unit Heaters or other Efficient Unit Heating System
Commercial | Com ¦ Education and Capacity Building/Energy Behavior | 2038 | Economic | million_m3 | Before Competition Groups | 62.9302 | 0 | 0 | 2126.5893 | 0.029592 | 13 | Commercial_2038_Economic_million_m3_Before Competition Groups_13 | Education and Capacity Building/Energy Behavior | 2.959% | 0 | 62.9302 | Commercial_2038_Economic_million_m3_Before Competition Groups_Education and Capacity Building/Energy Behavior
Commercial | Com ¦ Steam System Optimization | 2038 | Economic | million_m3 | Before Competition Groups | 40.2053 | 0 | 0 | 2126.5893 | 0.018906 | 14 | Commercial_2038_Economic_million_m3_Before Competition Groups_14 | Steam System Optimization | 1.891% | 0 | 40.2053 | Commercial_2038_Economic_million_m3_Before Competition Groups_Steam System Optimization
Commercial | Com ¦ Destratification | 2038 | Economic | million_m3 | Before Competition Groups | 38.0399 | 0 | 0 | 2126.5893 | 0.017888 | 15 | Commercial_2038_Economic_million_m3_Before Competition Groups_15 | Destratification | 1.789% | 0 | 38.0399 | Commercial_2038_Economic_million_m3_Before Competition Groups_Destratification
Commercial | Com ¦ Furnace Tune-Up | 2038 | Economic | million_m3 | Before Competition Groups | 37.9047 | 0 | 0 | 2126.5893 | 0.017824 | 16 | Commercial_2038_Economic_million_m3_Before Competition Groups_16 | Furnace Tune-Up | 1.782% | 0 | 37.9047 | Commercial_2038_Economic_million_m3_Before Competition Groups_Furnace Tune-Up
Commercial | Com ¦ Wall Insulation | 2038 | Economic | million_m3 | Before Competition Groups | 21.1977 | 0 | 0 | 2126.5893 | 0.0099679 | 17 | Commercial_2038_Economic_million_m3_Before Competition Groups_17 | Wall Insulation | 0.9968% | 0 | 21.1977 | Commercial_2038_Economic_million_m3_Before Competition Groups_Wall Insulation
Commercial | Com ¦ Energy Efficient Laboratory Fume Hood | 2038 | Economic | million_m3 | Before Competition Groups | 14.9674 | 0 | 0 | 2126.5893 | 0.0070382 | 18 | Commercial_2038_Economic_million_m3_Before Competition Groups_18 | Energy Efficient Laboratory Fume Hood | 0.7038% | 0 | 14.9674 | Commercial_2038_Economic_million_m3_Before Competition Groups_Energy Efficient Laboratory Fume Hood
Commercial | Com ¦ Demand controlled Circulating Systems | 2038 | Economic | million_m3 | Before Competition Groups | 11.1353 | 0 | 0 | 2126.5893 | 0.0052362 | 19 | Commercial_2038_Economic_million_m3_Before Competition Groups_19 | Demand controlled Circulating Systems | 0.5236% | 0 | 11.1353 | Commercial_2038_Economic_million_m3_Before Competition Groups_Demand controlled Circulating Systems
Commercial | Com ¦ Infrared Heaters | 2038 | Economic | million_m3 | Before Competition Groups | 10.625 | 0 | 0 | 2126.5893 | 0.0049963 | 20 | Commercial_2038_Economic_million_m3_Before Competition Groups_20 | Infrared Heaters | 0.4996% | 0 | 10.625 | Commercial_2038_Economic_million_m3_Before Competition Groups_Infrared Heaters
Commercial | Com ¦ ENERGY STAR Fryer (84% eff) | 2038 | Economic | million_m3 | Before Competition Groups | 10.3115 | 0 | 0 | 2126.5893 | 0.0048488 | 21 | Commercial_2038_Economic_million_m3_Before Competition Groups_21 | ENERGY STAR Fryer (84% eff) | 0.4849% | 0 | 10.3115 | Commercial_2038_Economic_million_m3_Before Competition Groups_ENERGY STAR Fryer (84% eff)
Commercial | Com ¦ High Efficiency Underfired Broilers | 2038 | Economic | million_m3 | Before Competition Groups | 8.7519 | 0 | 0 | 2126.5893 | 0.0041154 | 22 | Commercial_2038_Economic_million_m3_Before Competition Groups_22 | High Efficiency Underfired Broilers | 0.4115% | 0 | 8.7519 | Commercial_2038_Economic_million_m3_Before Competition Groups_High Efficiency Underfired Broilers
Commercial | Com ¦ Duct Insulation, R8 | 2038 | Economic | million_m3 | Before Competition Groups | 8.699 | 0 | 0 | 2126.5893 | 0.0040906 | 23 | Commercial_2038_Economic_million_m3_Before Competition Groups_23 | Duct Insulation, R8 | 0.4091% | 0 | 8.699 | Commercial_2038_Economic_million_m3_Before Competition Groups_Duct Insulation, R8
Commercial | Com ¦ Ozone Laundry Treatment | 2038 | Economic | million_m3 | Before Competition Groups | 7.8499 | 0 | 0 | 2126.5893 | 0.0036913 | 24 | Commercial_2038_Economic_million_m3_Before Competition Groups_24 | Ozone Laundry Treatment | 0.3691% | 0 | 7.8499 | Commercial_2038_Economic_million_m3_Before Competition Groups_Ozone Laundry Treatment
Commercial | Com ¦ ENERGY STAR Griddle (74% eff) | 2038 | Economic | million_m3 | Before Competition Groups | 6.7712 | 0 | 0 | 2126.5893 | 0.0031841 | 25 | Commercial_2038_Economic_million_m3_Before Competition Groups_25 | ENERGY STAR Griddle (74% eff) | 0.3184% | 0 | 6.7712 | Commercial_2038_Economic_million_m3_Before Competition Groups_ENERGY STAR Griddle (74% eff)
Commercial | Com ¦ Energy Recovery Ventilation and Ventilation (Enhanced) | 2038 | Economic | million_m3 | Before Competition Groups | 4.6278 | 0 | 0 | 2126.5893 | 0.0021761 | 26 | Commercial_2038_Economic_million_m3_Before Competition Groups_26 | Energy Recovery Ventilation and Ventilation (Enhanced) | 0.2176% | 0 | 4.6278 | Commercial_2038_Economic_million_m3_Before Competition Groups_Energy Recovery Ventilation and Ventilation (Enhanced)
Commercial | Com ¦ ENERGY STAR Dishwasher | 2038 | Economic | million_m3 | Before Competition Groups | 4.1678 | 0 | 0 | 2126.5893 | 0.0019599 | 27 | Commercial_2038_Economic_million_m3_Before Competition Groups_27 | ENERGY STAR Dishwasher | 0.196% | 0 | 4.1678 | Commercial_2038_Economic_million_m3_Before Competition Groups_ENERGY STAR Dishwasher
Commercial | Com ¦ Heat Recovery Ventilator | 2038 | Economic | million_m3 | Before Competition Groups | 2.3993 | 0 | 0 | 2126.5893 | 0.0011282 | 28 | Commercial_2038_Economic_million_m3_Before Competition Groups_28 | Heat Recovery Ventilator | 0.1128% | 0 | 2.3993 | Commercial_2038_Economic_million_m3_Before Competition Groups_Heat Recovery Ventilator
Commercial | Com ¦ CEE Tier 2/Energy Star Clothes Washers | 2038 | Economic | million_m3 | Before Competition Groups | 1.4783 | 0 | 0 | 2126.5893 | 0.00069516 | 29 | Commercial_2038_Economic_million_m3_Before Competition Groups_29 | CEE Tier 2/Energy Star Clothes Washers | 0.06952% | 0 | 1.4783 | Commercial_2038_Economic_million_m3_Before Competition Groups_CEE Tier 2/Energy Star Clothes Washers
Commercial | Com ¦ Drain Water Heat Recovery (DWHR) ¦ Retro | 2038 | Economic | million_m3 | Before Competition Groups | 0.92065 | 0 | 0 | 2126.5893 | 0.00043292 | 30 | Commercial_2038_Economic_million_m3_Before Competition Groups_30 | Drain Water Heat Recovery (DWHR) ¦ Retro | 0.04329% | 0 | 0.92065 | Commercial_2038_Economic_million_m3_Before Competition Groups_Drain Water Heat Recovery (DWHR) ¦ Retro
Commercial | Com ¦ ENERGY STAR Steam Cooker | 2038 | Economic | million_m3 | Before Competition Groups | 0.73785 | 0 | 0 | 2126.5893 | 0.00034696 | 31 | Commercial_2038_Economic_million_m3_Before Competition Groups_31 | ENERGY STAR Steam Cooker | 0.0347% | 0 | 0.73785 | Commercial_2038_Economic_million_m3_Before Competition Groups_ENERGY STAR Steam Cooker
Commercial | Com ¦ Drain Water Heat Recovery (DWHR) ¦New | 2038 | Economic | million_m3 | Before Competition Groups | 0.73072 | 0 | 0 | 2126.5893 | 0.00034361 | 32 | Commercial_2038_Economic_million_m3_Before Competition Groups_32 | Drain Water Heat Recovery (DWHR) ¦New | 0.03436% | 0 | 0.73072 | Commercial_2038_Economic_million_m3_Before Competition Groups_Drain Water Heat Recovery (DWHR) ¦New
Commercial | Com ¦ Low Flow Pre-Rinse Spray Nozzle | 2038 | Economic | million_m3 | Before Competition Groups | 0.72135 | 0 | 0 | 2126.5893 | 0.0003392 | 33 | Commercial_2038_Economic_million_m3_Before Competition Groups_33 | Low Flow Pre-Rinse Spray Nozzle | 0.03392% | 0 | 0.72135 | Commercial_2038_Economic_million_m3_Before Competition Groups_Low Flow Pre-Rinse Spray Nozzle
Commercial | Com ¦ Gas Heat Pump Water Heater | 2038 | Economic | million_m3 | Before Competition Groups | 0.46783 | 0 | 0 | 2126.5893 | 0.00021999 | 34 | Commercial_2038_Economic_million_m3_Before Competition Groups_34 | Gas Heat Pump Water Heater | 0.022% | 0 | 0.46783 | Commercial_2038_Economic_million_m3_Before Competition Groups_Gas Heat Pump Water Heater
Commercial | Com ¦ Solar Water Preheat (Pools/DHW) | 2038 | Economic | million_m3 | Before Competition Groups | 0.35252 | 0 | 0 | 2126.5893 | 0.00016577 | 35 | Commercial_2038_Economic_million_m3_Before Competition Groups_35 | Solar Water Preheat (Pools/DHW) | 0.01658% | 0 | 0.35252 | Commercial_2038_Economic_million_m3_Before Competition Groups_Solar Water Preheat (Pools/DHW)
Commercial | Com ¦ Air Curtains | 2038 | Economic | million_m3 | Before Competition Groups | 0.15085 | 0 | 0 | 2126.5893 | 7.0937e-05 | 36 | Commercial_2038_Economic_million_m3_Before Competition Groups_36 | Air Curtains | 0.007094% | 0 | 0.15085 | Commercial_2038_Economic_million_m3_Before Competition Groups_Air Curtains
Commercial | Com ¦ Demand Control Ventilation | 2038 | SC A | million_m3 | Before Competition Groups | 122.4764 | 0 | 0 | 1079.6995 | 0.11344 | 1 | Commercial_2038_SC A_million_m3_Before Competition Groups_1 | Demand Control Ventilation | 11.34% | 0 | 122.4764 | Commercial_2038_SC A_million_m3_Before Competition Groups_Demand Control Ventilation
Commercial | Com ¦ Adaptive Thermostats | 2038 | SC A | million_m3 | Before Competition Groups | 113.7078 | 0 | 0 | 1079.6995 | 0.10531 | 2 | Commercial_2038_SC A_million_m3_Before Competition Groups_2 | Adaptive Thermostats | 10.53% | 0 | 113.7078 | Commercial_2038_SC A_million_m3_Before Competition Groups_Adaptive Thermostats
Commercial | Com ¦ Gas Fired Rooftop Units | 2038 | SC A | million_m3 | Before Competition Groups | 101.9559 | 0 | 0 | 1079.6995 | 0.09443 | 3 | Commercial_2038_SC A_million_m3_Before Competition Groups_3 | Gas Fired Rooftop Units | 9.443% | 0 | 101.9559 | Commercial_2038_SC A_million_m3_Before Competition Groups_Gas Fired Rooftop Units
Commercial | Com ¦ Boilers - Advanced Controls (Steam Systems) | 2038 | SC A | million_m3 | Before Competition Groups | 98.3231 | 0 | 0 | 1079.6995 | 0.091065 | 4 | Commercial_2038_SC A_million_m3_Before Competition Groups_4 | Boilers - Advanced Controls (Steam Systems) | 9.107% | 0 | 98.3231 | Commercial_2038_SC A_million_m3_Before Competition Groups_Boilers - Advanced Controls (Steam Systems)
Commercial | Com ¦ Building Recommissioning, Operations and Maintenance (O&M) Improvements | 2038 | SC A | million_m3 | Before Competition Groups | 94.6902 | 0 | 0 | 1079.6995 | 0.087701 | 5 | Commercial_2038_SC A_million_m3_Before Competition Groups_5 | Building Recommissioning, Operations and Maintenance (O&M) Improvements | 8.77% | 0 | 94.6902 | Commercial_2038_SC A_million_m3_Before Competition Groups_Building Recommissioning, Operations and Maintenance (O&M) Improvements
Commercial | Com ¦ Condensing Boiler ¦ Std | 2038 | SC A | million_m3 | Before Competition Groups | 76.2927 | 0 | 0 | 1079.6995 | 0.070661 | 6 | Commercial_2038_SC A_million_m3_Before Competition Groups_6 | Condensing Boiler ¦ Std | 7.066% | 0 | 76.2927 | Commercial_2038_SC A_million_m3_Before Competition Groups_Condensing Boiler ¦ Std
Commercial | Com ¦ Condensing Make Up Air Unit | 2038 | SC A | million_m3 | Before Competition Groups | 66.9375 | 0 | 0 | 1079.6995 | 0.061996 | 7 | Commercial_2038_SC A_million_m3_Before Competition Groups_7 | Condensing Make Up Air Unit | 6.2% | 0 | 66.9375 | Commercial_2038_SC A_million_m3_Before Competition Groups_Condensing Make Up Air Unit
Commercial | Com ¦ Gas Fired Heat Pump | 2038 | SC A | million_m3 | Before Competition Groups | 53.5171 | 0 | 0 | 1079.6995 | 0.049567 | 8 | Commercial_2038_SC A_million_m3_Before Competition Groups_8 | Gas Fired Heat Pump | 4.957% | 0 | 53.5171 | Commercial_2038_SC A_million_m3_Before Competition Groups_Gas Fired Heat Pump
Commercial | Com ¦ Demand Control Kitchen Ventilation | 2038 | SC A | million_m3 | Before Competition Groups | 50.4437 | 0 | 0 | 1079.6995 | 0.04672 | 9 | Commercial_2038_SC A_million_m3_Before Competition Groups_9 | Demand Control Kitchen Ventilation | 4.672% | 0 | 50.4437 | Commercial_2038_SC A_million_m3_Before Competition Groups_Demand Control Kitchen Ventilation
Commercial | Com ¦ Air Handler with Dedicated Outdoor Air Systems | 2038 | SC A | million_m3 | Before Competition Groups | 47.2582 | 0 | 0 | 1079.6995 | 0.04377 | 10 | Commercial_2038_SC A_million_m3_Before Competition Groups_10 | Air Handler with Dedicated Outdoor Air Systems | 4.377% | 0 | 47.2582 | Commercial_2038_SC A_million_m3_Before Competition Groups_Air Handler with Dedicated Outdoor Air Systems
Commercial | Com ¦ Advanced BAS/Controllers | 2038 | SC A | million_m3 | Before Competition Groups | 43.4624 | 0 | 0 | 1079.6995 | 0.040254 | 11 | Commercial_2038_SC A_million_m3_Before Competition Groups_11 | Advanced BAS/Controllers | 4.025% | 0 | 43.4624 | Commercial_2038_SC A_million_m3_Before Competition Groups_Advanced BAS/Controllers
Commercial | Com ¦ Steam System Optimization | 2038 | SC A | million_m3 | Before Competition Groups | 38.3009 | 0 | 0 | 1079.6995 | 0.035474 | 12 | Commercial_2038_SC A_million_m3_Before Competition Groups_12 | Steam System Optimization | 3.547% | 0 | 38.3009 | Commercial_2038_SC A_million_m3_Before Competition Groups_Steam System Optimization
Commercial | Com ¦ Furnace Tune-Up | 2038 | SC A | million_m3 | Before Competition Groups | 35.7963 | 0 | 0 | 1079.6995 | 0.033154 | 13 | Commercial_2038_SC A_million_m3_Before Competition Groups_13 | Furnace Tune-Up | 3.315% | 0 | 35.7963 | Commercial_2038_SC A_million_m3_Before Competition Groups_Furnace Tune-Up
Commercial | Com ¦ Destratification | 2038 | SC A | million_m3 | Before Competition Groups | 35.7877 | 0 | 0 | 1079.6995 | 0.033146 | 14 | Commercial_2038_SC A_million_m3_Before Competition Groups_14 | Destratification | 3.315% | 0 | 35.7877 | Commercial_2038_SC A_million_m3_Before Competition Groups_Destratification
Commercial | Com ¦ Condensing Unit Heaters or other Efficient Unit Heating System | 2038 | SC A | million_m3 | Before Competition Groups | 25.7133 | 0 | 0 | 1079.6995 | 0.023815 | 15 | Commercial_2038_SC A_million_m3_Before Competition Groups_15 | Condensing Unit Heaters or other Efficient Unit Heating System | 2.382% | 0 | 25.7133 | Commercial_2038_SC A_million_m3_Before Competition Groups_Condensing Unit Heaters or other Efficient Unit Heating System
Commercial | Com ¦ Wall Insulation | 2038 | SC A | million_m3 | Before Competition Groups | 19.8867 | 0 | 0 | 1079.6995 | 0.018419 | 16 | Commercial_2038_SC A_million_m3_Before Competition Groups_16 | Wall Insulation | 1.842% | 0 | 19.8867 | Commercial_2038_SC A_million_m3_Before Competition Groups_Wall Insulation
Commercial | Com ¦ Education and Capacity Building/Energy Behavior | 2038 | SC A | million_m3 | Before Competition Groups | 10.8637 | 0 | 0 | 1079.6995 | 0.010062 | 17 | Commercial_2038_SC A_million_m3_Before Competition Groups_17 | Education and Capacity Building/Energy Behavior | 1.006% | 0 | 10.8637 | Commercial_2038_SC A_million_m3_Before Competition Groups_Education and Capacity Building/Energy Behavior
Commercial | Com ¦ Demand controlled Circulating Systems | 2038 | SC A | million_m3 | Before Competition Groups | 9.7449 | 0 | 0 | 1079.6995 | 0.0090256 | 18 | Commercial_2038_SC A_million_m3_Before Competition Groups_18 | Demand controlled Circulating Systems | 0.9026% | 0 | 9.7449 | Commercial_2038_SC A_million_m3_Before Competition Groups_Demand controlled Circulating Systems
Commercial | Com ¦ Duct Insulation, R8 | 2038 | SC A | million_m3 | Before Competition Groups | 6.4231 | 0 | 0 | 1079.6995 | 0.0059489 | 19 | Commercial_2038_SC A_million_m3_Before Competition Groups_19 | Duct Insulation, R8 | 0.5949% | 0 | 6.4231 | Commercial_2038_SC A_million_m3_Before Competition Groups_Duct Insulation, R8
Commercial | Com ¦ High Efficiency Underfired Broilers | 2038 | SC A | million_m3 | Before Competition Groups | 6.0425 | 0 | 0 | 1079.6995 | 0.0055965 | 20 | Commercial_2038_SC A_million_m3_Before Competition Groups_20 | High Efficiency Underfired Broilers | 0.5596% | 0 | 6.0425 | Commercial_2038_SC A_million_m3_Before Competition Groups_High Efficiency Underfired Broilers
Commercial | Com ¦ ENERGY STAR Fryer (84% eff) | 2038 | SC A | million_m3 | Before Competition Groups | 4.5349 | 0 | 0 | 1079.6995 | 0.0042002 | 21 | Commercial_2038_SC A_million_m3_Before Competition Groups_21 | ENERGY STAR Fryer (84% eff) | 0.42% | 0 | 4.5349 | Commercial_2038_SC A_million_m3_Before Competition Groups_ENERGY STAR Fryer (84% eff)
Commercial | Com ¦ Energy Efficient Laboratory Fume Hood | 2038 | SC A | million_m3 | Before Competition Groups | 3.3761 | 0 | 0 | 1079.6995 | 0.0031269 | 22 | Commercial_2038_SC A_million_m3_Before Competition Groups_22 | Energy Efficient Laboratory Fume Hood | 0.3127% | 0 | 3.3761 | Commercial_2038_SC A_million_m3_Before Competition Groups_Energy Efficient Laboratory Fume Hood
Commercial | Com ¦ Infrared Heaters | 2038 | SC A | million_m3 | Before Competition Groups | 3.3754 | 0 | 0 | 1079.6995 | 0.0031262 | 23 | Commercial_2038_SC A_million_m3_Before Competition Groups_23 | Infrared Heaters | 0.3126% | 0 | 3.3754 | Commercial_2038_SC A_million_m3_Before Competition Groups_Infrared Heaters
Commercial | Com ¦ Ozone Laundry Treatment | 2038 | SC A | million_m3 | Before Competition Groups | 3.2886 | 0 | 0 | 1079.6995 | 0.0030458 | 24 | Commercial_2038_SC A_million_m3_Before Competition Groups_24 | Ozone Laundry Treatment | 0.3046% | 0 | 3.2886 | Commercial_2038_SC A_million_m3_Before Competition Groups_Ozone Laundry Treatment
Commercial | Com ¦ ENERGY STAR Dishwasher | 2038 | SC A | million_m3 | Before Competition Groups | 1.8965 | 0 | 0 | 1079.6995 | 0.0017565 | 25 | Commercial_2038_SC A_million_m3_Before Competition Groups_25 | ENERGY STAR Dishwasher | 0.1757% | 0 | 1.8965 | Commercial_2038_SC A_million_m3_Before Competition Groups_ENERGY STAR Dishwasher
Commercial | Com ¦ ENERGY STAR Griddle (74% eff) | 2038 | SC A | million_m3 | Before Competition Groups | 1.5774 | 0 | 0 | 1079.6995 | 0.0014609 | 26 | Commercial_2038_SC A_million_m3_Before Competition Groups_26 | ENERGY STAR Griddle (74% eff) | 0.1461% | 0 | 1.5774 | Commercial_2038_SC A_million_m3_Before Competition Groups_ENERGY STAR Griddle (74% eff)
Commercial | Com ¦ CEE Tier 2/Energy Star Clothes Washers | 2038 | SC A | million_m3 | Before Competition Groups | 0.91777 | 0 | 0 | 1079.6995 | 0.00085002 | 27 | Commercial_2038_SC A_million_m3_Before Competition Groups_27 | CEE Tier 2/Energy Star Clothes Washers | 0.085% | 0 | 0.91777 | Commercial_2038_SC A_million_m3_Before Competition Groups_CEE Tier 2/Energy Star Clothes Washers
Commercial | Com ¦ Drain Water Heat Recovery (DWHR) ¦ Retro | 2038 | SC A | million_m3 | Before Competition Groups | 0.88846 | 0 | 0 | 1079.6995 | 0.00082288 | 28 | Commercial_2038_SC A_million_m3_Before Competition Groups_28 | Drain Water Heat Recovery (DWHR) ¦ Retro | 0.08229% | 0 | 0.88846 | Commercial_2038_SC A_million_m3_Before Competition Groups_Drain Water Heat Recovery (DWHR) ¦ Retro
Commercial | Com ¦ Energy Recovery Ventilation and Ventilation (Enhanced) | 2038 | SC A | million_m3 | Before Competition Groups | 0.75192 | 0 | 0 | 1079.6995 | 0.00069641 | 29 | Commercial_2038_SC A_million_m3_Before Competition Groups_29 | Energy Recovery Ventilation and Ventilation (Enhanced) | 0.06964% | 0 | 0.75192 | Commercial_2038_SC A_million_m3_Before Competition Groups_Energy Recovery Ventilation and Ventilation (Enhanced)
Commercial | Com ¦ ENERGY STAR Steam Cooker | 2038 | SC A | million_m3 | Before Competition Groups | 0.51074 | 0 | 0 | 1079.6995 | 0.00047304 | 30 | Commercial_2038_SC A_million_m3_Before Competition Groups_30 | ENERGY STAR Steam Cooker | 0.0473% | 0 | 0.51074 | Commercial_2038_SC A_million_m3_Before Competition Groups_ENERGY STAR Steam Cooker
Commercial | Com ¦ Low Flow Pre-Rinse Spray Nozzle | 2038 | SC A | million_m3 | Before Competition Groups | 0.4066 | 0 | 0 | 1079.6995 | 0.00037658 | 31 | Commercial_2038_SC A_million_m3_Before Competition Groups_31 | Low Flow Pre-Rinse Spray Nozzle | 0.03766% | 0 | 0.4066 | Commercial_2038_SC A_million_m3_Before Competition Groups_Low Flow Pre-Rinse Spray Nozzle
Commercial | Com ¦ Drain Water Heat Recovery (DWHR) ¦New | 2038 | SC A | million_m3 | Before Competition Groups | 0.33981 | 0 | 0 | 1079.6995 | 0.00031473 | 32 | Commercial_2038_SC A_million_m3_Before Competition Groups_32 | Drain Water Heat Recovery (DWHR) ¦New | 0.03147% | 0 | 0.33981 | Commercial_2038_SC A_million_m3_Before Competition Groups_Drain Water Heat Recovery (DWHR) ¦New
Commercial | Com ¦ Solar Water Preheat (Pools/DHW) | 2038 | SC A | million_m3 | Before Competition Groups | 0.12416 | 0 | 0 | 1079.6995 | 0.00011499 | 33 | Commercial_2038_SC A_million_m3_Before Competition Groups_33 | Solar Water Preheat (Pools/DHW) | 0.0115% | 0 | 0.12416 | Commercial_2038_SC A_million_m3_Before Competition Groups_Solar Water Preheat (Pools/DHW)
Commercial | Com ¦ Heat Recovery Ventilator | 2038 | SC A | million_m3 | Before Competition Groups | 0.083587 | 0 | 0 | 1079.6995 | 7.7417e-05 | 34 | Commercial_2038_SC A_million_m3_Before Competition Groups_34 | Heat Recovery Ventilator | 0.007742% | 0 | 0.083587 | Commercial_2038_SC A_million_m3_Before Competition Groups_Heat Recovery Ventilator
Commercial | Com ¦ Gas Heat Pump Water Heater | 2038 | SC A | million_m3 | Before Competition Groups | 0.0031759 | 0 | 0 | 1079.6995 | 2.9414e-06 | 35 | Commercial_2038_SC A_million_m3_Before Competition Groups_35 | Gas Heat Pump Water Heater | 0.0002941% | 0 | 0.0031759 | Commercial_2038_SC A_million_m3_Before Competition Groups_Gas Heat Pump Water Heater
Commercial | Com ¦ Air Curtains | 2038 | SC A | million_m3 | Before Competition Groups | 0.00023429 | 0 | 0 | 1079.6995 | 2.17e-07 | 36 | Commercial_2038_SC A_million_m3_Before Competition Groups_36 | Air Curtains | 2.17e-05% | 0 | 0.00023429 | Commercial_2038_SC A_million_m3_Before Competition Groups_Air Curtains
Commercial | Com ¦ Condensing Boiler ¦ Std | 2038 | SC B | million_m3 | Before Competition Groups | 235.5755 | 0 | 0 | 1776.2514 | 0.13263 | 1 | Commercial_2038_SC B_million_m3_Before Competition Groups_1 | Condensing Boiler ¦ Std | 13.26% | 0 | 235.5755 | Commercial_2038_SC B_million_m3_Before Competition Groups_Condensing Boiler ¦ Std
Commercial | Com ¦ Demand Control Ventilation | 2038 | SC B | million_m3 | Before Competition Groups | 191.4386 | 0 | 0 | 1776.2514 | 0.10778 | 2 | Commercial_2038_SC B_million_m3_Before Competition Groups_2 | Demand Control Ventilation | 10.78% | 0 | 191.4386 | Commercial_2038_SC B_million_m3_Before Competition Groups_Demand Control Ventilation
Commercial | Com ¦ Building Recommissioning, Operations and Maintenance (O&M) Improvements | 2038 | SC B | million_m3 | Before Competition Groups | 189.4193 | 0 | 0 | 1776.2514 | 0.10664 | 3 | Commercial_2038_SC B_million_m3_Before Competition Groups_3 | Building Recommissioning, Operations and Maintenance (O&M) Improvements | 10.66% | 0 | 189.4193 | Commercial_2038_SC B_million_m3_Before Competition Groups_Building Recommissioning, Operations and Maintenance (O&M) Improvements
Commercial | Com ¦ Gas Fired Rooftop Units | 2038 | SC B | million_m3 | Before Competition Groups | 155.2844 | 0 | 0 | 1776.2514 | 0.087423 | 4 | Commercial_2038_SC B_million_m3_Before Competition Groups_4 | Gas Fired Rooftop Units | 8.742% | 0 | 155.2844 | Commercial_2038_SC B_million_m3_Before Competition Groups_Gas Fired Rooftop Units
Commercial | Com ¦ Adaptive Thermostats | 2038 | SC B | million_m3 | Before Competition Groups | 143.8346 | 0 | 0 | 1776.2514 | 0.080976 | 5 | Commercial_2038_SC B_million_m3_Before Competition Groups_5 | Adaptive Thermostats | 8.098% | 0 | 143.8346 | Commercial_2038_SC B_million_m3_Before Competition Groups_Adaptive Thermostats
Commercial | Com ¦ Boilers - Advanced Controls (Steam Systems) | 2038 | SC B | million_m3 | Before Competition Groups | 101.3091 | 0 | 0 | 1776.2514 | 0.057035 | 6 | Commercial_2038_SC B_million_m3_Before Competition Groups_6 | Boilers - Advanced Controls (Steam Systems) | 5.704% | 0 | 101.3091 | Commercial_2038_SC B_million_m3_Before Competition Groups_Boilers - Advanced Controls (Steam Systems)
Commercial | Com ¦ Air Handler with Dedicated Outdoor Air Systems | 2038 | SC B | million_m3 | Before Competition Groups | 93.3395 | 0 | 0 | 1776.2514 | 0.052549 | 7 | Commercial_2038_SC B_million_m3_Before Competition Groups_7 | Air Handler with Dedicated Outdoor Air Systems | 5.255% | 0 | 93.3395 | Commercial_2038_SC B_million_m3_Before Competition Groups_Air Handler with Dedicated Outdoor Air Systems
Commercial | Com ¦ Condensing Make Up Air Unit | 2038 | SC B | million_m3 | Before Competition Groups | 86.76 | 0 | 0 | 1776.2514 | 0.048844 | 8 | Commercial_2038_SC B_million_m3_Before Competition Groups_8 | Condensing Make Up Air Unit | 4.884% | 0 | 86.76 | Commercial_2038_SC B_million_m3_Before Competition Groups_Condensing Make Up Air Unit
Commercial | Com ¦ Gas Fired Heat Pump | 2038 | SC B | million_m3 | Before Competition Groups | 73.2536 | 0 | 0 | 1776.2514 | 0.041241 | 9 | Commercial_2038_SC B_million_m3_Before Competition Groups_9 | Gas Fired Heat Pump | 4.124% | 0 | 73.2536 | Commercial_2038_SC B_million_m3_Before Competition Groups_Gas Fired Heat Pump
Commercial | Com ¦ Advanced BAS/Controllers | 2038 | SC B | million_m3 | Before Competition Groups | 69.1528 | 0 | 0 | 1776.2514 | 0.038932 | 10 | Commercial_2038_SC B_million_m3_Before Competition Groups_10 | Advanced BAS/Controllers | 3.893% | 0 | 69.1528 | Commercial_2038_SC B_million_m3_Before Competition Groups_Advanced BAS/Controllers
Commercial | Com ¦ Demand Control Kitchen Ventilation | 2038 | SC B | million_m3 | Before Competition Groups | 67.4245 | 0 | 0 | 1776.2514 | 0.037959 | 11 | Commercial_2038_SC B_million_m3_Before Competition Groups_11 | Demand Control Kitchen Ventilation | 3.796% | 0 | 67.4245 | Commercial_2038_SC B_million_m3_Before Competition Groups_Demand Control Kitchen Ventilation
Commercial | Com ¦ Education and Capacity Building/Energy Behavior | 2038 | SC B | million_m3 | Before Competition Groups | 54.3186 | 0 | 0 | 1776.2514 | 0.03058 | 12 | Commercial_2038_SC B_million_m3_Before Competition Groups_12 | Education and Capacity Building/Energy Behavior | 3.058% | 0 | 54.3186 | Commercial_2038_SC B_million_m3_Before Competition Groups_Education and Capacity Building/Energy Behavior
Commercial | Com ¦ Steam System Optimization | 2038 | SC B | million_m3 | Before Competition Groups | 50.3276 | 0 | 0 | 1776.2514 | 0.028334 | 13 | Commercial_2038_SC B_million_m3_Before Competition Groups_13 | Steam System Optimization | 2.833% | 0 | 50.3276 | Commercial_2038_SC B_million_m3_Before Competition Groups_Steam System Optimization
Commercial | Com ¦ Destratification | 2038 | SC B | million_m3 | Before Competition Groups | 50.2718 | 0 | 0 | 1776.2514 | 0.028302 | 14 | Commercial_2038_SC B_million_m3_Before Competition Groups_14 | Destratification | 2.83% | 0 | 50.2718 | Commercial_2038_SC B_million_m3_Before Competition Groups_Destratification
Commercial | Com ¦ Condensing Unit Heaters or other Efficient Unit Heating System | 2038 | SC B | million_m3 | Before Competition Groups | 49.6634 | 0 | 0 | 1776.2514 | 0.02796 | 15 | Commercial_2038_SC B_million_m3_Before Competition Groups_15 | Condensing Unit Heaters or other Efficient Unit Heating System | 2.796% | 0 | 49.6634 | Commercial_2038_SC B_million_m3_Before Competition Groups_Condensing Unit Heaters or other Efficient Unit Heating System
Commercial | Com ¦ Furnace Tune-Up | 2038 | SC B | million_m3 | Before Competition Groups | 47.3538 | 0 | 0 | 1776.2514 | 0.026659 | 16 | Commercial_2038_SC B_million_m3_Before Competition Groups_16 | Furnace Tune-Up | 2.666% | 0 | 47.3538 | Commercial_2038_SC B_million_m3_Before Competition Groups_Furnace Tune-Up
Commercial | Com ¦ Wall Insulation | 2038 | SC B | million_m3 | Before Competition Groups | 26.5383 | 0 | 0 | 1776.2514 | 0.014941 | 17 | Commercial_2038_SC B_million_m3_Before Competition Groups_17 | Wall Insulation | 1.494% | 0 | 26.5383 | Commercial_2038_SC B_million_m3_Before Competition Groups_Wall Insulation
Commercial | Com ¦ Energy Efficient Laboratory Fume Hood | 2038 | SC B | million_m3 | Before Competition Groups | 18.6218 | 0 | 0 | 1776.2514 | 0.010484 | 18 | Commercial_2038_SC B_million_m3_Before Competition Groups_18 | Energy Efficient Laboratory Fume Hood | 1.048% | 0 | 18.6218 | Commercial_2038_SC B_million_m3_Before Competition Groups_Energy Efficient Laboratory Fume Hood
Commercial | Com ¦ Demand controlled Circulating Systems | 2038 | SC B | million_m3 | Before Competition Groups | 13.9408 | 0 | 0 | 1776.2514 | 0.0078485 | 19 | Commercial_2038_SC B_million_m3_Before Competition Groups_19 | Demand controlled Circulating Systems | 0.7848% | 0 | 13.9408 | Commercial_2038_SC B_million_m3_Before Competition Groups_Demand controlled Circulating Systems
Commercial | Com ¦ Duct Insulation, R8 | 2038 | SC B | million_m3 | Before Competition Groups | 10.8781 | 0 | 0 | 1776.2514 | 0.0061242 | 20 | Commercial_2038_SC B_million_m3_Before Competition Groups_20 | Duct Insulation, R8 | 0.6124% | 0 | 10.8781 | Commercial_2038_SC B_million_m3_Before Competition Groups_Duct Insulation, R8
Commercial | Com ¦ Ozone Laundry Treatment | 2038 | SC B | million_m3 | Before Competition Groups | 7.7722 | 0 | 0 | 1776.2514 | 0.0043756 | 21 | Commercial_2038_SC B_million_m3_Before Competition Groups_21 | Ozone Laundry Treatment | 0.4376% | 0 | 7.7722 | Commercial_2038_SC B_million_m3_Before Competition Groups_Ozone Laundry Treatment
Commercial | Com ¦ ENERGY STAR Fryer (84% eff) | 2038 | SC B | million_m3 | Before Competition Groups | 7.3725 | 0 | 0 | 1776.2514 | 0.0041506 | 22 | Commercial_2038_SC B_million_m3_Before Competition Groups_22 | ENERGY STAR Fryer (84% eff) | 0.4151% | 0 | 7.3725 | Commercial_2038_SC B_million_m3_Before Competition Groups_ENERGY STAR Fryer (84% eff)
Commercial | Com ¦ Infrared Heaters | 2038 | SC B | million_m3 | Before Competition Groups | 6.9251 | 0 | 0 | 1776.2514 | 0.0038987 | 23 | Commercial_2038_SC B_million_m3_Before Competition Groups_23 | Infrared Heaters | 0.3899% | 0 | 6.9251 | Commercial_2038_SC B_million_m3_Before Competition Groups_Infrared Heaters
Commercial | Com ¦ High Efficiency Underfired Broilers | 2038 | SC B | million_m3 | Before Competition Groups | 6.798 | 0 | 0 | 1776.2514 | 0.0038272 | 24 | Commercial_2038_SC B_million_m3_Before Competition Groups_24 | High Efficiency Underfired Broilers | 0.3827% | 0 | 6.798 | Commercial_2038_SC B_million_m3_Before Competition Groups_High Efficiency Underfired Broilers
Commercial | Com ¦ ENERGY STAR Griddle (74% eff) | 2038 | SC B | million_m3 | Before Competition Groups | 4.8913 | 0 | 0 | 1776.2514 | 0.0027537 | 25 | Commercial_2038_SC B_million_m3_Before Competition Groups_25 | ENERGY STAR Griddle (74% eff) | 0.2754% | 0 | 4.8913 | Commercial_2038_SC B_million_m3_Before Competition Groups_ENERGY STAR Griddle (74% eff)
Commercial | Com ¦ Energy Recovery Ventilation and Ventilation (Enhanced) | 2038 | SC B | million_m3 | Before Competition Groups | 4.3676 | 0 | 0 | 1776.2514 | 0.0024589 | 26 | Commercial_2038_SC B_million_m3_Before Competition Groups_26 | Energy Recovery Ventilation and Ventilation (Enhanced) | 0.2459% | 0 | 4.3676 | Commercial_2038_SC B_million_m3_Before Competition Groups_Energy Recovery Ventilation and Ventilation (Enhanced)
Commercial | Com ¦ ENERGY STAR Dishwasher | 2038 | SC B | million_m3 | Before Competition Groups | 2.6478 | 0 | 0 | 1776.2514 | 0.0014907 | 27 | Commercial_2038_SC B_million_m3_Before Competition Groups_27 | ENERGY STAR Dishwasher | 0.1491% | 0 | 2.6478 | Commercial_2038_SC B_million_m3_Before Competition Groups_ENERGY STAR Dishwasher
Commercial | Com ¦ Heat Recovery Ventilator | 2038 | SC B | million_m3 | Before Competition Groups | 2.2398 | 0 | 0 | 1776.2514 | 0.001261 | 28 | Commercial_2038_SC B_million_m3_Before Competition Groups_28 | Heat Recovery Ventilator | 0.1261% | 0 | 2.2398 | Commercial_2038_SC B_million_m3_Before Competition Groups_Heat Recovery Ventilator
Commercial | Com ¦ CEE Tier 2/Energy Star Clothes Washers | 2038 | SC B | million_m3 | Before Competition Groups | 1.2207 | 0 | 0 | 1776.2514 | 0.00068725 | 29 | Commercial_2038_SC B_million_m3_Before Competition Groups_29 | CEE Tier 2/Energy Star Clothes Washers | 0.06872% | 0 | 1.2207 | Commercial_2038_SC B_million_m3_Before Competition Groups_CEE Tier 2/Energy Star Clothes Washers
Commercial | Com ¦ Drain Water Heat Recovery (DWHR) ¦ Retro | 2038 | SC B | million_m3 | Before Competition Groups | 1.1596 | 0 | 0 | 1776.2514 | 0.00065283 | 30 | Commercial_2038_SC B_million_m3_Before Competition Groups_30 | Drain Water Heat Recovery (DWHR) ¦ Retro | 0.06528% | 0 | 1.1596 | Commercial_2038_SC B_million_m3_Before Competition Groups_Drain Water Heat Recovery (DWHR) ¦ Retro
Commercial | Com ¦ Low Flow Pre-Rinse Spray Nozzle | 2038 | SC B | million_m3 | Before Competition Groups | 0.54866 | 0 | 0 | 1776.2514 | 0.00030889 | 31 | Commercial_2038_SC B_million_m3_Before Competition Groups_31 | Low Flow Pre-Rinse Spray Nozzle | 0.03089% | 0 | 0.54866 | Commercial_2038_SC B_million_m3_Before Competition Groups_Low Flow Pre-Rinse Spray Nozzle
Commercial | Com ¦ ENERGY STAR Steam Cooker | 2038 | SC B | million_m3 | Before Competition Groups | 0.52763 | 0 | 0 | 1776.2514 | 0.00029705 | 32 | Commercial_2038_SC B_million_m3_Before Competition Groups_32 | ENERGY STAR Steam Cooker | 0.0297% | 0 | 0.52763 | Commercial_2038_SC B_million_m3_Before Competition Groups_ENERGY STAR Steam Cooker
Commercial | Com ¦ Drain Water Heat Recovery (DWHR) ¦New | 2038 | SC B | million_m3 | Before Competition Groups | 0.45998 | 0 | 0 | 1776.2514 | 0.00025896 | 33 | Commercial_2038_SC B_million_m3_Before Competition Groups_33 | Drain Water Heat Recovery (DWHR) ¦New | 0.0259% | 0 | 0.45998 | Commercial_2038_SC B_million_m3_Before Competition Groups_Drain Water Heat Recovery (DWHR) ¦New
Commercial | Com ¦ Gas Heat Pump Water Heater | 2038 | SC B | million_m3 | Before Competition Groups | 0.24777 | 0 | 0 | 1776.2514 | 0.00013949 | 34 | Commercial_2038_SC B_million_m3_Before Competition Groups_34 | Gas Heat Pump Water Heater | 0.01395% | 0 | 0.24777 | Commercial_2038_SC B_million_m3_Before Competition Groups_Gas Heat Pump Water Heater
Commercial | Com ¦ Solar Water Preheat (Pools/DHW) | 2038 | SC B | million_m3 | Before Competition Groups | 0.21703 | 0 | 0 | 1776.2514 | 0.00012218 | 35 | Commercial_2038_SC B_million_m3_Before Competition Groups_35 | Solar Water Preheat (Pools/DHW) | 0.01222% | 0 | 0.21703 | Commercial_2038_SC B_million_m3_Before Competition Groups_Solar Water Preheat (Pools/DHW)
Commercial | Com ¦ Air Curtains | 2038 | SC B | million_m3 | Before Competition Groups | 0.14954 | 0 | 0 | 1776.2514 | 8.419e-05 | 36 | Commercial_2038_SC B_million_m3_Before Competition Groups_36 | Air Curtains | 0.008419% | 0 | 0.14954 | Commercial_2038_SC B_million_m3_Before Competition Groups_Air Curtains
Commercial | Com ¦ Condensing Boiler ¦ Std | 2038 | SC C | million_m3 | Before Competition Groups | 143.3809 | 0 | 0 | 1223.0402 | 0.11723 | 1 | Commercial_2038_SC C_million_m3_Before Competition Groups_1 | Condensing Boiler ¦ Std | 11.72% | 0 | 143.3809 | Commercial_2038_SC C_million_m3_Before Competition Groups_Condensing Boiler ¦ Std
Commercial | Com ¦ Demand Control Ventilation | 2038 | SC C | million_m3 | Before Competition Groups | 137.5666 | 0 | 0 | 1223.0402 | 0.11248 | 2 | Commercial_2038_SC C_million_m3_Before Competition Groups_2 | Demand Control Ventilation | 11.25% | 0 | 137.5666 | Commercial_2038_SC C_million_m3_Before Competition Groups_Demand Control Ventilation
Commercial | Com ¦ Adaptive Thermostats | 2038 | SC C | million_m3 | Before Competition Groups | 114.2572 | 0 | 0 | 1223.0402 | 0.093421 | 3 | Commercial_2038_SC C_million_m3_Before Competition Groups_3 | Adaptive Thermostats | 9.342% | 0 | 114.2572 | Commercial_2038_SC C_million_m3_Before Competition Groups_Adaptive Thermostats
Commercial | Com ¦ Gas Fired Rooftop Units | 2038 | SC C | million_m3 | Before Competition Groups | 104.3965 | 0 | 0 | 1223.0402 | 0.085358 | 4 | Commercial_2038_SC C_million_m3_Before Competition Groups_4 | Gas Fired Rooftop Units | 8.536% | 0 | 104.3965 | Commercial_2038_SC C_million_m3_Before Competition Groups_Gas Fired Rooftop Units
Commercial | Com ¦ Boilers - Advanced Controls (Steam Systems) | 2038 | SC C | million_m3 | Before Competition Groups | 101.3101 | 0 | 0 | 1223.0402 | 0.082835 | 5 | Commercial_2038_SC C_million_m3_Before Competition Groups_5 | Boilers - Advanced Controls (Steam Systems) | 8.283% | 0 | 101.3101 | Commercial_2038_SC C_million_m3_Before Competition Groups_Boilers - Advanced Controls (Steam Systems)
Commercial | Com ¦ Building Recommissioning, Operations and Maintenance (O&M) Improvements | 2038 | SC C | million_m3 | Before Competition Groups | 97.7512 | 0 | 0 | 1223.0402 | 0.079925 | 6 | Commercial_2038_SC C_million_m3_Before Competition Groups_6 | Building Recommissioning, Operations and Maintenance (O&M) Improvements | 7.992% | 0 | 97.7512 | Commercial_2038_SC C_million_m3_Before Competition Groups_Building Recommissioning, Operations and Maintenance (O&M) Improvements
Commercial | Com ¦ Condensing Make Up Air Unit | 2038 | SC C | million_m3 | Before Competition Groups | 72.1977 | 0 | 0 | 1223.0402 | 0.059031 | 7 | Commercial_2038_SC C_million_m3_Before Competition Groups_7 | Condensing Make Up Air Unit | 5.903% | 0 | 72.1977 | Commercial_2038_SC C_million_m3_Before Competition Groups_Condensing Make Up Air Unit
Commercial | Com ¦ Gas Fired Heat Pump | 2038 | SC C | million_m3 | Before Competition Groups | 60.5515 | 0 | 0 | 1223.0402 | 0.049509 | 8 | Commercial_2038_SC C_million_m3_Before Competition Groups_8 | Gas Fired Heat Pump | 4.951% | 0 | 60.5515 | Commercial_2038_SC C_million_m3_Before Competition Groups_Gas Fired Heat Pump
Commercial | Com ¦ Air Handler with Dedicated Outdoor Air Systems | 2038 | SC C | million_m3 | Before Competition Groups | 58.1167 | 0 | 0 | 1223.0402 | 0.047518 | 9 | Commercial_2038_SC C_million_m3_Before Competition Groups_9 | Air Handler with Dedicated Outdoor Air Systems | 4.752% | 0 | 58.1167 | Commercial_2038_SC C_million_m3_Before Competition Groups_Air Handler with Dedicated Outdoor Air Systems
Commercial | Com ¦ Demand Control Kitchen Ventilation | 2038 | SC C | million_m3 | Before Competition Groups | 52.4722 | 0 | 0 | 1223.0402 | 0.042903 | 10 | Commercial_2038_SC C_million_m3_Before Competition Groups_10 | Demand Control Kitchen Ventilation | 4.29% | 0 | 52.4722 | Commercial_2038_SC C_million_m3_Before Competition Groups_Demand Control Kitchen Ventilation
Commercial | Com ¦ Advanced BAS/Controllers | 2038 | SC C | million_m3 | Before Competition Groups | 45.2474 | 0 | 0 | 1223.0402 | 0.036996 | 11 | Commercial_2038_SC C_million_m3_Before Competition Groups_11 | Advanced BAS/Controllers | 3.7% | 0 | 45.2474 | Commercial_2038_SC C_million_m3_Before Competition Groups_Advanced BAS/Controllers
Commercial | Com ¦ Steam System Optimization | 2038 | SC C | million_m3 | Before Competition Groups | 38.3009 | 0 | 0 | 1223.0402 | 0.031316 | 12 | Commercial_2038_SC C_million_m3_Before Competition Groups_12 | Steam System Optimization | 3.132% | 0 | 38.3009 | Commercial_2038_SC C_million_m3_Before Competition Groups_Steam System Optimization
Commercial | Com ¦ Destratification | 2038 | SC C | million_m3 | Before Competition Groups | 37.8646 | 0 | 0 | 1223.0402 | 0.030959 | 13 | Commercial_2038_SC C_million_m3_Before Competition Groups_13 | Destratification | 3.096% | 0 | 37.8646 | Commercial_2038_SC C_million_m3_Before Competition Groups_Destratification
Commercial | Com ¦ Furnace Tune-Up | 2038 | SC C | million_m3 | Before Competition Groups | 35.8024 | 0 | 0 | 1223.0402 | 0.029273 | 14 | Commercial_2038_SC C_million_m3_Before Competition Groups_14 | Furnace Tune-Up | 2.927% | 0 | 35.8024 | Commercial_2038_SC C_million_m3_Before Competition Groups_Furnace Tune-Up
Commercial | Com ¦ Condensing Unit Heaters or other Efficient Unit Heating System | 2038 | SC C | million_m3 | Before Competition Groups | 34.5852 | 0 | 0 | 1223.0402 | 0.028278 | 15 | Commercial_2038_SC C_million_m3_Before Competition Groups_15 | Condensing Unit Heaters or other Efficient Unit Heating System | 2.828% | 0 | 34.5852 | Commercial_2038_SC C_million_m3_Before Competition Groups_Condensing Unit Heaters or other Efficient Unit Heating System
Commercial | Com ¦ Wall Insulation | 2038 | SC C | million_m3 | Before Competition Groups | 20.2094 | 0 | 0 | 1223.0402 | 0.016524 | 16 | Commercial_2038_SC C_million_m3_Before Competition Groups_16 | Wall Insulation | 1.652% | 0 | 20.2094 | Commercial_2038_SC C_million_m3_Before Competition Groups_Wall Insulation
Commercial | Com ¦ Education and Capacity Building/Energy Behavior | 2038 | SC C | million_m3 | Before Competition Groups | 10.8637 | 0 | 0 | 1223.0402 | 0.0088826 | 17 | Commercial_2038_SC C_million_m3_Before Competition Groups_17 | Education and Capacity Building/Energy Behavior | 0.8883% | 0 | 10.8637 | Commercial_2038_SC C_million_m3_Before Competition Groups_Education and Capacity Building/Energy Behavior
Commercial | Com ¦ Demand controlled Circulating Systems | 2038 | SC C | million_m3 | Before Competition Groups | 10.3162 | 0 | 0 | 1223.0402 | 0.0084349 | 18 | Commercial_2038_SC C_million_m3_Before Competition Groups_18 | Demand controlled Circulating Systems | 0.8435% | 0 | 10.3162 | Commercial_2038_SC C_million_m3_Before Competition Groups_Demand controlled Circulating Systems
Commercial | Com ¦ Energy Efficient Laboratory Fume Hood | 2038 | SC C | million_m3 | Before Competition Groups | 7.9875 | 0 | 0 | 1223.0402 | 0.0065309 | 19 | Commercial_2038_SC C_million_m3_Before Competition Groups_19 | Energy Efficient Laboratory Fume Hood | 0.6531% | 0 | 7.9875 | Commercial_2038_SC C_million_m3_Before Competition Groups_Energy Efficient Laboratory Fume Hood
Commercial | Com ¦ Duct Insulation, R8 | 2038 | SC C | million_m3 | Before Competition Groups | 7.8417 | 0 | 0 | 1223.0402 | 0.0064117 | 20 | Commercial_2038_SC C_million_m3_Before Competition Groups_20 | Duct Insulation, R8 | 0.6412% | 0 | 7.8417 | Commercial_2038_SC C_million_m3_Before Competition Groups_Duct Insulation, R8
Commercial | Com ¦ High Efficiency Underfired Broilers | 2038 | SC C | million_m3 | Before Competition Groups | 6.2998 | 0 | 0 | 1223.0402 | 0.0051509 | 21 | Commercial_2038_SC C_million_m3_Before Competition Groups_21 | High Efficiency Underfired Broilers | 0.5151% | 0 | 6.2998 | Commercial_2038_SC C_million_m3_Before Competition Groups_High Efficiency Underfired Broilers
Commercial | Com ¦ ENERGY STAR Fryer (84% eff) | 2038 | SC C | million_m3 | Before Competition Groups | 5.9803 | 0 | 0 | 1223.0402 | 0.0048897 | 22 | Commercial_2038_SC C_million_m3_Before Competition Groups_22 | ENERGY STAR Fryer (84% eff) | 0.489% | 0 | 5.9803 | Commercial_2038_SC C_million_m3_Before Competition Groups_ENERGY STAR Fryer (84% eff)
Commercial | Com ¦ Ozone Laundry Treatment | 2038 | SC C | million_m3 | Before Competition Groups | 4.8596 | 0 | 0 | 1223.0402 | 0.0039734 | 23 | Commercial_2038_SC C_million_m3_Before Competition Groups_23 | Ozone Laundry Treatment | 0.3973% | 0 | 4.8596 | Commercial_2038_SC C_million_m3_Before Competition Groups_Ozone Laundry Treatment
Commercial | Com ¦ Infrared Heaters | 2038 | SC C | million_m3 | Before Competition Groups | 4.5098 | 0 | 0 | 1223.0402 | 0.0036874 | 24 | Commercial_2038_SC C_million_m3_Before Competition Groups_24 | Infrared Heaters | 0.3687% | 0 | 4.5098 | Commercial_2038_SC C_million_m3_Before Competition Groups_Infrared Heaters
Commercial | Com ¦ ENERGY STAR Griddle (74% eff) | 2038 | SC C | million_m3 | Before Competition Groups | 2.9351 | 0 | 0 | 1223.0402 | 0.0023998 | 25 | Commercial_2038_SC C_million_m3_Before Competition Groups_25 | ENERGY STAR Griddle (74% eff) | 0.24% | 0 | 2.9351 | Commercial_2038_SC C_million_m3_Before Competition Groups_ENERGY STAR Griddle (74% eff)
Commercial | Com ¦ ENERGY STAR Dishwasher | 2038 | SC C | million_m3 | Before Competition Groups | 2.2938 | 0 | 0 | 1223.0402 | 0.0018755 | 26 | Commercial_2038_SC C_million_m3_Before Competition Groups_26 | ENERGY STAR Dishwasher | 0.1875% | 0 | 2.2938 | Commercial_2038_SC C_million_m3_Before Competition Groups_ENERGY STAR Dishwasher
Commercial | Com ¦ Energy Recovery Ventilation and Ventilation (Enhanced) | 2038 | SC C | million_m3 | Before Competition Groups | 1.3979 | 0 | 0 | 1223.0402 | 0.0011429 | 27 | Commercial_2038_SC C_million_m3_Before Competition Groups_27 | Energy Recovery Ventilation and Ventilation (Enhanced) | 0.1143% | 0 | 1.3979 | Commercial_2038_SC C_million_m3_Before Competition Groups_Energy Recovery Ventilation and Ventilation (Enhanced)
Commercial | Com ¦ CEE Tier 2/Energy Star Clothes Washers | 2038 | SC C | million_m3 | Before Competition Groups | 1.0597 | 0 | 0 | 1223.0402 | 0.00086644 | 28 | Commercial_2038_SC C_million_m3_Before Competition Groups_28 | CEE Tier 2/Energy Star Clothes Washers | 0.08664% | 0 | 1.0597 | Commercial_2038_SC C_million_m3_Before Competition Groups_CEE Tier 2/Energy Star Clothes Washers
Commercial | Com ¦ Drain Water Heat Recovery (DWHR) ¦ Retro | 2038 | SC C | million_m3 | Before Competition Groups | 0.90098 | 0 | 0 | 1223.0402 | 0.00073667 | 29 | Commercial_2038_SC C_million_m3_Before Competition Groups_29 | Drain Water Heat Recovery (DWHR) ¦ Retro | 0.07367% | 0 | 0.90098 | Commercial_2038_SC C_million_m3_Before Competition Groups_Drain Water Heat Recovery (DWHR) ¦ Retro
Commercial | Com ¦ ENERGY STAR Steam Cooker | 2038 | SC C | million_m3 | Before Competition Groups | 0.52763 | 0 | 0 | 1223.0402 | 0.00043141 | 30 | Commercial_2038_SC C_million_m3_Before Competition Groups_30 | ENERGY STAR Steam Cooker | 0.04314% | 0 | 0.52763 | Commercial_2038_SC C_million_m3_Before Competition Groups_ENERGY STAR Steam Cooker
Commercial | Com ¦ Low Flow Pre-Rinse Spray Nozzle | 2038 | SC C | million_m3 | Before Competition Groups | 0.45562 | 0 | 0 | 1223.0402 | 0.00037253 | 31 | Commercial_2038_SC C_million_m3_Before Competition Groups_31 | Low Flow Pre-Rinse Spray Nozzle | 0.03725% | 0 | 0.45562 | Commercial_2038_SC C_million_m3_Before Competition Groups_Low Flow Pre-Rinse Spray Nozzle
Commercial | Com ¦ Drain Water Heat Recovery (DWHR) ¦New | 2038 | SC C | million_m3 | Before Competition Groups | 0.34734 | 0 | 0 | 1223.0402 | 0.000284 | 32 | Commercial_2038_SC C_million_m3_Before Competition Groups_32 | Drain Water Heat Recovery (DWHR) ¦New | 0.0284% | 0 | 0.34734 | Commercial_2038_SC C_million_m3_Before Competition Groups_Drain Water Heat Recovery (DWHR) ¦New
Commercial | Com ¦ Heat Recovery Ventilator | 2038 | SC C | million_m3 | Before Competition Groups | 0.3038 | 0 | 0 | 1223.0402 | 0.0002484 | 33 | Commercial_2038_SC C_million_m3_Before Competition Groups_33 | Heat Recovery Ventilator | 0.02484% | 0 | 0.3038 | Commercial_2038_SC C_million_m3_Before Competition Groups_Heat Recovery Ventilator
Commercial | Com ¦ Solar Water Preheat (Pools/DHW) | 2038 | SC C | million_m3 | Before Competition Groups | 0.13603 | 0 | 0 | 1223.0402 | 0.00011122 | 34 | Commercial_2038_SC C_million_m3_Before Competition Groups_34 | Solar Water Preheat (Pools/DHW) | 0.01112% | 0 | 0.13603 | Commercial_2038_SC C_million_m3_Before Competition Groups_Solar Water Preheat (Pools/DHW)
Commercial | Com ¦ Gas Heat Pump Water Heater | 2038 | SC C | million_m3 | Before Competition Groups | 0.012231 | 0 | 0 | 1223.0402 | 1e-05 | 35 | Commercial_2038_SC C_million_m3_Before Competition Groups_35 | Gas Heat Pump Water Heater | 0.001% | 0 | 0.012231 | Commercial_2038_SC C_million_m3_Before Competition Groups_Gas Heat Pump Water Heater
Commercial | Com ¦ Air Curtains | 2038 | SC C | million_m3 | Before Competition Groups | 0.0011135 | 0 | 0 | 1223.0402 | 9.1047e-07 | 36 | Commercial_2038_SC C_million_m3_Before Competition Groups_36 | Air Curtains | 9.105e-05% | 0 | 0.0011135 | Commercial_2038_SC C_million_m3_Before Competition Groups_Air Curtains
Commercial | Com ¦ Condensing Boiler ¦ Std | 2038 | Technical | million_m3 | Before Competition Groups | 358.9841 | 0 | 0 | 2342.1138 | 0.15327 | 1 | Commercial_2038_Technical_million_m3_Before Competition Groups_1 | Condensing Boiler ¦ Std | 15.33% | 0 | 358.9841 | Commercial_2038_Technical_million_m3_Before Competition Groups_Condensing Boiler ¦ Std
Commercial | Com ¦ Gas Fired Rooftop Units | 2038 | Technical | million_m3 | Before Competition Groups | 242.2324 | 0 | 0 | 2342.1138 | 0.10342 | 2 | Commercial_2038_Technical_million_m3_Before Competition Groups_2 | Gas Fired Rooftop Units | 10.34% | 0 | 242.2324 | Commercial_2038_Technical_million_m3_Before Competition Groups_Gas Fired Rooftop Units
Commercial | Com ¦ Demand Control Ventilation | 2038 | Technical | million_m3 | Before Competition Groups | 224.6875 | 0 | 0 | 2342.1138 | 0.095934 | 3 | Commercial_2038_Technical_million_m3_Before Competition Groups_3 | Demand Control Ventilation | 9.593% | 0 | 224.6875 | Commercial_2038_Technical_million_m3_Before Competition Groups_Demand Control Ventilation
Commercial | Com ¦ Building Recommissioning, Operations and Maintenance (O&M) Improvements | 2038 | Technical | million_m3 | Before Competition Groups | 200.3364 | 0 | 0 | 2342.1138 | 0.085537 | 4 | Commercial_2038_Technical_million_m3_Before Competition Groups_4 | Building Recommissioning, Operations and Maintenance (O&M) Improvements | 8.554% | 0 | 200.3364 | Commercial_2038_Technical_million_m3_Before Competition Groups_Building Recommissioning, Operations and Maintenance (O&M) Improvements
Commercial | Com ¦ Boilers - Advanced Controls (Steam Systems) | 2038 | Technical | million_m3 | Before Competition Groups | 152.188 | 0 | 0 | 2342.1138 | 0.064979 | 5 | Commercial_2038_Technical_million_m3_Before Competition Groups_5 | Boilers - Advanced Controls (Steam Systems) | 6.498% | 0 | 152.188 | Commercial_2038_Technical_million_m3_Before Competition Groups_Boilers - Advanced Controls (Steam Systems)
Commercial | Com ¦ Adaptive Thermostats | 2038 | Technical | million_m3 | Before Competition Groups | 134.6723 | 0 | 0 | 2342.1138 | 0.0575 | 6 | Commercial_2038_Technical_million_m3_Before Competition Groups_6 | Adaptive Thermostats | 5.75% | 0 | 134.6723 | Commercial_2038_Technical_million_m3_Before Competition Groups_Adaptive Thermostats
Commercial | Com ¦ Condensing Make Up Air Unit | 2038 | Technical | million_m3 | Before Competition Groups | 123.4448 | 0 | 0 | 2342.1138 | 0.052707 | 7 | Commercial_2038_Technical_million_m3_Before Competition Groups_7 | Condensing Make Up Air Unit | 5.271% | 0 | 123.4448 | Commercial_2038_Technical_million_m3_Before Competition Groups_Condensing Make Up Air Unit
Commercial | Com ¦ Gas Fired Heat Pump | 2038 | Technical | million_m3 | Before Competition Groups | 101.9389 | 0 | 0 | 2342.1138 | 0.043524 | 8 | Commercial_2038_Technical_million_m3_Before Competition Groups_8 | Gas Fired Heat Pump | 4.352% | 0 | 101.9389 | Commercial_2038_Technical_million_m3_Before Competition Groups_Gas Fired Heat Pump
Commercial | Com ¦ Advanced BAS/Controllers | 2038 | Technical | million_m3 | Before Competition Groups | 78.346 | 0 | 0 | 2342.1138 | 0.033451 | 9 | Commercial_2038_Technical_million_m3_Before Competition Groups_9 | Advanced BAS/Controllers | 3.345% | 0 | 78.346 | Commercial_2038_Technical_million_m3_Before Competition Groups_Advanced BAS/Controllers
Commercial | Com ¦ Demand Control Kitchen Ventilation | 2038 | Technical | million_m3 | Before Competition Groups | 76.0124 | 0 | 0 | 2342.1138 | 0.032455 | 10 | Commercial_2038_Technical_million_m3_Before Competition Groups_10 | Demand Control Kitchen Ventilation | 3.245% | 0 | 76.0124 | Commercial_2038_Technical_million_m3_Before Competition Groups_Demand Control Kitchen Ventilation
Commercial | Com ¦ Air Handler with Dedicated Outdoor Air Systems | 2038 | Technical | million_m3 | Before Competition Groups | 74.7395 | 0 | 0 | 2342.1138 | 0.031911 | 11 | Commercial_2038_Technical_million_m3_Before Competition Groups_11 | Air Handler with Dedicated Outdoor Air Systems | 3.191% | 0 | 74.7395 | Commercial_2038_Technical_million_m3_Before Competition Groups_Air Handler with Dedicated Outdoor Air Systems
Commercial | Com ¦ Condensing Unit Heaters or other Efficient Unit Heating System | 2038 | Technical | million_m3 | Before Competition Groups | 72.1218 | 0 | 0 | 2342.1138 | 0.030793 | 12 | Commercial_2038_Technical_million_m3_Before Competition Groups_12 | Condensing Unit Heaters or other Efficient Unit Heating System | 3.079% | 0 | 72.1218 | Commercial_2038_Technical_million_m3_Before Competition Groups_Condensing Unit Heaters or other Efficient Unit Heating System
Commercial | Com ¦ Energy Recovery Ventilation and Ventilation (Enhanced) | 2038 | Technical | million_m3 | Before Competition Groups | 68.6212 | 0 | 0 | 2342.1138 | 0.029299 | 13 | Commercial_2038_Technical_million_m3_Before Competition Groups_13 | Energy Recovery Ventilation and Ventilation (Enhanced) | 2.93% | 0 | 68.6212 | Commercial_2038_Technical_million_m3_Before Competition Groups_Energy Recovery Ventilation and Ventilation (Enhanced)
Commercial | Com ¦ Education and Capacity Building/Energy Behavior | 2038 | Technical | million_m3 | Before Competition Groups | 63.6571 | 0 | 0 | 2342.1138 | 0.027179 | 14 | Commercial_2038_Technical_million_m3_Before Competition Groups_14 | Education and Capacity Building/Energy Behavior | 2.718% | 0 | 63.6571 | Commercial_2038_Technical_million_m3_Before Competition Groups_Education and Capacity Building/Energy Behavior
Commercial | Com ¦ Steam System Optimization | 2038 | Technical | million_m3 | Before Competition Groups | 40.2053 | 0 | 0 | 2342.1138 | 0.017166 | 15 | Commercial_2038_Technical_million_m3_Before Competition Groups_15 | Steam System Optimization | 1.717% | 0 | 40.2053 | Commercial_2038_Technical_million_m3_Before Competition Groups_Steam System Optimization
Commercial | Com ¦ Destratification | 2038 | Technical | million_m3 | Before Competition Groups | 38.0399 | 0 | 0 | 2342.1138 | 0.016242 | 16 | Commercial_2038_Technical_million_m3_Before Competition Groups_16 | Destratification | 1.624% | 0 | 38.0399 | Commercial_2038_Technical_million_m3_Before Competition Groups_Destratification
Commercial | Com ¦ Furnace Tune-Up | 2038 | Technical | million_m3 | Before Competition Groups | 37.9047 | 0 | 0 | 2342.1138 | 0.016184 | 17 | Commercial_2038_Technical_million_m3_Before Competition Groups_17 | Furnace Tune-Up | 1.618% | 0 | 37.9047 | Commercial_2038_Technical_million_m3_Before Competition Groups_Furnace Tune-Up
Commercial | Com ¦ Super-High Efficiency Furnaces (Emerging Tech) | 2038 | Technical | million_m3 | Before Competition Groups | 30.7924 | 0 | 0 | 2342.1138 | 0.013147 | 18 | Commercial_2038_Technical_million_m3_Before Competition Groups_18 | Super-High Efficiency Furnaces (Emerging Tech) | 1.315% | 0 | 30.7924 | Commercial_2038_Technical_million_m3_Before Competition Groups_Super-High Efficiency Furnaces (Emerging Tech)
Commercial | Com ¦ Heat Recovery Ventilator | 2038 | Technical | million_m3 | Before Competition Groups | 28.8812 | 0 | 0 | 2342.1138 | 0.012331 | 19 | Commercial_2038_Technical_million_m3_Before Competition Groups_19 | Heat Recovery Ventilator | 1.233% | 0 | 28.8812 | Commercial_2038_Technical_million_m3_Before Competition Groups_Heat Recovery Ventilator
Commercial | Com ¦ High Efficiency Condensing Furnace AFUE 95% from 80% code | 2038 | Technical | million_m3 | Before Competition Groups | 27.8442 | 0 | 0 | 2342.1138 | 0.011888 | 20 | Commercial_2038_Technical_million_m3_Before Competition Groups_20 | High Efficiency Condensing Furnace AFUE 95% from 80% code | 1.189% | 0 | 27.8442 | Commercial_2038_Technical_million_m3_Before Competition Groups_High Efficiency Condensing Furnace AFUE 95% from 80% code
Commercial | Com ¦ Wall Insulation | 2038 | Technical | million_m3 | Before Competition Groups | 21.1977 | 0 | 0 | 2342.1138 | 0.0090507 | 21 | Commercial_2038_Technical_million_m3_Before Competition Groups_21 | Wall Insulation | 0.9051% | 0 | 21.1977 | Commercial_2038_Technical_million_m3_Before Competition Groups_Wall Insulation
Commercial | Com ¦ Boiler Measures | 2038 | Technical | million_m3 | Before Competition Groups | 18.4234 | 0 | 0 | 2342.1138 | 0.0078661 | 22 | Commercial_2038_Technical_million_m3_Before Competition Groups_22 | Boiler Measures | 0.7866% | 0 | 18.4234 | Commercial_2038_Technical_million_m3_Before Competition Groups_Boiler Measures
Commercial | Com ¦ Energy Efficient Laboratory Fume Hood | 2038 | Technical | million_m3 | Before Competition Groups | 14.9674 | 0 | 0 | 2342.1138 | 0.0063905 | 23 | Commercial_2038_Technical_million_m3_Before Competition Groups_23 | Energy Efficient Laboratory Fume Hood | 0.6391% | 0 | 14.9674 | Commercial_2038_Technical_million_m3_Before Competition Groups_Energy Efficient Laboratory Fume Hood
Commercial | Com ¦ Demand controlled Circulating Systems | 2038 | Technical | million_m3 | Before Competition Groups | 11.1353 | 0 | 0 | 2342.1138 | 0.0047544 | 24 | Commercial_2038_Technical_million_m3_Before Competition Groups_24 | Demand controlled Circulating Systems | 0.4754% | 0 | 11.1353 | Commercial_2038_Technical_million_m3_Before Competition Groups_Demand controlled Circulating Systems
Commercial | Com ¦ Infrared Heaters | 2038 | Technical | million_m3 | Before Competition Groups | 10.6565 | 0 | 0 | 2342.1138 | 0.00455 | 25 | Commercial_2038_Technical_million_m3_Before Competition Groups_25 | Infrared Heaters | 0.455% | 0 | 10.6565 | Commercial_2038_Technical_million_m3_Before Competition Groups_Infrared Heaters
Commercial | Com ¦ ENERGY STAR Fryer (84% eff) | 2038 | Technical | million_m3 | Before Competition Groups | 10.3115 | 0 | 0 | 2342.1138 | 0.0044026 | 26 | Commercial_2038_Technical_million_m3_Before Competition Groups_26 | ENERGY STAR Fryer (84% eff) | 0.4403% | 0 | 10.3115 | Commercial_2038_Technical_million_m3_Before Competition Groups_ENERGY STAR Fryer (84% eff)
Commercial | Com ¦ Roof Insulation/Ceiling Insulation (R25 Code to R35) | 2038 | Technical | million_m3 | Before Competition Groups | 9.3438 | 0 | 0 | 2342.1138 | 0.0039895 | 27 | Commercial_2038_Technical_million_m3_Before Competition Groups_27 | Roof Insulation/Ceiling Insulation (R25 Code to R35) | 0.3989% | 0 | 9.3438 | Commercial_2038_Technical_million_m3_Before Competition Groups_Roof Insulation/Ceiling Insulation (R25 Code to R35)
Commercial | Com ¦ Condensing Storage Water Heater | 2038 | Technical | million_m3 | Before Competition Groups | 9.2091 | 0 | 0 | 2342.1138 | 0.003932 | 28 | Commercial_2038_Technical_million_m3_Before Competition Groups_28 | Condensing Storage Water Heater | 0.3932% | 0 | 9.2091 | Commercial_2038_Technical_million_m3_Before Competition Groups_Condensing Storage Water Heater
Commercial | Com ¦ High Efficiency Underfired Broilers | 2038 | Technical | million_m3 | Before Competition Groups | 8.7519 | 0 | 0 | 2342.1138 | 0.0037367 | 29 | Commercial_2038_Technical_million_m3_Before Competition Groups_29 | High Efficiency Underfired Broilers | 0.3737% | 0 | 8.7519 | Commercial_2038_Technical_million_m3_Before Competition Groups_High Efficiency Underfired Broilers
Commercial | Com ¦ Duct Insulation, R8 | 2038 | Technical | million_m3 | Before Competition Groups | 8.699 | 0 | 0 | 2342.1138 | 0.0037141 | 30 | Commercial_2038_Technical_million_m3_Before Competition Groups_30 | Duct Insulation, R8 | 0.3714% | 0 | 8.699 | Commercial_2038_Technical_million_m3_Before Competition Groups_Duct Insulation, R8
Commercial | Com ¦ Ozone Laundry Treatment | 2038 | Technical | million_m3 | Before Competition Groups | 7.8499 | 0 | 0 | 2342.1138 | 0.0033516 | 31 | Commercial_2038_Technical_million_m3_Before Competition Groups_31 | Ozone Laundry Treatment | 0.3352% | 0 | 7.8499 | Commercial_2038_Technical_million_m3_Before Competition Groups_Ozone Laundry Treatment
Commercial | Com ¦ ENERGY STAR Griddle (74% eff) | 2038 | Technical | million_m3 | Before Competition Groups | 6.7712 | 0 | 0 | 2342.1138 | 0.0028911 | 32 | Commercial_2038_Technical_million_m3_Before Competition Groups_32 | ENERGY STAR Griddle (74% eff) | 0.2891% | 0 | 6.7712 | Commercial_2038_Technical_million_m3_Before Competition Groups_ENERGY STAR Griddle (74% eff)
Commercial | Com ¦ Condensing Tankless Water Heater | 2038 | Technical | million_m3 | Before Competition Groups | 5.3469 | 0 | 0 | 2342.1138 | 0.0022829 | 33 | Commercial_2038_Technical_million_m3_Before Competition Groups_33 | Condensing Tankless Water Heater | 0.2283% | 0 | 5.3469 | Commercial_2038_Technical_million_m3_Before Competition Groups_Condensing Tankless Water Heater
Commercial | Com ¦ Gas Heat Pump Water Heater | 2038 | Technical | million_m3 | Before Competition Groups | 4.5914 | 0 | 0 | 2342.1138 | 0.0019604 | 34 | Commercial_2038_Technical_million_m3_Before Competition Groups_34 | Gas Heat Pump Water Heater | 0.196% | 0 | 4.5914 | Commercial_2038_Technical_million_m3_Before Competition Groups_Gas Heat Pump Water Heater
Commercial | Com ¦ ENERGY STAR Dishwasher | 2038 | Technical | million_m3 | Before Competition Groups | 4.1678 | 0 | 0 | 2342.1138 | 0.0017795 | 35 | Commercial_2038_Technical_million_m3_Before Competition Groups_35 | ENERGY STAR Dishwasher | 0.178% | 0 | 4.1678 | Commercial_2038_Technical_million_m3_Before Competition Groups_ENERGY STAR Dishwasher
Commercial | Com ¦ HOTEL OCCUPANCY CONTROLS (HVAC + LIGHTING) | 2038 | Technical | million_m3 | Before Competition Groups | 3.8881 | 0 | 0 | 2342.1138 | 0.0016601 | 36 | Commercial_2038_Technical_million_m3_Before Competition Groups_36 | HOTEL OCCUPANCY CONTROLS (HVAC + LIGHTING) | 0.166% | 0 | 3.8881 | Commercial_2038_Technical_million_m3_Before Competition Groups_HOTEL OCCUPANCY CONTROLS (HVAC + LIGHTING)
Commercial | Com ¦ Dock Door Seals | 2038 | Technical | million_m3 | Before Competition Groups | 2.9425 | 0 | 0 | 2342.1138 | 0.0012563 | 37 | Commercial_2038_Technical_million_m3_Before Competition Groups_37 | Dock Door Seals | 0.1256% | 0 | 2.9425 | Commercial_2038_Technical_million_m3_Before Competition Groups_Dock Door Seals
Commercial | Com ¦ Ice Rink Heat Recovery | 2038 | Technical | million_m3 | Before Competition Groups | 2.7961 | 0 | 0 | 2342.1138 | 0.0011938 | 38 | Commercial_2038_Technical_million_m3_Before Competition Groups_38 | Ice Rink Heat Recovery | 0.1194% | 0 | 2.7961 | Commercial_2038_Technical_million_m3_Before Competition Groups_Ice Rink Heat Recovery
Commercial | Com ¦ CEE Tier 2/Energy Star Clothes Washers | 2038 | Technical | million_m3 | Before Competition Groups | 1.4783 | 0 | 0 | 2342.1138 | 0.00063119 | 39 | Commercial_2038_Technical_million_m3_Before Competition Groups_39 | CEE Tier 2/Energy Star Clothes Washers | 0.06312% | 0 | 1.4783 | Commercial_2038_Technical_million_m3_Before Competition Groups_CEE Tier 2/Energy Star Clothes Washers
Commercial | Com ¦ Drain Water Heat Recovery (DWHR) ¦ Retro | 2038 | Technical | million_m3 | Before Competition Groups | 0.92065 | 0 | 0 | 2342.1138 | 0.00039309 | 40 | Commercial_2038_Technical_million_m3_Before Competition Groups_40 | Drain Water Heat Recovery (DWHR) ¦ Retro | 0.03931% | 0 | 0.92065 | Commercial_2038_Technical_million_m3_Before Competition Groups_Drain Water Heat Recovery (DWHR) ¦ Retro
Commercial | Com ¦ ENERGY STAR Steam Cooker | 2038 | Technical | million_m3 | Before Competition Groups | 0.73785 | 0 | 0 | 2342.1138 | 0.00031503 | 41 | Commercial_2038_Technical_million_m3_Before Competition Groups_41 | ENERGY STAR Steam Cooker | 0.0315% | 0 | 0.73785 | Commercial_2038_Technical_million_m3_Before Competition Groups_ENERGY STAR Steam Cooker
Commercial | Com ¦ Drain Water Heat Recovery (DWHR) ¦New | 2038 | Technical | million_m3 | Before Competition Groups | 0.73072 | 0 | 0 | 2342.1138 | 0.00031199 | 42 | Commercial_2038_Technical_million_m3_Before Competition Groups_42 | Drain Water Heat Recovery (DWHR) ¦New | 0.0312% | 0 | 0.73072 | Commercial_2038_Technical_million_m3_Before Competition Groups_Drain Water Heat Recovery (DWHR) ¦New
Commercial | Com ¦ Low Flow Pre-Rinse Spray Nozzle | 2038 | Technical | million_m3 | Before Competition Groups | 0.72135 | 0 | 0 | 2342.1138 | 0.00030799 | 43 | Commercial_2038_Technical_million_m3_Before Competition Groups_43 | Low Flow Pre-Rinse Spray Nozzle | 0.0308% | 0 | 0.72135 | Commercial_2038_Technical_million_m3_Before Competition Groups_Low Flow Pre-Rinse Spray Nozzle
Commercial | Com ¦ Solar Water Preheat (Pools/DHW) | 2038 | Technical | million_m3 | Before Competition Groups | 0.36741 | 0 | 0 | 2342.1138 | 0.00015687 | 44 | Commercial_2038_Technical_million_m3_Before Competition Groups_44 | Solar Water Preheat (Pools/DHW) | 0.01569% | 0 | 0.36741 | Commercial_2038_Technical_million_m3_Before Competition Groups_Solar Water Preheat (Pools/DHW)
Commercial | Com ¦ Gas Convection Oven | 2038 | Technical | million_m3 | Before Competition Groups | 0.17456 | 0 | 0 | 2342.1138 | 7.4532e-05 | 45 | Commercial_2038_Technical_million_m3_Before Competition Groups_45 | Gas Convection Oven | 0.007453% | 0 | 0.17456 | Commercial_2038_Technical_million_m3_Before Competition Groups_Gas Convection Oven
Commercial | Com ¦ Air Curtains | 2038 | Technical | million_m3 | Before Competition Groups | 0.15085 | 0 | 0 | 2342.1138 | 6.441e-05 | 46 | Commercial_2038_Technical_million_m3_Before Competition Groups_46 | Air Curtains | 0.006441% | 0 | 0.15085 | Commercial_2038_Technical_million_m3_Before Competition Groups_Air Curtains
Commercial | Com ¦ Solar Preheat Make up Air | 2038 | Technical | million_m3 | Before Competition Groups | 0.050334 | 0 | 0 | 2342.1138 | 2.1491e-05 | 47 | Commercial_2038_Technical_million_m3_Before Competition Groups_47 | Solar Preheat Make up Air | 0.002149% | 0 | 0.050334 | Commercial_2038_Technical_million_m3_Before Competition Groups_Solar Preheat Make up Air
Commercial | Com ¦ Super High Perf Glazing ¦RET | 2038 | Technical | million_m3 | Before Competition Groups | 0.045483 | 0 | 0 | 2342.1138 | 1.942e-05 | 48 | Commercial_2038_Technical_million_m3_Before Competition Groups_48 | Super High Perf Glazing ¦RET | 0.001942% | 0 | 0.045483 | Commercial_2038_Technical_million_m3_Before Competition Groups_Super High Perf Glazing ¦RET
Commercial | Com ¦ Super High Perf Glazing ¦New | 2038 | Technical | million_m3 | Before Competition Groups | 0.036792 | 0 | 0 | 2342.1138 | 1.5709e-05 | 49 | Commercial_2038_Technical_million_m3_Before Competition Groups_49 | Super High Perf Glazing ¦New | 0.001571% | 0 | 0.036792 | Commercial_2038_Technical_million_m3_Before Competition Groups_Super High Perf Glazing ¦New
Commercial | Com ¦ Building Recommissioning, Operations and Maintenance (O&M) Improvements | 2019 | Economic | MW | Before Competition Groups | 301.6927 | 0 | 0 | 1243.8068 | 0.24256 | 1 | Commercial_2019_Economic_MW_Before Competition Groups_1 | Building Recommissioning, Operations and Maintenance (O&M) Improvements | 24.26% | 0 | 301.6927 | Commercial_2019_Economic_MW_Before Competition Groups_Building Recommissioning, Operations and Maintenance (O&M) Improvements
Commercial | Com ¦ Education and Capacity Building/Energy Behavior | 2019 | Economic | MW | Before Competition Groups | 219.0011 | 0 | 0 | 1243.8068 | 0.17607 | 2 | Commercial_2019_Economic_MW_Before Competition Groups_2 | Education and Capacity Building/Energy Behavior | 17.61% | 0 | 219.0011 | Commercial_2019_Economic_MW_Before Competition Groups_Education and Capacity Building/Energy Behavior
Commercial | Com ¦ Advanced BAS/Controllers | 2019 | Economic | MW | Before Competition Groups | 89.9072 | 0 | 0 | 1243.8068 | 0.072284 | 3 | Commercial_2019_Economic_MW_Before Competition Groups_3 | Advanced BAS/Controllers | 7.228% | 0 | 89.9072 | Commercial_2019_Economic_MW_Before Competition Groups_Advanced BAS/Controllers
Commercial | Com ¦ LED Low/High Bay | 2019 | Economic | MW | Before Competition Groups | 79.0836 | 0 | 0 | 1243.8068 | 0.063582 | 4 | Commercial_2019_Economic_MW_Before Competition Groups_4 | LED Low/High Bay | 6.358% | 0 | 79.0836 | Commercial_2019_Economic_MW_Before Competition Groups_LED Low/High Bay
Commercial | Com ¦ ENERGY STAR LED LAMPS (REFLECTOR LAMPs/MR16/PAR 16) | 2019 | Economic | MW | Before Competition Groups | 58.8601 | 0 | 0 | 1243.8068 | 0.047323 | 5 | Commercial_2019_Economic_MW_Before Competition Groups_5 | ENERGY STAR LED LAMPS (REFLECTOR LAMPs/MR16/PAR 16) | 4.732% | 0 | 58.8601 | Commercial_2019_Economic_MW_Before Competition Groups_ENERGY STAR LED LAMPS (REFLECTOR LAMPs/MR16/PAR 16)
Commercial | Com ¦ LED Troffer/Surface/Suspended | 2019 | Economic | MW | Before Competition Groups | 42.2974 | 0 | 0 | 1243.8068 | 0.034006 | 6 | Commercial_2019_Economic_MW_Before Competition Groups_6 | LED Troffer/Surface/Suspended | 3.401% | 0 | 42.2974 | Commercial_2019_Economic_MW_Before Competition Groups_LED Troffer/Surface/Suspended
Commercial | Com ¦ Adaptive Thermostats | 2019 | Economic | MW | Before Competition Groups | 37.6817 | 0 | 0 | 1243.8068 | 0.030295 | 7 | Commercial_2019_Economic_MW_Before Competition Groups_7 | Adaptive Thermostats | 3.03% | 0 | 37.6817 | Commercial_2019_Economic_MW_Before Competition Groups_Adaptive Thermostats
Commercial | Com ¦ Furnace Tune-Up | 2019 | Economic | MW | Before Competition Groups | 36.9888 | 0 | 0 | 1243.8068 | 0.029738 | 8 | Commercial_2019_Economic_MW_Before Competition Groups_8 | Furnace Tune-Up | 2.974% | 0 | 36.9888 | Commercial_2019_Economic_MW_Before Competition Groups_Furnace Tune-Up
Commercial | Com ¦ LLLC - Low Impact Application | 2019 | Economic | MW | Before Competition Groups | 31.8202 | 0 | 0 | 1243.8068 | 0.025583 | 9 | Commercial_2019_Economic_MW_Before Competition Groups_9 | LLLC - Low Impact Application | 2.558% | 0 | 31.8202 | Commercial_2019_Economic_MW_Before Competition Groups_LLLC - Low Impact Application
Commercial | Com ¦ LLLC - High Impact Application | 2019 | Economic | MW | Before Competition Groups | 29.4118 | 0 | 0 | 1243.8068 | 0.023647 | 10 | Commercial_2019_Economic_MW_Before Competition Groups_10 | LLLC - High Impact Application | 2.365% | 0 | 29.4118 | Commercial_2019_Economic_MW_Before Competition Groups_LLLC - High Impact Application
Commercial | Com ¦ Strip Curtains | 2019 | Economic | MW | Before Competition Groups | 28.3622 | 0 | 0 | 1243.8068 | 0.022803 | 11 | Commercial_2019_Economic_MW_Before Competition Groups_11 | Strip Curtains | 2.28% | 0 | 28.3622 | Commercial_2019_Economic_MW_Before Competition Groups_Strip Curtains
Commercial | Com ¦ Variable Frequency Drive (VFD) | 2019 | Economic | MW | Before Competition Groups | 25.7535 | 0 | 0 | 1243.8068 | 0.020705 | 12 | Commercial_2019_Economic_MW_Before Competition Groups_12 | Variable Frequency Drive (VFD) | 2.071% | 0 | 25.7535 | Commercial_2019_Economic_MW_Before Competition Groups_Variable Frequency Drive (VFD)
Commercial | Com ¦ VFD on Pumps | 2019 | Economic | MW | Before Competition Groups | 24.0968 | 0 | 0 | 1243.8068 | 0.019373 | 13 | Commercial_2019_Economic_MW_Before Competition Groups_13 | VFD on Pumps | 1.937% | 0 | 24.0968 | Commercial_2019_Economic_MW_Before Competition Groups_VFD on Pumps
Commercial | Com ¦ Demand Control Ventilation | 2019 | Economic | MW | Before Competition Groups | 20.7639 | 0 | 0 | 1243.8068 | 0.016694 | 14 | Commercial_2019_Economic_MW_Before Competition Groups_14 | Demand Control Ventilation | 1.669% | 0 | 20.7639 | Commercial_2019_Economic_MW_Before Competition Groups_Demand Control Ventilation
Commercial | Com ¦ Air Handler with Dedicated Outdoor Air Systems | 2019 | Economic | MW | Before Competition Groups | 19.5131 | 0 | 0 | 1243.8068 | 0.015688 | 15 | Commercial_2019_Economic_MW_Before Competition Groups_15 | Air Handler with Dedicated Outdoor Air Systems | 1.569% | 0 | 19.5131 | Commercial_2019_Economic_MW_Before Competition Groups_Air Handler with Dedicated Outdoor Air Systems
Commercial | Com ¦ High Efficiency Air Source Heat Pump | 2019 | Economic | MW | Before Competition Groups | 17.4169 | 0 | 0 | 1243.8068 | 0.014003 | 16 | Commercial_2019_Economic_MW_Before Competition Groups_16 | High Efficiency Air Source Heat Pump | 1.4% | 0 | 17.4169 | Commercial_2019_Economic_MW_Before Competition Groups_High Efficiency Air Source Heat Pump
Commercial | Com ¦ LED or Equivalent Sign Lighting | 2019 | Economic | MW | Before Competition Groups | 15.6592 | 0 | 0 | 1243.8068 | 0.01259 | 17 | Commercial_2019_Economic_MW_Before Competition Groups_17 | LED or Equivalent Sign Lighting | 1.259% | 0 | 15.6592 | Commercial_2019_Economic_MW_Before Competition Groups_LED or Equivalent Sign Lighting
Commercial | Com ¦ ENERGY STAR LED LAMPS (General Service Lamps) | 2019 | Economic | MW | Before Competition Groups | 15.5987 | 0 | 0 | 1243.8068 | 0.012541 | 18 | Commercial_2019_Economic_MW_Before Competition Groups_18 | ENERGY STAR LED LAMPS (General Service Lamps) | 1.254% | 0 | 15.5987 | Commercial_2019_Economic_MW_Before Competition Groups_ENERGY STAR LED LAMPS (General Service Lamps)
Commercial | Com ¦ Centrally controlled desktop PC/NETWORK PC POWER MANAGEMENT SOFTWARE | 2019 | Economic | MW | Before Competition Groups | 14.2964 | 0 | 0 | 1243.8068 | 0.011494 | 19 | Commercial_2019_Economic_MW_Before Competition Groups_19 | Centrally controlled desktop PC/NETWORK PC POWER MANAGEMENT SOFTWARE | 1.149% | 0 | 14.2964 | Commercial_2019_Economic_MW_Before Competition Groups_Centrally controlled desktop PC/NETWORK PC POWER MANAGEMENT SOFTWARE
Commercial | Com ¦ ECM MOTORS FOR EVAPORATOR FANS for refrigeration (WALK-IN) | 2019 | Economic | MW | Before Competition Groups | 13.3932 | 0 | 0 | 1243.8068 | 0.010768 | 20 | Commercial_2019_Economic_MW_Before Competition Groups_20 | ECM MOTORS FOR EVAPORATOR FANS for refrigeration (WALK-IN) | 1.077% | 0 | 13.3932 | Commercial_2019_Economic_MW_Before Competition Groups_ECM MOTORS FOR EVAPORATOR FANS for refrigeration (WALK-IN)
Commercial | Com ¦ Unitary Air-Conditioning Unit | 2019 | Economic | MW | Before Competition Groups | 11.6924 | 0 | 0 | 1243.8068 | 0.0094005 | 21 | Commercial_2019_Economic_MW_Before Competition Groups_21 | Unitary Air-Conditioning Unit | 0.9401% | 0 | 11.6924 | Commercial_2019_Economic_MW_Before Competition Groups_Unitary Air-Conditioning Unit
Commercial | Com ¦ Freezer Case Light Sensor | 2019 | Economic | MW | Before Competition Groups | 11.588 | 0 | 0 | 1243.8068 | 0.0093165 | 22 | Commercial_2019_Economic_MW_Before Competition Groups_22 | Freezer Case Light Sensor | 0.9317% | 0 | 11.588 | Commercial_2019_Economic_MW_Before Competition Groups_Freezer Case Light Sensor
Commercial | Com ¦ Evaporator Fan Controls | 2019 | Economic | MW | Before Competition Groups | 11.2895 | 0 | 0 | 1243.8068 | 0.0090766 | 23 | Commercial_2019_Economic_MW_Before Competition Groups_23 | Evaporator Fan Controls | 0.9077% | 0 | 11.2895 | Commercial_2019_Economic_MW_Before Competition Groups_Evaporator Fan Controls
Commercial | Com ¦ Data Center Storage/Server Virtualization | 2019 | Economic | MW | Before Competition Groups | 9.4531 | 0 | 0 | 1243.8068 | 0.0076001 | 24 | Commercial_2019_Economic_MW_Before Competition Groups_24 | Data Center Storage/Server Virtualization | 0.76% | 0 | 9.4531 | Commercial_2019_Economic_MW_Before Competition Groups_Data Center Storage/Server Virtualization
Commercial | Com ¦ Occupancy Sensors | 2019 | Economic | MW | Before Competition Groups | 9.0952 | 0 | 0 | 1243.8068 | 0.0073124 | 25 | Commercial_2019_Economic_MW_Before Competition Groups_25 | Occupancy Sensors | 0.7312% | 0 | 9.0952 | Commercial_2019_Economic_MW_Before Competition Groups_Occupancy Sensors
Commercial | Com ¦ LED Replacement Lamp (Tube) | 2019 | Economic | MW | Before Competition Groups | 8.6231 | 0 | 0 | 1243.8068 | 0.0069329 | 26 | Commercial_2019_Economic_MW_Before Competition Groups_26 | LED Replacement Lamp (Tube) | 0.6933% | 0 | 8.6231 | Commercial_2019_Economic_MW_Before Competition Groups_LED Replacement Lamp (Tube)
Commercial | Com ¦ Duct Insulation, R8 | 2019 | Economic | MW | Before Competition Groups | 6.7955 | 0 | 0 | 1243.8068 | 0.0054635 | 27 | Commercial_2019_Economic_MW_Before Competition Groups_27 | Duct Insulation, R8 | 0.5463% | 0 | 6.7955 | Commercial_2019_Economic_MW_Before Competition Groups_Duct Insulation, R8
Commercial | Com ¦ Demand Control Kitchen Ventilation | 2019 | Economic | MW | Before Competition Groups | 6.207 | 0 | 0 | 1243.8068 | 0.0049904 | 28 | Commercial_2019_Economic_MW_Before Competition Groups_28 | Demand Control Kitchen Ventilation | 0.499% | 0 | 6.207 | Commercial_2019_Economic_MW_Before Competition Groups_Demand Control Kitchen Ventilation
Commercial | Com ¦ Temperature Adjustment in Commercial Freezers | 2019 | Economic | MW | Before Competition Groups | 4.1275 | 0 | 0 | 1243.8068 | 0.0033184 | 29 | Commercial_2019_Economic_MW_Before Competition Groups_29 | Temperature Adjustment in Commercial Freezers | 0.3318% | 0 | 4.1275 | Commercial_2019_Economic_MW_Before Competition Groups_Temperature Adjustment in Commercial Freezers
Commercial | Com ¦ LED parking lot fixture | 2019 | Economic | MW | Before Competition Groups | 3.9226 | 0 | 0 | 1243.8068 | 0.0031537 | 30 | Commercial_2019_Economic_MW_Before Competition Groups_30 | LED parking lot fixture | 0.3154% | 0 | 3.9226 | Commercial_2019_Economic_MW_Before Competition Groups_LED parking lot fixture
Commercial | Com ¦ LED EXTERIOR AREA LIGHTS - LED fixture (200W) | 2019 | Economic | MW | Before Competition Groups | 3.9184 | 0 | 0 | 1243.8068 | 0.0031503 | 31 | Commercial_2019_Economic_MW_Before Competition Groups_31 | LED EXTERIOR AREA LIGHTS - LED fixture (200W) | 0.315% | 0 | 3.9184 | Commercial_2019_Economic_MW_Before Competition Groups_LED EXTERIOR AREA LIGHTS - LED fixture (200W)
Commercial | Com ¦ Vertical Night Covers | 2019 | Economic | MW | Before Competition Groups | 3.4133 | 0 | 0 | 1243.8068 | 0.0027442 | 32 | Commercial_2019_Economic_MW_Before Competition Groups_32 | Vertical Night Covers | 0.2744% | 0 | 3.4133 | Commercial_2019_Economic_MW_Before Competition Groups_Vertical Night Covers
Commercial | Com ¦ Reach-in Shaded Pole to ECM/PSC Evaporator Fan Motor | 2019 | Economic | MW | Before Competition Groups | 3.3525 | 0 | 0 | 1243.8068 | 0.0026954 | 33 | Commercial_2019_Economic_MW_Before Competition Groups_33 | Reach-in Shaded Pole to ECM/PSC Evaporator Fan Motor | 0.2695% | 0 | 3.3525 | Commercial_2019_Economic_MW_Before Competition Groups_Reach-in Shaded Pole to ECM/PSC Evaporator Fan Motor
Commercial | Com ¦ Elec Storage WH 2.30 Et | 2019 | Economic | MW | Before Competition Groups | 3.1735 | 0 | 0 | 1243.8068 | 0.0025515 | 34 | Commercial_2019_Economic_MW_Before Competition Groups_34 | Elec Storage WH 2.30 Et | 0.2551% | 0 | 3.1735 | Commercial_2019_Economic_MW_Before Competition Groups_Elec Storage WH 2.30 Et
Commercial | Com ¦ CO Sensors for parking garage exhaust fans | 2019 | Economic | MW | Before Competition Groups | 2.8776 | 0 | 0 | 1243.8068 | 0.0023135 | 35 | Commercial_2019_Economic_MW_Before Competition Groups_35 | CO Sensors for parking garage exhaust fans | 0.2314% | 0 | 2.8776 | Commercial_2019_Economic_MW_Before Competition Groups_CO Sensors for parking garage exhaust fans
Commercial | Com ¦ BEVERAGE VENDING MACHINE CONTROLS | 2019 | Economic | MW | Before Competition Groups | 2.8632 | 0 | 0 | 1243.8068 | 0.002302 | 36 | Commercial_2019_Economic_MW_Before Competition Groups_36 | BEVERAGE VENDING MACHINE CONTROLS | 0.2302% | 0 | 2.8632 | Commercial_2019_Economic_MW_Before Competition Groups_BEVERAGE VENDING MACHINE CONTROLS
Commercial | Com ¦ Chilled Water Optimization | 2019 | Economic | MW | Before Competition Groups | 2.7572 | 0 | 0 | 1243.8068 | 0.0022167 | 37 | Commercial_2019_Economic_MW_Before Competition Groups_37 | Chilled Water Optimization | 0.2217% | 0 | 2.7572 | Commercial_2019_Economic_MW_Before Competition Groups_Chilled Water Optimization
Commercial | Com ¦ Energy Efficient Laboratory Fume Hood | 2019 | Economic | MW | Before Competition Groups | 2.64 | 0 | 0 | 1243.8068 | 0.0021225 | 38 | Commercial_2019_Economic_MW_Before Competition Groups_38 | Energy Efficient Laboratory Fume Hood | 0.2123% | 0 | 2.64 | Commercial_2019_Economic_MW_Before Competition Groups_Energy Efficient Laboratory Fume Hood
Commercial | Com ¦ Water Heating (DHW) Pipe Insulation (Add 3/4\ Foam)" | 2019 | Economic | MW | Before Competition Groups | 2.605 | 0 | 0 | 1243.8068 | 0.0020944 | 39 | Commercial_2019_Economic_MW_Before Competition Groups_39 | Water Heating (DHW) Pipe Insulation (Add 3/4\ Foam)" | 0.2094% | 0 | 2.605 | Commercial_2019_Economic_MW_Before Competition Groups_Water Heating (DHW) Pipe Insulation (Add 3/4\ Foam)"
Commercial | Com ¦ LED street light fixture | 2019 | Economic | MW | Before Competition Groups | 2.3442 | 0 | 0 | 1243.8068 | 0.0018847 | 40 | Commercial_2019_Economic_MW_Before Competition Groups_40 | LED street light fixture | 0.1885% | 0 | 2.3442 | Commercial_2019_Economic_MW_Before Competition Groups_LED street light fixture
Commercial | Com ¦ Suction Pipe Insulation Freezer/Refrigerator | 2019 | Economic | MW | Before Competition Groups | 1.7739 | 0 | 0 | 1243.8068 | 0.0014262 | 41 | Commercial_2019_Economic_MW_Before Competition Groups_41 | Suction Pipe Insulation Freezer/Refrigerator | 0.1426% | 0 | 1.7739 | Commercial_2019_Economic_MW_Before Competition Groups_Suction Pipe Insulation Freezer/Refrigerator
Commercial | Com ¦ Outside Air Economizer | 2019 | Economic | MW | Before Competition Groups | 1.7022 | 0 | 0 | 1243.8068 | 0.0013685 | 42 | Commercial_2019_Economic_MW_Before Competition Groups_42 | Outside Air Economizer | 0.1369% | 0 | 1.7022 | Commercial_2019_Economic_MW_Before Competition Groups_Outside Air Economizer
Commercial | Com ¦ Refrigerated Display Case LED | 2019 | Economic | MW | Before Competition Groups | 1.0379 | 0 | 0 | 1243.8068 | 0.00083442 | 43 | Commercial_2019_Economic_MW_Before Competition Groups_43 | Refrigerated Display Case LED | 0.08344% | 0 | 1.0379 | Commercial_2019_Economic_MW_Before Competition Groups_Refrigerated Display Case LED
Commercial | Com ¦ Water Source Heat Pump (4 ton) | 2019 | Economic | MW | Before Competition Groups | 0.96523 | 0 | 0 | 1243.8068 | 0.00077603 | 44 | Commercial_2019_Economic_MW_Before Competition Groups_44 | Water Source Heat Pump (4 ton) | 0.0776% | 0 | 0.96523 | Commercial_2019_Economic_MW_Before Competition Groups_Water Source Heat Pump (4 ton)
Commercial | Com ¦ ENERGY STAR Dishwasher | 2019 | Economic | MW | Before Competition Groups | 0.90804 | 0 | 0 | 1243.8068 | 0.00073005 | 45 | Commercial_2019_Economic_MW_Before Competition Groups_45 | ENERGY STAR Dishwasher | 0.073% | 0 | 0.90804 | Commercial_2019_Economic_MW_Before Competition Groups_ENERGY STAR Dishwasher
Commercial | Com ¦ ENERGY STAR Griddle (74% eff) | 2019 | Economic | MW | Before Competition Groups | 0.74145 | 0 | 0 | 1243.8068 | 0.00059611 | 46 | Commercial_2019_Economic_MW_Before Competition Groups_46 | ENERGY STAR Griddle (74% eff) | 0.05961% | 0 | 0.74145 | Commercial_2019_Economic_MW_Before Competition Groups_ENERGY STAR Griddle (74% eff)
Commercial | Com ¦ Ozone Laundry Treatment | 2019 | Economic | MW | Before Competition Groups | 0.72198 | 0 | 0 | 1243.8068 | 0.00058046 | 47 | Commercial_2019_Economic_MW_Before Competition Groups_47 | Ozone Laundry Treatment | 0.05805% | 0 | 0.72198 | Commercial_2019_Economic_MW_Before Competition Groups_Ozone Laundry Treatment
Commercial | Com ¦ ECM MOTORS FOR HVAC APPLICATION (FAN-POWERED VAV BOX) | 2019 | Economic | MW | Before Competition Groups | 0.27291 | 0 | 0 | 1243.8068 | 0.00021941 | 48 | Commercial_2019_Economic_MW_Before Competition Groups_48 | ECM MOTORS FOR HVAC APPLICATION (FAN-POWERED VAV BOX) | 0.02194% | 0 | 0.27291 | Commercial_2019_Economic_MW_Before Competition Groups_ECM MOTORS FOR HVAC APPLICATION (FAN-POWERED VAV BOX)
Commercial | Com ¦ ENERGY STAR Fryer (84% eff) | 2019 | Economic | MW | Before Competition Groups | 0.20902 | 0 | 0 | 1243.8068 | 0.00016805 | 49 | Commercial_2019_Economic_MW_Before Competition Groups_49 | ENERGY STAR Fryer (84% eff) | 0.01681% | 0 | 0.20902 | Commercial_2019_Economic_MW_Before Competition Groups_ENERGY STAR Fryer (84% eff)
Commercial | Com ¦ Auto Off Time Switch or Time Clock control | 2019 | Economic | MW | Before Competition Groups | 0.17169 | 0 | 0 | 1243.8068 | 0.00013804 | 50 | Commercial_2019_Economic_MW_Before Competition Groups_50 | Auto Off Time Switch or Time Clock control | 0.0138% | 0 | 0.17169 | Commercial_2019_Economic_MW_Before Competition Groups_Auto Off Time Switch or Time Clock control
Commercial | Com ¦ Demand controlled Circulating Systems | 2019 | Economic | MW | Before Competition Groups | 0.1671 | 0 | 0 | 1243.8068 | 0.00013435 | 51 | Commercial_2019_Economic_MW_Before Competition Groups_51 | Demand controlled Circulating Systems | 0.01343% | 0 | 0.1671 | Commercial_2019_Economic_MW_Before Competition Groups_Demand controlled Circulating Systems
Commercial | Com ¦ Thermostat Setback | 2019 | Economic | MW | Before Competition Groups | 0.15549 | 0 | 0 | 1243.8068 | 0.00012501 | 52 | Commercial_2019_Economic_MW_Before Competition Groups_52 | Thermostat Setback | 0.0125% | 0 | 0.15549 | Commercial_2019_Economic_MW_Before Competition Groups_Thermostat Setback
Commercial | Com ¦ ENERGY STAR Steam Cookers | 2019 | Economic | MW | Before Competition Groups | 0.13606 | 0 | 0 | 1243.8068 | 0.00010939 | 53 | Commercial_2019_Economic_MW_Before Competition Groups_53 | ENERGY STAR Steam Cookers | 0.01094% | 0 | 0.13606 | Commercial_2019_Economic_MW_Before Competition Groups_ENERGY STAR Steam Cookers
Commercial | Com ¦ High Efficiency Small Instantaneous Water Heater | 2019 | Economic | MW | Before Competition Groups | 0.096255 | 0 | 0 | 1243.8068 | 7.7388e-05 | 54 | Commercial_2019_Economic_MW_Before Competition Groups_54 | High Efficiency Small Instantaneous Water Heater | 0.007739% | 0 | 0.096255 | Commercial_2019_Economic_MW_Before Competition Groups_High Efficiency Small Instantaneous Water Heater
Commercial | Com ¦ PTAC (12 EER/10,000 BTU) | 2019 | Economic | MW | Before Competition Groups | 0.086617 | 0 | 0 | 1243.8068 | 6.9639e-05 | 55 | Commercial_2019_Economic_MW_Before Competition Groups_55 | PTAC (12 EER/10,000 BTU) | 0.006964% | 0 | 0.086617 | Commercial_2019_Economic_MW_Before Competition Groups_PTAC (12 EER/10,000 BTU)
Commercial | Com ¦ Wall Insulation | 2019 | Economic | MW | Before Competition Groups | 0.059655 | 0 | 0 | 1243.8068 | 4.7962e-05 | 56 | Commercial_2019_Economic_MW_Before Competition Groups_56 | Wall Insulation | 0.004796% | 0 | 0.059655 | Commercial_2019_Economic_MW_Before Competition Groups_Wall Insulation
Commercial | Com ¦ Condensing Unit Heaters or other Efficient Unit Heating System | 2019 | Economic | MW | Before Competition Groups | 0.058224 | 0 | 0 | 1243.8068 | 4.6811e-05 | 57 | Commercial_2019_Economic_MW_Before Competition Groups_57 | Condensing Unit Heaters or other Efficient Unit Heating System | 0.004681% | 0 | 0.058224 | Commercial_2019_Economic_MW_Before Competition Groups_Condensing Unit Heaters or other Efficient Unit Heating System
Commercial | Com ¦ Solar Water Preheat (Pools/DHW) | 2019 | Economic | MW | Before Competition Groups | 0.038994 | 0 | 0 | 1243.8068 | 3.135e-05 | 58 | Commercial_2019_Economic_MW_Before Competition Groups_58 | Solar Water Preheat (Pools/DHW) | 0.003135% | 0 | 0.038994 | Commercial_2019_Economic_MW_Before Competition Groups_Solar Water Preheat (Pools/DHW)
Commercial | COM ¦ Ductless Mini-Split Heat Pumps | 2019 | Economic | MW | Before Competition Groups | 0.038688 | 0 | 0 | 1243.8068 | 3.1104e-05 | 59 | Commercial_2019_Economic_MW_Before Competition Groups_59 | Ductless Mini-Split Heat Pumps | 0.00311% | 0 | 0.038688 | Commercial_2019_Economic_MW_Before Competition Groups_Ductless Mini-Split Heat Pumps
Commercial | Com ¦ HVAC Optimization | 2019 | Economic | MW | Before Competition Groups | 0.033965 | 0 | 0 | 1243.8068 | 2.7307e-05 | 60 | Commercial_2019_Economic_MW_Before Competition Groups_60 | HVAC Optimization | 0.002731% | 0 | 0.033965 | Commercial_2019_Economic_MW_Before Competition Groups_HVAC Optimization
Commercial | Com ¦ CEE Tier 2/Energy Star Clothes Washers | 2019 | Economic | MW | Before Competition Groups | 0.024932 | 0 | 0 | 1243.8068 | 2.0045e-05 | 61 | Commercial_2019_Economic_MW_Before Competition Groups_61 | CEE Tier 2/Energy Star Clothes Washers | 0.002004% | 0 | 0.024932 | Commercial_2019_Economic_MW_Before Competition Groups_CEE Tier 2/Energy Star Clothes Washers
Commercial | Com ¦ Low Flow Pre-Rinse Spray Nozzle | 2019 | Economic | MW | Before Competition Groups | 0.023038 | 0 | 0 | 1243.8068 | 1.8522e-05 | 62 | Commercial_2019_Economic_MW_Before Competition Groups_62 | Low Flow Pre-Rinse Spray Nozzle | 0.001852% | 0 | 0.023038 | Commercial_2019_Economic_MW_Before Competition Groups_Low Flow Pre-Rinse Spray Nozzle
Commercial | Com ¦ Commercial Hot Food Holding Cabinets | 2019 | Economic | MW | Before Competition Groups | 0.012381 | 0 | 0 | 1243.8068 | 9.954e-06 | 63 | Commercial_2019_Economic_MW_Before Competition Groups_63 | Commercial Hot Food Holding Cabinets | 0.0009954% | 0 | 0.012381 | Commercial_2019_Economic_MW_Before Competition Groups_Commercial Hot Food Holding Cabinets
Commercial | Com ¦ Energy Recovery Ventilation and Ventilation (Enhanced) | 2019 | Economic | MW | Before Competition Groups | 0.010671 | 0 | 0 | 1243.8068 | 8.5796e-06 | 64 | Commercial_2019_Economic_MW_Before Competition Groups_64 | Energy Recovery Ventilation and Ventilation (Enhanced) | 0.000858% | 0 | 0.010671 | Commercial_2019_Economic_MW_Before Competition Groups_Energy Recovery Ventilation and Ventilation (Enhanced)
Commercial | Com ¦ Room AC (w/ louvered sides) 14 SEER from 12 SEER code | 2019 | Economic | MW | Before Competition Groups | 0.010486 | 0 | 0 | 1243.8068 | 8.4302e-06 | 65 | Commercial_2019_Economic_MW_Before Competition Groups_65 | Room AC (w/ louvered sides) 14 SEER from 12 SEER code | 0.000843% | 0 | 0.010486 | Commercial_2019_Economic_MW_Before Competition Groups_Room AC (w/ louvered sides) 14 SEER from 12 SEER code
Commercial | Com ¦ Air Curtains | 2019 | Economic | MW | Before Competition Groups | 0.0059069 | 0 | 0 | 1243.8068 | 4.749e-06 | 66 | Commercial_2019_Economic_MW_Before Competition Groups_66 | Air Curtains | 0.0004749% | 0 | 0.0059069 | Commercial_2019_Economic_MW_Before Competition Groups_Air Curtains
Commercial | Com ¦ VSD Air Compressor | 2019 | Economic | MW | Before Competition Groups | 0.0034394 | 0 | 0 | 1243.8068 | 2.7652e-06 | 67 | Commercial_2019_Economic_MW_Before Competition Groups_67 | VSD Air Compressor | 0.0002765% | 0 | 0.0034394 | Commercial_2019_Economic_MW_Before Competition Groups_VSD Air Compressor
Commercial | Com ¦ High Efficiency Chiller (avg of water and air cooled) | 2019 | Economic | MW | Before Competition Groups | 0.0025651 | 0 | 0 | 1243.8068 | 2.0623e-06 | 68 | Commercial_2019_Economic_MW_Before Competition Groups_68 | High Efficiency Chiller (avg of water and air cooled) | 0.0002062% | 0 | 0.0025651 | Commercial_2019_Economic_MW_Before Competition Groups_High Efficiency Chiller (avg of water and air cooled)
Commercial | Com ¦ EC Plug Fan for Data Center (under cabinet) | 2019 | Economic | MW | Before Competition Groups | 0.00068403 | 0 | 0 | 1243.8068 | 5.4995e-07 | 69 | Commercial_2019_Economic_MW_Before Competition Groups_69 | EC Plug Fan for Data Center (under cabinet) | 5.5e-05% | 0 | 0.00068403 | Commercial_2019_Economic_MW_Before Competition Groups_EC Plug Fan for Data Center (under cabinet)
Commercial | Com ¦ Electric Convection Combination Ovens | 2019 | Economic | MW | Before Competition Groups | 4.2808e-05 | 0 | 0 | 1243.8068 | 3.4417e-08 | 70 | Commercial_2019_Economic_MW_Before Competition Groups_70 | Electric Convection Combination Ovens | 3.442e-06% | 0 | 4.2808e-05 | Commercial_2019_Economic_MW_Before Competition Groups_Electric Convection Combination Ovens
Commercial | Com ¦ Condensing Make Up Air Unit | 2019 | Economic | MW | Before Competition Groups | 0 | 0 | 0 | 1243.8068 | 0 | 71 | Commercial_2019_Economic_MW_Before Competition Groups_71 | Condensing Make Up Air Unit | 0% | 0 | 0 | Commercial_2019_Economic_MW_Before Competition Groups_Condensing Make Up Air Unit
Commercial | Com ¦ Door Gasket Freezer/Refrigerator | 2019 | Economic | MW | Before Competition Groups | 0 | 0 | 0 | 1243.8068 | 0 | 72 | Commercial_2019_Economic_MW_Before Competition Groups_72 | Door Gasket Freezer/Refrigerator | 0% | 0 | 0 | Commercial_2019_Economic_MW_Before Competition Groups_Door Gasket Freezer/Refrigerator
Commercial | Com ¦ Efficient compressor motor | 2019 | Economic | MW | Before Competition Groups | 0 | 0 | 0 | 1243.8068 | 0 | 73 | Commercial_2019_Economic_MW_Before Competition Groups_73 | Efficient compressor motor | 0% | 0 | 0 | Commercial_2019_Economic_MW_Before Competition Groups_Efficient compressor motor
Commercial | Com ¦ Indoor Daylight Sensors/Photocell Dimming Control | 2019 | Economic | MW | Before Competition Groups | 0 | 0 | 0 | 1243.8068 | 0 | 74 | Commercial_2019_Economic_MW_Before Competition Groups_74 | Indoor Daylight Sensors/Photocell Dimming Control | 0% | 0 | 0 | Commercial_2019_Economic_MW_Before Competition Groups_Indoor Daylight Sensors/Photocell Dimming Control
Commercial | Com ¦ LED RECESSED DOWNLIGHTS | 2019 | Economic | MW | Before Competition Groups | 0 | 0 | 0 | 1243.8068 | 0 | 75 | Commercial_2019_Economic_MW_Before Competition Groups_75 | LED RECESSED DOWNLIGHTS | 0% | 0 | 0 | Commercial_2019_Economic_MW_Before Competition Groups_LED RECESSED DOWNLIGHTS
Commercial | Com ¦ Networked/Connected - High Impact Application | 2019 | Economic | MW | Before Competition Groups | 0 | 0 | 0 | 1243.8068 | 0 | 76 | Commercial_2019_Economic_MW_Before Competition Groups_76 | Networked/Connected - High Impact Application | 0% | 0 | 0 | Commercial_2019_Economic_MW_Before Competition Groups_Networked/Connected - High Impact Application
Commercial | Com ¦ Networked/Connected - Low Impact Application | 2019 | Economic | MW | Before Competition Groups | 0 | 0 | 0 | 1243.8068 | 0 | 77 | Commercial_2019_Economic_MW_Before Competition Groups_77 | Networked/Connected - Low Impact Application | 0% | 0 | 0 | Commercial_2019_Economic_MW_Before Competition Groups_Networked/Connected - Low Impact Application
Commercial | Com ¦ Notched V belts for HVAC Systems | 2019 | Economic | MW | Before Competition Groups | 0 | 0 | 0 | 1243.8068 | 0 | 78 | Commercial_2019_Economic_MW_Before Competition Groups_78 | Notched V belts for HVAC Systems | 0% | 0 | 0 | Commercial_2019_Economic_MW_Before Competition Groups_Notched V belts for HVAC Systems
Commercial | Com ¦ Refrigerated Display Case Doors | 2019 | Economic | MW | Before Competition Groups | 0 | 0 | 0 | 1243.8068 | 0 | 79 | Commercial_2019_Economic_MW_Before Competition Groups_79 | Refrigerated Display Case Doors | 0% | 0 | 0 | Commercial_2019_Economic_MW_Before Competition Groups_Refrigerated Display Case Doors
Commercial | Com ¦ Variable Refrigerant Flow Heat Pump | 2019 | Economic | MW | Before Competition Groups | 0 | 0 | 0 | 1243.8068 | 0 | 80 | Commercial_2019_Economic_MW_Before Competition Groups_80 | Variable Refrigerant Flow Heat Pump | 0% | 0 | 0 | Commercial_2019_Economic_MW_Before Competition Groups_Variable Refrigerant Flow Heat Pump
Commercial | Com ¦ ENERGY STAR LED LAMPS (REFLECTOR LAMPs/MR16/PAR 16) | 2019 | SC A | MW | Before Competition Groups | 16.1674 | 0 | 0 | 61.6804 | 0.26212 | 1 | Commercial_2019_SC A_MW_Before Competition Groups_1 | ENERGY STAR LED LAMPS (REFLECTOR LAMPs/MR16/PAR 16) | 26.21% | 0 | 16.1674 | Commercial_2019_SC A_MW_Before Competition Groups_ENERGY STAR LED LAMPS (REFLECTOR LAMPs/MR16/PAR 16)
Commercial | Com ¦ LED Replacement Lamp (Tube) | 2019 | SC A | MW | Before Competition Groups | 5.998 | 0 | 0 | 61.6804 | 0.097243 | 2 | Commercial_2019_SC A_MW_Before Competition Groups_2 | LED Replacement Lamp (Tube) | 9.724% | 0 | 5.998 | Commercial_2019_SC A_MW_Before Competition Groups_LED Replacement Lamp (Tube)
Commercial | Com ¦ ENERGY STAR LED LAMPS (General Service Lamps) | 2019 | SC A | MW | Before Competition Groups | 4.2636 | 0 | 0 | 61.6804 | 0.069125 | 3 | Commercial_2019_SC A_MW_Before Competition Groups_3 | ENERGY STAR LED LAMPS (General Service Lamps) | 6.912% | 0 | 4.2636 | Commercial_2019_SC A_MW_Before Competition Groups_ENERGY STAR LED LAMPS (General Service Lamps)
Commercial | Com ¦ High Efficiency Air Source Heat Pump | 2019 | SC A | MW | Before Competition Groups | 4.1853 | 0 | 0 | 61.6804 | 0.067855 | 4 | Commercial_2019_SC A_MW_Before Competition Groups_4 | High Efficiency Air Source Heat Pump | 6.785% | 0 | 4.1853 | Commercial_2019_SC A_MW_Before Competition Groups_High Efficiency Air Source Heat Pump
Commercial | Com ¦ LED Low/High Bay | 2019 | SC A | MW | Before Competition Groups | 3.7494 | 0 | 0 | 61.6804 | 0.060788 | 5 | Commercial_2019_SC A_MW_Before Competition Groups_5 | LED Low/High Bay | 6.079% | 0 | 3.7494 | Commercial_2019_SC A_MW_Before Competition Groups_LED Low/High Bay
Commercial | Com ¦ Data Center Storage/Server Virtualization | 2019 | SC A | MW | Before Competition Groups | 3.3149 | 0 | 0 | 61.6804 | 0.053744 | 6 | Commercial_2019_SC A_MW_Before Competition Groups_6 | Data Center Storage/Server Virtualization | 5.374% | 0 | 3.3149 | Commercial_2019_SC A_MW_Before Competition Groups_Data Center Storage/Server Virtualization
Commercial | Com ¦ Building Recommissioning, Operations and Maintenance (O&M) Improvements | 2019 | SC A | MW | Before Competition Groups | 2.6704 | 0 | 0 | 61.6804 | 0.043294 | 7 | Commercial_2019_SC A_MW_Before Competition Groups_7 | Building Recommissioning, Operations and Maintenance (O&M) Improvements | 4.329% | 0 | 2.6704 | Commercial_2019_SC A_MW_Before Competition Groups_Building Recommissioning, Operations and Maintenance (O&M) Improvements
Commercial | Com ¦ Education and Capacity Building/Energy Behavior | 2019 | SC A | MW | Before Competition Groups | 2.4813 | 0 | 0 | 61.6804 | 0.040229 | 8 | Commercial_2019_SC A_MW_Before Competition Groups_8 | Education and Capacity Building/Energy Behavior | 4.023% | 0 | 2.4813 | Commercial_2019_SC A_MW_Before Competition Groups_Education and Capacity Building/Energy Behavior
Commercial | Com ¦ LED or Equivalent Sign Lighting | 2019 | SC A | MW | Before Competition Groups | 2.159 | 0 | 0 | 61.6804 | 0.035003 | 9 | Commercial_2019_SC A_MW_Before Competition Groups_9 | LED or Equivalent Sign Lighting | 3.5% | 0 | 2.159 | Commercial_2019_SC A_MW_Before Competition Groups_LED or Equivalent Sign Lighting
Commercial | Com ¦ LED Troffer/Surface/Suspended | 2019 | SC A | MW | Before Competition Groups | 1.9945 | 0 | 0 | 61.6804 | 0.032335 | 10 | Commercial_2019_SC A_MW_Before Competition Groups_10 | LED Troffer/Surface/Suspended | 3.234% | 0 | 1.9945 | Commercial_2019_SC A_MW_Before Competition Groups_LED Troffer/Surface/Suspended
Commercial | Com ¦ Advanced BAS/Controllers | 2019 | SC A | MW | Before Competition Groups | 1.8355 | 0 | 0 | 61.6804 | 0.029758 | 11 | Commercial_2019_SC A_MW_Before Competition Groups_11 | Advanced BAS/Controllers | 2.976% | 0 | 1.8355 | Commercial_2019_SC A_MW_Before Competition Groups_Advanced BAS/Controllers
Commercial | Com ¦ Reach-in Shaded Pole to ECM/PSC Evaporator Fan Motor | 2019 | SC A | MW | Before Competition Groups | 1.6063 | 0 | 0 | 61.6804 | 0.026042 | 12 | Commercial_2019_SC A_MW_Before Competition Groups_12 | Reach-in Shaded Pole to ECM/PSC Evaporator Fan Motor | 2.604% | 0 | 1.6063 | Commercial_2019_SC A_MW_Before Competition Groups_Reach-in Shaded Pole to ECM/PSC Evaporator Fan Motor
Commercial | Com ¦ Adaptive Thermostats | 2019 | SC A | MW | Before Competition Groups | 1.0559 | 0 | 0 | 61.6804 | 0.017119 | 13 | Commercial_2019_SC A_MW_Before Competition Groups_13 | Adaptive Thermostats | 1.712% | 0 | 1.0559 | Commercial_2019_SC A_MW_Before Competition Groups_Adaptive Thermostats
Commercial | Com ¦ Strip Curtains | 2019 | SC A | MW | Before Competition Groups | 1.0551 | 0 | 0 | 61.6804 | 0.017105 | 14 | Commercial_2019_SC A_MW_Before Competition Groups_14 | Strip Curtains | 1.711% | 0 | 1.0551 | Commercial_2019_SC A_MW_Before Competition Groups_Strip Curtains
Commercial | Com ¦ Chilled Water Optimization | 2019 | SC A | MW | Before Competition Groups | 0.78601 | 0 | 0 | 61.6804 | 0.012743 | 15 | Commercial_2019_SC A_MW_Before Competition Groups_15 | Chilled Water Optimization | 1.274% | 0 | 0.78601 | Commercial_2019_SC A_MW_Before Competition Groups_Chilled Water Optimization
Commercial | Com ¦ LED parking lot fixture | 2019 | SC A | MW | Before Competition Groups | 0.75119 | 0 | 0 | 61.6804 | 0.012179 | 16 | Commercial_2019_SC A_MW_Before Competition Groups_16 | LED parking lot fixture | 1.218% | 0 | 0.75119 | Commercial_2019_SC A_MW_Before Competition Groups_LED parking lot fixture
Commercial | Com ¦ LED EXTERIOR AREA LIGHTS - LED fixture (200W) | 2019 | SC A | MW | Before Competition Groups | 0.71901 | 0 | 0 | 61.6804 | 0.011657 | 17 | Commercial_2019_SC A_MW_Before Competition Groups_17 | LED EXTERIOR AREA LIGHTS - LED fixture (200W) | 1.166% | 0 | 0.71901 | Commercial_2019_SC A_MW_Before Competition Groups_LED EXTERIOR AREA LIGHTS - LED fixture (200W)
Commercial | Com ¦ Furnace Tune-Up | 2019 | SC A | MW | Before Competition Groups | 0.70397 | 0 | 0 | 61.6804 | 0.011413 | 18 | Commercial_2019_SC A_MW_Before Competition Groups_18 | Furnace Tune-Up | 1.141% | 0 | 0.70397 | Commercial_2019_SC A_MW_Before Competition Groups_Furnace Tune-Up
Commercial | Com ¦ Centrally controlled desktop PC/NETWORK PC POWER MANAGEMENT SOFTWARE | 2019 | SC A | MW | Before Competition Groups | 0.57669 | 0 | 0 | 61.6804 | 0.0093497 | 19 | Commercial_2019_SC A_MW_Before Competition Groups_19 | Centrally controlled desktop PC/NETWORK PC POWER MANAGEMENT SOFTWARE | 0.935% | 0 | 0.57669 | Commercial_2019_SC A_MW_Before Competition Groups_Centrally controlled desktop PC/NETWORK PC POWER MANAGEMENT SOFTWARE
Commercial | Com ¦ Unitary Air-Conditioning Unit | 2019 | SC A | MW | Before Competition Groups | 0.54827 | 0 | 0 | 61.6804 | 0.008889 | 20 | Commercial_2019_SC A_MW_Before Competition Groups_20 | Unitary Air-Conditioning Unit | 0.8889% | 0 | 0.54827 | Commercial_2019_SC A_MW_Before Competition Groups_Unitary Air-Conditioning Unit
Commercial | Com ¦ Refrigerated Display Case LED | 2019 | SC A | MW | Before Competition Groups | 0.53905 | 0 | 0 | 61.6804 | 0.0087393 | 21 | Commercial_2019_SC A_MW_Before Competition Groups_21 | Refrigerated Display Case LED | 0.8739% | 0 | 0.53905 | Commercial_2019_SC A_MW_Before Competition Groups_Refrigerated Display Case LED
Commercial | Com ¦ Variable Frequency Drive (VFD) | 2019 | SC A | MW | Before Competition Groups | 0.49454 | 0 | 0 | 61.6804 | 0.0080178 | 22 | Commercial_2019_SC A_MW_Before Competition Groups_22 | Variable Frequency Drive (VFD) | 0.8018% | 0 | 0.49454 | Commercial_2019_SC A_MW_Before Competition Groups_Variable Frequency Drive (VFD)
Commercial | Com ¦ VFD on Pumps | 2019 | SC A | MW | Before Competition Groups | 0.46012 | 0 | 0 | 61.6804 | 0.0074598 | 23 | Commercial_2019_SC A_MW_Before Competition Groups_23 | VFD on Pumps | 0.746% | 0 | 0.46012 | Commercial_2019_SC A_MW_Before Competition Groups_VFD on Pumps
Commercial | Com ¦ Demand Control Ventilation | 2019 | SC A | MW | Before Competition Groups | 0.43905 | 0 | 0 | 61.6804 | 0.0071181 | 24 | Commercial_2019_SC A_MW_Before Competition Groups_24 | Demand Control Ventilation | 0.7118% | 0 | 0.43905 | Commercial_2019_SC A_MW_Before Competition Groups_Demand Control Ventilation
Commercial | Com ¦ LED street light fixture | 2019 | SC A | MW | Before Competition Groups | 0.38112 | 0 | 0 | 61.6804 | 0.006179 | 25 | Commercial_2019_SC A_MW_Before Competition Groups_25 | LED street light fixture | 0.6179% | 0 | 0.38112 | Commercial_2019_SC A_MW_Before Competition Groups_LED street light fixture
Commercial | Com ¦ ENERGY STAR Griddle (74% eff) | 2019 | SC A | MW | Before Competition Groups | 0.34399 | 0 | 0 | 61.6804 | 0.0055769 | 26 | Commercial_2019_SC A_MW_Before Competition Groups_26 | ENERGY STAR Griddle (74% eff) | 0.5577% | 0 | 0.34399 | Commercial_2019_SC A_MW_Before Competition Groups_ENERGY STAR Griddle (74% eff)
Commercial | Com ¦ Air Handler with Dedicated Outdoor Air Systems | 2019 | SC A | MW | Before Competition Groups | 0.26268 | 0 | 0 | 61.6804 | 0.0042587 | 27 | Commercial_2019_SC A_MW_Before Competition Groups_27 | Air Handler with Dedicated Outdoor Air Systems | 0.4259% | 0 | 0.26268 | Commercial_2019_SC A_MW_Before Competition Groups_Air Handler with Dedicated Outdoor Air Systems
Commercial | Com ¦ ECM MOTORS FOR EVAPORATOR FANS for refrigeration (WALK-IN) | 2019 | SC A | MW | Before Competition Groups | 0.25415 | 0 | 0 | 61.6804 | 0.0041205 | 28 | Commercial_2019_SC A_MW_Before Competition Groups_28 | ECM MOTORS FOR EVAPORATOR FANS for refrigeration (WALK-IN) | 0.412% | 0 | 0.25415 | Commercial_2019_SC A_MW_Before Competition Groups_ECM MOTORS FOR EVAPORATOR FANS for refrigeration (WALK-IN)
Commercial | Com ¦ Evaporator Fan Controls | 2019 | SC A | MW | Before Competition Groups | 0.21372 | 0 | 0 | 61.6804 | 0.003465 | 29 | Commercial_2019_SC A_MW_Before Competition Groups_29 | Evaporator Fan Controls | 0.3465% | 0 | 0.21372 | Commercial_2019_SC A_MW_Before Competition Groups_Evaporator Fan Controls
Commercial | Com ¦ Occupancy Sensors | 2019 | SC A | MW | Before Competition Groups | 0.19904 | 0 | 0 | 61.6804 | 0.003227 | 30 | Commercial_2019_SC A_MW_Before Competition Groups_30 | Occupancy Sensors | 0.3227% | 0 | 0.19904 | Commercial_2019_SC A_MW_Before Competition Groups_Occupancy Sensors
Commercial | Com ¦ Freezer Case Light Sensor | 2019 | SC A | MW | Before Competition Groups | 0.19024 | 0 | 0 | 61.6804 | 0.0030843 | 31 | Commercial_2019_SC A_MW_Before Competition Groups_31 | Freezer Case Light Sensor | 0.3084% | 0 | 0.19024 | Commercial_2019_SC A_MW_Before Competition Groups_Freezer Case Light Sensor
Commercial | Com ¦ Demand Control Kitchen Ventilation | 2019 | SC A | MW | Before Competition Groups | 0.17086 | 0 | 0 | 61.6804 | 0.0027701 | 32 | Commercial_2019_SC A_MW_Before Competition Groups_32 | Demand Control Kitchen Ventilation | 0.277% | 0 | 0.17086 | Commercial_2019_SC A_MW_Before Competition Groups_Demand Control Kitchen Ventilation
Commercial | Com ¦ Duct Insulation, R8 | 2019 | SC A | MW | Before Competition Groups | 0.12854 | 0 | 0 | 61.6804 | 0.002084 | 33 | Commercial_2019_SC A_MW_Before Competition Groups_33 | Duct Insulation, R8 | 0.2084% | 0 | 0.12854 | Commercial_2019_SC A_MW_Before Competition Groups_Duct Insulation, R8
Commercial | Com ¦ Thermostat Setback | 2019 | SC A | MW | Before Competition Groups | 0.1281 | 0 | 0 | 61.6804 | 0.0020768 | 34 | Commercial_2019_SC A_MW_Before Competition Groups_34 | Thermostat Setback | 0.2077% | 0 | 0.1281 | Commercial_2019_SC A_MW_Before Competition Groups_Thermostat Setback
Commercial | Com ¦ ENERGY STAR Fryer (84% eff) | 2019 | SC A | MW | Before Competition Groups | 0.098812 | 0 | 0 | 61.6804 | 0.001602 | 35 | Commercial_2019_SC A_MW_Before Competition Groups_35 | ENERGY STAR Fryer (84% eff) | 0.1602% | 0 | 0.098812 | Commercial_2019_SC A_MW_Before Competition Groups_ENERGY STAR Fryer (84% eff)
Commercial | Com ¦ Temperature Adjustment in Commercial Freezers | 2019 | SC A | MW | Before Competition Groups | 0.078199 | 0 | 0 | 61.6804 | 0.0012678 | 36 | Commercial_2019_SC A_MW_Before Competition Groups_36 | Temperature Adjustment in Commercial Freezers | 0.1268% | 0 | 0.078199 | Commercial_2019_SC A_MW_Before Competition Groups_Temperature Adjustment in Commercial Freezers
Commercial | Com ¦ Water Source Heat Pump (4 ton) | 2019 | SC A | MW | Before Competition Groups | 0.071283 | 0 | 0 | 61.6804 | 0.0011557 | 37 | Commercial_2019_SC A_MW_Before Competition Groups_37 | Water Source Heat Pump (4 ton) | 0.1156% | 0 | 0.071283 | Commercial_2019_SC A_MW_Before Competition Groups_Water Source Heat Pump (4 ton)
Commercial | Com ¦ Elec Storage WH 2.30 Et | 2019 | SC A | MW | Before Competition Groups | 0.068945 | 0 | 0 | 61.6804 | 0.0011178 | 38 | Commercial_2019_SC A_MW_Before Competition Groups_38 | Elec Storage WH 2.30 Et | 0.1118% | 0 | 0.068945 | Commercial_2019_SC A_MW_Before Competition Groups_Elec Storage WH 2.30 Et
Commercial | Com ¦ Outside Air Economizer | 2019 | SC A | MW | Before Competition Groups | 0.065228 | 0 | 0 | 61.6804 | 0.0010575 | 39 | Commercial_2019_SC A_MW_Before Competition Groups_39 | Outside Air Economizer | 0.1058% | 0 | 0.065228 | Commercial_2019_SC A_MW_Before Competition Groups_Outside Air Economizer
Commercial | Com ¦ Vertical Night Covers | 2019 | SC A | MW | Before Competition Groups | 0.063594 | 0 | 0 | 61.6804 | 0.001031 | 40 | Commercial_2019_SC A_MW_Before Competition Groups_40 | Vertical Night Covers | 0.1031% | 0 | 0.063594 | Commercial_2019_SC A_MW_Before Competition Groups_Vertical Night Covers
Commercial | Com ¦ ENERGY STAR Steam Cookers | 2019 | SC A | MW | Before Competition Groups | 0.06279 | 0 | 0 | 61.6804 | 0.001018 | 41 | Commercial_2019_SC A_MW_Before Competition Groups_41 | ENERGY STAR Steam Cookers | 0.1018% | 0 | 0.06279 | Commercial_2019_SC A_MW_Before Competition Groups_ENERGY STAR Steam Cookers
Commercial | Com ¦ CO Sensors for parking garage exhaust fans | 2019 | SC A | MW | Before Competition Groups | 0.058332 | 0 | 0 | 61.6804 | 0.00094571 | 42 | Commercial_2019_SC A_MW_Before Competition Groups_42 | CO Sensors for parking garage exhaust fans | 0.09457% | 0 | 0.058332 | Commercial_2019_SC A_MW_Before Competition Groups_CO Sensors for parking garage exhaust fans
Commercial | Com ¦ Water Heating (DHW) Pipe Insulation (Add 3/4\ Foam)" | 2019 | SC A | MW | Before Competition Groups | 0.049543 | 0 | 0 | 61.6804 | 0.00080322 | 43 | Commercial_2019_SC A_MW_Before Competition Groups_43 | Water Heating (DHW) Pipe Insulation (Add 3/4\ Foam)" | 0.08032% | 0 | 0.049543 | Commercial_2019_SC A_MW_Before Competition Groups_Water Heating (DHW) Pipe Insulation (Add 3/4\ Foam)"
Commercial | Com ¦ BEVERAGE VENDING MACHINE CONTROLS | 2019 | SC A | MW | Before Competition Groups | 0.049074 | 0 | 0 | 61.6804 | 0.00079562 | 44 | Commercial_2019_SC A_MW_Before Competition Groups_44 | BEVERAGE VENDING MACHINE CONTROLS | 0.07956% | 0 | 0.049074 | Commercial_2019_SC A_MW_Before Competition Groups_BEVERAGE VENDING MACHINE CONTROLS
Commercial | Com ¦ Energy Efficient Laboratory Fume Hood | 2019 | SC A | MW | Before Competition Groups | 0.047288 | 0 | 0 | 61.6804 | 0.00076667 | 45 | Commercial_2019_SC A_MW_Before Competition Groups_45 | Energy Efficient Laboratory Fume Hood | 0.07667% | 0 | 0.047288 | Commercial_2019_SC A_MW_Before Competition Groups_Energy Efficient Laboratory Fume Hood
Commercial | Com ¦ ENERGY STAR Dishwasher | 2019 | SC A | MW | Before Competition Groups | 0.040466 | 0 | 0 | 61.6804 | 0.00065605 | 46 | Commercial_2019_SC A_MW_Before Competition Groups_46 | ENERGY STAR Dishwasher | 0.06561% | 0 | 0.040466 | Commercial_2019_SC A_MW_Before Competition Groups_ENERGY STAR Dishwasher
Commercial | Com ¦ Suction Pipe Insulation Freezer/Refrigerator | 2019 | SC A | MW | Before Competition Groups | 0.032793 | 0 | 0 | 61.6804 | 0.00053166 | 47 | Commercial_2019_SC A_MW_Before Competition Groups_47 | Suction Pipe Insulation Freezer/Refrigerator | 0.05317% | 0 | 0.032793 | Commercial_2019_SC A_MW_Before Competition Groups_Suction Pipe Insulation Freezer/Refrigerator
Commercial | Com ¦ Ozone Laundry Treatment | 2019 | SC A | MW | Before Competition Groups | 0.013116 | 0 | 0 | 61.6804 | 0.00021265 | 48 | Commercial_2019_SC A_MW_Before Competition Groups_48 | Ozone Laundry Treatment | 0.02127% | 0 | 0.013116 | Commercial_2019_SC A_MW_Before Competition Groups_Ozone Laundry Treatment
Commercial | Com ¦ HVAC Optimization | 2019 | SC A | MW | Before Competition Groups | 0.012516 | 0 | 0 | 61.6804 | 0.00020292 | 49 | Commercial_2019_SC A_MW_Before Competition Groups_49 | HVAC Optimization | 0.02029% | 0 | 0.012516 | Commercial_2019_SC A_MW_Before Competition Groups_HVAC Optimization
Commercial | Com ¦ CEE Tier 2/Energy Star Clothes Washers | 2019 | SC A | MW | Before Competition Groups | 0.0079392 | 0 | 0 | 61.6804 | 0.00012872 | 50 | Commercial_2019_SC A_MW_Before Competition Groups_50 | CEE Tier 2/Energy Star Clothes Washers | 0.01287% | 0 | 0.0079392 | Commercial_2019_SC A_MW_Before Competition Groups_CEE Tier 2/Energy Star Clothes Washers
Commercial | Com ¦ ECM MOTORS FOR HVAC APPLICATION (FAN-POWERED VAV BOX) | 2019 | SC A | MW | Before Competition Groups | 0.0077933 | 0 | 0 | 61.6804 | 0.00012635 | 51 | Commercial_2019_SC A_MW_Before Competition Groups_51 | ECM MOTORS FOR HVAC APPLICATION (FAN-POWERED VAV BOX) | 0.01263% | 0 | 0.0077933 | Commercial_2019_SC A_MW_Before Competition Groups_ECM MOTORS FOR HVAC APPLICATION (FAN-POWERED VAV BOX)
Commercial | COM ¦ Ductless Mini-Split Heat Pumps | 2019 | SC A | MW | Before Competition Groups | 0.00567 | 0 | 0 | 61.6804 | 9.1925e-05 | 52 | Commercial_2019_SC A_MW_Before Competition Groups_52 | Ductless Mini-Split Heat Pumps | 0.009193% | 0 | 0.00567 | Commercial_2019_SC A_MW_Before Competition Groups_Ductless Mini-Split Heat Pumps
Commercial | Com ¦ Low Flow Pre-Rinse Spray Nozzle | 2019 | SC A | MW | Before Competition Groups | 0.0051376 | 0 | 0 | 61.6804 | 8.3294e-05 | 53 | Commercial_2019_SC A_MW_Before Competition Groups_53 | Low Flow Pre-Rinse Spray Nozzle | 0.008329% | 0 | 0.0051376 | Commercial_2019_SC A_MW_Before Competition Groups_Low Flow Pre-Rinse Spray Nozzle
Commercial | Com ¦ Auto Off Time Switch or Time Clock control | 2019 | SC A | MW | Before Competition Groups | 0.0034483 | 0 | 0 | 61.6804 | 5.5906e-05 | 54 | Commercial_2019_SC A_MW_Before Competition Groups_54 | Auto Off Time Switch or Time Clock control | 0.005591% | 0 | 0.0034483 | Commercial_2019_SC A_MW_Before Competition Groups_Auto Off Time Switch or Time Clock control
Commercial | Com ¦ Demand controlled Circulating Systems | 2019 | SC A | MW | Before Competition Groups | 0.0033217 | 0 | 0 | 61.6804 | 5.3854e-05 | 55 | Commercial_2019_SC A_MW_Before Competition Groups_55 | Demand controlled Circulating Systems | 0.005385% | 0 | 0.0033217 | Commercial_2019_SC A_MW_Before Competition Groups_Demand controlled Circulating Systems
Commercial | Com ¦ LLLC - Low Impact Application | 2019 | SC A | MW | Before Competition Groups | 0.0021075 | 0 | 0 | 61.6804 | 3.4168e-05 | 56 | Commercial_2019_SC A_MW_Before Competition Groups_56 | LLLC - Low Impact Application | 0.003417% | 0 | 0.0021075 | Commercial_2019_SC A_MW_Before Competition Groups_LLLC - Low Impact Application
Commercial | Com ¦ Commercial Hot Food Holding Cabinets | 2019 | SC A | MW | Before Competition Groups | 0.0015524 | 0 | 0 | 61.6804 | 2.5169e-05 | 57 | Commercial_2019_SC A_MW_Before Competition Groups_57 | Commercial Hot Food Holding Cabinets | 0.002517% | 0 | 0.0015524 | Commercial_2019_SC A_MW_Before Competition Groups_Commercial Hot Food Holding Cabinets
Commercial | Com ¦ Wall Insulation | 2019 | SC A | MW | Before Competition Groups | 0.0011488 | 0 | 0 | 61.6804 | 1.8626e-05 | 58 | Commercial_2019_SC A_MW_Before Competition Groups_58 | Wall Insulation | 0.001863% | 0 | 0.0011488 | Commercial_2019_SC A_MW_Before Competition Groups_Wall Insulation
Commercial | Com ¦ Condensing Unit Heaters or other Efficient Unit Heating System | 2019 | SC A | MW | Before Competition Groups | 0.001113 | 0 | 0 | 61.6804 | 1.8045e-05 | 59 | Commercial_2019_SC A_MW_Before Competition Groups_59 | Condensing Unit Heaters or other Efficient Unit Heating System | 0.001805% | 0 | 0.001113 | Commercial_2019_SC A_MW_Before Competition Groups_Condensing Unit Heaters or other Efficient Unit Heating System
Commercial | Com ¦ VSD Air Compressor | 2019 | SC A | MW | Before Competition Groups | 0.0010006 | 0 | 0 | 61.6804 | 1.6222e-05 | 60 | Commercial_2019_SC A_MW_Before Competition Groups_60 | VSD Air Compressor | 0.001622% | 0 | 0.0010006 | Commercial_2019_SC A_MW_Before Competition Groups_VSD Air Compressor
Commercial | Com ¦ Air Curtains | 2019 | SC A | MW | Before Competition Groups | 0.0008973 | 0 | 0 | 61.6804 | 1.4548e-05 | 61 | Commercial_2019_SC A_MW_Before Competition Groups_61 | Air Curtains | 0.001455% | 0 | 0.0008973 | Commercial_2019_SC A_MW_Before Competition Groups_Air Curtains
Commercial | Com ¦ High Efficiency Chiller (avg of water and air cooled) | 2019 | SC A | MW | Before Competition Groups | 0.00024445 | 0 | 0 | 61.6804 | 3.9632e-06 | 62 | Commercial_2019_SC A_MW_Before Competition Groups_62 | High Efficiency Chiller (avg of water and air cooled) | 0.0003963% | 0 | 0.00024445 | Commercial_2019_SC A_MW_Before Competition Groups_High Efficiency Chiller (avg of water and air cooled)
Commercial | Com ¦ EC Plug Fan for Data Center (under cabinet) | 2019 | SC A | MW | Before Competition Groups | 6.3079e-05 | 0 | 0 | 61.6804 | 1.0227e-06 | 63 | Commercial_2019_SC A_MW_Before Competition Groups_63 | EC Plug Fan for Data Center (under cabinet) | 0.0001023% | 0 | 6.3079e-05 | Commercial_2019_SC A_MW_Before Competition Groups_EC Plug Fan for Data Center (under cabinet)
Commercial | Com ¦ Energy Recovery Ventilation and Ventilation (Enhanced) | 2019 | SC A | MW | Before Competition Groups | 2.9134e-05 | 0 | 0 | 61.6804 | 4.7233e-07 | 64 | Commercial_2019_SC A_MW_Before Competition Groups_64 | Energy Recovery Ventilation and Ventilation (Enhanced) | 4.723e-05% | 0 | 2.9134e-05 | Commercial_2019_SC A_MW_Before Competition Groups_Energy Recovery Ventilation and Ventilation (Enhanced)
Commercial | Com ¦ Electric Convection Combination Ovens | 2019 | SC A | MW | Before Competition Groups | 2.1425e-05 | 0 | 0 | 61.6804 | 3.4736e-07 | 65 | Commercial_2019_SC A_MW_Before Competition Groups_65 | Electric Convection Combination Ovens | 3.474e-05% | 0 | 2.1425e-05 | Commercial_2019_SC A_MW_Before Competition Groups_Electric Convection Combination Ovens
Commercial | Com ¦ LLLC - High Impact Application | 2019 | SC A | MW | Before Competition Groups | 8.967e-07 | 0 | 0 | 61.6804 | 1.4538e-08 | 66 | Commercial_2019_SC A_MW_Before Competition Groups_66 | LLLC - High Impact Application | 1.454e-06% | 0 | 8.967e-07 | Commercial_2019_SC A_MW_Before Competition Groups_LLLC - High Impact Application
Commercial | Com ¦ High Efficiency Small Instantaneous Water Heater | 2019 | SC A | MW | Before Competition Groups | 1.6239e-35 | 0 | 0 | 61.6804 | 2.6328e-37 | 67 | Commercial_2019_SC A_MW_Before Competition Groups_67 | High Efficiency Small Instantaneous Water Heater | 2.633e-35% | 0 | 1.6239e-35 | Commercial_2019_SC A_MW_Before Competition Groups_High Efficiency Small Instantaneous Water Heater
Commercial | Com ¦ Condensing Make Up Air Unit | 2019 | SC A | MW | Before Competition Groups | 0 | 0 | 0 | 61.6804 | 0 | 68 | Commercial_2019_SC A_MW_Before Competition Groups_68 | Condensing Make Up Air Unit | 0% | 0 | 0 | Commercial_2019_SC A_MW_Before Competition Groups_Condensing Make Up Air Unit
Commercial | Com ¦ Door Gasket Freezer/Refrigerator | 2019 | SC A | MW | Before Competition Groups | 0 | 0 | 0 | 61.6804 | 0 | 69 | Commercial_2019_SC A_MW_Before Competition Groups_69 | Door Gasket Freezer/Refrigerator | 0% | 0 | 0 | Commercial_2019_SC A_MW_Before Competition Groups_Door Gasket Freezer/Refrigerator
Commercial | Com ¦ Efficient compressor motor | 2019 | SC A | MW | Before Competition Groups | 0 | 0 | 0 | 61.6804 | 0 | 70 | Commercial_2019_SC A_MW_Before Competition Groups_70 | Efficient compressor motor | 0% | 0 | 0 | Commercial_2019_SC A_MW_Before Competition Groups_Efficient compressor motor
Commercial | Com ¦ Indoor Daylight Sensors/Photocell Dimming Control | 2019 | SC A | MW | Before Competition Groups | 0 | 0 | 0 | 61.6804 | 0 | 71 | Commercial_2019_SC A_MW_Before Competition Groups_71 | Indoor Daylight Sensors/Photocell Dimming Control | 0% | 0 | 0 | Commercial_2019_SC A_MW_Before Competition Groups_Indoor Daylight Sensors/Photocell Dimming Control
Commercial | Com ¦ LED RECESSED DOWNLIGHTS | 2019 | SC A | MW | Before Competition Groups | 0 | 0 | 0 | 61.6804 | 0 | 72 | Commercial_2019_SC A_MW_Before Competition Groups_72 | LED RECESSED DOWNLIGHTS | 0% | 0 | 0 | Commercial_2019_SC A_MW_Before Competition Groups_LED RECESSED DOWNLIGHTS
Commercial | Com ¦ Networked/Connected - High Impact Application | 2019 | SC A | MW | Before Competition Groups | 0 | 0 | 0 | 61.6804 | 0 | 73 | Commercial_2019_SC A_MW_Before Competition Groups_73 | Networked/Connected - High Impact Application | 0% | 0 | 0 | Commercial_2019_SC A_MW_Before Competition Groups_Networked/Connected - High Impact Application
Commercial | Com ¦ Networked/Connected - Low Impact Application | 2019 | SC A | MW | Before Competition Groups | 0 | 0 | 0 | 61.6804 | 0 | 74 | Commercial_2019_SC A_MW_Before Competition Groups_74 | Networked/Connected - Low Impact Application | 0% | 0 | 0 | Commercial_2019_SC A_MW_Before Competition Groups_Networked/Connected - Low Impact Application
Commercial | Com ¦ Notched V belts for HVAC Systems | 2019 | SC A | MW | Before Competition Groups | 0 | 0 | 0 | 61.6804 | 0 | 75 | Commercial_2019_SC A_MW_Before Competition Groups_75 | Notched V belts for HVAC Systems | 0% | 0 | 0 | Commercial_2019_SC A_MW_Before Competition Groups_Notched V belts for HVAC Systems
Commercial | Com ¦ PTAC (12 EER/10,000 BTU) | 2019 | SC A | MW | Before Competition Groups | 0 | 0 | 0 | 61.6804 | 0 | 76 | Commercial_2019_SC A_MW_Before Competition Groups_76 | PTAC (12 EER/10,000 BTU) | 0% | 0 | 0 | Commercial_2019_SC A_MW_Before Competition Groups_PTAC (12 EER/10,000 BTU)
Commercial | Com ¦ Refrigerated Display Case Doors | 2019 | SC A | MW | Before Competition Groups | 0 | 0 | 0 | 61.6804 | 0 | 77 | Commercial_2019_SC A_MW_Before Competition Groups_77 | Refrigerated Display Case Doors | 0% | 0 | 0 | Commercial_2019_SC A_MW_Before Competition Groups_Refrigerated Display Case Doors
Commercial | Com ¦ Room AC (w/ louvered sides) 14 SEER from 12 SEER code | 2019 | SC A | MW | Before Competition Groups | 0 | 0 | 0 | 61.6804 | 0 | 78 | Commercial_2019_SC A_MW_Before Competition Groups_78 | Room AC (w/ louvered sides) 14 SEER from 12 SEER code | 0% | 0 | 0 | Commercial_2019_SC A_MW_Before Competition Groups_Room AC (w/ louvered sides) 14 SEER from 12 SEER code
Commercial | Com ¦ Solar Water Preheat (Pools/DHW) | 2019 | SC A | MW | Before Competition Groups | 0 | 0 | 0 | 61.6804 | 0 | 79 | Commercial_2019_SC A_MW_Before Competition Groups_79 | Solar Water Preheat (Pools/DHW) | 0% | 0 | 0 | Commercial_2019_SC A_MW_Before Competition Groups_Solar Water Preheat (Pools/DHW)
Commercial | Com ¦ Variable Refrigerant Flow Heat Pump | 2019 | SC A | MW | Before Competition Groups | 0 | 0 | 0 | 61.6804 | 0 | 80 | Commercial_2019_SC A_MW_Before Competition Groups_80 | Variable Refrigerant Flow Heat Pump | 0% | 0 | 0 | Commercial_2019_SC A_MW_Before Competition Groups_Variable Refrigerant Flow Heat Pump
Commercial | Com ¦ ENERGY STAR LED LAMPS (REFLECTOR LAMPs/MR16/PAR 16) | 2019 | SC B | MW | Before Competition Groups | 16.1674 | 0 | 0 | 82.3881 | 0.19623 | 1 | Commercial_2019_SC B_MW_Before Competition Groups_1 | ENERGY STAR LED LAMPS (REFLECTOR LAMPs/MR16/PAR 16) | 19.62% | 0 | 16.1674 | Commercial_2019_SC B_MW_Before Competition Groups_ENERGY STAR LED LAMPS (REFLECTOR LAMPs/MR16/PAR 16)
Commercial | Com ¦ Education and Capacity Building/Energy Behavior | 2019 | SC B | MW | Before Competition Groups | 12.4066 | 0 | 0 | 82.3881 | 0.15059 | 2 | Commercial_2019_SC B_MW_Before Competition Groups_2 | Education and Capacity Building/Energy Behavior | 15.06% | 0 | 12.4066 | Commercial_2019_SC B_MW_Before Competition Groups_Education and Capacity Building/Energy Behavior
Commercial | Com ¦ LED Replacement Lamp (Tube) | 2019 | SC B | MW | Before Competition Groups | 5.998 | 0 | 0 | 82.3881 | 0.072802 | 3 | Commercial_2019_SC B_MW_Before Competition Groups_3 | LED Replacement Lamp (Tube) | 7.28% | 0 | 5.998 | Commercial_2019_SC B_MW_Before Competition Groups_LED Replacement Lamp (Tube)
Commercial | Com ¦ ENERGY STAR LED LAMPS (General Service Lamps) | 2019 | SC B | MW | Before Competition Groups | 4.2636 | 0 | 0 | 82.3881 | 0.051751 | 4 | Commercial_2019_SC B_MW_Before Competition Groups_4 | ENERGY STAR LED LAMPS (General Service Lamps) | 5.175% | 0 | 4.2636 | Commercial_2019_SC B_MW_Before Competition Groups_ENERGY STAR LED LAMPS (General Service Lamps)
Commercial | Com ¦ High Efficiency Air Source Heat Pump | 2019 | SC B | MW | Before Competition Groups | 4.1853 | 0 | 0 | 82.3881 | 0.0508 | 5 | Commercial_2019_SC B_MW_Before Competition Groups_5 | High Efficiency Air Source Heat Pump | 5.08% | 0 | 4.1853 | Commercial_2019_SC B_MW_Before Competition Groups_High Efficiency Air Source Heat Pump
Commercial | Com ¦ LED Low/High Bay | 2019 | SC B | MW | Before Competition Groups | 3.9973 | 0 | 0 | 82.3881 | 0.048518 | 6 | Commercial_2019_SC B_MW_Before Competition Groups_6 | LED Low/High Bay | 4.852% | 0 | 3.9973 | Commercial_2019_SC B_MW_Before Competition Groups_LED Low/High Bay
Commercial | Com ¦ Data Center Storage/Server Virtualization | 2019 | SC B | MW | Before Competition Groups | 3.3149 | 0 | 0 | 82.3881 | 0.040236 | 7 | Commercial_2019_SC B_MW_Before Competition Groups_7 | Data Center Storage/Server Virtualization | 4.024% | 0 | 3.3149 | Commercial_2019_SC B_MW_Before Competition Groups_Data Center Storage/Server Virtualization
Commercial | Com ¦ Building Recommissioning, Operations and Maintenance (O&M) Improvements | 2019 | SC B | MW | Before Competition Groups | 2.7674 | 0 | 0 | 82.3881 | 0.03359 | 8 | Commercial_2019_SC B_MW_Before Competition Groups_8 | Building Recommissioning, Operations and Maintenance (O&M) Improvements | 3.359% | 0 | 2.7674 | Commercial_2019_SC B_MW_Before Competition Groups_Building Recommissioning, Operations and Maintenance (O&M) Improvements
Commercial | Com ¦ LED or Equivalent Sign Lighting | 2019 | SC B | MW | Before Competition Groups | 2.5629 | 0 | 0 | 82.3881 | 0.031107 | 9 | Commercial_2019_SC B_MW_Before Competition Groups_9 | LED or Equivalent Sign Lighting | 3.111% | 0 | 2.5629 | Commercial_2019_SC B_MW_Before Competition Groups_LED or Equivalent Sign Lighting
Commercial | Com ¦ Adaptive Thermostats | 2019 | SC B | MW | Before Competition Groups | 2.2876 | 0 | 0 | 82.3881 | 0.027766 | 10 | Commercial_2019_SC B_MW_Before Competition Groups_10 | Adaptive Thermostats | 2.777% | 0 | 2.2876 | Commercial_2019_SC B_MW_Before Competition Groups_Adaptive Thermostats
Commercial | Com ¦ LED Troffer/Surface/Suspended | 2019 | SC B | MW | Before Competition Groups | 2.1337 | 0 | 0 | 82.3881 | 0.025899 | 11 | Commercial_2019_SC B_MW_Before Competition Groups_11 | LED Troffer/Surface/Suspended | 2.59% | 0 | 2.1337 | Commercial_2019_SC B_MW_Before Competition Groups_LED Troffer/Surface/Suspended
Commercial | Com ¦ Advanced BAS/Controllers | 2019 | SC B | MW | Before Competition Groups | 1.9658 | 0 | 0 | 82.3881 | 0.02386 | 12 | Commercial_2019_SC B_MW_Before Competition Groups_12 | Advanced BAS/Controllers | 2.386% | 0 | 1.9658 | Commercial_2019_SC B_MW_Before Competition Groups_Advanced BAS/Controllers
Commercial | Com ¦ Strip Curtains | 2019 | SC B | MW | Before Competition Groups | 1.8943 | 0 | 0 | 82.3881 | 0.022992 | 13 | Commercial_2019_SC B_MW_Before Competition Groups_13 | Strip Curtains | 2.299% | 0 | 1.8943 | Commercial_2019_SC B_MW_Before Competition Groups_Strip Curtains
Commercial | Com ¦ Furnace Tune-Up | 2019 | SC B | MW | Before Competition Groups | 1.8437 | 0 | 0 | 82.3881 | 0.022379 | 14 | Commercial_2019_SC B_MW_Before Competition Groups_14 | Furnace Tune-Up | 2.238% | 0 | 1.8437 | Commercial_2019_SC B_MW_Before Competition Groups_Furnace Tune-Up
Commercial | Com ¦ Reach-in Shaded Pole to ECM/PSC Evaporator Fan Motor | 2019 | SC B | MW | Before Competition Groups | 1.6063 | 0 | 0 | 82.3881 | 0.019496 | 15 | Commercial_2019_SC B_MW_Before Competition Groups_15 | Reach-in Shaded Pole to ECM/PSC Evaporator Fan Motor | 1.95% | 0 | 1.6063 | Commercial_2019_SC B_MW_Before Competition Groups_Reach-in Shaded Pole to ECM/PSC Evaporator Fan Motor
Commercial | Com ¦ Variable Frequency Drive (VFD) | 2019 | SC B | MW | Before Competition Groups | 1.2952 | 0 | 0 | 82.3881 | 0.015721 | 16 | Commercial_2019_SC B_MW_Before Competition Groups_16 | Variable Frequency Drive (VFD) | 1.572% | 0 | 1.2952 | Commercial_2019_SC B_MW_Before Competition Groups_Variable Frequency Drive (VFD)
Commercial | Com ¦ VFD on Pumps | 2019 | SC B | MW | Before Competition Groups | 1.21 | 0 | 0 | 82.3881 | 0.014687 | 17 | Commercial_2019_SC B_MW_Before Competition Groups_17 | VFD on Pumps | 1.469% | 0 | 1.21 | Commercial_2019_SC B_MW_Before Competition Groups_VFD on Pumps
Commercial | Com ¦ Demand Control Ventilation | 2019 | SC B | MW | Before Competition Groups | 1.1463 | 0 | 0 | 82.3881 | 0.013913 | 18 | Commercial_2019_SC B_MW_Before Competition Groups_18 | Demand Control Ventilation | 1.391% | 0 | 1.1463 | Commercial_2019_SC B_MW_Before Competition Groups_Demand Control Ventilation
Commercial | Com ¦ Unitary Air-Conditioning Unit | 2019 | SC B | MW | Before Competition Groups | 1.1333 | 0 | 0 | 82.3881 | 0.013756 | 19 | Commercial_2019_SC B_MW_Before Competition Groups_19 | Unitary Air-Conditioning Unit | 1.376% | 0 | 1.1333 | Commercial_2019_SC B_MW_Before Competition Groups_Unitary Air-Conditioning Unit
Commercial | Com ¦ Chilled Water Optimization | 2019 | SC B | MW | Before Competition Groups | 1.0285 | 0 | 0 | 82.3881 | 0.012484 | 20 | Commercial_2019_SC B_MW_Before Competition Groups_20 | Chilled Water Optimization | 1.248% | 0 | 1.0285 | Commercial_2019_SC B_MW_Before Competition Groups_Chilled Water Optimization
Commercial | Com ¦ Air Handler with Dedicated Outdoor Air Systems | 2019 | SC B | MW | Before Competition Groups | 0.97174 | 0 | 0 | 82.3881 | 0.011795 | 21 | Commercial_2019_SC B_MW_Before Competition Groups_21 | Air Handler with Dedicated Outdoor Air Systems | 1.179% | 0 | 0.97174 | Commercial_2019_SC B_MW_Before Competition Groups_Air Handler with Dedicated Outdoor Air Systems
Commercial | Com ¦ Centrally controlled desktop PC/NETWORK PC POWER MANAGEMENT SOFTWARE | 2019 | SC B | MW | Before Competition Groups | 0.93552 | 0 | 0 | 82.3881 | 0.011355 | 22 | Commercial_2019_SC B_MW_Before Competition Groups_22 | Centrally controlled desktop PC/NETWORK PC POWER MANAGEMENT SOFTWARE | 1.135% | 0 | 0.93552 | Commercial_2019_SC B_MW_Before Competition Groups_Centrally controlled desktop PC/NETWORK PC POWER MANAGEMENT SOFTWARE
Commercial | Com ¦ LED parking lot fixture | 2019 | SC B | MW | Before Competition Groups | 0.75119 | 0 | 0 | 82.3881 | 0.0091177 | 23 | Commercial_2019_SC B_MW_Before Competition Groups_23 | LED parking lot fixture | 0.9118% | 0 | 0.75119 | Commercial_2019_SC B_MW_Before Competition Groups_LED parking lot fixture
Commercial | Com ¦ LED EXTERIOR AREA LIGHTS - LED fixture (200W) | 2019 | SC B | MW | Before Competition Groups | 0.71919 | 0 | 0 | 82.3881 | 0.0087293 | 24 | Commercial_2019_SC B_MW_Before Competition Groups_24 | LED EXTERIOR AREA LIGHTS - LED fixture (200W) | 0.8729% | 0 | 0.71919 | Commercial_2019_SC B_MW_Before Competition Groups_LED EXTERIOR AREA LIGHTS - LED fixture (200W)
Commercial | Com ¦ ECM MOTORS FOR EVAPORATOR FANS for refrigeration (WALK-IN) | 2019 | SC B | MW | Before Competition Groups | 0.66563 | 0 | 0 | 82.3881 | 0.0080792 | 25 | Commercial_2019_SC B_MW_Before Competition Groups_25 | ECM MOTORS FOR EVAPORATOR FANS for refrigeration (WALK-IN) | 0.8079% | 0 | 0.66563 | Commercial_2019_SC B_MW_Before Competition Groups_ECM MOTORS FOR EVAPORATOR FANS for refrigeration (WALK-IN)
Commercial | Com ¦ Refrigerated Display Case LED | 2019 | SC B | MW | Before Competition Groups | 0.57566 | 0 | 0 | 82.3881 | 0.0069871 | 26 | Commercial_2019_SC B_MW_Before Competition Groups_26 | Refrigerated Display Case LED | 0.6987% | 0 | 0.57566 | Commercial_2019_SC B_MW_Before Competition Groups_Refrigerated Display Case LED
Commercial | Com ¦ Freezer Case Light Sensor | 2019 | SC B | MW | Before Competition Groups | 0.57452 | 0 | 0 | 82.3881 | 0.0069734 | 27 | Commercial_2019_SC B_MW_Before Competition Groups_27 | Freezer Case Light Sensor | 0.6973% | 0 | 0.57452 | Commercial_2019_SC B_MW_Before Competition Groups_Freezer Case Light Sensor
Commercial | Com ¦ Evaporator Fan Controls | 2019 | SC B | MW | Before Competition Groups | 0.55975 | 0 | 0 | 82.3881 | 0.006794 | 28 | Commercial_2019_SC B_MW_Before Competition Groups_28 | Evaporator Fan Controls | 0.6794% | 0 | 0.55975 | Commercial_2019_SC B_MW_Before Competition Groups_Evaporator Fan Controls
Commercial | Com ¦ LED street light fixture | 2019 | SC B | MW | Before Competition Groups | 0.38515 | 0 | 0 | 82.3881 | 0.0046748 | 29 | Commercial_2019_SC B_MW_Before Competition Groups_29 | LED street light fixture | 0.4675% | 0 | 0.38515 | Commercial_2019_SC B_MW_Before Competition Groups_LED street light fixture
Commercial | Com ¦ Demand Control Kitchen Ventilation | 2019 | SC B | MW | Before Competition Groups | 0.34812 | 0 | 0 | 82.3881 | 0.0042253 | 30 | Commercial_2019_SC B_MW_Before Competition Groups_30 | Demand Control Kitchen Ventilation | 0.4225% | 0 | 0.34812 | Commercial_2019_SC B_MW_Before Competition Groups_Demand Control Kitchen Ventilation
Commercial | Com ¦ ENERGY STAR Griddle (74% eff) | 2019 | SC B | MW | Before Competition Groups | 0.34398 | 0 | 0 | 82.3881 | 0.0041752 | 31 | Commercial_2019_SC B_MW_Before Competition Groups_31 | ENERGY STAR Griddle (74% eff) | 0.4175% | 0 | 0.34398 | Commercial_2019_SC B_MW_Before Competition Groups_ENERGY STAR Griddle (74% eff)
Commercial | Com ¦ Duct Insulation, R8 | 2019 | SC B | MW | Before Competition Groups | 0.34156 | 0 | 0 | 82.3881 | 0.0041457 | 32 | Commercial_2019_SC B_MW_Before Competition Groups_32 | Duct Insulation, R8 | 0.4146% | 0 | 0.34156 | Commercial_2019_SC B_MW_Before Competition Groups_Duct Insulation, R8
Commercial | Com ¦ Temperature Adjustment in Commercial Freezers | 2019 | SC B | MW | Before Competition Groups | 0.20481 | 0 | 0 | 82.3881 | 0.0024859 | 33 | Commercial_2019_SC B_MW_Before Competition Groups_33 | Temperature Adjustment in Commercial Freezers | 0.2486% | 0 | 0.20481 | Commercial_2019_SC B_MW_Before Competition Groups_Temperature Adjustment in Commercial Freezers
Commercial | Com ¦ Occupancy Sensors | 2019 | SC B | MW | Before Competition Groups | 0.19904 | 0 | 0 | 82.3881 | 0.0024159 | 34 | Commercial_2019_SC B_MW_Before Competition Groups_34 | Occupancy Sensors | 0.2416% | 0 | 0.19904 | Commercial_2019_SC B_MW_Before Competition Groups_Occupancy Sensors
Commercial | Com ¦ Vertical Night Covers | 2019 | SC B | MW | Before Competition Groups | 0.16923 | 0 | 0 | 82.3881 | 0.0020541 | 35 | Commercial_2019_SC B_MW_Before Competition Groups_35 | Vertical Night Covers | 0.2054% | 0 | 0.16923 | Commercial_2019_SC B_MW_Before Competition Groups_Vertical Night Covers
Commercial | Com ¦ Elec Storage WH 2.30 Et | 2019 | SC B | MW | Before Competition Groups | 0.15647 | 0 | 0 | 82.3881 | 0.0018991 | 36 | Commercial_2019_SC B_MW_Before Competition Groups_36 | Elec Storage WH 2.30 Et | 0.1899% | 0 | 0.15647 | Commercial_2019_SC B_MW_Before Competition Groups_Elec Storage WH 2.30 Et
Commercial | Com ¦ CO Sensors for parking garage exhaust fans | 2019 | SC B | MW | Before Competition Groups | 0.14998 | 0 | 0 | 82.3881 | 0.0018204 | 37 | Commercial_2019_SC B_MW_Before Competition Groups_37 | CO Sensors for parking garage exhaust fans | 0.182% | 0 | 0.14998 | Commercial_2019_SC B_MW_Before Competition Groups_CO Sensors for parking garage exhaust fans
Commercial | Com ¦ Energy Efficient Laboratory Fume Hood | 2019 | SC B | MW | Before Competition Groups | 0.13133 | 0 | 0 | 82.3881 | 0.001594 | 38 | Commercial_2019_SC B_MW_Before Competition Groups_38 | Energy Efficient Laboratory Fume Hood | 0.1594% | 0 | 0.13133 | Commercial_2019_SC B_MW_Before Competition Groups_Energy Efficient Laboratory Fume Hood
Commercial | Com ¦ Water Heating (DHW) Pipe Insulation (Add 3/4\ Foam)" | 2019 | SC B | MW | Before Competition Groups | 0.12975 | 0 | 0 | 82.3881 | 0.0015749 | 39 | Commercial_2019_SC B_MW_Before Competition Groups_39 | Water Heating (DHW) Pipe Insulation (Add 3/4\ Foam)" | 0.1575% | 0 | 0.12975 | Commercial_2019_SC B_MW_Before Competition Groups_Water Heating (DHW) Pipe Insulation (Add 3/4\ Foam)"
Commercial | Com ¦ Thermostat Setback | 2019 | SC B | MW | Before Competition Groups | 0.1281 | 0 | 0 | 82.3881 | 0.0015548 | 40 | Commercial_2019_SC B_MW_Before Competition Groups_40 | Thermostat Setback | 0.1555% | 0 | 0.1281 | Commercial_2019_SC B_MW_Before Competition Groups_Thermostat Setback
Commercial | Com ¦ BEVERAGE VENDING MACHINE CONTROLS | 2019 | SC B | MW | Before Competition Groups | 0.12159 | 0 | 0 | 82.3881 | 0.0014759 | 41 | Commercial_2019_SC B_MW_Before Competition Groups_41 | BEVERAGE VENDING MACHINE CONTROLS | 0.1476% | 0 | 0.12159 | Commercial_2019_SC B_MW_Before Competition Groups_BEVERAGE VENDING MACHINE CONTROLS
Commercial | Com ¦ Outside Air Economizer | 2019 | SC B | MW | Before Competition Groups | 0.11564 | 0 | 0 | 82.3881 | 0.0014036 | 42 | Commercial_2019_SC B_MW_Before Competition Groups_42 | Outside Air Economizer | 0.1404% | 0 | 0.11564 | Commercial_2019_SC B_MW_Before Competition Groups_Outside Air Economizer
Commercial | Com ¦ ENERGY STAR Fryer (84% eff) | 2019 | SC B | MW | Before Competition Groups | 0.098811 | 0 | 0 | 82.3881 | 0.0011993 | 43 | Commercial_2019_SC B_MW_Before Competition Groups_43 | ENERGY STAR Fryer (84% eff) | 0.1199% | 0 | 0.098811 | Commercial_2019_SC B_MW_Before Competition Groups_ENERGY STAR Fryer (84% eff)
Commercial | Com ¦ Water Source Heat Pump (4 ton) | 2019 | SC B | MW | Before Competition Groups | 0.094021 | 0 | 0 | 82.3881 | 0.0011412 | 44 | Commercial_2019_SC B_MW_Before Competition Groups_44 | Water Source Heat Pump (4 ton) | 0.1141% | 0 | 0.094021 | Commercial_2019_SC B_MW_Before Competition Groups_Water Source Heat Pump (4 ton)
Commercial | Com ¦ Suction Pipe Insulation Freezer/Refrigerator | 2019 | SC B | MW | Before Competition Groups | 0.088062 | 0 | 0 | 82.3881 | 0.0010689 | 45 | Commercial_2019_SC B_MW_Before Competition Groups_45 | Suction Pipe Insulation Freezer/Refrigerator | 0.1069% | 0 | 0.088062 | Commercial_2019_SC B_MW_Before Competition Groups_Suction Pipe Insulation Freezer/Refrigerator
Commercial | Com ¦ ENERGY STAR Steam Cookers | 2019 | SC B | MW | Before Competition Groups | 0.06279 | 0 | 0 | 82.3881 | 0.00076212 | 46 | Commercial_2019_SC B_MW_Before Competition Groups_46 | ENERGY STAR Steam Cookers | 0.07621% | 0 | 0.06279 | Commercial_2019_SC B_MW_Before Competition Groups_ENERGY STAR Steam Cookers
Commercial | Com ¦ ENERGY STAR Dishwasher | 2019 | SC B | MW | Before Competition Groups | 0.045393 | 0 | 0 | 82.3881 | 0.00055097 | 47 | Commercial_2019_SC B_MW_Before Competition Groups_47 | ENERGY STAR Dishwasher | 0.0551% | 0 | 0.045393 | Commercial_2019_SC B_MW_Before Competition Groups_ENERGY STAR Dishwasher
Commercial | Com ¦ Ozone Laundry Treatment | 2019 | SC B | MW | Before Competition Groups | 0.037766 | 0 | 0 | 82.3881 | 0.0004584 | 48 | Commercial_2019_SC B_MW_Before Competition Groups_48 | Ozone Laundry Treatment | 0.04584% | 0 | 0.037766 | Commercial_2019_SC B_MW_Before Competition Groups_Ozone Laundry Treatment
Commercial | Com ¦ ECM MOTORS FOR HVAC APPLICATION (FAN-POWERED VAV BOX) | 2019 | SC B | MW | Before Competition Groups | 0.015935 | 0 | 0 | 82.3881 | 0.00019341 | 49 | Commercial_2019_SC B_MW_Before Competition Groups_49 | ECM MOTORS FOR HVAC APPLICATION (FAN-POWERED VAV BOX) | 0.01934% | 0 | 0.015935 | Commercial_2019_SC B_MW_Before Competition Groups_ECM MOTORS FOR HVAC APPLICATION (FAN-POWERED VAV BOX)
Commercial | Com ¦ HVAC Optimization | 2019 | SC B | MW | Before Competition Groups | 0.012516 | 0 | 0 | 82.3881 | 0.00015192 | 50 | Commercial_2019_SC B_MW_Before Competition Groups_50 | HVAC Optimization | 0.01519% | 0 | 0.012516 | Commercial_2019_SC B_MW_Before Competition Groups_HVAC Optimization
Commercial | Com ¦ Demand controlled Circulating Systems | 2019 | SC B | MW | Before Competition Groups | 0.0086997 | 0 | 0 | 82.3881 | 0.00010559 | 51 | Commercial_2019_SC B_MW_Before Competition Groups_51 | Demand controlled Circulating Systems | 0.01056% | 0 | 0.0086997 | Commercial_2019_SC B_MW_Before Competition Groups_Demand controlled Circulating Systems
Commercial | Com ¦ Auto Off Time Switch or Time Clock control | 2019 | SC B | MW | Before Competition Groups | 0.0085504 | 0 | 0 | 82.3881 | 0.00010378 | 52 | Commercial_2019_SC B_MW_Before Competition Groups_52 | Auto Off Time Switch or Time Clock control | 0.01038% | 0 | 0.0085504 | Commercial_2019_SC B_MW_Before Competition Groups_Auto Off Time Switch or Time Clock control
Commercial | Com ¦ CEE Tier 2/Energy Star Clothes Washers | 2019 | SC B | MW | Before Competition Groups | 0.0081729 | 0 | 0 | 82.3881 | 9.92e-05 | 53 | Commercial_2019_SC B_MW_Before Competition Groups_53 | CEE Tier 2/Energy Star Clothes Washers | 0.00992% | 0 | 0.0081729 | Commercial_2019_SC B_MW_Before Competition Groups_CEE Tier 2/Energy Star Clothes Washers
Commercial | COM ¦ Ductless Mini-Split Heat Pumps | 2019 | SC B | MW | Before Competition Groups | 0.00567 | 0 | 0 | 82.3881 | 6.882e-05 | 54 | Commercial_2019_SC B_MW_Before Competition Groups_54 | Ductless Mini-Split Heat Pumps | 0.006882% | 0 | 0.00567 | Commercial_2019_SC B_MW_Before Competition Groups_Ductless Mini-Split Heat Pumps
Commercial | Com ¦ Low Flow Pre-Rinse Spray Nozzle | 2019 | SC B | MW | Before Competition Groups | 0.0051376 | 0 | 0 | 82.3881 | 6.2358e-05 | 55 | Commercial_2019_SC B_MW_Before Competition Groups_55 | Low Flow Pre-Rinse Spray Nozzle | 0.006236% | 0 | 0.0051376 | Commercial_2019_SC B_MW_Before Competition Groups_Low Flow Pre-Rinse Spray Nozzle
Commercial | Com ¦ Wall Insulation | 2019 | SC B | MW | Before Competition Groups | 0.0030089 | 0 | 0 | 82.3881 | 3.6521e-05 | 56 | Commercial_2019_SC B_MW_Before Competition Groups_56 | Wall Insulation | 0.003652% | 0 | 0.0030089 | Commercial_2019_SC B_MW_Before Competition Groups_Wall Insulation
Commercial | Com ¦ Condensing Unit Heaters or other Efficient Unit Heating System | 2019 | SC B | MW | Before Competition Groups | 0.0029151 | 0 | 0 | 82.3881 | 3.5383e-05 | 57 | Commercial_2019_SC B_MW_Before Competition Groups_57 | Condensing Unit Heaters or other Efficient Unit Heating System | 0.003538% | 0 | 0.0029151 | Commercial_2019_SC B_MW_Before Competition Groups_Condensing Unit Heaters or other Efficient Unit Heating System
Commercial | Com ¦ Commercial Hot Food Holding Cabinets | 2019 | SC B | MW | Before Competition Groups | 0.0015524 | 0 | 0 | 82.3881 | 1.8843e-05 | 58 | Commercial_2019_SC B_MW_Before Competition Groups_58 | Commercial Hot Food Holding Cabinets | 0.001884% | 0 | 0.0015524 | Commercial_2019_SC B_MW_Before Competition Groups_Commercial Hot Food Holding Cabinets
Commercial | Com ¦ High Efficiency Chiller (avg of water and air cooled) | 2019 | SC B | MW | Before Competition Groups | 0.0013744 | 0 | 0 | 82.3881 | 1.6682e-05 | 59 | Commercial_2019_SC B_MW_Before Competition Groups_59 | High Efficiency Chiller (avg of water and air cooled) | 0.001668% | 0 | 0.0013744 | Commercial_2019_SC B_MW_Before Competition Groups_High Efficiency Chiller (avg of water and air cooled)
Commercial | Com ¦ VSD Air Compressor | 2019 | SC B | MW | Before Competition Groups | 0.0010006 | 0 | 0 | 82.3881 | 1.2145e-05 | 60 | Commercial_2019_SC B_MW_Before Competition Groups_60 | VSD Air Compressor | 0.001214% | 0 | 0.0010006 | Commercial_2019_SC B_MW_Before Competition Groups_VSD Air Compressor
Commercial | Com ¦ Air Curtains | 2019 | SC B | MW | Before Competition Groups | 0.00034234 | 0 | 0 | 82.3881 | 4.1552e-06 | 61 | Commercial_2019_SC B_MW_Before Competition Groups_61 | Air Curtains | 0.0004155% | 0 | 0.00034234 | Commercial_2019_SC B_MW_Before Competition Groups_Air Curtains
Commercial | Com ¦ Energy Recovery Ventilation and Ventilation (Enhanced) | 2019 | SC B | MW | Before Competition Groups | 0.0002494 | 0 | 0 | 82.3881 | 3.0272e-06 | 62 | Commercial_2019_SC B_MW_Before Competition Groups_62 | Energy Recovery Ventilation and Ventilation (Enhanced) | 0.0003027% | 0 | 0.0002494 | Commercial_2019_SC B_MW_Before Competition Groups_Energy Recovery Ventilation and Ventilation (Enhanced)
Commercial | Com ¦ EC Plug Fan for Data Center (under cabinet) | 2019 | SC B | MW | Before Competition Groups | 6.5447e-05 | 0 | 0 | 82.3881 | 7.9437e-07 | 63 | Commercial_2019_SC B_MW_Before Competition Groups_63 | EC Plug Fan for Data Center (under cabinet) | 7.944e-05% | 0 | 6.5447e-05 | Commercial_2019_SC B_MW_Before Competition Groups_EC Plug Fan for Data Center (under cabinet)
Commercial | Com ¦ Electric Convection Combination Ovens | 2019 | SC B | MW | Before Competition Groups | 2.1425e-05 | 0 | 0 | 82.3881 | 2.6005e-07 | 64 | Commercial_2019_SC B_MW_Before Competition Groups_64 | Electric Convection Combination Ovens | 2.601e-05% | 0 | 2.1425e-05 | Commercial_2019_SC B_MW_Before Competition Groups_Electric Convection Combination Ovens
Commercial | Com ¦ LLLC - Low Impact Application | 2019 | SC B | MW | Before Competition Groups | 4.4461e-20 | 0 | 0 | 82.3881 | 5.3966e-22 | 65 | Commercial_2019_SC B_MW_Before Competition Groups_65 | LLLC - Low Impact Application | 5.397e-20% | 0 | 4.4461e-20 | Commercial_2019_SC B_MW_Before Competition Groups_LLLC - Low Impact Application
Commercial | Com ¦ LLLC - High Impact Application | 2019 | SC B | MW | Before Competition Groups | 1.4113e-20 | 0 | 0 | 82.3881 | 1.713e-22 | 66 | Commercial_2019_SC B_MW_Before Competition Groups_66 | LLLC - High Impact Application | 1.713e-20% | 0 | 1.4113e-20 | Commercial_2019_SC B_MW_Before Competition Groups_LLLC - High Impact Application
Commercial | Com ¦ High Efficiency Small Instantaneous Water Heater | 2019 | SC B | MW | Before Competition Groups | 4.2236e-35 | 0 | 0 | 82.3881 | 5.1264e-37 | 67 | Commercial_2019_SC B_MW_Before Competition Groups_67 | High Efficiency Small Instantaneous Water Heater | 5.126e-35% | 0 | 4.2236e-35 | Commercial_2019_SC B_MW_Before Competition Groups_High Efficiency Small Instantaneous Water Heater
Commercial | Com ¦ Condensing Make Up Air Unit | 2019 | SC B | MW | Before Competition Groups | 0 | 0 | 0 | 82.3881 | 0 | 68 | Commercial_2019_SC B_MW_Before Competition Groups_68 | Condensing Make Up Air Unit | 0% | 0 | 0 | Commercial_2019_SC B_MW_Before Competition Groups_Condensing Make Up Air Unit
Commercial | Com ¦ Door Gasket Freezer/Refrigerator | 2019 | SC B | MW | Before Competition Groups | 0 | 0 | 0 | 82.3881 | 0 | 69 | Commercial_2019_SC B_MW_Before Competition Groups_69 | Door Gasket Freezer/Refrigerator | 0% | 0 | 0 | Commercial_2019_SC B_MW_Before Competition Groups_Door Gasket Freezer/Refrigerator
Commercial | Com ¦ Efficient compressor motor | 2019 | SC B | MW | Before Competition Groups | 0 | 0 | 0 | 82.3881 | 0 | 70 | Commercial_2019_SC B_MW_Before Competition Groups_70 | Efficient compressor motor | 0% | 0 | 0 | Commercial_2019_SC B_MW_Before Competition Groups_Efficient compressor motor
Commercial | Com ¦ Indoor Daylight Sensors/Photocell Dimming Control | 2019 | SC B | MW | Before Competition Groups | 0 | 0 | 0 | 82.3881 | 0 | 71 | Commercial_2019_SC B_MW_Before Competition Groups_71 | Indoor Daylight Sensors/Photocell Dimming Control | 0% | 0 | 0 | Commercial_2019_SC B_MW_Before Competition Groups_Indoor Daylight Sensors/Photocell Dimming Control
Commercial | Com ¦ LED RECESSED DOWNLIGHTS | 2019 | SC B | MW | Before Competition Groups | 0 | 0 | 0 | 82.3881 | 0 | 72 | Commercial_2019_SC B_MW_Before Competition Groups_72 | LED RECESSED DOWNLIGHTS | 0% | 0 | 0 | Commercial_2019_SC B_MW_Before Competition Groups_LED RECESSED DOWNLIGHTS
Commercial | Com ¦ Networked/Connected - High Impact Application | 2019 | SC B | MW | Before Competition Groups | 0 | 0 | 0 | 82.3881 | 0 | 73 | Commercial_2019_SC B_MW_Before Competition Groups_73 | Networked/Connected - High Impact Application | 0% | 0 | 0 | Commercial_2019_SC B_MW_Before Competition Groups_Networked/Connected - High Impact Application
Commercial | Com ¦ Networked/Connected - Low Impact Application | 2019 | SC B | MW | Before Competition Groups | 0 | 0 | 0 | 82.3881 | 0 | 74 | Commercial_2019_SC B_MW_Before Competition Groups_74 | Networked/Connected - Low Impact Application | 0% | 0 | 0 | Commercial_2019_SC B_MW_Before Competition Groups_Networked/Connected - Low Impact Application
Commercial | Com ¦ Notched V belts for HVAC Systems | 2019 | SC B | MW | Before Competition Groups | 0 | 0 | 0 | 82.3881 | 0 | 75 | Commercial_2019_SC B_MW_Before Competition Groups_75 | Notched V belts for HVAC Systems | 0% | 0 | 0 | Commercial_2019_SC B_MW_Before Competition Groups_Notched V belts for HVAC Systems
Commercial | Com ¦ PTAC (12 EER/10,000 BTU) | 2019 | SC B | MW | Before Competition Groups | 0 | 0 | 0 | 82.3881 | 0 | 76 | Commercial_2019_SC B_MW_Before Competition Groups_76 | PTAC (12 EER/10,000 BTU) | 0% | 0 | 0 | Commercial_2019_SC B_MW_Before Competition Groups_PTAC (12 EER/10,000 BTU)
Commercial | Com ¦ Refrigerated Display Case Doors | 2019 | SC B | MW | Before Competition Groups | 0 | 0 | 0 | 82.3881 | 0 | 77 | Commercial_2019_SC B_MW_Before Competition Groups_77 | Refrigerated Display Case Doors | 0% | 0 | 0 | Commercial_2019_SC B_MW_Before Competition Groups_Refrigerated Display Case Doors
Commercial | Com ¦ Room AC (w/ louvered sides) 14 SEER from 12 SEER code | 2019 | SC B | MW | Before Competition Groups | 0 | 0 | 0 | 82.3881 | 0 | 78 | Commercial_2019_SC B_MW_Before Competition Groups_78 | Room AC (w/ louvered sides) 14 SEER from 12 SEER code | 0% | 0 | 0 | Commercial_2019_SC B_MW_Before Competition Groups_Room AC (w/ louvered sides) 14 SEER from 12 SEER code
Commercial | Com ¦ Solar Water Preheat (Pools/DHW) | 2019 | SC B | MW | Before Competition Groups | 0 | 0 | 0 | 82.3881 | 0 | 79 | Commercial_2019_SC B_MW_Before Competition Groups_79 | Solar Water Preheat (Pools/DHW) | 0% | 0 | 0 | Commercial_2019_SC B_MW_Before Competition Groups_Solar Water Preheat (Pools/DHW)
Commercial | Com ¦ Variable Refrigerant Flow Heat Pump | 2019 | SC B | MW | Before Competition Groups | 0 | 0 | 0 | 82.3881 | 0 | 80 | Commercial_2019_SC B_MW_Before Competition Groups_80 | Variable Refrigerant Flow Heat Pump | 0% | 0 | 0 | Commercial_2019_SC B_MW_Before Competition Groups_Variable Refrigerant Flow Heat Pump
Commercial | Com ¦ ENERGY STAR LED LAMPS (REFLECTOR LAMPs/MR16/PAR 16) | 2019 | SC C | MW | Before Competition Groups | 16.1674 | 0 | 0 | 63.445 | 0.25482 | 1 | Commercial_2019_SC C_MW_Before Competition Groups_1 | ENERGY STAR LED LAMPS (REFLECTOR LAMPs/MR16/PAR 16) | 25.48% | 0 | 16.1674 | Commercial_2019_SC C_MW_Before Competition Groups_ENERGY STAR LED LAMPS (REFLECTOR LAMPs/MR16/PAR 16)
Commercial | Com ¦ LED Replacement Lamp (Tube) | 2019 | SC C | MW | Before Competition Groups | 5.998 | 0 | 0 | 63.445 | 0.094539 | 2 | Commercial_2019_SC C_MW_Before Competition Groups_2 | LED Replacement Lamp (Tube) | 9.454% | 0 | 5.998 | Commercial_2019_SC C_MW_Before Competition Groups_LED Replacement Lamp (Tube)
Commercial | Com ¦ ENERGY STAR LED LAMPS (General Service Lamps) | 2019 | SC C | MW | Before Competition Groups | 4.2636 | 0 | 0 | 63.445 | 0.067202 | 3 | Commercial_2019_SC C_MW_Before Competition Groups_3 | ENERGY STAR LED LAMPS (General Service Lamps) | 6.72% | 0 | 4.2636 | Commercial_2019_SC C_MW_Before Competition Groups_ENERGY STAR LED LAMPS (General Service Lamps)
Commercial | Com ¦ High Efficiency Air Source Heat Pump | 2019 | SC C | MW | Before Competition Groups | 4.1853 | 0 | 0 | 63.445 | 0.065968 | 4 | Commercial_2019_SC C_MW_Before Competition Groups_4 | High Efficiency Air Source Heat Pump | 6.597% | 0 | 4.1853 | Commercial_2019_SC C_MW_Before Competition Groups_High Efficiency Air Source Heat Pump
Commercial | Com ¦ LED Low/High Bay | 2019 | SC C | MW | Before Competition Groups | 3.8565 | 0 | 0 | 63.445 | 0.060785 | 5 | Commercial_2019_SC C_MW_Before Competition Groups_5 | LED Low/High Bay | 6.079% | 0 | 3.8565 | Commercial_2019_SC C_MW_Before Competition Groups_LED Low/High Bay
Commercial | Com ¦ Data Center Storage/Server Virtualization | 2019 | SC C | MW | Before Competition Groups | 3.3149 | 0 | 0 | 63.445 | 0.052249 | 6 | Commercial_2019_SC C_MW_Before Competition Groups_6 | Data Center Storage/Server Virtualization | 5.225% | 0 | 3.3149 | Commercial_2019_SC C_MW_Before Competition Groups_Data Center Storage/Server Virtualization
Commercial | Com ¦ Building Recommissioning, Operations and Maintenance (O&M) Improvements | 2019 | SC C | MW | Before Competition Groups | 2.6849 | 0 | 0 | 63.445 | 0.042318 | 7 | Commercial_2019_SC C_MW_Before Competition Groups_7 | Building Recommissioning, Operations and Maintenance (O&M) Improvements | 4.232% | 0 | 2.6849 | Commercial_2019_SC C_MW_Before Competition Groups_Building Recommissioning, Operations and Maintenance (O&M) Improvements
Commercial | Com ¦ LED or Equivalent Sign Lighting | 2019 | SC C | MW | Before Competition Groups | 2.5629 | 0 | 0 | 63.445 | 0.040395 | 8 | Commercial_2019_SC C_MW_Before Competition Groups_8 | LED or Equivalent Sign Lighting | 4.04% | 0 | 2.5629 | Commercial_2019_SC C_MW_Before Competition Groups_LED or Equivalent Sign Lighting
Commercial | Com ¦ Education and Capacity Building/Energy Behavior | 2019 | SC C | MW | Before Competition Groups | 2.4813 | 0 | 0 | 63.445 | 0.03911 | 9 | Commercial_2019_SC C_MW_Before Competition Groups_9 | Education and Capacity Building/Energy Behavior | 3.911% | 0 | 2.4813 | Commercial_2019_SC C_MW_Before Competition Groups_Education and Capacity Building/Energy Behavior
Commercial | Com ¦ LED Troffer/Surface/Suspended | 2019 | SC C | MW | Before Competition Groups | 2.0053 | 0 | 0 | 63.445 | 0.031606 | 10 | Commercial_2019_SC C_MW_Before Competition Groups_10 | LED Troffer/Surface/Suspended | 3.161% | 0 | 2.0053 | Commercial_2019_SC C_MW_Before Competition Groups_LED Troffer/Surface/Suspended
Commercial | Com ¦ Advanced BAS/Controllers | 2019 | SC C | MW | Before Competition Groups | 1.8579 | 0 | 0 | 63.445 | 0.029283 | 11 | Commercial_2019_SC C_MW_Before Competition Groups_11 | Advanced BAS/Controllers | 2.928% | 0 | 1.8579 | Commercial_2019_SC C_MW_Before Competition Groups_Advanced BAS/Controllers
Commercial | Com ¦ Reach-in Shaded Pole to ECM/PSC Evaporator Fan Motor | 2019 | SC C | MW | Before Competition Groups | 1.6063 | 0 | 0 | 63.445 | 0.025318 | 12 | Commercial_2019_SC C_MW_Before Competition Groups_12 | Reach-in Shaded Pole to ECM/PSC Evaporator Fan Motor | 2.532% | 0 | 1.6063 | Commercial_2019_SC C_MW_Before Competition Groups_Reach-in Shaded Pole to ECM/PSC Evaporator Fan Motor
Commercial | Com ¦ Adaptive Thermostats | 2019 | SC C | MW | Before Competition Groups | 1.1443 | 0 | 0 | 63.445 | 0.018036 | 13 | Commercial_2019_SC C_MW_Before Competition Groups_13 | Adaptive Thermostats | 1.804% | 0 | 1.1443 | Commercial_2019_SC C_MW_Before Competition Groups_Adaptive Thermostats
Commercial | Com ¦ Unitary Air-Conditioning Unit | 2019 | SC C | MW | Before Competition Groups | 1.1333 | 0 | 0 | 63.445 | 0.017863 | 14 | Commercial_2019_SC C_MW_Before Competition Groups_14 | Unitary Air-Conditioning Unit | 1.786% | 0 | 1.1333 | Commercial_2019_SC C_MW_Before Competition Groups_Unitary Air-Conditioning Unit
Commercial | Com ¦ Strip Curtains | 2019 | SC C | MW | Before Competition Groups | 1.0551 | 0 | 0 | 63.445 | 0.01663 | 15 | Commercial_2019_SC C_MW_Before Competition Groups_15 | Strip Curtains | 1.663% | 0 | 1.0551 | Commercial_2019_SC C_MW_Before Competition Groups_Strip Curtains
Commercial | Com ¦ Chilled Water Optimization | 2019 | SC C | MW | Before Competition Groups | 1.0285 | 0 | 0 | 63.445 | 0.016211 | 16 | Commercial_2019_SC C_MW_Before Competition Groups_16 | Chilled Water Optimization | 1.621% | 0 | 1.0285 | Commercial_2019_SC C_MW_Before Competition Groups_Chilled Water Optimization
Commercial | Com ¦ LED parking lot fixture | 2019 | SC C | MW | Before Competition Groups | 0.75119 | 0 | 0 | 63.445 | 0.01184 | 17 | Commercial_2019_SC C_MW_Before Competition Groups_17 | LED parking lot fixture | 1.184% | 0 | 0.75119 | Commercial_2019_SC C_MW_Before Competition Groups_LED parking lot fixture
Commercial | Com ¦ LED EXTERIOR AREA LIGHTS - LED fixture (200W) | 2019 | SC C | MW | Before Competition Groups | 0.71919 | 0 | 0 | 63.445 | 0.011336 | 18 | Commercial_2019_SC C_MW_Before Competition Groups_18 | LED EXTERIOR AREA LIGHTS - LED fixture (200W) | 1.134% | 0 | 0.71919 | Commercial_2019_SC C_MW_Before Competition Groups_LED EXTERIOR AREA LIGHTS - LED fixture (200W)
Commercial | Com ¦ Furnace Tune-Up | 2019 | SC C | MW | Before Competition Groups | 0.70397 | 0 | 0 | 63.445 | 0.011096 | 19 | Commercial_2019_SC C_MW_Before Competition Groups_19 | Furnace Tune-Up | 1.11% | 0 | 0.70397 | Commercial_2019_SC C_MW_Before Competition Groups_Furnace Tune-Up
Commercial | Com ¦ Centrally controlled desktop PC/NETWORK PC POWER MANAGEMENT SOFTWARE | 2019 | SC C | MW | Before Competition Groups | 0.57669 | 0 | 0 | 63.445 | 0.0090897 | 20 | Commercial_2019_SC C_MW_Before Competition Groups_20 | Centrally controlled desktop PC/NETWORK PC POWER MANAGEMENT SOFTWARE | 0.909% | 0 | 0.57669 | Commercial_2019_SC C_MW_Before Competition Groups_Centrally controlled desktop PC/NETWORK PC POWER MANAGEMENT SOFTWARE
Commercial | Com ¦ Refrigerated Display Case LED | 2019 | SC C | MW | Before Competition Groups | 0.57437 | 0 | 0 | 63.445 | 0.0090531 | 21 | Commercial_2019_SC C_MW_Before Competition Groups_21 | Refrigerated Display Case LED | 0.9053% | 0 | 0.57437 | Commercial_2019_SC C_MW_Before Competition Groups_Refrigerated Display Case LED
Commercial | Com ¦ Demand Control Ventilation | 2019 | SC C | MW | Before Competition Groups | 0.50051 | 0 | 0 | 63.445 | 0.0078889 | 22 | Commercial_2019_SC C_MW_Before Competition Groups_22 | Demand Control Ventilation | 0.7889% | 0 | 0.50051 | Commercial_2019_SC C_MW_Before Competition Groups_Demand Control Ventilation
Commercial | Com ¦ Variable Frequency Drive (VFD) | 2019 | SC C | MW | Before Competition Groups | 0.49454 | 0 | 0 | 63.445 | 0.0077948 | 23 | Commercial_2019_SC C_MW_Before Competition Groups_23 | Variable Frequency Drive (VFD) | 0.7795% | 0 | 0.49454 | Commercial_2019_SC C_MW_Before Competition Groups_Variable Frequency Drive (VFD)
Commercial | Com ¦ VFD on Pumps | 2019 | SC C | MW | Before Competition Groups | 0.46202 | 0 | 0 | 63.445 | 0.0072822 | 24 | Commercial_2019_SC C_MW_Before Competition Groups_24 | VFD on Pumps | 0.7282% | 0 | 0.46202 | Commercial_2019_SC C_MW_Before Competition Groups_VFD on Pumps
Commercial | Com ¦ LED street light fixture | 2019 | SC C | MW | Before Competition Groups | 0.38515 | 0 | 0 | 63.445 | 0.0060706 | 25 | Commercial_2019_SC C_MW_Before Competition Groups_25 | LED street light fixture | 0.6071% | 0 | 0.38515 | Commercial_2019_SC C_MW_Before Competition Groups_LED street light fixture
Commercial | Com ¦ ENERGY STAR Griddle (74% eff) | 2019 | SC C | MW | Before Competition Groups | 0.34399 | 0 | 0 | 63.445 | 0.0054218 | 26 | Commercial_2019_SC C_MW_Before Competition Groups_26 | ENERGY STAR Griddle (74% eff) | 0.5422% | 0 | 0.34399 | Commercial_2019_SC C_MW_Before Competition Groups_ENERGY STAR Griddle (74% eff)
Commercial | Com ¦ Air Handler with Dedicated Outdoor Air Systems | 2019 | SC C | MW | Before Competition Groups | 0.28787 | 0 | 0 | 63.445 | 0.0045374 | 27 | Commercial_2019_SC C_MW_Before Competition Groups_27 | Air Handler with Dedicated Outdoor Air Systems | 0.4537% | 0 | 0.28787 | Commercial_2019_SC C_MW_Before Competition Groups_Air Handler with Dedicated Outdoor Air Systems
Commercial | Com ¦ ECM MOTORS FOR EVAPORATOR FANS for refrigeration (WALK-IN) | 2019 | SC C | MW | Before Competition Groups | 0.25415 | 0 | 0 | 63.445 | 0.0040059 | 28 | Commercial_2019_SC C_MW_Before Competition Groups_28 | ECM MOTORS FOR EVAPORATOR FANS for refrigeration (WALK-IN) | 0.4006% | 0 | 0.25415 | Commercial_2019_SC C_MW_Before Competition Groups_ECM MOTORS FOR EVAPORATOR FANS for refrigeration (WALK-IN)
Commercial | Com ¦ Freezer Case Light Sensor | 2019 | SC C | MW | Before Competition Groups | 0.21937 | 0 | 0 | 63.445 | 0.0034577 | 29 | Commercial_2019_SC C_MW_Before Competition Groups_29 | Freezer Case Light Sensor | 0.3458% | 0 | 0.21937 | Commercial_2019_SC C_MW_Before Competition Groups_Freezer Case Light Sensor
Commercial | Com ¦ Evaporator Fan Controls | 2019 | SC C | MW | Before Competition Groups | 0.21372 | 0 | 0 | 63.445 | 0.0033686 | 30 | Commercial_2019_SC C_MW_Before Competition Groups_30 | Evaporator Fan Controls | 0.3369% | 0 | 0.21372 | Commercial_2019_SC C_MW_Before Competition Groups_Evaporator Fan Controls
Commercial | Com ¦ Occupancy Sensors | 2019 | SC C | MW | Before Competition Groups | 0.19904 | 0 | 0 | 63.445 | 0.0031372 | 31 | Commercial_2019_SC C_MW_Before Competition Groups_31 | Occupancy Sensors | 0.3137% | 0 | 0.19904 | Commercial_2019_SC C_MW_Before Competition Groups_Occupancy Sensors
Commercial | Com ¦ Demand Control Kitchen Ventilation | 2019 | SC C | MW | Before Competition Groups | 0.17404 | 0 | 0 | 63.445 | 0.0027431 | 32 | Commercial_2019_SC C_MW_Before Competition Groups_32 | Demand Control Kitchen Ventilation | 0.2743% | 0 | 0.17404 | Commercial_2019_SC C_MW_Before Competition Groups_Demand Control Kitchen Ventilation
Commercial | Com ¦ Duct Insulation, R8 | 2019 | SC C | MW | Before Competition Groups | 0.13036 | 0 | 0 | 63.445 | 0.0020546 | 33 | Commercial_2019_SC C_MW_Before Competition Groups_33 | Duct Insulation, R8 | 0.2055% | 0 | 0.13036 | Commercial_2019_SC C_MW_Before Competition Groups_Duct Insulation, R8
Commercial | Com ¦ Thermostat Setback | 2019 | SC C | MW | Before Competition Groups | 0.1281 | 0 | 0 | 63.445 | 0.0020191 | 34 | Commercial_2019_SC C_MW_Before Competition Groups_34 | Thermostat Setback | 0.2019% | 0 | 0.1281 | Commercial_2019_SC C_MW_Before Competition Groups_Thermostat Setback
Commercial | Com ¦ ENERGY STAR Fryer (84% eff) | 2019 | SC C | MW | Before Competition Groups | 0.098812 | 0 | 0 | 63.445 | 0.0015574 | 35 | Commercial_2019_SC C_MW_Before Competition Groups_35 | ENERGY STAR Fryer (84% eff) | 0.1557% | 0 | 0.098812 | Commercial_2019_SC C_MW_Before Competition Groups_ENERGY STAR Fryer (84% eff)
Commercial | Com ¦ Water Source Heat Pump (4 ton) | 2019 | SC C | MW | Before Competition Groups | 0.094024 | 0 | 0 | 63.445 | 0.001482 | 36 | Commercial_2019_SC C_MW_Before Competition Groups_36 | Water Source Heat Pump (4 ton) | 0.1482% | 0 | 0.094024 | Commercial_2019_SC C_MW_Before Competition Groups_Water Source Heat Pump (4 ton)
Commercial | Com ¦ Temperature Adjustment in Commercial Freezers | 2019 | SC C | MW | Before Competition Groups | 0.078199 | 0 | 0 | 63.445 | 0.0012325 | 37 | Commercial_2019_SC C_MW_Before Competition Groups_37 | Temperature Adjustment in Commercial Freezers | 0.1233% | 0 | 0.078199 | Commercial_2019_SC C_MW_Before Competition Groups_Temperature Adjustment in Commercial Freezers
Commercial | Com ¦ LLLC - High Impact Application | 2019 | SC C | MW | Before Competition Groups | 0.069963 | 0 | 0 | 63.445 | 0.0011027 | 38 | Commercial_2019_SC C_MW_Before Competition Groups_38 | LLLC - High Impact Application | 0.1103% | 0 | 0.069963 | Commercial_2019_SC C_MW_Before Competition Groups_LLLC - High Impact Application
Commercial | Com ¦ Elec Storage WH 2.30 Et | 2019 | SC C | MW | Before Competition Groups | 0.069078 | 0 | 0 | 63.445 | 0.0010888 | 39 | Commercial_2019_SC C_MW_Before Competition Groups_39 | Elec Storage WH 2.30 Et | 0.1089% | 0 | 0.069078 | Commercial_2019_SC C_MW_Before Competition Groups_Elec Storage WH 2.30 Et
Commercial | Com ¦ Outside Air Economizer | 2019 | SC C | MW | Before Competition Groups | 0.065228 | 0 | 0 | 63.445 | 0.0010281 | 40 | Commercial_2019_SC C_MW_Before Competition Groups_40 | Outside Air Economizer | 0.1028% | 0 | 0.065228 | Commercial_2019_SC C_MW_Before Competition Groups_Outside Air Economizer
Commercial | Com ¦ Vertical Night Covers | 2019 | SC C | MW | Before Competition Groups | 0.064616 | 0 | 0 | 63.445 | 0.0010185 | 41 | Commercial_2019_SC C_MW_Before Competition Groups_41 | Vertical Night Covers | 0.1018% | 0 | 0.064616 | Commercial_2019_SC C_MW_Before Competition Groups_Vertical Night Covers
Commercial | Com ¦ CO Sensors for parking garage exhaust fans | 2019 | SC C | MW | Before Competition Groups | 0.063797 | 0 | 0 | 63.445 | 0.0010055 | 42 | Commercial_2019_SC C_MW_Before Competition Groups_42 | CO Sensors for parking garage exhaust fans | 0.1006% | 0 | 0.063797 | Commercial_2019_SC C_MW_Before Competition Groups_CO Sensors for parking garage exhaust fans
Commercial | Com ¦ ENERGY STAR Steam Cookers | 2019 | SC C | MW | Before Competition Groups | 0.06279 | 0 | 0 | 63.445 | 0.00098968 | 43 | Commercial_2019_SC C_MW_Before Competition Groups_43 | ENERGY STAR Steam Cookers | 0.09897% | 0 | 0.06279 | Commercial_2019_SC C_MW_Before Competition Groups_ENERGY STAR Steam Cookers
Commercial | Com ¦ Energy Efficient Laboratory Fume Hood | 2019 | SC C | MW | Before Competition Groups | 0.050144 | 0 | 0 | 63.445 | 0.00079035 | 44 | Commercial_2019_SC C_MW_Before Competition Groups_44 | Energy Efficient Laboratory Fume Hood | 0.07903% | 0 | 0.050144 | Commercial_2019_SC C_MW_Before Competition Groups_Energy Efficient Laboratory Fume Hood
Commercial | Com ¦ BEVERAGE VENDING MACHINE CONTROLS | 2019 | SC C | MW | Before Competition Groups | 0.049736 | 0 | 0 | 63.445 | 0.00078393 | 45 | Commercial_2019_SC C_MW_Before Competition Groups_45 | BEVERAGE VENDING MACHINE CONTROLS | 0.07839% | 0 | 0.049736 | Commercial_2019_SC C_MW_Before Competition Groups_BEVERAGE VENDING MACHINE CONTROLS
Commercial | Com ¦ Water Heating (DHW) Pipe Insulation (Add 3/4\ Foam)" | 2019 | SC C | MW | Before Competition Groups | 0.049543 | 0 | 0 | 63.445 | 0.00078088 | 46 | Commercial_2019_SC C_MW_Before Competition Groups_46 | Water Heating (DHW) Pipe Insulation (Add 3/4\ Foam)" | 0.07809% | 0 | 0.049543 | Commercial_2019_SC C_MW_Before Competition Groups_Water Heating (DHW) Pipe Insulation (Add 3/4\ Foam)"
Commercial | Com ¦ ENERGY STAR Dishwasher | 2019 | SC C | MW | Before Competition Groups | 0.041737 | 0 | 0 | 63.445 | 0.00065785 | 47 | Commercial_2019_SC C_MW_Before Competition Groups_47 | ENERGY STAR Dishwasher | 0.06579% | 0 | 0.041737 | Commercial_2019_SC C_MW_Before Competition Groups_ENERGY STAR Dishwasher
Commercial | Com ¦ Suction Pipe Insulation Freezer/Refrigerator | 2019 | SC C | MW | Before Competition Groups | 0.033624 | 0 | 0 | 63.445 | 0.00052997 | 48 | Commercial_2019_SC C_MW_Before Competition Groups_48 | Suction Pipe Insulation Freezer/Refrigerator | 0.053% | 0 | 0.033624 | Commercial_2019_SC C_MW_Before Competition Groups_Suction Pipe Insulation Freezer/Refrigerator
Commercial | Com ¦ LLLC - Low Impact Application | 2019 | SC C | MW | Before Competition Groups | 0.021003 | 0 | 0 | 63.445 | 0.00033104 | 49 | Commercial_2019_SC C_MW_Before Competition Groups_49 | LLLC - Low Impact Application | 0.0331% | 0 | 0.021003 | Commercial_2019_SC C_MW_Before Competition Groups_LLLC - Low Impact Application
Commercial | Com ¦ Ozone Laundry Treatment | 2019 | SC C | MW | Before Competition Groups | 0.015538 | 0 | 0 | 63.445 | 0.00024491 | 50 | Commercial_2019_SC C_MW_Before Competition Groups_50 | Ozone Laundry Treatment | 0.02449% | 0 | 0.015538 | Commercial_2019_SC C_MW_Before Competition Groups_Ozone Laundry Treatment
Commercial | Com ¦ HVAC Optimization | 2019 | SC C | MW | Before Competition Groups | 0.012516 | 0 | 0 | 63.445 | 0.00019728 | 51 | Commercial_2019_SC C_MW_Before Competition Groups_51 | HVAC Optimization | 0.01973% | 0 | 0.012516 | Commercial_2019_SC C_MW_Before Competition Groups_HVAC Optimization
Commercial | Com ¦ CEE Tier 2/Energy Star Clothes Washers | 2019 | SC C | MW | Before Competition Groups | 0.008173 | 0 | 0 | 63.445 | 0.00012882 | 52 | Commercial_2019_SC C_MW_Before Competition Groups_52 | CEE Tier 2/Energy Star Clothes Washers | 0.01288% | 0 | 0.008173 | Commercial_2019_SC C_MW_Before Competition Groups_CEE Tier 2/Energy Star Clothes Washers
Commercial | Com ¦ ECM MOTORS FOR HVAC APPLICATION (FAN-POWERED VAV BOX) | 2019 | SC C | MW | Before Competition Groups | 0.0078045 | 0 | 0 | 63.445 | 0.00012301 | 53 | Commercial_2019_SC C_MW_Before Competition Groups_53 | ECM MOTORS FOR HVAC APPLICATION (FAN-POWERED VAV BOX) | 0.0123% | 0 | 0.0078045 | Commercial_2019_SC C_MW_Before Competition Groups_ECM MOTORS FOR HVAC APPLICATION (FAN-POWERED VAV BOX)
Commercial | COM ¦ Ductless Mini-Split Heat Pumps | 2019 | SC C | MW | Before Competition Groups | 0.00567 | 0 | 0 | 63.445 | 8.9369e-05 | 54 | Commercial_2019_SC C_MW_Before Competition Groups_54 | Ductless Mini-Split Heat Pumps | 0.008937% | 0 | 0.00567 | Commercial_2019_SC C_MW_Before Competition Groups_Ductless Mini-Split Heat Pumps
Commercial | Com ¦ Low Flow Pre-Rinse Spray Nozzle | 2019 | SC C | MW | Before Competition Groups | 0.0051376 | 0 | 0 | 63.445 | 8.0977e-05 | 55 | Commercial_2019_SC C_MW_Before Competition Groups_55 | Low Flow Pre-Rinse Spray Nozzle | 0.008098% | 0 | 0.0051376 | Commercial_2019_SC C_MW_Before Competition Groups_Low Flow Pre-Rinse Spray Nozzle
Commercial | Com ¦ Auto Off Time Switch or Time Clock control | 2019 | SC C | MW | Before Competition Groups | 0.0034483 | 0 | 0 | 63.445 | 5.4351e-05 | 56 | Commercial_2019_SC C_MW_Before Competition Groups_56 | Auto Off Time Switch or Time Clock control | 0.005435% | 0 | 0.0034483 | Commercial_2019_SC C_MW_Before Competition Groups_Auto Off Time Switch or Time Clock control
Commercial | Com ¦ Demand controlled Circulating Systems | 2019 | SC C | MW | Before Competition Groups | 0.0033217 | 0 | 0 | 63.445 | 5.2356e-05 | 57 | Commercial_2019_SC C_MW_Before Competition Groups_57 | Demand controlled Circulating Systems | 0.005236% | 0 | 0.0033217 | Commercial_2019_SC C_MW_Before Competition Groups_Demand controlled Circulating Systems
Commercial | Com ¦ Commercial Hot Food Holding Cabinets | 2019 | SC C | MW | Before Competition Groups | 0.0015524 | 0 | 0 | 63.445 | 2.4469e-05 | 58 | Commercial_2019_SC C_MW_Before Competition Groups_58 | Commercial Hot Food Holding Cabinets | 0.002447% | 0 | 0.0015524 | Commercial_2019_SC C_MW_Before Competition Groups_Commercial Hot Food Holding Cabinets
Commercial | Com ¦ High Efficiency Chiller (avg of water and air cooled) | 2019 | SC C | MW | Before Competition Groups | 0.0013745 | 0 | 0 | 63.445 | 2.1664e-05 | 59 | Commercial_2019_SC C_MW_Before Competition Groups_59 | High Efficiency Chiller (avg of water and air cooled) | 0.002166% | 0 | 0.0013745 | Commercial_2019_SC C_MW_Before Competition Groups_High Efficiency Chiller (avg of water and air cooled)
Commercial | Com ¦ Wall Insulation | 2019 | SC C | MW | Before Competition Groups | 0.0011488 | 0 | 0 | 63.445 | 1.8108e-05 | 60 | Commercial_2019_SC C_MW_Before Competition Groups_60 | Wall Insulation | 0.001811% | 0 | 0.0011488 | Commercial_2019_SC C_MW_Before Competition Groups_Wall Insulation
Commercial | Com ¦ Condensing Unit Heaters or other Efficient Unit Heating System | 2019 | SC C | MW | Before Competition Groups | 0.001113 | 0 | 0 | 63.445 | 1.7543e-05 | 61 | Commercial_2019_SC C_MW_Before Competition Groups_61 | Condensing Unit Heaters or other Efficient Unit Heating System | 0.001754% | 0 | 0.001113 | Commercial_2019_SC C_MW_Before Competition Groups_Condensing Unit Heaters or other Efficient Unit Heating System
Commercial | Com ¦ VSD Air Compressor | 2019 | SC C | MW | Before Competition Groups | 0.0010006 | 0 | 0 | 63.445 | 1.5771e-05 | 62 | Commercial_2019_SC C_MW_Before Competition Groups_62 | VSD Air Compressor | 0.001577% | 0 | 0.0010006 | Commercial_2019_SC C_MW_Before Competition Groups_VSD Air Compressor
Commercial | Com ¦ Air Curtains | 2019 | SC C | MW | Before Competition Groups | 0.00094689 | 0 | 0 | 63.445 | 1.4925e-05 | 63 | Commercial_2019_SC C_MW_Before Competition Groups_63 | Air Curtains | 0.001492% | 0 | 0.00094689 | Commercial_2019_SC C_MW_Before Competition Groups_Air Curtains
Commercial | Com ¦ EC Plug Fan for Data Center (under cabinet) | 2019 | SC C | MW | Before Competition Groups | 6.5448e-05 | 0 | 0 | 63.445 | 1.0316e-06 | 64 | Commercial_2019_SC C_MW_Before Competition Groups_64 | EC Plug Fan for Data Center (under cabinet) | 0.0001032% | 0 | 6.5448e-05 | Commercial_2019_SC C_MW_Before Competition Groups_EC Plug Fan for Data Center (under cabinet)
Commercial | Com ¦ Energy Recovery Ventilation and Ventilation (Enhanced) | 2019 | SC C | MW | Before Competition Groups | 3.9733e-05 | 0 | 0 | 63.445 | 6.2626e-07 | 65 | Commercial_2019_SC C_MW_Before Competition Groups_65 | Energy Recovery Ventilation and Ventilation (Enhanced) | 6.263e-05% | 0 | 3.9733e-05 | Commercial_2019_SC C_MW_Before Competition Groups_Energy Recovery Ventilation and Ventilation (Enhanced)
Commercial | Com ¦ Electric Convection Combination Ovens | 2019 | SC C | MW | Before Competition Groups | 2.1425e-05 | 0 | 0 | 63.445 | 3.377e-07 | 66 | Commercial_2019_SC C_MW_Before Competition Groups_66 | Electric Convection Combination Ovens | 3.377e-05% | 0 | 2.1425e-05 | Commercial_2019_SC C_MW_Before Competition Groups_Electric Convection Combination Ovens
Commercial | Com ¦ High Efficiency Small Instantaneous Water Heater | 2019 | SC C | MW | Before Competition Groups | 4.2236e-35 | 0 | 0 | 63.445 | 6.6572e-37 | 67 | Commercial_2019_SC C_MW_Before Competition Groups_67 | High Efficiency Small Instantaneous Water Heater | 6.657e-35% | 0 | 4.2236e-35 | Commercial_2019_SC C_MW_Before Competition Groups_High Efficiency Small Instantaneous Water Heater
Commercial | Com ¦ Condensing Make Up Air Unit | 2019 | SC C | MW | Before Competition Groups | 0 | 0 | 0 | 63.445 | 0 | 68 | Commercial_2019_SC C_MW_Before Competition Groups_68 | Condensing Make Up Air Unit | 0% | 0 | 0 | Commercial_2019_SC C_MW_Before Competition Groups_Condensing Make Up Air Unit
Commercial | Com ¦ Door Gasket Freezer/Refrigerator | 2019 | SC C | MW | Before Competition Groups | 0 | 0 | 0 | 63.445 | 0 | 69 | Commercial_2019_SC C_MW_Before Competition Groups_69 | Door Gasket Freezer/Refrigerator | 0% | 0 | 0 | Commercial_2019_SC C_MW_Before Competition Groups_Door Gasket Freezer/Refrigerator
Commercial | Com ¦ Efficient compressor motor | 2019 | SC C | MW | Before Competition Groups | 0 | 0 | 0 | 63.445 | 0 | 70 | Commercial_2019_SC C_MW_Before Competition Groups_70 | Efficient compressor motor | 0% | 0 | 0 | Commercial_2019_SC C_MW_Before Competition Groups_Efficient compressor motor
Commercial | Com ¦ Indoor Daylight Sensors/Photocell Dimming Control | 2019 | SC C | MW | Before Competition Groups | 0 | 0 | 0 | 63.445 | 0 | 71 | Commercial_2019_SC C_MW_Before Competition Groups_71 | Indoor Daylight Sensors/Photocell Dimming Control | 0% | 0 | 0 | Commercial_2019_SC C_MW_Before Competition Groups_Indoor Daylight Sensors/Photocell Dimming Control
Commercial | Com ¦ LED RECESSED DOWNLIGHTS | 2019 | SC C | MW | Before Competition Groups | 0 | 0 | 0 | 63.445 | 0 | 72 | Commercial_2019_SC C_MW_Before Competition Groups_72 | LED RECESSED DOWNLIGHTS | 0% | 0 | 0 | Commercial_2019_SC C_MW_Before Competition Groups_LED RECESSED DOWNLIGHTS
Commercial | Com ¦ Networked/Connected - High Impact Application | 2019 | SC C | MW | Before Competition Groups | 0 | 0 | 0 | 63.445 | 0 | 73 | Commercial_2019_SC C_MW_Before Competition Groups_73 | Networked/Connected - High Impact Application | 0% | 0 | 0 | Commercial_2019_SC C_MW_Before Competition Groups_Networked/Connected - High Impact Application
Commercial | Com ¦ Networked/Connected - Low Impact Application | 2019 | SC C | MW | Before Competition Groups | 0 | 0 | 0 | 63.445 | 0 | 74 | Commercial_2019_SC C_MW_Before Competition Groups_74 | Networked/Connected - Low Impact Application | 0% | 0 | 0 | Commercial_2019_SC C_MW_Before Competition Groups_Networked/Connected - Low Impact Application
Commercial | Com ¦ Notched V belts for HVAC Systems | 2019 | SC C | MW | Before Competition Groups | 0 | 0 | 0 | 63.445 | 0 | 75 | Commercial_2019_SC C_MW_Before Competition Groups_75 | Notched V belts for HVAC Systems | 0% | 0 | 0 | Commercial_2019_SC C_MW_Before Competition Groups_Notched V belts for HVAC Systems
Commercial | Com ¦ PTAC (12 EER/10,000 BTU) | 2019 | SC C | MW | Before Competition Groups | 0 | 0 | 0 | 63.445 | 0 | 76 | Commercial_2019_SC C_MW_Before Competition Groups_76 | PTAC (12 EER/10,000 BTU) | 0% | 0 | 0 | Commercial_2019_SC C_MW_Before Competition Groups_PTAC (12 EER/10,000 BTU)
Commercial | Com ¦ Refrigerated Display Case Doors | 2019 | SC C | MW | Before Competition Groups | 0 | 0 | 0 | 63.445 | 0 | 77 | Commercial_2019_SC C_MW_Before Competition Groups_77 | Refrigerated Display Case Doors | 0% | 0 | 0 | Commercial_2019_SC C_MW_Before Competition Groups_Refrigerated Display Case Doors
Commercial | Com ¦ Room AC (w/ louvered sides) 14 SEER from 12 SEER code | 2019 | SC C | MW | Before Competition Groups | 0 | 0 | 0 | 63.445 | 0 | 78 | Commercial_2019_SC C_MW_Before Competition Groups_78 | Room AC (w/ louvered sides) 14 SEER from 12 SEER code | 0% | 0 | 0 | Commercial_2019_SC C_MW_Before Competition Groups_Room AC (w/ louvered sides) 14 SEER from 12 SEER code
Commercial | Com ¦ Solar Water Preheat (Pools/DHW) | 2019 | SC C | MW | Before Competition Groups | 0 | 0 | 0 | 63.445 | 0 | 79 | Commercial_2019_SC C_MW_Before Competition Groups_79 | Solar Water Preheat (Pools/DHW) | 0% | 0 | 0 | Commercial_2019_SC C_MW_Before Competition Groups_Solar Water Preheat (Pools/DHW)
Commercial | Com ¦ Variable Refrigerant Flow Heat Pump | 2019 | SC C | MW | Before Competition Groups | 0 | 0 | 0 | 63.445 | 0 | 80 | Commercial_2019_SC C_MW_Before Competition Groups_80 | Variable Refrigerant Flow Heat Pump | 0% | 0 | 0 | Commercial_2019_SC C_MW_Before Competition Groups_Variable Refrigerant Flow Heat Pump
Commercial | Com ¦ ENERGY STAR LED LAMPS (REFLECTOR LAMPs/MR16/PAR 16) | 2019 | SC D | MW | Before Competition Groups | 16.1674 | 0 | 0 | 61.8623 | 0.26134 | 1 | Commercial_2019_SC D_MW_Before Competition Groups_1 | ENERGY STAR LED LAMPS (REFLECTOR LAMPs/MR16/PAR 16) | 26.13% | 0 | 16.1674 | Commercial_2019_SC D_MW_Before Competition Groups_ENERGY STAR LED LAMPS (REFLECTOR LAMPs/MR16/PAR 16)
Commercial | Com ¦ LED Replacement Lamp (Tube) | 2019 | SC D | MW | Before Competition Groups | 5.998 | 0 | 0 | 61.8623 | 0.096957 | 2 | Commercial_2019_SC D_MW_Before Competition Groups_2 | LED Replacement Lamp (Tube) | 9.696% | 0 | 5.998 | Commercial_2019_SC D_MW_Before Competition Groups_LED Replacement Lamp (Tube)
Commercial | Com ¦ ENERGY STAR LED LAMPS (General Service Lamps) | 2019 | SC D | MW | Before Competition Groups | 4.2635 | 0 | 0 | 61.8623 | 0.068918 | 3 | Commercial_2019_SC D_MW_Before Competition Groups_3 | ENERGY STAR LED LAMPS (General Service Lamps) | 6.892% | 0 | 4.2635 | Commercial_2019_SC D_MW_Before Competition Groups_ENERGY STAR LED LAMPS (General Service Lamps)
Commercial | Com ¦ High Efficiency Air Source Heat Pump | 2019 | SC D | MW | Before Competition Groups | 4.1853 | 0 | 0 | 61.8623 | 0.067655 | 4 | Commercial_2019_SC D_MW_Before Competition Groups_4 | High Efficiency Air Source Heat Pump | 6.766% | 0 | 4.1853 | Commercial_2019_SC D_MW_Before Competition Groups_High Efficiency Air Source Heat Pump
Commercial | Com ¦ LED Low/High Bay | 2019 | SC D | MW | Before Competition Groups | 3.6409 | 0 | 0 | 61.8623 | 0.058855 | 5 | Commercial_2019_SC D_MW_Before Competition Groups_5 | LED Low/High Bay | 5.886% | 0 | 3.6409 | Commercial_2019_SC D_MW_Before Competition Groups_LED Low/High Bay
Commercial | Com ¦ Data Center Storage/Server Virtualization | 2019 | SC D | MW | Before Competition Groups | 3.3149 | 0 | 0 | 61.8623 | 0.053586 | 6 | Commercial_2019_SC D_MW_Before Competition Groups_6 | Data Center Storage/Server Virtualization | 5.359% | 0 | 3.3149 | Commercial_2019_SC D_MW_Before Competition Groups_Data Center Storage/Server Virtualization
Commercial | Com ¦ Building Recommissioning, Operations and Maintenance (O&M) Improvements | 2019 | SC D | MW | Before Competition Groups | 2.684 | 0 | 0 | 61.8623 | 0.043386 | 7 | Commercial_2019_SC D_MW_Before Competition Groups_7 | Building Recommissioning, Operations and Maintenance (O&M) Improvements | 4.339% | 0 | 2.684 | Commercial_2019_SC D_MW_Before Competition Groups_Building Recommissioning, Operations and Maintenance (O&M) Improvements
Commercial | Com ¦ Education and Capacity Building/Energy Behavior | 2019 | SC D | MW | Before Competition Groups | 2.4813 | 0 | 0 | 61.8623 | 0.04011 | 8 | Commercial_2019_SC D_MW_Before Competition Groups_8 | Education and Capacity Building/Energy Behavior | 4.011% | 0 | 2.4813 | Commercial_2019_SC D_MW_Before Competition Groups_Education and Capacity Building/Energy Behavior
Commercial | Com ¦ LED or Equivalent Sign Lighting | 2019 | SC D | MW | Before Competition Groups | 2.0352 | 0 | 0 | 61.8623 | 0.032899 | 9 | Commercial_2019_SC D_MW_Before Competition Groups_9 | LED or Equivalent Sign Lighting | 3.29% | 0 | 2.0352 | Commercial_2019_SC D_MW_Before Competition Groups_LED or Equivalent Sign Lighting
Commercial | Com ¦ Advanced BAS/Controllers | 2019 | SC D | MW | Before Competition Groups | 1.9506 | 0 | 0 | 61.8623 | 0.031531 | 10 | Commercial_2019_SC D_MW_Before Competition Groups_10 | Advanced BAS/Controllers | 3.153% | 0 | 1.9506 | Commercial_2019_SC D_MW_Before Competition Groups_Advanced BAS/Controllers
Commercial | Com ¦ LED Troffer/Surface/Suspended | 2019 | SC D | MW | Before Competition Groups | 1.8424 | 0 | 0 | 61.8623 | 0.029782 | 11 | Commercial_2019_SC D_MW_Before Competition Groups_11 | LED Troffer/Surface/Suspended | 2.978% | 0 | 1.8424 | Commercial_2019_SC D_MW_Before Competition Groups_LED Troffer/Surface/Suspended
Commercial | Com ¦ Reach-in Shaded Pole to ECM/PSC Evaporator Fan Motor | 2019 | SC D | MW | Before Competition Groups | 1.6063 | 0 | 0 | 61.8623 | 0.025965 | 12 | Commercial_2019_SC D_MW_Before Competition Groups_12 | Reach-in Shaded Pole to ECM/PSC Evaporator Fan Motor | 2.597% | 0 | 1.6063 | Commercial_2019_SC D_MW_Before Competition Groups_Reach-in Shaded Pole to ECM/PSC Evaporator Fan Motor
Commercial | Com ¦ Adaptive Thermostats | 2019 | SC D | MW | Before Competition Groups | 1.1021 | 0 | 0 | 61.8623 | 0.017815 | 13 | Commercial_2019_SC D_MW_Before Competition Groups_13 | Adaptive Thermostats | 1.781% | 0 | 1.1021 | Commercial_2019_SC D_MW_Before Competition Groups_Adaptive Thermostats
Commercial | Com ¦ Strip Curtains | 2019 | SC D | MW | Before Competition Groups | 1.0547 | 0 | 0 | 61.8623 | 0.01705 | 14 | Commercial_2019_SC D_MW_Before Competition Groups_14 | Strip Curtains | 1.705% | 0 | 1.0547 | Commercial_2019_SC D_MW_Before Competition Groups_Strip Curtains
Commercial | Com ¦ Chilled Water Optimization | 2019 | SC D | MW | Before Competition Groups | 1.0285 | 0 | 0 | 61.8623 | 0.016626 | 15 | Commercial_2019_SC D_MW_Before Competition Groups_15 | Chilled Water Optimization | 1.663% | 0 | 1.0285 | Commercial_2019_SC D_MW_Before Competition Groups_Chilled Water Optimization
Commercial | Com ¦ Unitary Air-Conditioning Unit | 2019 | SC D | MW | Before Competition Groups | 0.98706 | 0 | 0 | 61.8623 | 0.015956 | 16 | Commercial_2019_SC D_MW_Before Competition Groups_16 | Unitary Air-Conditioning Unit | 1.596% | 0 | 0.98706 | Commercial_2019_SC D_MW_Before Competition Groups_Unitary Air-Conditioning Unit
Commercial | Com ¦ LED parking lot fixture | 2019 | SC D | MW | Before Competition Groups | 0.75119 | 0 | 0 | 61.8623 | 0.012143 | 17 | Commercial_2019_SC D_MW_Before Competition Groups_17 | LED parking lot fixture | 1.214% | 0 | 0.75119 | Commercial_2019_SC D_MW_Before Competition Groups_LED parking lot fixture
Commercial | Com ¦ Furnace Tune-Up | 2019 | SC D | MW | Before Competition Groups | 0.70396 | 0 | 0 | 61.8623 | 0.01138 | 18 | Commercial_2019_SC D_MW_Before Competition Groups_18 | Furnace Tune-Up | 1.138% | 0 | 0.70396 | Commercial_2019_SC D_MW_Before Competition Groups_Furnace Tune-Up
Commercial | Com ¦ LED EXTERIOR AREA LIGHTS - LED fixture (200W) | 2019 | SC D | MW | Before Competition Groups | 0.67028 | 0 | 0 | 61.8623 | 0.010835 | 19 | Commercial_2019_SC D_MW_Before Competition Groups_19 | LED EXTERIOR AREA LIGHTS - LED fixture (200W) | 1.084% | 0 | 0.67028 | Commercial_2019_SC D_MW_Before Competition Groups_LED EXTERIOR AREA LIGHTS - LED fixture (200W)
Commercial | Com ¦ Centrally controlled desktop PC/NETWORK PC POWER MANAGEMENT SOFTWARE | 2019 | SC D | MW | Before Competition Groups | 0.57614 | 0 | 0 | 61.8623 | 0.0093132 | 20 | Commercial_2019_SC D_MW_Before Competition Groups_20 | Centrally controlled desktop PC/NETWORK PC POWER MANAGEMENT SOFTWARE | 0.9313% | 0 | 0.57614 | Commercial_2019_SC D_MW_Before Competition Groups_Centrally controlled desktop PC/NETWORK PC POWER MANAGEMENT SOFTWARE
Commercial | Com ¦ Refrigerated Display Case LED | 2019 | SC D | MW | Before Competition Groups | 0.54338 | 0 | 0 | 61.8623 | 0.0087836 | 21 | Commercial_2019_SC D_MW_Before Competition Groups_21 | Refrigerated Display Case LED | 0.8784% | 0 | 0.54338 | Commercial_2019_SC D_MW_Before Competition Groups_Refrigerated Display Case LED
Commercial | Com ¦ Variable Frequency Drive (VFD) | 2019 | SC D | MW | Before Competition Groups | 0.48363 | 0 | 0 | 61.8623 | 0.0078178 | 22 | Commercial_2019_SC D_MW_Before Competition Groups_22 | Variable Frequency Drive (VFD) | 0.7818% | 0 | 0.48363 | Commercial_2019_SC D_MW_Before Competition Groups_Variable Frequency Drive (VFD)
Commercial | Com ¦ VFD on Pumps | 2019 | SC D | MW | Before Competition Groups | 0.4497 | 0 | 0 | 61.8623 | 0.0072694 | 23 | Commercial_2019_SC D_MW_Before Competition Groups_23 | VFD on Pumps | 0.7269% | 0 | 0.4497 | Commercial_2019_SC D_MW_Before Competition Groups_VFD on Pumps
Commercial | Com ¦ Demand Control Ventilation | 2019 | SC D | MW | Before Competition Groups | 0.38819 | 0 | 0 | 61.8623 | 0.006275 | 24 | Commercial_2019_SC D_MW_Before Competition Groups_24 | Demand Control Ventilation | 0.6275% | 0 | 0.38819 | Commercial_2019_SC D_MW_Before Competition Groups_Demand Control Ventilation
Commercial | Com ¦ ENERGY STAR Griddle (74% eff) | 2019 | SC D | MW | Before Competition Groups | 0.34399 | 0 | 0 | 61.8623 | 0.0055605 | 25 | Commercial_2019_SC D_MW_Before Competition Groups_25 | ENERGY STAR Griddle (74% eff) | 0.5561% | 0 | 0.34399 | Commercial_2019_SC D_MW_Before Competition Groups_ENERGY STAR Griddle (74% eff)
Commercial | Com ¦ LED street light fixture | 2019 | SC D | MW | Before Competition Groups | 0.30587 | 0 | 0 | 61.8623 | 0.0049444 | 26 | Commercial_2019_SC D_MW_Before Competition Groups_26 | LED street light fixture | 0.4944% | 0 | 0.30587 | Commercial_2019_SC D_MW_Before Competition Groups_LED street light fixture
Commercial | Com ¦ ECM MOTORS FOR EVAPORATOR FANS for refrigeration (WALK-IN) | 2019 | SC D | MW | Before Competition Groups | 0.252 | 0 | 0 | 61.8623 | 0.0040736 | 27 | Commercial_2019_SC D_MW_Before Competition Groups_27 | ECM MOTORS FOR EVAPORATOR FANS for refrigeration (WALK-IN) | 0.4074% | 0 | 0.252 | Commercial_2019_SC D_MW_Before Competition Groups_ECM MOTORS FOR EVAPORATOR FANS for refrigeration (WALK-IN)
Commercial | Com ¦ Air Handler with Dedicated Outdoor Air Systems | 2019 | SC D | MW | Before Competition Groups | 0.22097 | 0 | 0 | 61.8623 | 0.003572 | 28 | Commercial_2019_SC D_MW_Before Competition Groups_28 | Air Handler with Dedicated Outdoor Air Systems | 0.3572% | 0 | 0.22097 | Commercial_2019_SC D_MW_Before Competition Groups_Air Handler with Dedicated Outdoor Air Systems
Commercial | Com ¦ Evaporator Fan Controls | 2019 | SC D | MW | Before Competition Groups | 0.21372 | 0 | 0 | 61.8623 | 0.0034548 | 29 | Commercial_2019_SC D_MW_Before Competition Groups_29 | Evaporator Fan Controls | 0.3455% | 0 | 0.21372 | Commercial_2019_SC D_MW_Before Competition Groups_Evaporator Fan Controls
Commercial | Com ¦ Occupancy Sensors | 2019 | SC D | MW | Before Competition Groups | 0.19904 | 0 | 0 | 61.8623 | 0.0032175 | 30 | Commercial_2019_SC D_MW_Before Competition Groups_30 | Occupancy Sensors | 0.3217% | 0 | 0.19904 | Commercial_2019_SC D_MW_Before Competition Groups_Occupancy Sensors
Commercial | Com ¦ Freezer Case Light Sensor | 2019 | SC D | MW | Before Competition Groups | 0.16694 | 0 | 0 | 61.8623 | 0.0026986 | 31 | Commercial_2019_SC D_MW_Before Competition Groups_31 | Freezer Case Light Sensor | 0.2699% | 0 | 0.16694 | Commercial_2019_SC D_MW_Before Competition Groups_Freezer Case Light Sensor
Commercial | Com ¦ Demand Control Kitchen Ventilation | 2019 | SC D | MW | Before Competition Groups | 0.16142 | 0 | 0 | 61.8623 | 0.0026094 | 32 | Commercial_2019_SC D_MW_Before Competition Groups_32 | Demand Control Kitchen Ventilation | 0.2609% | 0 | 0.16142 | Commercial_2019_SC D_MW_Before Competition Groups_Demand Control Kitchen Ventilation
Commercial | Com ¦ Duct Insulation, R8 | 2019 | SC D | MW | Before Competition Groups | 0.12974 | 0 | 0 | 61.8623 | 0.0020972 | 33 | Commercial_2019_SC D_MW_Before Competition Groups_33 | Duct Insulation, R8 | 0.2097% | 0 | 0.12974 | Commercial_2019_SC D_MW_Before Competition Groups_Duct Insulation, R8
Commercial | Com ¦ Thermostat Setback | 2019 | SC D | MW | Before Competition Groups | 0.1281 | 0 | 0 | 61.8623 | 0.0020707 | 34 | Commercial_2019_SC D_MW_Before Competition Groups_34 | Thermostat Setback | 0.2071% | 0 | 0.1281 | Commercial_2019_SC D_MW_Before Competition Groups_Thermostat Setback
Commercial | Com ¦ ENERGY STAR Fryer (84% eff) | 2019 | SC D | MW | Before Competition Groups | 0.098091 | 0 | 0 | 61.8623 | 0.0015856 | 35 | Commercial_2019_SC D_MW_Before Competition Groups_35 | ENERGY STAR Fryer (84% eff) | 0.1586% | 0 | 0.098091 | Commercial_2019_SC D_MW_Before Competition Groups_ENERGY STAR Fryer (84% eff)
Commercial | Com ¦ Water Source Heat Pump (4 ton) | 2019 | SC D | MW | Before Competition Groups | 0.07859 | 0 | 0 | 61.8623 | 0.0012704 | 36 | Commercial_2019_SC D_MW_Before Competition Groups_36 | Water Source Heat Pump (4 ton) | 0.127% | 0 | 0.07859 | Commercial_2019_SC D_MW_Before Competition Groups_Water Source Heat Pump (4 ton)
Commercial | Com ¦ Temperature Adjustment in Commercial Freezers | 2019 | SC D | MW | Before Competition Groups | 0.078199 | 0 | 0 | 61.8623 | 0.0012641 | 37 | Commercial_2019_SC D_MW_Before Competition Groups_37 | Temperature Adjustment in Commercial Freezers | 0.1264% | 0 | 0.078199 | Commercial_2019_SC D_MW_Before Competition Groups_Temperature Adjustment in Commercial Freezers
Commercial | Com ¦ Outside Air Economizer | 2019 | SC D | MW | Before Competition Groups | 0.065228 | 0 | 0 | 61.8623 | 0.0010544 | 38 | Commercial_2019_SC D_MW_Before Competition Groups_38 | Outside Air Economizer | 0.1054% | 0 | 0.065228 | Commercial_2019_SC D_MW_Before Competition Groups_Outside Air Economizer
Commercial | Com ¦ Elec Storage WH 2.30 Et | 2019 | SC D | MW | Before Competition Groups | 0.062621 | 0 | 0 | 61.8623 | 0.0010123 | 39 | Commercial_2019_SC D_MW_Before Competition Groups_39 | Elec Storage WH 2.30 Et | 0.1012% | 0 | 0.062621 | Commercial_2019_SC D_MW_Before Competition Groups_Elec Storage WH 2.30 Et
Commercial | Com ¦ ENERGY STAR Steam Cookers | 2019 | SC D | MW | Before Competition Groups | 0.062451 | 0 | 0 | 61.8623 | 0.0010095 | 40 | Commercial_2019_SC D_MW_Before Competition Groups_40 | ENERGY STAR Steam Cookers | 0.101% | 0 | 0.062451 | Commercial_2019_SC D_MW_Before Competition Groups_ENERGY STAR Steam Cookers
Commercial | Com ¦ Vertical Night Covers | 2019 | SC D | MW | Before Competition Groups | 0.062265 | 0 | 0 | 61.8623 | 0.0010065 | 41 | Commercial_2019_SC D_MW_Before Competition Groups_41 | Vertical Night Covers | 0.1007% | 0 | 0.062265 | Commercial_2019_SC D_MW_Before Competition Groups_Vertical Night Covers
Commercial | Com ¦ CO Sensors for parking garage exhaust fans | 2019 | SC D | MW | Before Competition Groups | 0.053054 | 0 | 0 | 61.8623 | 0.00085761 | 42 | Commercial_2019_SC D_MW_Before Competition Groups_42 | CO Sensors for parking garage exhaust fans | 0.08576% | 0 | 0.053054 | Commercial_2019_SC D_MW_Before Competition Groups_CO Sensors for parking garage exhaust fans
Commercial | Com ¦ BEVERAGE VENDING MACHINE CONTROLS | 2019 | SC D | MW | Before Competition Groups | 0.048083 | 0 | 0 | 61.8623 | 0.00077726 | 43 | Commercial_2019_SC D_MW_Before Competition Groups_43 | BEVERAGE VENDING MACHINE CONTROLS | 0.07773% | 0 | 0.048083 | Commercial_2019_SC D_MW_Before Competition Groups_BEVERAGE VENDING MACHINE CONTROLS
Commercial | Com ¦ Water Heating (DHW) Pipe Insulation (Add 3/4\ Foam)" | 2019 | SC D | MW | Before Competition Groups | 0.047583 | 0 | 0 | 61.8623 | 0.00076917 | 44 | Commercial_2019_SC D_MW_Before Competition Groups_44 | Water Heating (DHW) Pipe Insulation (Add 3/4\ Foam)" | 0.07692% | 0 | 0.047583 | Commercial_2019_SC D_MW_Before Competition Groups_Water Heating (DHW) Pipe Insulation (Add 3/4\ Foam)"
Commercial | Com ¦ Energy Efficient Laboratory Fume Hood | 2019 | SC D | MW | Before Competition Groups | 0.043009 | 0 | 0 | 61.8623 | 0.00069524 | 45 | Commercial_2019_SC D_MW_Before Competition Groups_45 | Energy Efficient Laboratory Fume Hood | 0.06952% | 0 | 0.043009 | Commercial_2019_SC D_MW_Before Competition Groups_Energy Efficient Laboratory Fume Hood
Commercial | Com ¦ ENERGY STAR Dishwasher | 2019 | SC D | MW | Before Competition Groups | 0.036758 | 0 | 0 | 61.8623 | 0.00059418 | 46 | Commercial_2019_SC D_MW_Before Competition Groups_46 | ENERGY STAR Dishwasher | 0.05942% | 0 | 0.036758 | Commercial_2019_SC D_MW_Before Competition Groups_ENERGY STAR Dishwasher
Commercial | Com ¦ Suction Pipe Insulation Freezer/Refrigerator | 2019 | SC D | MW | Before Competition Groups | 0.03156 | 0 | 0 | 61.8623 | 0.00051017 | 47 | Commercial_2019_SC D_MW_Before Competition Groups_47 | Suction Pipe Insulation Freezer/Refrigerator | 0.05102% | 0 | 0.03156 | Commercial_2019_SC D_MW_Before Competition Groups_Suction Pipe Insulation Freezer/Refrigerator
Commercial | Com ¦ HVAC Optimization | 2019 | SC D | MW | Before Competition Groups | 0.012516 | 0 | 0 | 61.8623 | 0.00020232 | 48 | Commercial_2019_SC D_MW_Before Competition Groups_48 | HVAC Optimization | 0.02023% | 0 | 0.012516 | Commercial_2019_SC D_MW_Before Competition Groups_HVAC Optimization
Commercial | Com ¦ Ozone Laundry Treatment | 2019 | SC D | MW | Before Competition Groups | 0.011749 | 0 | 0 | 61.8623 | 0.00018992 | 49 | Commercial_2019_SC D_MW_Before Competition Groups_49 | Ozone Laundry Treatment | 0.01899% | 0 | 0.011749 | Commercial_2019_SC D_MW_Before Competition Groups_Ozone Laundry Treatment
Commercial | Com ¦ CEE Tier 2/Energy Star Clothes Washers | 2019 | SC D | MW | Before Competition Groups | 0.0077675 | 0 | 0 | 61.8623 | 0.00012556 | 50 | Commercial_2019_SC D_MW_Before Competition Groups_50 | CEE Tier 2/Energy Star Clothes Washers | 0.01256% | 0 | 0.0077675 | Commercial_2019_SC D_MW_Before Competition Groups_CEE Tier 2/Energy Star Clothes Washers
Commercial | Com ¦ ECM MOTORS FOR HVAC APPLICATION (FAN-POWERED VAV BOX) | 2019 | SC D | MW | Before Competition Groups | 0.0075293 | 0 | 0 | 61.8623 | 0.00012171 | 51 | Commercial_2019_SC D_MW_Before Competition Groups_51 | ECM MOTORS FOR HVAC APPLICATION (FAN-POWERED VAV BOX) | 0.01217% | 0 | 0.0075293 | Commercial_2019_SC D_MW_Before Competition Groups_ECM MOTORS FOR HVAC APPLICATION (FAN-POWERED VAV BOX)
Commercial | COM ¦ Ductless Mini-Split Heat Pumps | 2019 | SC D | MW | Before Competition Groups | 0.00567 | 0 | 0 | 61.8623 | 9.1655e-05 | 52 | Commercial_2019_SC D_MW_Before Competition Groups_52 | Ductless Mini-Split Heat Pumps | 0.009165% | 0 | 0.00567 | Commercial_2019_SC D_MW_Before Competition Groups_Ductless Mini-Split Heat Pumps
Commercial | Com ¦ Low Flow Pre-Rinse Spray Nozzle | 2019 | SC D | MW | Before Competition Groups | 0.005123 | 0 | 0 | 61.8623 | 8.2814e-05 | 53 | Commercial_2019_SC D_MW_Before Competition Groups_53 | Low Flow Pre-Rinse Spray Nozzle | 0.008281% | 0 | 0.005123 | Commercial_2019_SC D_MW_Before Competition Groups_Low Flow Pre-Rinse Spray Nozzle
Commercial | Com ¦ Auto Off Time Switch or Time Clock control | 2019 | SC D | MW | Before Competition Groups | 0.0034483 | 0 | 0 | 61.8623 | 5.5742e-05 | 54 | Commercial_2019_SC D_MW_Before Competition Groups_54 | Auto Off Time Switch or Time Clock control | 0.005574% | 0 | 0.0034483 | Commercial_2019_SC D_MW_Before Competition Groups_Auto Off Time Switch or Time Clock control
Commercial | Com ¦ Demand controlled Circulating Systems | 2019 | SC D | MW | Before Competition Groups | 0.0032799 | 0 | 0 | 61.8623 | 5.3019e-05 | 55 | Commercial_2019_SC D_MW_Before Competition Groups_55 | Demand controlled Circulating Systems | 0.005302% | 0 | 0.0032799 | Commercial_2019_SC D_MW_Before Competition Groups_Demand controlled Circulating Systems
Commercial | Com ¦ Commercial Hot Food Holding Cabinets | 2019 | SC D | MW | Before Competition Groups | 0.0015524 | 0 | 0 | 61.8623 | 2.5095e-05 | 56 | Commercial_2019_SC D_MW_Before Competition Groups_56 | Commercial Hot Food Holding Cabinets | 0.00251% | 0 | 0.0015524 | Commercial_2019_SC D_MW_Before Competition Groups_Commercial Hot Food Holding Cabinets
Commercial | Com ¦ Condensing Unit Heaters or other Efficient Unit Heating System | 2019 | SC D | MW | Before Competition Groups | 0.0011095 | 0 | 0 | 61.8623 | 1.7936e-05 | 57 | Commercial_2019_SC D_MW_Before Competition Groups_57 | Condensing Unit Heaters or other Efficient Unit Heating System | 0.001794% | 0 | 0.0011095 | Commercial_2019_SC D_MW_Before Competition Groups_Condensing Unit Heaters or other Efficient Unit Heating System
Commercial | Com ¦ Wall Insulation | 2019 | SC D | MW | Before Competition Groups | 0.0010491 | 0 | 0 | 61.8623 | 1.6958e-05 | 58 | Commercial_2019_SC D_MW_Before Competition Groups_58 | Wall Insulation | 0.001696% | 0 | 0.0010491 | Commercial_2019_SC D_MW_Before Competition Groups_Wall Insulation
Commercial | Com ¦ VSD Air Compressor | 2019 | SC D | MW | Before Competition Groups | 0.0010006 | 0 | 0 | 61.8623 | 1.6175e-05 | 59 | Commercial_2019_SC D_MW_Before Competition Groups_59 | VSD Air Compressor | 0.001617% | 0 | 0.0010006 | Commercial_2019_SC D_MW_Before Competition Groups_VSD Air Compressor
Commercial | Com ¦ High Efficiency Chiller (avg of water and air cooled) | 2019 | SC D | MW | Before Competition Groups | 0.00093659 | 0 | 0 | 61.8623 | 1.514e-05 | 60 | Commercial_2019_SC D_MW_Before Competition Groups_60 | High Efficiency Chiller (avg of water and air cooled) | 0.001514% | 0 | 0.00093659 | Commercial_2019_SC D_MW_Before Competition Groups_High Efficiency Chiller (avg of water and air cooled)
Commercial | Com ¦ Air Curtains | 2019 | SC D | MW | Before Competition Groups | 0.00085118 | 0 | 0 | 61.8623 | 1.3759e-05 | 61 | Commercial_2019_SC D_MW_Before Competition Groups_61 | Air Curtains | 0.001376% | 0 | 0.00085118 | Commercial_2019_SC D_MW_Before Competition Groups_Air Curtains
Commercial | Com ¦ LLLC - High Impact Application | 2019 | SC D | MW | Before Competition Groups | 0.0007535 | 0 | 0 | 61.8623 | 1.218e-05 | 62 | Commercial_2019_SC D_MW_Before Competition Groups_62 | LLLC - High Impact Application | 0.001218% | 0 | 0.0007535 | Commercial_2019_SC D_MW_Before Competition Groups_LLLC - High Impact Application
Commercial | Com ¦ EC Plug Fan for Data Center (under cabinet) | 2019 | SC D | MW | Before Competition Groups | 5.9341e-05 | 0 | 0 | 61.8623 | 9.5924e-07 | 63 | Commercial_2019_SC D_MW_Before Competition Groups_63 | EC Plug Fan for Data Center (under cabinet) | 9.592e-05% | 0 | 5.9341e-05 | Commercial_2019_SC D_MW_Before Competition Groups_EC Plug Fan for Data Center (under cabinet)
Commercial | Com ¦ Electric Convection Combination Ovens | 2019 | SC D | MW | Before Competition Groups | 2.1425e-05 | 0 | 0 | 61.8623 | 3.4634e-07 | 64 | Commercial_2019_SC D_MW_Before Competition Groups_64 | Electric Convection Combination Ovens | 3.463e-05% | 0 | 2.1425e-05 | Commercial_2019_SC D_MW_Before Competition Groups_Electric Convection Combination Ovens
Commercial | Com ¦ Energy Recovery Ventilation and Ventilation (Enhanced) | 2019 | SC D | MW | Before Competition Groups | 7.7678e-06 | 0 | 0 | 61.8623 | 1.2557e-07 | 65 | Commercial_2019_SC D_MW_Before Competition Groups_65 | Energy Recovery Ventilation and Ventilation (Enhanced) | 1.256e-05% | 0 | 7.7678e-06 | Commercial_2019_SC D_MW_Before Competition Groups_Energy Recovery Ventilation and Ventilation (Enhanced)
Commercial | Com ¦ LLLC - Low Impact Application | 2019 | SC D | MW | Before Competition Groups | 5.9358e-06 | 0 | 0 | 61.8623 | 9.5953e-08 | 66 | Commercial_2019_SC D_MW_Before Competition Groups_66 | LLLC - Low Impact Application | 9.595e-06% | 0 | 5.9358e-06 | Commercial_2019_SC D_MW_Before Competition Groups_LLLC - Low Impact Application
Commercial | Com ¦ High Efficiency Small Instantaneous Water Heater | 2019 | SC D | MW | Before Competition Groups | 9.7518e-36 | 0 | 0 | 61.8623 | 1.5764e-37 | 67 | Commercial_2019_SC D_MW_Before Competition Groups_67 | High Efficiency Small Instantaneous Water Heater | 1.576e-35% | 0 | 9.7518e-36 | Commercial_2019_SC D_MW_Before Competition Groups_High Efficiency Small Instantaneous Water Heater
Commercial | Com ¦ Condensing Make Up Air Unit | 2019 | SC D | MW | Before Competition Groups | 0 | 0 | 0 | 61.8623 | 0 | 68 | Commercial_2019_SC D_MW_Before Competition Groups_68 | Condensing Make Up Air Unit | 0% | 0 | 0 | Commercial_2019_SC D_MW_Before Competition Groups_Condensing Make Up Air Unit
Commercial | Com ¦ Door Gasket Freezer/Refrigerator | 2019 | SC D | MW | Before Competition Groups | 0 | 0 | 0 | 61.8623 | 0 | 69 | Commercial_2019_SC D_MW_Before Competition Groups_69 | Door Gasket Freezer/Refrigerator | 0% | 0 | 0 | Commercial_2019_SC D_MW_Before Competition Groups_Door Gasket Freezer/Refrigerator
Commercial | Com ¦ Efficient compressor motor | 2019 | SC D | MW | Before Competition Groups | 0 | 0 | 0 | 61.8623 | 0 | 70 | Commercial_2019_SC D_MW_Before Competition Groups_70 | Efficient compressor motor | 0% | 0 | 0 | Commercial_2019_SC D_MW_Before Competition Groups_Efficient compressor motor
Commercial | Com ¦ Indoor Daylight Sensors/Photocell Dimming Control | 2019 | SC D | MW | Before Competition Groups | 0 | 0 | 0 | 61.8623 | 0 | 71 | Commercial_2019_SC D_MW_Before Competition Groups_71 | Indoor Daylight Sensors/Photocell Dimming Control | 0% | 0 | 0 | Commercial_2019_SC D_MW_Before Competition Groups_Indoor Daylight Sensors/Photocell Dimming Control
Commercial | Com ¦ LED RECESSED DOWNLIGHTS | 2019 | SC D | MW | Before Competition Groups | 0 | 0 | 0 | 61.8623 | 0 | 72 | Commercial_2019_SC D_MW_Before Competition Groups_72 | LED RECESSED DOWNLIGHTS | 0% | 0 | 0 | Commercial_2019_SC D_MW_Before Competition Groups_LED RECESSED DOWNLIGHTS
Commercial | Com ¦ Networked/Connected - High Impact Application | 2019 | SC D | MW | Before Competition Groups | 0 | 0 | 0 | 61.8623 | 0 | 73 | Commercial_2019_SC D_MW_Before Competition Groups_73 | Networked/Connected - High Impact Application | 0% | 0 | 0 | Commercial_2019_SC D_MW_Before Competition Groups_Networked/Connected - High Impact Application
Commercial | Com ¦ Networked/Connected - Low Impact Application | 2019 | SC D | MW | Before Competition Groups | 0 | 0 | 0 | 61.8623 | 0 | 74 | Commercial_2019_SC D_MW_Before Competition Groups_74 | Networked/Connected - Low Impact Application | 0% | 0 | 0 | Commercial_2019_SC D_MW_Before Competition Groups_Networked/Connected - Low Impact Application
Commercial | Com ¦ Notched V belts for HVAC Systems | 2019 | SC D | MW | Before Competition Groups | 0 | 0 | 0 | 61.8623 | 0 | 75 | Commercial_2019_SC D_MW_Before Competition Groups_75 | Notched V belts for HVAC Systems | 0% | 0 | 0 | Commercial_2019_SC D_MW_Before Competition Groups_Notched V belts for HVAC Systems
Commercial | Com ¦ PTAC (12 EER/10,000 BTU) | 2019 | SC D | MW | Before Competition Groups | 0 | 0 | 0 | 61.8623 | 0 | 76 | Commercial_2019_SC D_MW_Before Competition Groups_76 | PTAC (12 EER/10,000 BTU) | 0% | 0 | 0 | Commercial_2019_SC D_MW_Before Competition Groups_PTAC (12 EER/10,000 BTU)
Commercial | Com ¦ Refrigerated Display Case Doors | 2019 | SC D | MW | Before Competition Groups | 0 | 0 | 0 | 61.8623 | 0 | 77 | Commercial_2019_SC D_MW_Before Competition Groups_77 | Refrigerated Display Case Doors | 0% | 0 | 0 | Commercial_2019_SC D_MW_Before Competition Groups_Refrigerated Display Case Doors
Commercial | Com ¦ Room AC (w/ louvered sides) 14 SEER from 12 SEER code | 2019 | SC D | MW | Before Competition Groups | 0 | 0 | 0 | 61.8623 | 0 | 78 | Commercial_2019_SC D_MW_Before Competition Groups_78 | Room AC (w/ louvered sides) 14 SEER from 12 SEER code | 0% | 0 | 0 | Commercial_2019_SC D_MW_Before Competition Groups_Room AC (w/ louvered sides) 14 SEER from 12 SEER code
Commercial | Com ¦ Solar Water Preheat (Pools/DHW) | 2019 | SC D | MW | Before Competition Groups | 0 | 0 | 0 | 61.8623 | 0 | 79 | Commercial_2019_SC D_MW_Before Competition Groups_79 | Solar Water Preheat (Pools/DHW) | 0% | 0 | 0 | Commercial_2019_SC D_MW_Before Competition Groups_Solar Water Preheat (Pools/DHW)
Commercial | Com ¦ Variable Refrigerant Flow Heat Pump | 2019 | SC D | MW | Before Competition Groups | 0 | 0 | 0 | 61.8623 | 0 | 80 | Commercial_2019_SC D_MW_Before Competition Groups_80 | Variable Refrigerant Flow Heat Pump | 0% | 0 | 0 | Commercial_2019_SC D_MW_Before Competition Groups_Variable Refrigerant Flow Heat Pump
Commercial | Com ¦ Building Recommissioning, Operations and Maintenance (O&M) Improvements | 2019 | Technical | MW | Before Competition Groups | 309.9516 | 0 | 0 | 2378.2884 | 0.13033 | 1 | Commercial_2019_Technical_MW_Before Competition Groups_1 | Building Recommissioning, Operations and Maintenance (O&M) Improvements | 13.03% | 0 | 309.9516 | Commercial_2019_Technical_MW_Before Competition Groups_Building Recommissioning, Operations and Maintenance (O&M) Improvements
Commercial | Com ¦ Education and Capacity Building/Energy Behavior | 2019 | Technical | MW | Before Competition Groups | 279.2855 | 0 | 0 | 2378.2884 | 0.11743 | 2 | Commercial_2019_Technical_MW_Before Competition Groups_2 | Education and Capacity Building/Energy Behavior | 11.74% | 0 | 279.2855 | Commercial_2019_Technical_MW_Before Competition Groups_Education and Capacity Building/Energy Behavior
Commercial | Com ¦ LED Low/High Bay | 2019 | Technical | MW | Before Competition Groups | 222.7364 | 0 | 0 | 2378.2884 | 0.093654 | 3 | Commercial_2019_Technical_MW_Before Competition Groups_3 | LED Low/High Bay | 9.365% | 0 | 222.7364 | Commercial_2019_Technical_MW_Before Competition Groups_LED Low/High Bay
Commercial | Com ¦ LED Troffer/Surface/Suspended | 2019 | Technical | MW | Before Competition Groups | 165.8811 | 0 | 0 | 2378.2884 | 0.069748 | 4 | Commercial_2019_Technical_MW_Before Competition Groups_4 | LED Troffer/Surface/Suspended | 6.975% | 0 | 165.8811 | Commercial_2019_Technical_MW_Before Competition Groups_LED Troffer/Surface/Suspended
Commercial | Com ¦ LLLC - Low Impact Application | 2019 | Technical | MW | Before Competition Groups | 153.7198 | 0 | 0 | 2378.2884 | 0.064635 | 5 | Commercial_2019_Technical_MW_Before Competition Groups_5 | LLLC - Low Impact Application | 6.463% | 0 | 153.7198 | Commercial_2019_Technical_MW_Before Competition Groups_LLLC - Low Impact Application
Commercial | Com ¦ LLLC - High Impact Application | 2019 | Technical | MW | Before Competition Groups | 142.0618 | 0 | 0 | 2378.2884 | 0.059733 | 6 | Commercial_2019_Technical_MW_Before Competition Groups_6 | LLLC - High Impact Application | 5.973% | 0 | 142.0618 | Commercial_2019_Technical_MW_Before Competition Groups_LLLC - High Impact Application
Commercial | Com ¦ Networked/Connected - Low Impact Application | 2019 | Technical | MW | Before Competition Groups | 130.2771 | 0 | 0 | 2378.2884 | 0.054778 | 7 | Commercial_2019_Technical_MW_Before Competition Groups_7 | Networked/Connected - Low Impact Application | 5.478% | 0 | 130.2771 | Commercial_2019_Technical_MW_Before Competition Groups_Networked/Connected - Low Impact Application
Commercial | Com ¦ Networked/Connected - High Impact Application | 2019 | Technical | MW | Before Competition Groups | 123.6396 | 0 | 0 | 2378.2884 | 0.051987 | 8 | Commercial_2019_Technical_MW_Before Competition Groups_8 | Networked/Connected - High Impact Application | 5.199% | 0 | 123.6396 | Commercial_2019_Technical_MW_Before Competition Groups_Networked/Connected - High Impact Application
Commercial | Com ¦ ENERGY STAR LED LAMPS (REFLECTOR LAMPs/MR16/PAR 16) | 2019 | Technical | MW | Before Competition Groups | 97.3076 | 0 | 0 | 2378.2884 | 0.040915 | 9 | Commercial_2019_Technical_MW_Before Competition Groups_9 | ENERGY STAR LED LAMPS (REFLECTOR LAMPs/MR16/PAR 16) | 4.091% | 0 | 97.3076 | Commercial_2019_Technical_MW_Before Competition Groups_ENERGY STAR LED LAMPS (REFLECTOR LAMPs/MR16/PAR 16)
Commercial | Com ¦ Variable Refrigerant Flow Heat Pump | 2019 | Technical | MW | Before Competition Groups | 90.5938 | 0 | 0 | 2378.2884 | 0.038092 | 10 | Commercial_2019_Technical_MW_Before Competition Groups_10 | Variable Refrigerant Flow Heat Pump | 3.809% | 0 | 90.5938 | Commercial_2019_Technical_MW_Before Competition Groups_Variable Refrigerant Flow Heat Pump
Commercial | Com ¦ Advanced BAS/Controllers | 2019 | Technical | MW | Before Competition Groups | 89.9072 | 0 | 0 | 2378.2884 | 0.037803 | 11 | Commercial_2019_Technical_MW_Before Competition Groups_11 | Advanced BAS/Controllers | 3.78% | 0 | 89.9072 | Commercial_2019_Technical_MW_Before Competition Groups_Advanced BAS/Controllers
Commercial | Com ¦ Adaptive Thermostats | 2019 | Technical | MW | Before Competition Groups | 37.6817 | 0 | 0 | 2378.2884 | 0.015844 | 12 | Commercial_2019_Technical_MW_Before Competition Groups_12 | Adaptive Thermostats | 1.584% | 0 | 37.6817 | Commercial_2019_Technical_MW_Before Competition Groups_Adaptive Thermostats
Commercial | Com ¦ Furnace Tune-Up | 2019 | Technical | MW | Before Competition Groups | 36.9888 | 0 | 0 | 2378.2884 | 0.015553 | 13 | Commercial_2019_Technical_MW_Before Competition Groups_13 | Furnace Tune-Up | 1.555% | 0 | 36.9888 | Commercial_2019_Technical_MW_Before Competition Groups_Furnace Tune-Up
Commercial | Com ¦ Strip Curtains | 2019 | Technical | MW | Before Competition Groups | 28.3622 | 0 | 0 | 2378.2884 | 0.011925 | 14 | Commercial_2019_Technical_MW_Before Competition Groups_14 | Strip Curtains | 1.193% | 0 | 28.3622 | Commercial_2019_Technical_MW_Before Competition Groups_Strip Curtains
Commercial | Com ¦ Variable Frequency Drive (VFD) | 2019 | Technical | MW | Before Competition Groups | 25.7535 | 0 | 0 | 2378.2884 | 0.010829 | 15 | Commercial_2019_Technical_MW_Before Competition Groups_15 | Variable Frequency Drive (VFD) | 1.083% | 0 | 25.7535 | Commercial_2019_Technical_MW_Before Competition Groups_Variable Frequency Drive (VFD)
Commercial | Com ¦ Central Lighting Control System | 2019 | Technical | MW | Before Competition Groups | 24.1244 | 0 | 0 | 2378.2884 | 0.010144 | 16 | Commercial_2019_Technical_MW_Before Competition Groups_16 | Central Lighting Control System | 1.014% | 0 | 24.1244 | Commercial_2019_Technical_MW_Before Competition Groups_Central Lighting Control System
Commercial | Com ¦ VFD on Pumps | 2019 | Technical | MW | Before Competition Groups | 24.0968 | 0 | 0 | 2378.2884 | 0.010132 | 17 | Commercial_2019_Technical_MW_Before Competition Groups_17 | VFD on Pumps | 1.013% | 0 | 24.0968 | Commercial_2019_Technical_MW_Before Competition Groups_VFD on Pumps
Commercial | Com ¦ Adding reflective (White) roof treatment or a green roof | 2019 | Technical | MW | Before Competition Groups | 22.4957 | 0 | 0 | 2378.2884 | 0.0094588 | 18 | Commercial_2019_Technical_MW_Before Competition Groups_18 | Adding reflective (White) roof treatment or a green roof | 0.9459% | 0 | 22.4957 | Commercial_2019_Technical_MW_Before Competition Groups_Adding reflective (White) roof treatment or a green roof
Commercial | Com ¦ Refrigerated Display Case LED | 2019 | Technical | MW | Before Competition Groups | 22.3698 | 0 | 0 | 2378.2884 | 0.0094058 | 19 | Commercial_2019_Technical_MW_Before Competition Groups_19 | Refrigerated Display Case LED | 0.9406% | 0 | 22.3698 | Commercial_2019_Technical_MW_Before Competition Groups_Refrigerated Display Case LED
Commercial | Com ¦ Demand Control Ventilation | 2019 | Technical | MW | Before Competition Groups | 21.1739 | 0 | 0 | 2378.2884 | 0.008903 | 20 | Commercial_2019_Technical_MW_Before Competition Groups_20 | Demand Control Ventilation | 0.8903% | 0 | 21.1739 | Commercial_2019_Technical_MW_Before Competition Groups_Demand Control Ventilation
Commercial | Com ¦ Air Handler with Dedicated Outdoor Air Systems | 2019 | Technical | MW | Before Competition Groups | 19.656 | 0 | 0 | 2378.2884 | 0.0082648 | 21 | Commercial_2019_Technical_MW_Before Competition Groups_21 | Air Handler with Dedicated Outdoor Air Systems | 0.8265% | 0 | 19.656 | Commercial_2019_Technical_MW_Before Competition Groups_Air Handler with Dedicated Outdoor Air Systems
Commercial | Com ¦ HOTEL OCCUPANCY CONTROLS (HVAC + LIGHTING) | 2019 | Technical | MW | Before Competition Groups | 18.5619 | 0 | 0 | 2378.2884 | 0.0078047 | 22 | Commercial_2019_Technical_MW_Before Competition Groups_22 | HOTEL OCCUPANCY CONTROLS (HVAC + LIGHTING) | 0.7805% | 0 | 18.5619 | Commercial_2019_Technical_MW_Before Competition Groups_HOTEL OCCUPANCY CONTROLS (HVAC + LIGHTING)
Commercial | Com ¦ High Efficiency Air Source Heat Pump | 2019 | Technical | MW | Before Competition Groups | 17.4169 | 0 | 0 | 2378.2884 | 0.0073233 | 23 | Commercial_2019_Technical_MW_Before Competition Groups_23 | High Efficiency Air Source Heat Pump | 0.7323% | 0 | 17.4169 | Commercial_2019_Technical_MW_Before Competition Groups_High Efficiency Air Source Heat Pump
Commercial | Com ¦ LED or Equivalent Sign Lighting | 2019 | Technical | MW | Before Competition Groups | 15.6592 | 0 | 0 | 2378.2884 | 0.0065842 | 24 | Commercial_2019_Technical_MW_Before Competition Groups_24 | LED or Equivalent Sign Lighting | 0.6584% | 0 | 15.6592 | Commercial_2019_Technical_MW_Before Competition Groups_LED or Equivalent Sign Lighting
Commercial | Com ¦ ENERGY STAR LED LAMPS (General Service Lamps) | 2019 | Technical | MW | Before Competition Groups | 15.5987 | 0 | 0 | 2378.2884 | 0.0065588 | 25 | Commercial_2019_Technical_MW_Before Competition Groups_25 | ENERGY STAR LED LAMPS (General Service Lamps) | 0.6559% | 0 | 15.5987 | Commercial_2019_Technical_MW_Before Competition Groups_ENERGY STAR LED LAMPS (General Service Lamps)
Commercial | Com ¦ Centrally controlled desktop PC/NETWORK PC POWER MANAGEMENT SOFTWARE | 2019 | Technical | MW | Before Competition Groups | 14.2964 | 0 | 0 | 2378.2884 | 0.0060112 | 26 | Commercial_2019_Technical_MW_Before Competition Groups_26 | Centrally controlled desktop PC/NETWORK PC POWER MANAGEMENT SOFTWARE | 0.6011% | 0 | 14.2964 | Commercial_2019_Technical_MW_Before Competition Groups_Centrally controlled desktop PC/NETWORK PC POWER MANAGEMENT SOFTWARE
Commercial | Com ¦ ECM MOTORS FOR EVAPORATOR FANS for refrigeration (WALK-IN) | 2019 | Technical | MW | Before Competition Groups | 13.3932 | 0 | 0 | 2378.2884 | 0.0056315 | 27 | Commercial_2019_Technical_MW_Before Competition Groups_27 | ECM MOTORS FOR EVAPORATOR FANS for refrigeration (WALK-IN) | 0.5631% | 0 | 13.3932 | Commercial_2019_Technical_MW_Before Competition Groups_ECM MOTORS FOR EVAPORATOR FANS for refrigeration (WALK-IN)
Commercial | Com ¦ Indoor Daylight Sensors/Photocell Dimming Control | 2019 | Technical | MW | Before Competition Groups | 13.0026 | 0 | 0 | 2378.2884 | 0.0054672 | 28 | Commercial_2019_Technical_MW_Before Competition Groups_28 | Indoor Daylight Sensors/Photocell Dimming Control | 0.5467% | 0 | 13.0026 | Commercial_2019_Technical_MW_Before Competition Groups_Indoor Daylight Sensors/Photocell Dimming Control
Commercial | Com ¦ High R-Value Glass Doors/no-heat glass door | 2019 | Technical | MW | Before Competition Groups | 12.6765 | 0 | 0 | 2378.2884 | 0.0053301 | 29 | Commercial_2019_Technical_MW_Before Competition Groups_29 | High R-Value Glass Doors/no-heat glass door | 0.533% | 0 | 12.6765 | Commercial_2019_Technical_MW_Before Competition Groups_High R-Value Glass Doors/no-heat glass door
Commercial | Com ¦ Unitary Air-Conditioning Unit | 2019 | Technical | MW | Before Competition Groups | 11.7947 | 0 | 0 | 2378.2884 | 0.0049593 | 30 | Commercial_2019_Technical_MW_Before Competition Groups_30 | Unitary Air-Conditioning Unit | 0.4959% | 0 | 11.7947 | Commercial_2019_Technical_MW_Before Competition Groups_Unitary Air-Conditioning Unit
Commercial | Com ¦ Freezer Case Light Sensor | 2019 | Technical | MW | Before Competition Groups | 11.588 | 0 | 0 | 2378.2884 | 0.0048724 | 31 | Commercial_2019_Technical_MW_Before Competition Groups_31 | Freezer Case Light Sensor | 0.4872% | 0 | 11.588 | Commercial_2019_Technical_MW_Before Competition Groups_Freezer Case Light Sensor
Commercial | Com ¦ Evaporator Fan Controls | 2019 | Technical | MW | Before Competition Groups | 11.2895 | 0 | 0 | 2378.2884 | 0.0047469 | 32 | Commercial_2019_Technical_MW_Before Competition Groups_32 | Evaporator Fan Controls | 0.4747% | 0 | 11.2895 | Commercial_2019_Technical_MW_Before Competition Groups_Evaporator Fan Controls
Commercial | Com ¦ Smart Strip Plug Outlets | 2019 | Technical | MW | Before Competition Groups | 9.6654 | 0 | 0 | 2378.2884 | 0.004064 | 33 | Commercial_2019_Technical_MW_Before Competition Groups_33 | Smart Strip Plug Outlets | 0.4064% | 0 | 9.6654 | Commercial_2019_Technical_MW_Before Competition Groups_Smart Strip Plug Outlets
Commercial | Com ¦ Data Center Storage/Server Virtualization | 2019 | Technical | MW | Before Competition Groups | 9.4531 | 0 | 0 | 2378.2884 | 0.0039747 | 34 | Commercial_2019_Technical_MW_Before Competition Groups_34 | Data Center Storage/Server Virtualization | 0.3975% | 0 | 9.4531 | Commercial_2019_Technical_MW_Before Competition Groups_Data Center Storage/Server Virtualization
Commercial | Com ¦ ENERGY STAR FREEZER | 2019 | Technical | MW | Before Competition Groups | 9.2129 | 0 | 0 | 2378.2884 | 0.0038737 | 35 | Commercial_2019_Technical_MW_Before Competition Groups_35 | ENERGY STAR FREEZER | 0.3874% | 0 | 9.2129 | Commercial_2019_Technical_MW_Before Competition Groups_ENERGY STAR FREEZER
Commercial | Com ¦ Occupancy Sensors | 2019 | Technical | MW | Before Competition Groups | 9.0952 | 0 | 0 | 2378.2884 | 0.0038242 | 36 | Commercial_2019_Technical_MW_Before Competition Groups_36 | Occupancy Sensors | 0.3824% | 0 | 9.0952 | Commercial_2019_Technical_MW_Before Competition Groups_Occupancy Sensors
Commercial | Com ¦ LED Replacement Lamp (Tube) | 2019 | Technical | MW | Before Competition Groups | 8.6231 | 0 | 0 | 2378.2884 | 0.0036258 | 37 | Commercial_2019_Technical_MW_Before Competition Groups_37 | LED Replacement Lamp (Tube) | 0.3626% | 0 | 8.6231 | Commercial_2019_Technical_MW_Before Competition Groups_LED Replacement Lamp (Tube)
Commercial | Com ¦ Refrigeration Commissioning | 2019 | Technical | MW | Before Competition Groups | 7.8633 | 0 | 0 | 2378.2884 | 0.0033063 | 38 | Commercial_2019_Technical_MW_Before Competition Groups_38 | Refrigeration Commissioning | 0.3306% | 0 | 7.8633 | Commercial_2019_Technical_MW_Before Competition Groups_Refrigeration Commissioning
Commercial | Com ¦ Demand Control Kitchen Ventilation | 2019 | Technical | MW | Before Competition Groups | 7.3653 | 0 | 0 | 2378.2884 | 0.0030969 | 39 | Commercial_2019_Technical_MW_Before Competition Groups_39 | Demand Control Kitchen Ventilation | 0.3097% | 0 | 7.3653 | Commercial_2019_Technical_MW_Before Competition Groups_Demand Control Kitchen Ventilation
Commercial | Com ¦ Duct Insulation, R8 | 2019 | Technical | MW | Before Competition Groups | 6.7955 | 0 | 0 | 2378.2884 | 0.0028573 | 40 | Commercial_2019_Technical_MW_Before Competition Groups_40 | Duct Insulation, R8 | 0.2857% | 0 | 6.7955 | Commercial_2019_Technical_MW_Before Competition Groups_Duct Insulation, R8
Commercial | Com ¦ Door Gasket Freezer/Refrigerator | 2019 | Technical | MW | Before Competition Groups | 6.0505 | 0 | 0 | 2378.2884 | 0.0025441 | 41 | Commercial_2019_Technical_MW_Before Competition Groups_41 | Door Gasket Freezer/Refrigerator | 0.2544% | 0 | 6.0505 | Commercial_2019_Technical_MW_Before Competition Groups_Door Gasket Freezer/Refrigerator
Commercial | Com ¦ Refrigeration Optimization | 2019 | Technical | MW | Before Competition Groups | 6.02 | 0 | 0 | 2378.2884 | 0.0025312 | 42 | Commercial_2019_Technical_MW_Before Competition Groups_42 | Refrigeration Optimization | 0.2531% | 0 | 6.02 | Commercial_2019_Technical_MW_Before Competition Groups_Refrigeration Optimization
Commercial | Com ¦ Refrigerated Display Case Doors | 2019 | Technical | MW | Before Competition Groups | 5.4556 | 0 | 0 | 2378.2884 | 0.0022939 | 43 | Commercial_2019_Technical_MW_Before Competition Groups_43 | Refrigerated Display Case Doors | 0.2294% | 0 | 5.4556 | Commercial_2019_Technical_MW_Before Competition Groups_Refrigerated Display Case Doors
Commercial | Com ¦ ENERGY STAR Refrigerator | 2019 | Technical | MW | Before Competition Groups | 4.4213 | 0 | 0 | 2378.2884 | 0.001859 | 44 | Commercial_2019_Technical_MW_Before Competition Groups_44 | ENERGY STAR Refrigerator | 0.1859% | 0 | 4.4213 | Commercial_2019_Technical_MW_Before Competition Groups_ENERGY STAR Refrigerator
Commercial | Com ¦ Temperature Adjustment in Commercial Freezers | 2019 | Technical | MW | Before Competition Groups | 4.1275 | 0 | 0 | 2378.2884 | 0.0017355 | 45 | Commercial_2019_Technical_MW_Before Competition Groups_45 | Temperature Adjustment in Commercial Freezers | 0.1735% | 0 | 4.1275 | Commercial_2019_Technical_MW_Before Competition Groups_Temperature Adjustment in Commercial Freezers
Commercial | Com ¦ LED EXTERIOR AREA LIGHTS - LED fixture (200W) | 2019 | Technical | MW | Before Competition Groups | 4.0313 | 0 | 0 | 2378.2884 | 0.001695 | 46 | Commercial_2019_Technical_MW_Before Competition Groups_46 | LED EXTERIOR AREA LIGHTS - LED fixture (200W) | 0.1695% | 0 | 4.0313 | Commercial_2019_Technical_MW_Before Competition Groups_LED EXTERIOR AREA LIGHTS - LED fixture (200W)
Commercial | Com ¦ LED parking lot fixture | 2019 | Technical | MW | Before Competition Groups | 3.9226 | 0 | 0 | 2378.2884 | 0.0016493 | 47 | Commercial_2019_Technical_MW_Before Competition Groups_47 | LED parking lot fixture | 0.1649% | 0 | 3.9226 | Commercial_2019_Technical_MW_Before Competition Groups_LED parking lot fixture
Commercial | Com ¦ Roof Insulation/Ceiling Insulation (R25 Code to R35) | 2019 | Technical | MW | Before Competition Groups | 3.5455 | 0 | 0 | 2378.2884 | 0.0014908 | 48 | Commercial_2019_Technical_MW_Before Competition Groups_48 | Roof Insulation/Ceiling Insulation (R25 Code to R35) | 0.1491% | 0 | 3.5455 | Commercial_2019_Technical_MW_Before Competition Groups_Roof Insulation/Ceiling Insulation (R25 Code to R35)
Commercial | Com ¦ Vertical Night Covers | 2019 | Technical | MW | Before Competition Groups | 3.4133 | 0 | 0 | 2378.2884 | 0.0014352 | 49 | Commercial_2019_Technical_MW_Before Competition Groups_49 | Vertical Night Covers | 0.1435% | 0 | 3.4133 | Commercial_2019_Technical_MW_Before Competition Groups_Vertical Night Covers
Commercial | Com ¦ Reach-in Shaded Pole to ECM/PSC Evaporator Fan Motor | 2019 | Technical | MW | Before Competition Groups | 3.3525 | 0 | 0 | 2378.2884 | 0.0014096 | 50 | Commercial_2019_Technical_MW_Before Competition Groups_50 | Reach-in Shaded Pole to ECM/PSC Evaporator Fan Motor | 0.141% | 0 | 3.3525 | Commercial_2019_Technical_MW_Before Competition Groups_Reach-in Shaded Pole to ECM/PSC Evaporator Fan Motor
Commercial | Com ¦ Energy Efficient Laboratory Fume Hood | 2019 | Technical | MW | Before Competition Groups | 3.3405 | 0 | 0 | 2378.2884 | 0.0014046 | 51 | Commercial_2019_Technical_MW_Before Competition Groups_51 | Energy Efficient Laboratory Fume Hood | 0.1405% | 0 | 3.3405 | Commercial_2019_Technical_MW_Before Competition Groups_Energy Efficient Laboratory Fume Hood
Commercial | Com ¦ Elec Storage WH 2.30 Et | 2019 | Technical | MW | Before Competition Groups | 3.1735 | 0 | 0 | 2378.2884 | 0.0013344 | 52 | Commercial_2019_Technical_MW_Before Competition Groups_52 | Elec Storage WH 2.30 Et | 0.1334% | 0 | 3.1735 | Commercial_2019_Technical_MW_Before Competition Groups_Elec Storage WH 2.30 Et
Commercial | Com ¦ Anti-sweat heat (ASH) controls - Cooler/Freezer | 2019 | Technical | MW | Before Competition Groups | 3.0211 | 0 | 0 | 2378.2884 | 0.0012703 | 53 | Commercial_2019_Technical_MW_Before Competition Groups_53 | Anti-sweat heat (ASH) controls - Cooler/Freezer | 0.127% | 0 | 3.0211 | Commercial_2019_Technical_MW_Before Competition Groups_Anti-sweat heat (ASH) controls - Cooler/Freezer
Commercial | Com ¦ CO Sensors for parking garage exhaust fans | 2019 | Technical | MW | Before Competition Groups | 2.8776 | 0 | 0 | 2378.2884 | 0.0012099 | 54 | Commercial_2019_Technical_MW_Before Competition Groups_54 | CO Sensors for parking garage exhaust fans | 0.121% | 0 | 2.8776 | Commercial_2019_Technical_MW_Before Competition Groups_CO Sensors for parking garage exhaust fans
Commercial | Com ¦ BEVERAGE VENDING MACHINE CONTROLS | 2019 | Technical | MW | Before Competition Groups | 2.8632 | 0 | 0 | 2378.2884 | 0.0012039 | 55 | Commercial_2019_Technical_MW_Before Competition Groups_55 | BEVERAGE VENDING MACHINE CONTROLS | 0.1204% | 0 | 2.8632 | Commercial_2019_Technical_MW_Before Competition Groups_BEVERAGE VENDING MACHINE CONTROLS
Commercial | Com ¦ Chilled Water Optimization | 2019 | Technical | MW | Before Competition Groups | 2.7572 | 0 | 0 | 2378.2884 | 0.0011593 | 56 | Commercial_2019_Technical_MW_Before Competition Groups_56 | Chilled Water Optimization | 0.1159% | 0 | 2.7572 | Commercial_2019_Technical_MW_Before Competition Groups_Chilled Water Optimization
Commercial | Com ¦ Water Heating (DHW) Pipe Insulation (Add 3/4\ Foam)" | 2019 | Technical | MW | Before Competition Groups | 2.605 | 0 | 0 | 2378.2884 | 0.0010953 | 57 | Commercial_2019_Technical_MW_Before Competition Groups_57 | Water Heating (DHW) Pipe Insulation (Add 3/4\ Foam)" | 0.1095% | 0 | 2.605 | Commercial_2019_Technical_MW_Before Competition Groups_Water Heating (DHW) Pipe Insulation (Add 3/4\ Foam)"
Commercial | Com ¦ LED street light fixture | 2019 | Technical | MW | Before Competition Groups | 2.3442 | 0 | 0 | 2378.2884 | 0.00098569 | 58 | Commercial_2019_Technical_MW_Before Competition Groups_58 | LED street light fixture | 0.09857% | 0 | 2.3442 | Commercial_2019_Technical_MW_Before Competition Groups_LED street light fixture
Commercial | Com ¦ ENERGY STAR ICE MACHINES - Ice Making Head | 2019 | Technical | MW | Before Competition Groups | 1.7772 | 0 | 0 | 2378.2884 | 0.00074728 | 59 | Commercial_2019_Technical_MW_Before Competition Groups_59 | ENERGY STAR ICE MACHINES - Ice Making Head | 0.07473% | 0 | 1.7772 | Commercial_2019_Technical_MW_Before Competition Groups_ENERGY STAR ICE MACHINES - Ice Making Head
Commercial | Com ¦ Suction Pipe Insulation Freezer/Refrigerator | 2019 | Technical | MW | Before Competition Groups | 1.7739 | 0 | 0 | 2378.2884 | 0.00074587 | 60 | Commercial_2019_Technical_MW_Before Competition Groups_60 | Suction Pipe Insulation Freezer/Refrigerator | 0.07459% | 0 | 1.7739 | Commercial_2019_Technical_MW_Before Competition Groups_Suction Pipe Insulation Freezer/Refrigerator
Commercial | Com ¦ Ground Source Heat Pump | 2019 | Technical | MW | Before Competition Groups | 1.7734 | 0 | 0 | 2378.2884 | 0.00074565 | 61 | Commercial_2019_Technical_MW_Before Competition Groups_61 | Ground Source Heat Pump | 0.07457% | 0 | 1.7734 | Commercial_2019_Technical_MW_Before Competition Groups_Ground Source Heat Pump
Commercial | Com ¦ Outside Air Economizer | 2019 | Technical | MW | Before Competition Groups | 1.7022 | 0 | 0 | 2378.2884 | 0.00071573 | 62 | Commercial_2019_Technical_MW_Before Competition Groups_62 | Outside Air Economizer | 0.07157% | 0 | 1.7022 | Commercial_2019_Technical_MW_Before Competition Groups_Outside Air Economizer
Commercial | Com ¦ Evaporator Coil Defrost (Cooler) | 2019 | Technical | MW | Before Competition Groups | 1.5092 | 0 | 0 | 2378.2884 | 0.00063459 | 63 | Commercial_2019_Technical_MW_Before Competition Groups_63 | Evaporator Coil Defrost (Cooler) | 0.06346% | 0 | 1.5092 | Commercial_2019_Technical_MW_Before Competition Groups_Evaporator Coil Defrost (Cooler)
Commercial | Com ¦ Water Source Heat Pump (4 ton) | 2019 | Technical | MW | Before Competition Groups | 0.96523 | 0 | 0 | 2378.2884 | 0.00040585 | 64 | Commercial_2019_Technical_MW_Before Competition Groups_64 | Water Source Heat Pump (4 ton) | 0.04058% | 0 | 0.96523 | Commercial_2019_Technical_MW_Before Competition Groups_Water Source Heat Pump (4 ton)
Commercial | Com ¦ ENERGY STAR Dishwasher | 2019 | Technical | MW | Before Competition Groups | 0.90804 | 0 | 0 | 2378.2884 | 0.0003818 | 65 | Commercial_2019_Technical_MW_Before Competition Groups_65 | ENERGY STAR Dishwasher | 0.03818% | 0 | 0.90804 | Commercial_2019_Technical_MW_Before Competition Groups_ENERGY STAR Dishwasher
Commercial | Com ¦ High Efficiency Small Instantaneous Water Heater | 2019 | Technical | MW | Before Competition Groups | 0.89269 | 0 | 0 | 2378.2884 | 0.00037535 | 66 | Commercial_2019_Technical_MW_Before Competition Groups_66 | High Efficiency Small Instantaneous Water Heater | 0.03753% | 0 | 0.89269 | Commercial_2019_Technical_MW_Before Competition Groups_High Efficiency Small Instantaneous Water Heater
Commercial | Com ¦ Wall Insulation | 2019 | Technical | MW | Before Competition Groups | 0.81708 | 0 | 0 | 2378.2884 | 0.00034356 | 67 | Commercial_2019_Technical_MW_Before Competition Groups_67 | Wall Insulation | 0.03436% | 0 | 0.81708 | Commercial_2019_Technical_MW_Before Competition Groups_Wall Insulation
Commercial | Com ¦ LED RECESSED DOWNLIGHTS | 2019 | Technical | MW | Before Competition Groups | 0.81558 | 0 | 0 | 2378.2884 | 0.00034293 | 68 | Commercial_2019_Technical_MW_Before Competition Groups_68 | LED RECESSED DOWNLIGHTS | 0.03429% | 0 | 0.81558 | Commercial_2019_Technical_MW_Before Competition Groups_LED RECESSED DOWNLIGHTS
Commercial | Com ¦ Solar Preheat Make up Air | 2019 | Technical | MW | Before Competition Groups | 0.80711 | 0 | 0 | 2378.2884 | 0.00033937 | 69 | Commercial_2019_Technical_MW_Before Competition Groups_69 | Solar Preheat Make up Air | 0.03394% | 0 | 0.80711 | Commercial_2019_Technical_MW_Before Competition Groups_Solar Preheat Make up Air
Commercial | Com ¦ ENERGY STAR Griddle (74% eff) | 2019 | Technical | MW | Before Competition Groups | 0.74145 | 0 | 0 | 2378.2884 | 0.00031176 | 70 | Commercial_2019_Technical_MW_Before Competition Groups_70 | ENERGY STAR Griddle (74% eff) | 0.03118% | 0 | 0.74145 | Commercial_2019_Technical_MW_Before Competition Groups_ENERGY STAR Griddle (74% eff)
Commercial | Com ¦ Ozone Laundry Treatment | 2019 | Technical | MW | Before Competition Groups | 0.72198 | 0 | 0 | 2378.2884 | 0.00030357 | 71 | Commercial_2019_Technical_MW_Before Competition Groups_71 | Ozone Laundry Treatment | 0.03036% | 0 | 0.72198 | Commercial_2019_Technical_MW_Before Competition Groups_Ozone Laundry Treatment
Commercial | Com ¦ Condensing Make Up Air Unit | 2019 | Technical | MW | Before Competition Groups | 0.64778 | 0 | 0 | 2378.2884 | 0.00027237 | 72 | Commercial_2019_Technical_MW_Before Competition Groups_72 | Condensing Make Up Air Unit | 0.02724% | 0 | 0.64778 | Commercial_2019_Technical_MW_Before Competition Groups_Condensing Make Up Air Unit
Commercial | Com ¦ Super-High Efficiency Furnaces (Emerging Tech) | 2019 | Technical | MW | Before Competition Groups | 0.63029 | 0 | 0 | 2378.2884 | 0.00026502 | 73 | Commercial_2019_Technical_MW_Before Competition Groups_73 | Super-High Efficiency Furnaces (Emerging Tech) | 0.0265% | 0 | 0.63029 | Commercial_2019_Technical_MW_Before Competition Groups_Super-High Efficiency Furnaces (Emerging Tech)
Commercial | Com ¦ Efficient compressor motor | 2019 | Technical | MW | Before Competition Groups | 0.61412 | 0 | 0 | 2378.2884 | 0.00025822 | 74 | Commercial_2019_Technical_MW_Before Competition Groups_74 | Efficient compressor motor | 0.02582% | 0 | 0.61412 | Commercial_2019_Technical_MW_Before Competition Groups_Efficient compressor motor
Commercial | Com ¦ SYNCHRONOUS BELT | 2019 | Technical | MW | Before Competition Groups | 0.41029 | 0 | 0 | 2378.2884 | 0.00017251 | 75 | Commercial_2019_Technical_MW_Before Competition Groups_75 | SYNCHRONOUS BELT | 0.01725% | 0 | 0.41029 | Commercial_2019_Technical_MW_Before Competition Groups_SYNCHRONOUS BELT
Commercial | Com ¦ ECM MOTORS FOR HVAC APPLICATION (FAN-POWERED VAV BOX) | 2019 | Technical | MW | Before Competition Groups | 0.2828 | 0 | 0 | 2378.2884 | 0.00011891 | 76 | Commercial_2019_Technical_MW_Before Competition Groups_76 | ECM MOTORS FOR HVAC APPLICATION (FAN-POWERED VAV BOX) | 0.01189% | 0 | 0.2828 | Commercial_2019_Technical_MW_Before Competition Groups_ECM MOTORS FOR HVAC APPLICATION (FAN-POWERED VAV BOX)
Commercial | Com ¦ ENERGY STAR Fryer (84% eff) | 2019 | Technical | MW | Before Competition Groups | 0.20902 | 0 | 0 | 2378.2884 | 8.7889e-05 | 77 | Commercial_2019_Technical_MW_Before Competition Groups_77 | ENERGY STAR Fryer (84% eff) | 0.008789% | 0 | 0.20902 | Commercial_2019_Technical_MW_Before Competition Groups_ENERGY STAR Fryer (84% eff)
Commercial | Com ¦ Notched V belts for HVAC Systems | 2019 | Technical | MW | Before Competition Groups | 0.20514 | 0 | 0 | 2378.2884 | 8.6257e-05 | 78 | Commercial_2019_Technical_MW_Before Competition Groups_78 | Notched V belts for HVAC Systems | 0.008626% | 0 | 0.20514 | Commercial_2019_Technical_MW_Before Competition Groups_Notched V belts for HVAC Systems
Commercial | Com ¦ Room AC (w/ louvered sides) 14 SEER from 12 SEER code | 2019 | Technical | MW | Before Competition Groups | 0.19981 | 0 | 0 | 2378.2884 | 8.4016e-05 | 79 | Commercial_2019_Technical_MW_Before Competition Groups_79 | Room AC (w/ louvered sides) 14 SEER from 12 SEER code | 0.008402% | 0 | 0.19981 | Commercial_2019_Technical_MW_Before Competition Groups_Room AC (w/ louvered sides) 14 SEER from 12 SEER code
Commercial | Com ¦ Auto Off Time Switch or Time Clock control | 2019 | Technical | MW | Before Competition Groups | 0.17169 | 0 | 0 | 2378.2884 | 7.2193e-05 | 80 | Commercial_2019_Technical_MW_Before Competition Groups_80 | Auto Off Time Switch or Time Clock control | 0.007219% | 0 | 0.17169 | Commercial_2019_Technical_MW_Before Competition Groups_Auto Off Time Switch or Time Clock control
Commercial | Com ¦ Demand controlled Circulating Systems | 2019 | Technical | MW | Before Competition Groups | 0.1671 | 0 | 0 | 2378.2884 | 7.0262e-05 | 81 | Commercial_2019_Technical_MW_Before Competition Groups_81 | Demand controlled Circulating Systems | 0.007026% | 0 | 0.1671 | Commercial_2019_Technical_MW_Before Competition Groups_Demand controlled Circulating Systems
Commercial | Com ¦ Thermostat Setback | 2019 | Technical | MW | Before Competition Groups | 0.15549 | 0 | 0 | 2378.2884 | 6.538e-05 | 82 | Commercial_2019_Technical_MW_Before Competition Groups_82 | Thermostat Setback | 0.006538% | 0 | 0.15549 | Commercial_2019_Technical_MW_Before Competition Groups_Thermostat Setback
Commercial | Com ¦ ENERGY STAR Steam Cookers | 2019 | Technical | MW | Before Competition Groups | 0.13606 | 0 | 0 | 2378.2884 | 5.7207e-05 | 83 | Commercial_2019_Technical_MW_Before Competition Groups_83 | ENERGY STAR Steam Cookers | 0.005721% | 0 | 0.13606 | Commercial_2019_Technical_MW_Before Competition Groups_ENERGY STAR Steam Cookers
Commercial | Com ¦ PTAC (12 EER/10,000 BTU) | 2019 | Technical | MW | Before Competition Groups | 0.093409 | 0 | 0 | 2378.2884 | 3.9276e-05 | 84 | Commercial_2019_Technical_MW_Before Competition Groups_84 | PTAC (12 EER/10,000 BTU) | 0.003928% | 0 | 0.093409 | Commercial_2019_Technical_MW_Before Competition Groups_PTAC (12 EER/10,000 BTU)
Commercial | Com ¦ HVAC Optimization | 2019 | Technical | MW | Before Competition Groups | 0.061696 | 0 | 0 | 2378.2884 | 2.5941e-05 | 85 | Commercial_2019_Technical_MW_Before Competition Groups_85 | HVAC Optimization | 0.002594% | 0 | 0.061696 | Commercial_2019_Technical_MW_Before Competition Groups_HVAC Optimization
Commercial | Com ¦ Condensing Unit Heaters or other Efficient Unit Heating System | 2019 | Technical | MW | Before Competition Groups | 0.058224 | 0 | 0 | 2378.2884 | 2.4481e-05 | 86 | Commercial_2019_Technical_MW_Before Competition Groups_86 | Condensing Unit Heaters or other Efficient Unit Heating System | 0.002448% | 0 | 0.058224 | Commercial_2019_Technical_MW_Before Competition Groups_Condensing Unit Heaters or other Efficient Unit Heating System
Commercial | Com ¦ Heat Pump Water Heater (50 Gallons) | 2019 | Technical | MW | Before Competition Groups | 0.039254 | 0 | 0 | 2378.2884 | 1.6505e-05 | 87 | Commercial_2019_Technical_MW_Before Competition Groups_87 | Heat Pump Water Heater (50 Gallons) | 0.001651% | 0 | 0.039254 | Commercial_2019_Technical_MW_Before Competition Groups_Heat Pump Water Heater (50 Gallons)
Commercial | Com ¦ Solar Water Preheat (Pools/DHW) | 2019 | Technical | MW | Before Competition Groups | 0.038994 | 0 | 0 | 2378.2884 | 1.6396e-05 | 88 | Commercial_2019_Technical_MW_Before Competition Groups_88 | Solar Water Preheat (Pools/DHW) | 0.00164% | 0 | 0.038994 | Commercial_2019_Technical_MW_Before Competition Groups_Solar Water Preheat (Pools/DHW)
Commercial | COM ¦ Ductless Mini-Split Heat Pumps | 2019 | Technical | MW | Before Competition Groups | 0.038688 | 0 | 0 | 2378.2884 | 1.6267e-05 | 89 | Commercial_2019_Technical_MW_Before Competition Groups_89 | Ductless Mini-Split Heat Pumps | 0.001627% | 0 | 0.038688 | Commercial_2019_Technical_MW_Before Competition Groups_Ductless Mini-Split Heat Pumps
Commercial | Com ¦ High Efficiency Chiller (avg of water and air cooled) | 2019 | Technical | MW | Before Competition Groups | 0.037029 | 0 | 0 | 2378.2884 | 1.5569e-05 | 90 | Commercial_2019_Technical_MW_Before Competition Groups_90 | High Efficiency Chiller (avg of water and air cooled) | 0.001557% | 0 | 0.037029 | Commercial_2019_Technical_MW_Before Competition Groups_High Efficiency Chiller (avg of water and air cooled)
Commercial | Com ¦ Commercial Hot Food Holding Cabinets | 2019 | Technical | MW | Before Competition Groups | 0.032091 | 0 | 0 | 2378.2884 | 1.3493e-05 | 91 | Commercial_2019_Technical_MW_Before Competition Groups_91 | Commercial Hot Food Holding Cabinets | 0.001349% | 0 | 0.032091 | Commercial_2019_Technical_MW_Before Competition Groups_Commercial Hot Food Holding Cabinets
Commercial | Com ¦ CEE Tier 2/Energy Star Clothes Washers | 2019 | Technical | MW | Before Competition Groups | 0.024932 | 0 | 0 | 2378.2884 | 1.0483e-05 | 92 | Commercial_2019_Technical_MW_Before Competition Groups_92 | CEE Tier 2/Energy Star Clothes Washers | 0.001048% | 0 | 0.024932 | Commercial_2019_Technical_MW_Before Competition Groups_CEE Tier 2/Energy Star Clothes Washers
Commercial | Com ¦ Low Flow Pre-Rinse Spray Nozzle | 2019 | Technical | MW | Before Competition Groups | 0.023038 | 0 | 0 | 2378.2884 | 9.6869e-06 | 93 | Commercial_2019_Technical_MW_Before Competition Groups_93 | Low Flow Pre-Rinse Spray Nozzle | 0.0009687% | 0 | 0.023038 | Commercial_2019_Technical_MW_Before Competition Groups_Low Flow Pre-Rinse Spray Nozzle
Commercial | Com ¦ EC Plug Fan for Data Center (under cabinet) | 2019 | Technical | MW | Before Competition Groups | 0.020385 | 0 | 0 | 2378.2884 | 8.5715e-06 | 94 | Commercial_2019_Technical_MW_Before Competition Groups_94 | EC Plug Fan for Data Center (under cabinet) | 0.0008571% | 0 | 0.020385 | Commercial_2019_Technical_MW_Before Competition Groups_EC Plug Fan for Data Center (under cabinet)
Commercial | Com ¦ Exterior Photocell | 2019 | Technical | MW | Before Competition Groups | 0.018934 | 0 | 0 | 2378.2884 | 7.9613e-06 | 95 | Commercial_2019_Technical_MW_Before Competition Groups_95 | Exterior Photocell | 0.0007961% | 0 | 0.018934 | Commercial_2019_Technical_MW_Before Competition Groups_Exterior Photocell
Commercial | Com ¦ Solar Electric Water Heater (50 Gallon) | 2019 | Technical | MW | Before Competition Groups | 0.01636 | 0 | 0 | 2378.2884 | 6.8788e-06 | 96 | Commercial_2019_Technical_MW_Before Competition Groups_96 | Solar Electric Water Heater (50 Gallon) | 0.0006879% | 0 | 0.01636 | Commercial_2019_Technical_MW_Before Competition Groups_Solar Electric Water Heater (50 Gallon)
Commercial | Com ¦ Air Curtains | 2019 | Technical | MW | Before Competition Groups | 0.0059069 | 0 | 0 | 2378.2884 | 2.4837e-06 | 97 | Commercial_2019_Technical_MW_Before Competition Groups_97 | Air Curtains | 0.0002484% | 0 | 0.0059069 | Commercial_2019_Technical_MW_Before Competition Groups_Air Curtains
Commercial | Com ¦ VSD Air Compressor | 2019 | Technical | MW | Before Competition Groups | 0.0034394 | 0 | 0 | 2378.2884 | 1.4462e-06 | 98 | Commercial_2019_Technical_MW_Before Competition Groups_98 | VSD Air Compressor | 0.0001446% | 0 | 0.0034394 | Commercial_2019_Technical_MW_Before Competition Groups_VSD Air Compressor
Commercial | Com ¦ eCube | 2019 | Technical | MW | Before Competition Groups | 0.0024422 | 0 | 0 | 2378.2884 | 1.0269e-06 | 99 | Commercial_2019_Technical_MW_Before Competition Groups_99 | eCube | 0.0001027% | 0 | 0.0024422 | Commercial_2019_Technical_MW_Before Competition Groups_eCube
Commercial | Com ¦ High Efficiency Induction Cooking | 2019 | Technical | MW | Before Competition Groups | 0.00082923 | 0 | 0 | 2378.2884 | 3.4867e-07 | 100 | Commercial_2019_Technical_MW_Before Competition Groups_100 | High Efficiency Induction Cooking | 3.487e-05% | 0 | 0.00082923 | Commercial_2019_Technical_MW_Before Competition Groups_High Efficiency Induction Cooking
Commercial | Com ¦ Electric Convection Combination Ovens | 2019 | Technical | MW | Before Competition Groups | 4.2808e-05 | 0 | 0 | 2378.2884 | 1.8e-08 | 101 | Commercial_2019_Technical_MW_Before Competition Groups_101 | Electric Convection Combination Ovens | 1.8e-06% | 0 | 4.2808e-05 | Commercial_2019_Technical_MW_Before Competition Groups_Electric Convection Combination Ovens
Commercial | Com ¦ Building Recommissioning, Operations and Maintenance (O&M) Improvements | 2020 | Economic | MW | Before Competition Groups | 297.9868 | 0 | 0 | 1479.123 | 0.20146 | 1 | Commercial_2020_Economic_MW_Before Competition Groups_1 | Building Recommissioning, Operations and Maintenance (O&M) Improvements | 20.15% | 0 | 297.9868 | Commercial_2020_Economic_MW_Before Competition Groups_Building Recommissioning, Operations and Maintenance (O&M) Improvements
Commercial | Com ¦ Education and Capacity Building/Energy Behavior | 2020 | Economic | MW | Before Competition Groups | 234.7065 | 0 | 0 | 1479.123 | 0.15868 | 2 | Commercial_2020_Economic_MW_Before Competition Groups_2 | Education and Capacity Building/Energy Behavior | 15.87% | 0 | 234.7065 | Commercial_2020_Economic_MW_Before Competition Groups_Education and Capacity Building/Energy Behavior
Commercial | Com ¦ LED Troffer/Surface/Suspended | 2020 | Economic | MW | Before Competition Groups | 141.5112 | 0 | 0 | 1479.123 | 0.095672 | 3 | Commercial_2020_Economic_MW_Before Competition Groups_3 | LED Troffer/Surface/Suspended | 9.567% | 0 | 141.5112 | Commercial_2020_Economic_MW_Before Competition Groups_LED Troffer/Surface/Suspended
Commercial | Com ¦ ENERGY STAR LED LAMPS (REFLECTOR LAMPs/MR16/PAR 16) | 2020 | Economic | MW | Before Competition Groups | 100.5693 | 0 | 0 | 1479.123 | 0.067993 | 4 | Commercial_2020_Economic_MW_Before Competition Groups_4 | ENERGY STAR LED LAMPS (REFLECTOR LAMPs/MR16/PAR 16) | 6.799% | 0 | 100.5693 | Commercial_2020_Economic_MW_Before Competition Groups_ENERGY STAR LED LAMPS (REFLECTOR LAMPs/MR16/PAR 16)
Commercial | Com ¦ Advanced BAS/Controllers | 2020 | Economic | MW | Before Competition Groups | 90.6665 | 0 | 0 | 1479.123 | 0.061297 | 5 | Commercial_2020_Economic_MW_Before Competition Groups_5 | Advanced BAS/Controllers | 6.13% | 0 | 90.6665 | Commercial_2020_Economic_MW_Before Competition Groups_Advanced BAS/Controllers
Commercial | Com ¦ LED Low/High Bay | 2020 | Economic | MW | Before Competition Groups | 79.6112 | 0 | 0 | 1479.123 | 0.053823 | 6 | Commercial_2020_Economic_MW_Before Competition Groups_6 | LED Low/High Bay | 5.382% | 0 | 79.6112 | Commercial_2020_Economic_MW_Before Competition Groups_LED Low/High Bay
Commercial | Com ¦ LLLC - Low Impact Application | 2020 | Economic | MW | Before Competition Groups | 47.6556 | 0 | 0 | 1479.123 | 0.032219 | 7 | Commercial_2020_Economic_MW_Before Competition Groups_7 | LLLC - Low Impact Application | 3.222% | 0 | 47.6556 | Commercial_2020_Economic_MW_Before Competition Groups_LLLC - Low Impact Application
Commercial | Com ¦ Adaptive Thermostats | 2020 | Economic | MW | Before Competition Groups | 38.2768 | 0 | 0 | 1479.123 | 0.025878 | 8 | Commercial_2020_Economic_MW_Before Competition Groups_8 | Adaptive Thermostats | 2.588% | 0 | 38.2768 | Commercial_2020_Economic_MW_Before Competition Groups_Adaptive Thermostats
Commercial | Com ¦ Furnace Tune-Up | 2020 | Economic | MW | Before Competition Groups | 36.2449 | 0 | 0 | 1479.123 | 0.024504 | 9 | Commercial_2020_Economic_MW_Before Competition Groups_9 | Furnace Tune-Up | 2.45% | 0 | 36.2449 | Commercial_2020_Economic_MW_Before Competition Groups_Furnace Tune-Up
Commercial | Com ¦ High Efficiency Air Source Heat Pump | 2020 | Economic | MW | Before Competition Groups | 34.1127 | 0 | 0 | 1479.123 | 0.023063 | 10 | Commercial_2020_Economic_MW_Before Competition Groups_10 | High Efficiency Air Source Heat Pump | 2.306% | 0 | 34.1127 | Commercial_2020_Economic_MW_Before Competition Groups_High Efficiency Air Source Heat Pump
Commercial | Com ¦ Strip Curtains | 2020 | Economic | MW | Before Competition Groups | 28.8732 | 0 | 0 | 1479.123 | 0.01952 | 11 | Commercial_2020_Economic_MW_Before Competition Groups_11 | Strip Curtains | 1.952% | 0 | 28.8732 | Commercial_2020_Economic_MW_Before Competition Groups_Strip Curtains
Commercial | Com ¦ LLLC - High Impact Application | 2020 | Economic | MW | Before Competition Groups | 28.8201 | 0 | 0 | 1479.123 | 0.019485 | 12 | Commercial_2020_Economic_MW_Before Competition Groups_12 | LLLC - High Impact Application | 1.948% | 0 | 28.8201 | Commercial_2020_Economic_MW_Before Competition Groups_LLLC - High Impact Application
Commercial | Com ¦ Variable Frequency Drive (VFD) | 2020 | Economic | MW | Before Competition Groups | 25.2312 | 0 | 0 | 1479.123 | 0.017058 | 13 | Commercial_2020_Economic_MW_Before Competition Groups_13 | Variable Frequency Drive (VFD) | 1.706% | 0 | 25.2312 | Commercial_2020_Economic_MW_Before Competition Groups_Variable Frequency Drive (VFD)
Commercial | Com ¦ VFD on Pumps | 2020 | Economic | MW | Before Competition Groups | 23.6108 | 0 | 0 | 1479.123 | 0.015963 | 14 | Commercial_2020_Economic_MW_Before Competition Groups_14 | VFD on Pumps | 1.596% | 0 | 23.6108 | Commercial_2020_Economic_MW_Before Competition Groups_VFD on Pumps
Commercial | Com ¦ Unitary Air-Conditioning Unit | 2020 | Economic | MW | Before Competition Groups | 22.8696 | 0 | 0 | 1479.123 | 0.015462 | 15 | Commercial_2020_Economic_MW_Before Competition Groups_15 | Unitary Air-Conditioning Unit | 1.546% | 0 | 22.8696 | Commercial_2020_Economic_MW_Before Competition Groups_Unitary Air-Conditioning Unit
Commercial | Com ¦ Demand Control Ventilation | 2020 | Economic | MW | Before Competition Groups | 22.3105 | 0 | 0 | 1479.123 | 0.015084 | 16 | Commercial_2020_Economic_MW_Before Competition Groups_16 | Demand Control Ventilation | 1.508% | 0 | 22.3105 | Commercial_2020_Economic_MW_Before Competition Groups_Demand Control Ventilation
Commercial | Com ¦ Air Handler with Dedicated Outdoor Air Systems | 2020 | Economic | MW | Before Competition Groups | 19.2574 | 0 | 0 | 1479.123 | 0.013019 | 17 | Commercial_2020_Economic_MW_Before Competition Groups_17 | Air Handler with Dedicated Outdoor Air Systems | 1.302% | 0 | 19.2574 | Commercial_2020_Economic_MW_Before Competition Groups_Air Handler with Dedicated Outdoor Air Systems
Commercial | Com ¦ ENERGY STAR LED LAMPS (General Service Lamps) | 2020 | Economic | MW | Before Competition Groups | 18.5368 | 0 | 0 | 1479.123 | 0.012532 | 18 | Commercial_2020_Economic_MW_Before Competition Groups_18 | ENERGY STAR LED LAMPS (General Service Lamps) | 1.253% | 0 | 18.5368 | Commercial_2020_Economic_MW_Before Competition Groups_ENERGY STAR LED LAMPS (General Service Lamps)
Commercial | Com ¦ LED or Equivalent Sign Lighting | 2020 | Economic | MW | Before Competition Groups | 17.78 | 0 | 0 | 1479.123 | 0.012021 | 19 | Commercial_2020_Economic_MW_Before Competition Groups_19 | LED or Equivalent Sign Lighting | 1.202% | 0 | 17.78 | Commercial_2020_Economic_MW_Before Competition Groups_LED or Equivalent Sign Lighting
Commercial | Com ¦ LED Replacement Lamp (Tube) | 2020 | Economic | MW | Before Competition Groups | 16.8608 | 0 | 0 | 1479.123 | 0.011399 | 20 | Commercial_2020_Economic_MW_Before Competition Groups_20 | LED Replacement Lamp (Tube) | 1.14% | 0 | 16.8608 | Commercial_2020_Economic_MW_Before Competition Groups_LED Replacement Lamp (Tube)
Commercial | Com ¦ Data Center Storage/Server Virtualization | 2020 | Economic | MW | Before Competition Groups | 16.5429 | 0 | 0 | 1479.123 | 0.011184 | 21 | Commercial_2020_Economic_MW_Before Competition Groups_21 | Data Center Storage/Server Virtualization | 1.118% | 0 | 16.5429 | Commercial_2020_Economic_MW_Before Competition Groups_Data Center Storage/Server Virtualization
Commercial | Com ¦ Centrally controlled desktop PC/NETWORK PC POWER MANAGEMENT SOFTWARE | 2020 | Economic | MW | Before Competition Groups | 16.3337 | 0 | 0 | 1479.123 | 0.011043 | 22 | Commercial_2020_Economic_MW_Before Competition Groups_22 | Centrally controlled desktop PC/NETWORK PC POWER MANAGEMENT SOFTWARE | 1.104% | 0 | 16.3337 | Commercial_2020_Economic_MW_Before Competition Groups_Centrally controlled desktop PC/NETWORK PC POWER MANAGEMENT SOFTWARE
Commercial | Com ¦ ECM MOTORS FOR EVAPORATOR FANS for refrigeration (WALK-IN) | 2020 | Economic | MW | Before Competition Groups | 13.1235 | 0 | 0 | 1479.123 | 0.0088725 | 23 | Commercial_2020_Economic_MW_Before Competition Groups_23 | ECM MOTORS FOR EVAPORATOR FANS for refrigeration (WALK-IN) | 0.8872% | 0 | 13.1235 | Commercial_2020_Economic_MW_Before Competition Groups_ECM MOTORS FOR EVAPORATOR FANS for refrigeration (WALK-IN)
Commercial | Com ¦ Freezer Case Light Sensor | 2020 | Economic | MW | Before Competition Groups | 11.3546 | 0 | 0 | 1479.123 | 0.0076766 | 24 | Commercial_2020_Economic_MW_Before Competition Groups_24 | Freezer Case Light Sensor | 0.7677% | 0 | 11.3546 | Commercial_2020_Economic_MW_Before Competition Groups_Freezer Case Light Sensor
Commercial | Com ¦ Evaporator Fan Controls | 2020 | Economic | MW | Before Competition Groups | 11.0622 | 0 | 0 | 1479.123 | 0.0074789 | 25 | Commercial_2020_Economic_MW_Before Competition Groups_25 | Evaporator Fan Controls | 0.7479% | 0 | 11.0622 | Commercial_2020_Economic_MW_Before Competition Groups_Evaporator Fan Controls
Commercial | Com ¦ Occupancy Sensors | 2020 | Economic | MW | Before Competition Groups | 9.2411 | 0 | 0 | 1479.123 | 0.0062477 | 26 | Commercial_2020_Economic_MW_Before Competition Groups_26 | Occupancy Sensors | 0.6248% | 0 | 9.2411 | Commercial_2020_Economic_MW_Before Competition Groups_Occupancy Sensors
Commercial | Com ¦ Demand Control Kitchen Ventilation | 2020 | Economic | MW | Before Competition Groups | 6.7647 | 0 | 0 | 1479.123 | 0.0045735 | 27 | Commercial_2020_Economic_MW_Before Competition Groups_27 | Demand Control Kitchen Ventilation | 0.4573% | 0 | 6.7647 | Commercial_2020_Economic_MW_Before Competition Groups_Demand Control Kitchen Ventilation
Commercial | Com ¦ Duct Insulation, R8 | 2020 | Economic | MW | Before Competition Groups | 6.6562 | 0 | 0 | 1479.123 | 0.0045001 | 28 | Commercial_2020_Economic_MW_Before Competition Groups_28 | Duct Insulation, R8 | 0.45% | 0 | 6.6562 | Commercial_2020_Economic_MW_Before Competition Groups_Duct Insulation, R8
Commercial | Com ¦ Reach-in Shaded Pole to ECM/PSC Evaporator Fan Motor | 2020 | Economic | MW | Before Competition Groups | 6.5529 | 0 | 0 | 1479.123 | 0.0044303 | 29 | Commercial_2020_Economic_MW_Before Competition Groups_29 | Reach-in Shaded Pole to ECM/PSC Evaporator Fan Motor | 0.443% | 0 | 6.5529 | Commercial_2020_Economic_MW_Before Competition Groups_Reach-in Shaded Pole to ECM/PSC Evaporator Fan Motor
Commercial | Com ¦ Chilled Water Optimization | 2020 | Economic | MW | Before Competition Groups | 5.4204 | 0 | 0 | 1479.123 | 0.0036646 | 30 | Commercial_2020_Economic_MW_Before Competition Groups_30 | Chilled Water Optimization | 0.3665% | 0 | 5.4204 | Commercial_2020_Economic_MW_Before Competition Groups_Chilled Water Optimization
Commercial | Com ¦ LED EXTERIOR AREA LIGHTS - LED fixture (200W) | 2020 | Economic | MW | Before Competition Groups | 4.6341 | 0 | 0 | 1479.123 | 0.003133 | 31 | Commercial_2020_Economic_MW_Before Competition Groups_31 | LED EXTERIOR AREA LIGHTS - LED fixture (200W) | 0.3133% | 0 | 4.6341 | Commercial_2020_Economic_MW_Before Competition Groups_LED EXTERIOR AREA LIGHTS - LED fixture (200W)
Commercial | Com ¦ LED parking lot fixture | 2020 | Economic | MW | Before Competition Groups | 4.5419 | 0 | 0 | 1479.123 | 0.0030707 | 32 | Commercial_2020_Economic_MW_Before Competition Groups_32 | LED parking lot fixture | 0.3071% | 0 | 4.5419 | Commercial_2020_Economic_MW_Before Competition Groups_LED parking lot fixture
Commercial | Com ¦ Temperature Adjustment in Commercial Freezers | 2020 | Economic | MW | Before Competition Groups | 4.0443 | 0 | 0 | 1479.123 | 0.0027343 | 33 | Commercial_2020_Economic_MW_Before Competition Groups_33 | Temperature Adjustment in Commercial Freezers | 0.2734% | 0 | 4.0443 | Commercial_2020_Economic_MW_Before Competition Groups_Temperature Adjustment in Commercial Freezers
Commercial | Com ¦ Networked/Connected - High Impact Application | 2020 | Economic | MW | Before Competition Groups | 3.6804 | 0 | 0 | 1479.123 | 0.0024883 | 34 | Commercial_2020_Economic_MW_Before Competition Groups_34 | Networked/Connected - High Impact Application | 0.2488% | 0 | 3.6804 | Commercial_2020_Economic_MW_Before Competition Groups_Networked/Connected - High Impact Application
Commercial | Com ¦ Elec Storage WH 2.30 Et | 2020 | Economic | MW | Before Competition Groups | 3.4345 | 0 | 0 | 1479.123 | 0.002322 | 35 | Commercial_2020_Economic_MW_Before Competition Groups_35 | Elec Storage WH 2.30 Et | 0.2322% | 0 | 3.4345 | Commercial_2020_Economic_MW_Before Competition Groups_Elec Storage WH 2.30 Et
Commercial | Com ¦ Vertical Night Covers | 2020 | Economic | MW | Before Competition Groups | 3.3445 | 0 | 0 | 1479.123 | 0.0022611 | 36 | Commercial_2020_Economic_MW_Before Competition Groups_36 | Vertical Night Covers | 0.2261% | 0 | 3.3445 | Commercial_2020_Economic_MW_Before Competition Groups_Vertical Night Covers
Commercial | Com ¦ BEVERAGE VENDING MACHINE CONTROLS | 2020 | Economic | MW | Before Competition Groups | 3.2696 | 0 | 0 | 1479.123 | 0.0022105 | 37 | Commercial_2020_Economic_MW_Before Competition Groups_37 | BEVERAGE VENDING MACHINE CONTROLS | 0.2211% | 0 | 3.2696 | Commercial_2020_Economic_MW_Before Competition Groups_BEVERAGE VENDING MACHINE CONTROLS
Commercial | Com ¦ CO Sensors for parking garage exhaust fans | 2020 | Economic | MW | Before Competition Groups | 2.9292 | 0 | 0 | 1479.123 | 0.0019804 | 38 | Commercial_2020_Economic_MW_Before Competition Groups_38 | CO Sensors for parking garage exhaust fans | 0.198% | 0 | 2.9292 | Commercial_2020_Economic_MW_Before Competition Groups_CO Sensors for parking garage exhaust fans
Commercial | Com ¦ LED street light fixture | 2020 | Economic | MW | Before Competition Groups | 2.665 | 0 | 0 | 1479.123 | 0.0018018 | 39 | Commercial_2020_Economic_MW_Before Competition Groups_39 | LED street light fixture | 0.1802% | 0 | 2.665 | Commercial_2020_Economic_MW_Before Competition Groups_LED street light fixture
Commercial | Com ¦ Energy Efficient Laboratory Fume Hood | 2020 | Economic | MW | Before Competition Groups | 2.5852 | 0 | 0 | 1479.123 | 0.0017478 | 40 | Commercial_2020_Economic_MW_Before Competition Groups_40 | Energy Efficient Laboratory Fume Hood | 0.1748% | 0 | 2.5852 | Commercial_2020_Economic_MW_Before Competition Groups_Energy Efficient Laboratory Fume Hood
Commercial | Com ¦ Water Heating (DHW) Pipe Insulation (Add 3/4\ Foam)" | 2020 | Economic | MW | Before Competition Groups | 2.5524 | 0 | 0 | 1479.123 | 0.0017256 | 41 | Commercial_2020_Economic_MW_Before Competition Groups_41 | Water Heating (DHW) Pipe Insulation (Add 3/4\ Foam)" | 0.1726% | 0 | 2.5524 | Commercial_2020_Economic_MW_Before Competition Groups_Water Heating (DHW) Pipe Insulation (Add 3/4\ Foam)"
Commercial | Com ¦ Refrigerated Display Case LED | 2020 | Economic | MW | Before Competition Groups | 2.0021 | 0 | 0 | 1479.123 | 0.0013536 | 42 | Commercial_2020_Economic_MW_Before Competition Groups_42 | Refrigerated Display Case LED | 0.1354% | 0 | 2.0021 | Commercial_2020_Economic_MW_Before Competition Groups_Refrigerated Display Case LED
Commercial | Com ¦ Water Source Heat Pump (4 ton) | 2020 | Economic | MW | Before Competition Groups | 1.8887 | 0 | 0 | 1479.123 | 0.0012769 | 43 | Commercial_2020_Economic_MW_Before Competition Groups_43 | Water Source Heat Pump (4 ton) | 0.1277% | 0 | 1.8887 | Commercial_2020_Economic_MW_Before Competition Groups_Water Source Heat Pump (4 ton)
Commercial | Com ¦ Suction Pipe Insulation Freezer/Refrigerator | 2020 | Economic | MW | Before Competition Groups | 1.7382 | 0 | 0 | 1479.123 | 0.0011752 | 44 | Commercial_2020_Economic_MW_Before Competition Groups_44 | Suction Pipe Insulation Freezer/Refrigerator | 0.1175% | 0 | 1.7382 | Commercial_2020_Economic_MW_Before Competition Groups_Suction Pipe Insulation Freezer/Refrigerator
Commercial | Com ¦ Outside Air Economizer | 2020 | Economic | MW | Before Competition Groups | 1.7281 | 0 | 0 | 1479.123 | 0.0011683 | 45 | Commercial_2020_Economic_MW_Before Competition Groups_45 | Outside Air Economizer | 0.1168% | 0 | 1.7281 | Commercial_2020_Economic_MW_Before Competition Groups_Outside Air Economizer
Commercial | Com ¦ ENERGY STAR Griddle (74% eff) | 2020 | Economic | MW | Before Competition Groups | 1.4389 | 0 | 0 | 1479.123 | 0.00097281 | 46 | Commercial_2020_Economic_MW_Before Competition Groups_46 | ENERGY STAR Griddle (74% eff) | 0.09728% | 0 | 1.4389 | Commercial_2020_Economic_MW_Before Competition Groups_ENERGY STAR Griddle (74% eff)
Commercial | Com ¦ ENERGY STAR Dishwasher | 2020 | Economic | MW | Before Competition Groups | 0.96989 | 0 | 0 | 1479.123 | 0.00065572 | 47 | Commercial_2020_Economic_MW_Before Competition Groups_47 | ENERGY STAR Dishwasher | 0.06557% | 0 | 0.96989 | Commercial_2020_Economic_MW_Before Competition Groups_ENERGY STAR Dishwasher
Commercial | Com ¦ Ozone Laundry Treatment | 2020 | Economic | MW | Before Competition Groups | 0.72861 | 0 | 0 | 1479.123 | 0.0004926 | 48 | Commercial_2020_Economic_MW_Before Competition Groups_48 | Ozone Laundry Treatment | 0.04926% | 0 | 0.72861 | Commercial_2020_Economic_MW_Before Competition Groups_Ozone Laundry Treatment
Commercial | Com ¦ ENERGY STAR Fryer (84% eff) | 2020 | Economic | MW | Before Competition Groups | 0.40542 | 0 | 0 | 1479.123 | 0.0002741 | 49 | Commercial_2020_Economic_MW_Before Competition Groups_49 | ENERGY STAR Fryer (84% eff) | 0.02741% | 0 | 0.40542 | Commercial_2020_Economic_MW_Before Competition Groups_ENERGY STAR Fryer (84% eff)
Commercial | Com ¦ ECM MOTORS FOR HVAC APPLICATION (FAN-POWERED VAV BOX) | 2020 | Economic | MW | Before Competition Groups | 0.27716 | 0 | 0 | 1479.123 | 0.00018738 | 50 | Commercial_2020_Economic_MW_Before Competition Groups_50 | ECM MOTORS FOR HVAC APPLICATION (FAN-POWERED VAV BOX) | 0.01874% | 0 | 0.27716 | Commercial_2020_Economic_MW_Before Competition Groups_ECM MOTORS FOR HVAC APPLICATION (FAN-POWERED VAV BOX)
Commercial | Com ¦ Thermostat Setback | 2020 | Economic | MW | Before Competition Groups | 0.27676 | 0 | 0 | 1479.123 | 0.00018711 | 51 | Commercial_2020_Economic_MW_Before Competition Groups_51 | Thermostat Setback | 0.01871% | 0 | 0.27676 | Commercial_2020_Economic_MW_Before Competition Groups_Thermostat Setback
Commercial | Com ¦ ENERGY STAR Steam Cookers | 2020 | Economic | MW | Before Competition Groups | 0.26396 | 0 | 0 | 1479.123 | 0.00017846 | 52 | Commercial_2020_Economic_MW_Before Competition Groups_52 | ENERGY STAR Steam Cookers | 0.01785% | 0 | 0.26396 | Commercial_2020_Economic_MW_Before Competition Groups_ENERGY STAR Steam Cookers
Commercial | Com ¦ High Efficiency Small Instantaneous Water Heater | 2020 | Economic | MW | Before Competition Groups | 0.18718 | 0 | 0 | 1479.123 | 0.00012655 | 53 | Commercial_2020_Economic_MW_Before Competition Groups_53 | High Efficiency Small Instantaneous Water Heater | 0.01265% | 0 | 0.18718 | Commercial_2020_Economic_MW_Before Competition Groups_High Efficiency Small Instantaneous Water Heater
Commercial | Com ¦ Auto Off Time Switch or Time Clock control | 2020 | Economic | MW | Before Competition Groups | 0.17389 | 0 | 0 | 1479.123 | 0.00011756 | 54 | Commercial_2020_Economic_MW_Before Competition Groups_54 | Auto Off Time Switch or Time Clock control | 0.01176% | 0 | 0.17389 | Commercial_2020_Economic_MW_Before Competition Groups_Auto Off Time Switch or Time Clock control
Commercial | Com ¦ Demand controlled Circulating Systems | 2020 | Economic | MW | Before Competition Groups | 0.16374 | 0 | 0 | 1479.123 | 0.0001107 | 55 | Commercial_2020_Economic_MW_Before Competition Groups_55 | Demand controlled Circulating Systems | 0.01107% | 0 | 0.16374 | Commercial_2020_Economic_MW_Before Competition Groups_Demand controlled Circulating Systems
Commercial | Com ¦ PTAC (12 EER/10,000 BTU) | 2020 | Economic | MW | Before Competition Groups | 0.16243 | 0 | 0 | 1479.123 | 0.00010981 | 56 | Commercial_2020_Economic_MW_Before Competition Groups_56 | PTAC (12 EER/10,000 BTU) | 0.01098% | 0 | 0.16243 | Commercial_2020_Economic_MW_Before Competition Groups_PTAC (12 EER/10,000 BTU)
Commercial | Com ¦ Solar Water Preheat (Pools/DHW) | 2020 | Economic | MW | Before Competition Groups | 0.076111 | 0 | 0 | 1479.123 | 5.1457e-05 | 57 | Commercial_2020_Economic_MW_Before Competition Groups_57 | Solar Water Preheat (Pools/DHW) | 0.005146% | 0 | 0.076111 | Commercial_2020_Economic_MW_Before Competition Groups_Solar Water Preheat (Pools/DHW)
Commercial | COM ¦ Ductless Mini-Split Heat Pumps | 2020 | Economic | MW | Before Competition Groups | 0.075634 | 0 | 0 | 1479.123 | 5.1134e-05 | 58 | Commercial_2020_Economic_MW_Before Competition Groups_58 | Ductless Mini-Split Heat Pumps | 0.005113% | 0 | 0.075634 | Commercial_2020_Economic_MW_Before Competition Groups_Ductless Mini-Split Heat Pumps
Commercial | Com ¦ Wall Insulation | 2020 | Economic | MW | Before Competition Groups | 0.058456 | 0 | 0 | 1479.123 | 3.952e-05 | 59 | Commercial_2020_Economic_MW_Before Competition Groups_59 | Wall Insulation | 0.003952% | 0 | 0.058456 | Commercial_2020_Economic_MW_Before Competition Groups_Wall Insulation
Commercial | Com ¦ HVAC Optimization | 2020 | Economic | MW | Before Competition Groups | 0.057642 | 0 | 0 | 1479.123 | 3.8971e-05 | 60 | Commercial_2020_Economic_MW_Before Competition Groups_60 | HVAC Optimization | 0.003897% | 0 | 0.057642 | Commercial_2020_Economic_MW_Before Competition Groups_HVAC Optimization
Commercial | Com ¦ Condensing Unit Heaters or other Efficient Unit Heating System | 2020 | Economic | MW | Before Competition Groups | 0.05704 | 0 | 0 | 1479.123 | 3.8564e-05 | 61 | Commercial_2020_Economic_MW_Before Competition Groups_61 | Condensing Unit Heaters or other Efficient Unit Heating System | 0.003856% | 0 | 0.05704 | Commercial_2020_Economic_MW_Before Competition Groups_Condensing Unit Heaters or other Efficient Unit Heating System
Commercial | Com ¦ CEE Tier 2/Energy Star Clothes Washers | 2020 | Economic | MW | Before Competition Groups | 0.04701 | 0 | 0 | 1479.123 | 3.1783e-05 | 62 | Commercial_2020_Economic_MW_Before Competition Groups_62 | CEE Tier 2/Energy Star Clothes Washers | 0.003178% | 0 | 0.04701 | Commercial_2020_Economic_MW_Before Competition Groups_CEE Tier 2/Energy Star Clothes Washers
Commercial | Com ¦ Low Flow Pre-Rinse Spray Nozzle | 2020 | Economic | MW | Before Competition Groups | 0.041469 | 0 | 0 | 1479.123 | 2.8036e-05 | 63 | Commercial_2020_Economic_MW_Before Competition Groups_63 | Low Flow Pre-Rinse Spray Nozzle | 0.002804% | 0 | 0.041469 | Commercial_2020_Economic_MW_Before Competition Groups_Low Flow Pre-Rinse Spray Nozzle
Commercial | Com ¦ Commercial Hot Food Holding Cabinets | 2020 | Economic | MW | Before Competition Groups | 0.024037 | 0 | 0 | 1479.123 | 1.6251e-05 | 64 | Commercial_2020_Economic_MW_Before Competition Groups_64 | Commercial Hot Food Holding Cabinets | 0.001625% | 0 | 0.024037 | Commercial_2020_Economic_MW_Before Competition Groups_Commercial Hot Food Holding Cabinets
Commercial | Com ¦ Room AC (w/ louvered sides) 14 SEER from 12 SEER code | 2020 | Economic | MW | Before Competition Groups | 0.020165 | 0 | 0 | 1479.123 | 1.3633e-05 | 65 | Commercial_2020_Economic_MW_Before Competition Groups_65 | Room AC (w/ louvered sides) 14 SEER from 12 SEER code | 0.001363% | 0 | 0.020165 | Commercial_2020_Economic_MW_Before Competition Groups_Room AC (w/ louvered sides) 14 SEER from 12 SEER code
Commercial | Com ¦ Energy Recovery Ventilation and Ventilation (Enhanced) | 2020 | Economic | MW | Before Competition Groups | 0.015827 | 0 | 0 | 1479.123 | 1.07e-05 | 66 | Commercial_2020_Economic_MW_Before Competition Groups_66 | Energy Recovery Ventilation and Ventilation (Enhanced) | 0.00107% | 0 | 0.015827 | Commercial_2020_Economic_MW_Before Competition Groups_Energy Recovery Ventilation and Ventilation (Enhanced)
Commercial | Com ¦ VSD Air Compressor | 2020 | Economic | MW | Before Competition Groups | 0.0067007 | 0 | 0 | 1479.123 | 4.5302e-06 | 67 | Commercial_2020_Economic_MW_Before Competition Groups_67 | VSD Air Compressor | 0.000453% | 0 | 0.0067007 | Commercial_2020_Economic_MW_Before Competition Groups_VSD Air Compressor
Commercial | Com ¦ Air Curtains | 2020 | Economic | MW | Before Competition Groups | 0.0060588 | 0 | 0 | 1479.123 | 4.0962e-06 | 68 | Commercial_2020_Economic_MW_Before Competition Groups_68 | Air Curtains | 0.0004096% | 0 | 0.0060588 | Commercial_2020_Economic_MW_Before Competition Groups_Air Curtains
Commercial | Com ¦ High Efficiency Chiller (avg of water and air cooled) | 2020 | Economic | MW | Before Competition Groups | 0.0050579 | 0 | 0 | 1479.123 | 3.4195e-06 | 69 | Commercial_2020_Economic_MW_Before Competition Groups_69 | High Efficiency Chiller (avg of water and air cooled) | 0.000342% | 0 | 0.0050579 | Commercial_2020_Economic_MW_Before Competition Groups_High Efficiency Chiller (avg of water and air cooled)
Commercial | Com ¦ EC Plug Fan for Data Center (under cabinet) | 2020 | Economic | MW | Before Competition Groups | 0.0013639 | 0 | 0 | 1479.123 | 9.2209e-07 | 70 | Commercial_2020_Economic_MW_Before Competition Groups_70 | EC Plug Fan for Data Center (under cabinet) | 9.221e-05% | 0 | 0.0013639 | Commercial_2020_Economic_MW_Before Competition Groups_EC Plug Fan for Data Center (under cabinet)
Commercial | Com ¦ Electric Convection Combination Ovens | 2020 | Economic | MW | Before Competition Groups | 8.3016e-05 | 0 | 0 | 1479.123 | 5.6125e-08 | 71 | Commercial_2020_Economic_MW_Before Competition Groups_71 | Electric Convection Combination Ovens | 5.612e-06% | 0 | 8.3016e-05 | Commercial_2020_Economic_MW_Before Competition Groups_Electric Convection Combination Ovens
Commercial | Com ¦ Condensing Make Up Air Unit | 2020 | Economic | MW | Before Competition Groups | 0 | 0 | 0 | 1479.123 | 0 | 72 | Commercial_2020_Economic_MW_Before Competition Groups_72 | Condensing Make Up Air Unit | 0% | 0 | 0 | Commercial_2020_Economic_MW_Before Competition Groups_Condensing Make Up Air Unit
Commercial | Com ¦ Door Gasket Freezer/Refrigerator | 2020 | Economic | MW | Before Competition Groups | 0 | 0 | 0 | 1479.123 | 0 | 73 | Commercial_2020_Economic_MW_Before Competition Groups_73 | Door Gasket Freezer/Refrigerator | 0% | 0 | 0 | Commercial_2020_Economic_MW_Before Competition Groups_Door Gasket Freezer/Refrigerator
Commercial | Com ¦ Efficient compressor motor | 2020 | Economic | MW | Before Competition Groups | 0 | 0 | 0 | 1479.123 | 0 | 74 | Commercial_2020_Economic_MW_Before Competition Groups_74 | Efficient compressor motor | 0% | 0 | 0 | Commercial_2020_Economic_MW_Before Competition Groups_Efficient compressor motor
Commercial | Com ¦ Indoor Daylight Sensors/Photocell Dimming Control | 2020 | Economic | MW | Before Competition Groups | 0 | 0 | 0 | 1479.123 | 0 | 75 | Commercial_2020_Economic_MW_Before Competition Groups_75 | Indoor Daylight Sensors/Photocell Dimming Control | 0% | 0 | 0 | Commercial_2020_Economic_MW_Before Competition Groups_Indoor Daylight Sensors/Photocell Dimming Control
Commercial | Com ¦ LED RECESSED DOWNLIGHTS | 2020 | Economic | MW | Before Competition Groups | 0 | 0 | 0 | 1479.123 | 0 | 76 | Commercial_2020_Economic_MW_Before Competition Groups_76 | LED RECESSED DOWNLIGHTS | 0% | 0 | 0 | Commercial_2020_Economic_MW_Before Competition Groups_LED RECESSED DOWNLIGHTS
Commercial | Com ¦ Networked/Connected - Low Impact Application | 2020 | Economic | MW | Before Competition Groups | 0 | 0 | 0 | 1479.123 | 0 | 77 | Commercial_2020_Economic_MW_Before Competition Groups_77 | Networked/Connected - Low Impact Application | 0% | 0 | 0 | Commercial_2020_Economic_MW_Before Competition Groups_Networked/Connected - Low Impact Application
Commercial | Com ¦ Notched V belts for HVAC Systems | 2020 | Economic | MW | Before Competition Groups | 0 | 0 | 0 | 1479.123 | 0 | 78 | Commercial_2020_Economic_MW_Before Competition Groups_78 | Notched V belts for HVAC Systems | 0% | 0 | 0 | Commercial_2020_Economic_MW_Before Competition Groups_Notched V belts for HVAC Systems
Commercial | Com ¦ Refrigerated Display Case Doors | 2020 | Economic | MW | Before Competition Groups | 0 | 0 | 0 | 1479.123 | 0 | 79 | Commercial_2020_Economic_MW_Before Competition Groups_79 | Refrigerated Display Case Doors | 0% | 0 | 0 | Commercial_2020_Economic_MW_Before Competition Groups_Refrigerated Display Case Doors
Commercial | Com ¦ Variable Refrigerant Flow Heat Pump | 2020 | Economic | MW | Before Competition Groups | 0 | 0 | 0 | 1479.123 | 0 | 80 | Commercial_2020_Economic_MW_Before Competition Groups_80 | Variable Refrigerant Flow Heat Pump | 0% | 0 | 0 | Commercial_2020_Economic_MW_Before Competition Groups_Variable Refrigerant Flow Heat Pump
Commercial | Com ¦ ENERGY STAR LED LAMPS (REFLECTOR LAMPs/MR16/PAR 16) | 2020 | SC A | MW | Before Competition Groups | 33.7118 | 0 | 0 | 129.5687 | 0.26019 | 1 | Commercial_2020_SC A_MW_Before Competition Groups_1 | ENERGY STAR LED LAMPS (REFLECTOR LAMPs/MR16/PAR 16) | 26.02% | 0 | 33.7118 | Commercial_2020_SC A_MW_Before Competition Groups_ENERGY STAR LED LAMPS (REFLECTOR LAMPs/MR16/PAR 16)
Commercial | Com ¦ LED Replacement Lamp (Tube) | 2020 | SC A | MW | Before Competition Groups | 12.0205 | 0 | 0 | 129.5687 | 0.092773 | 2 | Commercial_2020_SC A_MW_Before Competition Groups_2 | LED Replacement Lamp (Tube) | 9.277% | 0 | 12.0205 | Commercial_2020_SC A_MW_Before Competition Groups_LED Replacement Lamp (Tube)
Commercial | Com ¦ LED Troffer/Surface/Suspended | 2020 | SC A | MW | Before Competition Groups | 8.5036 | 0 | 0 | 129.5687 | 0.06563 | 3 | Commercial_2020_SC A_MW_Before Competition Groups_3 | LED Troffer/Surface/Suspended | 6.563% | 0 | 8.5036 | Commercial_2020_SC A_MW_Before Competition Groups_LED Troffer/Surface/Suspended
Commercial | Com ¦ High Efficiency Air Source Heat Pump | 2020 | SC A | MW | Before Competition Groups | 8.4362 | 0 | 0 | 129.5687 | 0.06511 | 4 | Commercial_2020_SC A_MW_Before Competition Groups_4 | High Efficiency Air Source Heat Pump | 6.511% | 0 | 8.4362 | Commercial_2020_SC A_MW_Before Competition Groups_High Efficiency Air Source Heat Pump
Commercial | Com ¦ LED Low/High Bay | 2020 | SC A | MW | Before Competition Groups | 8.3735 | 0 | 0 | 129.5687 | 0.064626 | 5 | Commercial_2020_SC A_MW_Before Competition Groups_5 | LED Low/High Bay | 6.463% | 0 | 8.3735 | Commercial_2020_SC A_MW_Before Competition Groups_LED Low/High Bay
Commercial | Com ¦ ENERGY STAR LED LAMPS (General Service Lamps) | 2020 | SC A | MW | Before Competition Groups | 7.2196 | 0 | 0 | 129.5687 | 0.055721 | 6 | Commercial_2020_SC A_MW_Before Competition Groups_6 | ENERGY STAR LED LAMPS (General Service Lamps) | 5.572% | 0 | 7.2196 | Commercial_2020_SC A_MW_Before Competition Groups_ENERGY STAR LED LAMPS (General Service Lamps)
Commercial | Com ¦ Data Center Storage/Server Virtualization | 2020 | SC A | MW | Before Competition Groups | 6.2231 | 0 | 0 | 129.5687 | 0.04803 | 7 | Commercial_2020_SC A_MW_Before Competition Groups_7 | Data Center Storage/Server Virtualization | 4.803% | 0 | 6.2231 | Commercial_2020_SC A_MW_Before Competition Groups_Data Center Storage/Server Virtualization
Commercial | Com ¦ Building Recommissioning, Operations and Maintenance (O&M) Improvements | 2020 | SC A | MW | Before Competition Groups | 5.5777 | 0 | 0 | 129.5687 | 0.043048 | 8 | Commercial_2020_SC A_MW_Before Competition Groups_8 | Building Recommissioning, Operations and Maintenance (O&M) Improvements | 4.305% | 0 | 5.5777 | Commercial_2020_SC A_MW_Before Competition Groups_Building Recommissioning, Operations and Maintenance (O&M) Improvements
Commercial | Com ¦ Education and Capacity Building/Energy Behavior | 2020 | SC A | MW | Before Competition Groups | 5.1954 | 0 | 0 | 129.5687 | 0.040097 | 9 | Commercial_2020_SC A_MW_Before Competition Groups_9 | Education and Capacity Building/Energy Behavior | 4.01% | 0 | 5.1954 | Commercial_2020_SC A_MW_Before Competition Groups_Education and Capacity Building/Energy Behavior
Commercial | Com ¦ LED or Equivalent Sign Lighting | 2020 | SC A | MW | Before Competition Groups | 4.1616 | 0 | 0 | 129.5687 | 0.032119 | 10 | Commercial_2020_SC A_MW_Before Competition Groups_10 | LED or Equivalent Sign Lighting | 3.212% | 0 | 4.1616 | Commercial_2020_SC A_MW_Before Competition Groups_LED or Equivalent Sign Lighting
Commercial | Com ¦ Advanced BAS/Controllers | 2020 | SC A | MW | Before Competition Groups | 3.7165 | 0 | 0 | 129.5687 | 0.028684 | 11 | Commercial_2020_SC A_MW_Before Competition Groups_11 | Advanced BAS/Controllers | 2.868% | 0 | 3.7165 | Commercial_2020_SC A_MW_Before Competition Groups_Advanced BAS/Controllers
Commercial | Com ¦ Reach-in Shaded Pole to ECM/PSC Evaporator Fan Motor | 2020 | SC A | MW | Before Competition Groups | 3.2525 | 0 | 0 | 129.5687 | 0.025102 | 12 | Commercial_2020_SC A_MW_Before Competition Groups_12 | Reach-in Shaded Pole to ECM/PSC Evaporator Fan Motor | 2.51% | 0 | 3.2525 | Commercial_2020_SC A_MW_Before Competition Groups_Reach-in Shaded Pole to ECM/PSC Evaporator Fan Motor
Commercial | Com ¦ Adaptive Thermostats | 2020 | SC A | MW | Before Competition Groups | 2.1819 | 0 | 0 | 129.5687 | 0.01684 | 13 | Commercial_2020_SC A_MW_Before Competition Groups_13 | Adaptive Thermostats | 1.684% | 0 | 2.1819 | Commercial_2020_SC A_MW_Before Competition Groups_Adaptive Thermostats
Commercial | Com ¦ Strip Curtains | 2020 | SC A | MW | Before Competition Groups | 2.1769 | 0 | 0 | 129.5687 | 0.016801 | 14 | Commercial_2020_SC A_MW_Before Competition Groups_14 | Strip Curtains | 1.68% | 0 | 2.1769 | Commercial_2020_SC A_MW_Before Competition Groups_Strip Curtains
Commercial | Com ¦ Chilled Water Optimization | 2020 | SC A | MW | Before Competition Groups | 1.5935 | 0 | 0 | 129.5687 | 0.012298 | 15 | Commercial_2020_SC A_MW_Before Competition Groups_15 | Chilled Water Optimization | 1.23% | 0 | 1.5935 | Commercial_2020_SC A_MW_Before Competition Groups_Chilled Water Optimization
Commercial | Com ¦ Furnace Tune-Up | 2020 | SC A | MW | Before Competition Groups | 1.4943 | 0 | 0 | 129.5687 | 0.011533 | 16 | Commercial_2020_SC A_MW_Before Competition Groups_16 | Furnace Tune-Up | 1.153% | 0 | 1.4943 | Commercial_2020_SC A_MW_Before Competition Groups_Furnace Tune-Up
Commercial | Com ¦ LED parking lot fixture | 2020 | SC A | MW | Before Competition Groups | 1.4356 | 0 | 0 | 129.5687 | 0.01108 | 17 | Commercial_2020_SC A_MW_Before Competition Groups_17 | LED parking lot fixture | 1.108% | 0 | 1.4356 | Commercial_2020_SC A_MW_Before Competition Groups_LED parking lot fixture
Commercial | Com ¦ LED EXTERIOR AREA LIGHTS - LED fixture (200W) | 2020 | SC A | MW | Before Competition Groups | 1.4002 | 0 | 0 | 129.5687 | 0.010807 | 18 | Commercial_2020_SC A_MW_Before Competition Groups_18 | LED EXTERIOR AREA LIGHTS - LED fixture (200W) | 1.081% | 0 | 1.4002 | Commercial_2020_SC A_MW_Before Competition Groups_LED EXTERIOR AREA LIGHTS - LED fixture (200W)
Commercial | Com ¦ Centrally controlled desktop PC/NETWORK PC POWER MANAGEMENT SOFTWARE | 2020 | SC A | MW | Before Competition Groups | 1.213 | 0 | 0 | 129.5687 | 0.0093616 | 19 | Commercial_2020_SC A_MW_Before Competition Groups_19 | Centrally controlled desktop PC/NETWORK PC POWER MANAGEMENT SOFTWARE | 0.9362% | 0 | 1.213 | Commercial_2020_SC A_MW_Before Competition Groups_Centrally controlled desktop PC/NETWORK PC POWER MANAGEMENT SOFTWARE
Commercial | Com ¦ Unitary Air-Conditioning Unit | 2020 | SC A | MW | Before Competition Groups | 1.2069 | 0 | 0 | 129.5687 | 0.0093148 | 20 | Commercial_2020_SC A_MW_Before Competition Groups_20 | Unitary Air-Conditioning Unit | 0.9315% | 0 | 1.2069 | Commercial_2020_SC A_MW_Before Competition Groups_Unitary Air-Conditioning Unit
Commercial | Com ¦ Refrigerated Display Case LED | 2020 | SC A | MW | Before Competition Groups | 1.0686 | 0 | 0 | 129.5687 | 0.0082477 | 21 | Commercial_2020_SC A_MW_Before Competition Groups_21 | Refrigerated Display Case LED | 0.8248% | 0 | 1.0686 | Commercial_2020_SC A_MW_Before Competition Groups_Refrigerated Display Case LED
Commercial | Com ¦ Variable Frequency Drive (VFD) | 2020 | SC A | MW | Before Competition Groups | 1.0503 | 0 | 0 | 129.5687 | 0.008106 | 22 | Commercial_2020_SC A_MW_Before Competition Groups_22 | Variable Frequency Drive (VFD) | 0.8106% | 0 | 1.0503 | Commercial_2020_SC A_MW_Before Competition Groups_Variable Frequency Drive (VFD)
Commercial | Com ¦ VFD on Pumps | 2020 | SC A | MW | Before Competition Groups | 0.9769 | 0 | 0 | 129.5687 | 0.0075396 | 23 | Commercial_2020_SC A_MW_Before Competition Groups_23 | VFD on Pumps | 0.754% | 0 | 0.9769 | Commercial_2020_SC A_MW_Before Competition Groups_VFD on Pumps
Commercial | Com ¦ Demand Control Ventilation | 2020 | SC A | MW | Before Competition Groups | 0.93843 | 0 | 0 | 129.5687 | 0.0072427 | 24 | Commercial_2020_SC A_MW_Before Competition Groups_24 | Demand Control Ventilation | 0.7243% | 0 | 0.93843 | Commercial_2020_SC A_MW_Before Competition Groups_Demand Control Ventilation
Commercial | Com ¦ LED street light fixture | 2020 | SC A | MW | Before Competition Groups | 0.7507 | 0 | 0 | 129.5687 | 0.0057938 | 25 | Commercial_2020_SC A_MW_Before Competition Groups_25 | LED street light fixture | 0.5794% | 0 | 0.7507 | Commercial_2020_SC A_MW_Before Competition Groups_LED street light fixture
Commercial | Com ¦ ENERGY STAR Griddle (74% eff) | 2020 | SC A | MW | Before Competition Groups | 0.6855 | 0 | 0 | 129.5687 | 0.0052906 | 26 | Commercial_2020_SC A_MW_Before Competition Groups_26 | ENERGY STAR Griddle (74% eff) | 0.5291% | 0 | 0.6855 | Commercial_2020_SC A_MW_Before Competition Groups_ENERGY STAR Griddle (74% eff)
Commercial | Com ¦ Air Handler with Dedicated Outdoor Air Systems | 2020 | SC A | MW | Before Competition Groups | 0.54979 | 0 | 0 | 129.5687 | 0.0042432 | 27 | Commercial_2020_SC A_MW_Before Competition Groups_27 | Air Handler with Dedicated Outdoor Air Systems | 0.4243% | 0 | 0.54979 | Commercial_2020_SC A_MW_Before Competition Groups_Air Handler with Dedicated Outdoor Air Systems
Commercial | Com ¦ ECM MOTORS FOR EVAPORATOR FANS for refrigeration (WALK-IN) | 2020 | SC A | MW | Before Competition Groups | 0.53936 | 0 | 0 | 129.5687 | 0.0041627 | 28 | Commercial_2020_SC A_MW_Before Competition Groups_28 | ECM MOTORS FOR EVAPORATOR FANS for refrigeration (WALK-IN) | 0.4163% | 0 | 0.53936 | Commercial_2020_SC A_MW_Before Competition Groups_ECM MOTORS FOR EVAPORATOR FANS for refrigeration (WALK-IN)
Commercial | Com ¦ Evaporator Fan Controls | 2020 | SC A | MW | Before Competition Groups | 0.45348 | 0 | 0 | 129.5687 | 0.0034999 | 29 | Commercial_2020_SC A_MW_Before Competition Groups_29 | Evaporator Fan Controls | 0.35% | 0 | 0.45348 | Commercial_2020_SC A_MW_Before Competition Groups_Evaporator Fan Controls
Commercial | Com ¦ Occupancy Sensors | 2020 | SC A | MW | Before Competition Groups | 0.4049 | 0 | 0 | 129.5687 | 0.003125 | 30 | Commercial_2020_SC A_MW_Before Competition Groups_30 | Occupancy Sensors | 0.3125% | 0 | 0.4049 | Commercial_2020_SC A_MW_Before Competition Groups_Occupancy Sensors
Commercial | Com ¦ Freezer Case Light Sensor | 2020 | SC A | MW | Before Competition Groups | 0.40026 | 0 | 0 | 129.5687 | 0.0030892 | 31 | Commercial_2020_SC A_MW_Before Competition Groups_31 | Freezer Case Light Sensor | 0.3089% | 0 | 0.40026 | Commercial_2020_SC A_MW_Before Competition Groups_Freezer Case Light Sensor
Commercial | Com ¦ Demand Control Kitchen Ventilation | 2020 | SC A | MW | Before Competition Groups | 0.36602 | 0 | 0 | 129.5687 | 0.0028249 | 32 | Commercial_2020_SC A_MW_Before Competition Groups_32 | Demand Control Kitchen Ventilation | 0.2825% | 0 | 0.36602 | Commercial_2020_SC A_MW_Before Competition Groups_Demand Control Kitchen Ventilation
Commercial | Com ¦ Duct Insulation, R8 | 2020 | SC A | MW | Before Competition Groups | 0.27271 | 0 | 0 | 129.5687 | 0.0021047 | 33 | Commercial_2020_SC A_MW_Before Competition Groups_33 | Duct Insulation, R8 | 0.2105% | 0 | 0.27271 | Commercial_2020_SC A_MW_Before Competition Groups_Duct Insulation, R8
Commercial | Com ¦ Thermostat Setback | 2020 | SC A | MW | Before Competition Groups | 0.2292 | 0 | 0 | 129.5687 | 0.0017689 | 34 | Commercial_2020_SC A_MW_Before Competition Groups_34 | Thermostat Setback | 0.1769% | 0 | 0.2292 | Commercial_2020_SC A_MW_Before Competition Groups_Thermostat Setback
Commercial | Com ¦ ENERGY STAR Fryer (84% eff) | 2020 | SC A | MW | Before Competition Groups | 0.19678 | 0 | 0 | 129.5687 | 0.0015188 | 35 | Commercial_2020_SC A_MW_Before Competition Groups_35 | ENERGY STAR Fryer (84% eff) | 0.1519% | 0 | 0.19678 | Commercial_2020_SC A_MW_Before Competition Groups_ENERGY STAR Fryer (84% eff)
Commercial | Com ¦ Temperature Adjustment in Commercial Freezers | 2020 | SC A | MW | Before Competition Groups | 0.16593 | 0 | 0 | 129.5687 | 0.0012807 | 36 | Commercial_2020_SC A_MW_Before Competition Groups_36 | Temperature Adjustment in Commercial Freezers | 0.1281% | 0 | 0.16593 | Commercial_2020_SC A_MW_Before Competition Groups_Temperature Adjustment in Commercial Freezers
Commercial | Com ¦ Water Source Heat Pump (4 ton) | 2020 | SC A | MW | Before Competition Groups | 0.15647 | 0 | 0 | 129.5687 | 0.0012076 | 37 | Commercial_2020_SC A_MW_Before Competition Groups_37 | Water Source Heat Pump (4 ton) | 0.1208% | 0 | 0.15647 | Commercial_2020_SC A_MW_Before Competition Groups_Water Source Heat Pump (4 ton)
Commercial | Com ¦ Elec Storage WH 2.30 Et | 2020 | SC A | MW | Before Competition Groups | 0.14668 | 0 | 0 | 129.5687 | 0.001132 | 38 | Commercial_2020_SC A_MW_Before Competition Groups_38 | Elec Storage WH 2.30 Et | 0.1132% | 0 | 0.14668 | Commercial_2020_SC A_MW_Before Competition Groups_Elec Storage WH 2.30 Et
Commercial | Com ¦ Vertical Night Covers | 2020 | SC A | MW | Before Competition Groups | 0.1348 | 0 | 0 | 129.5687 | 0.0010404 | 39 | Commercial_2020_SC A_MW_Before Competition Groups_39 | Vertical Night Covers | 0.104% | 0 | 0.1348 | Commercial_2020_SC A_MW_Before Competition Groups_Vertical Night Covers
Commercial | Com ¦ Outside Air Economizer | 2020 | SC A | MW | Before Competition Groups | 0.13423 | 0 | 0 | 129.5687 | 0.001036 | 40 | Commercial_2020_SC A_MW_Before Competition Groups_40 | Outside Air Economizer | 0.1036% | 0 | 0.13423 | Commercial_2020_SC A_MW_Before Competition Groups_Outside Air Economizer
Commercial | Com ¦ ENERGY STAR Steam Cookers | 2020 | SC A | MW | Before Competition Groups | 0.1251 | 0 | 0 | 129.5687 | 0.0009655 | 41 | Commercial_2020_SC A_MW_Before Competition Groups_41 | ENERGY STAR Steam Cookers | 0.09655% | 0 | 0.1251 | Commercial_2020_SC A_MW_Before Competition Groups_ENERGY STAR Steam Cookers
Commercial | Com ¦ CO Sensors for parking garage exhaust fans | 2020 | SC A | MW | Before Competition Groups | 0.12218 | 0 | 0 | 129.5687 | 0.00094296 | 42 | Commercial_2020_SC A_MW_Before Competition Groups_42 | CO Sensors for parking garage exhaust fans | 0.0943% | 0 | 0.12218 | Commercial_2020_SC A_MW_Before Competition Groups_CO Sensors for parking garage exhaust fans
Commercial | Com ¦ BEVERAGE VENDING MACHINE CONTROLS | 2020 | SC A | MW | Before Competition Groups | 0.1126 | 0 | 0 | 129.5687 | 0.00086906 | 43 | Commercial_2020_SC A_MW_Before Competition Groups_43 | BEVERAGE VENDING MACHINE CONTROLS | 0.08691% | 0 | 0.1126 | Commercial_2020_SC A_MW_Before Competition Groups_BEVERAGE VENDING MACHINE CONTROLS
Commercial | Com ¦ Water Heating (DHW) Pipe Insulation (Add 3/4\ Foam)" | 2020 | SC A | MW | Before Competition Groups | 0.10515 | 0 | 0 | 129.5687 | 0.00081156 | 44 | Commercial_2020_SC A_MW_Before Competition Groups_44 | Water Heating (DHW) Pipe Insulation (Add 3/4\ Foam)" | 0.08116% | 0 | 0.10515 | Commercial_2020_SC A_MW_Before Competition Groups_Water Heating (DHW) Pipe Insulation (Add 3/4\ Foam)"
Commercial | Com ¦ Energy Efficient Laboratory Fume Hood | 2020 | SC A | MW | Before Competition Groups | 0.099978 | 0 | 0 | 129.5687 | 0.00077162 | 45 | Commercial_2020_SC A_MW_Before Competition Groups_45 | Energy Efficient Laboratory Fume Hood | 0.07716% | 0 | 0.099978 | Commercial_2020_SC A_MW_Before Competition Groups_Energy Efficient Laboratory Fume Hood
Commercial | Com ¦ ENERGY STAR Dishwasher | 2020 | SC A | MW | Before Competition Groups | 0.081568 | 0 | 0 | 129.5687 | 0.00062953 | 46 | Commercial_2020_SC A_MW_Before Competition Groups_46 | ENERGY STAR Dishwasher | 0.06295% | 0 | 0.081568 | Commercial_2020_SC A_MW_Before Competition Groups_ENERGY STAR Dishwasher
Commercial | Com ¦ Suction Pipe Insulation Freezer/Refrigerator | 2020 | SC A | MW | Before Competition Groups | 0.069481 | 0 | 0 | 129.5687 | 0.00053625 | 47 | Commercial_2020_SC A_MW_Before Competition Groups_47 | Suction Pipe Insulation Freezer/Refrigerator | 0.05362% | 0 | 0.069481 | Commercial_2020_SC A_MW_Before Competition Groups_Suction Pipe Insulation Freezer/Refrigerator
Commercial | Com ¦ Ozone Laundry Treatment | 2020 | SC A | MW | Before Competition Groups | 0.027415 | 0 | 0 | 129.5687 | 0.00021159 | 48 | Commercial_2020_SC A_MW_Before Competition Groups_48 | Ozone Laundry Treatment | 0.02116% | 0 | 0.027415 | Commercial_2020_SC A_MW_Before Competition Groups_Ozone Laundry Treatment
Commercial | Com ¦ HVAC Optimization | 2020 | SC A | MW | Before Competition Groups | 0.022371 | 0 | 0 | 129.5687 | 0.00017266 | 49 | Commercial_2020_SC A_MW_Before Competition Groups_49 | HVAC Optimization | 0.01727% | 0 | 0.022371 | Commercial_2020_SC A_MW_Before Competition Groups_HVAC Optimization
Commercial | Com ¦ ECM MOTORS FOR HVAC APPLICATION (FAN-POWERED VAV BOX) | 2020 | SC A | MW | Before Competition Groups | 0.0162 | 0 | 0 | 129.5687 | 0.00012503 | 50 | Commercial_2020_SC A_MW_Before Competition Groups_50 | ECM MOTORS FOR HVAC APPLICATION (FAN-POWERED VAV BOX) | 0.0125% | 0 | 0.0162 | Commercial_2020_SC A_MW_Before Competition Groups_ECM MOTORS FOR HVAC APPLICATION (FAN-POWERED VAV BOX)
Commercial | Com ¦ CEE Tier 2/Energy Star Clothes Washers | 2020 | SC A | MW | Before Competition Groups | 0.016029 | 0 | 0 | 129.5687 | 0.00012371 | 51 | Commercial_2020_SC A_MW_Before Competition Groups_51 | CEE Tier 2/Energy Star Clothes Washers | 0.01237% | 0 | 0.016029 | Commercial_2020_SC A_MW_Before Competition Groups_CEE Tier 2/Energy Star Clothes Washers
Commercial | COM ¦ Ductless Mini-Split Heat Pumps | 2020 | SC A | MW | Before Competition Groups | 0.012147 | 0 | 0 | 129.5687 | 9.3751e-05 | 52 | Commercial_2020_SC A_MW_Before Competition Groups_52 | Ductless Mini-Split Heat Pumps | 0.009375% | 0 | 0.012147 | Commercial_2020_SC A_MW_Before Competition Groups_Ductless Mini-Split Heat Pumps
Commercial | Com ¦ Low Flow Pre-Rinse Spray Nozzle | 2020 | SC A | MW | Before Competition Groups | 0.01019 | 0 | 0 | 129.5687 | 7.8642e-05 | 53 | Commercial_2020_SC A_MW_Before Competition Groups_53 | Low Flow Pre-Rinse Spray Nozzle | 0.007864% | 0 | 0.01019 | Commercial_2020_SC A_MW_Before Competition Groups_Low Flow Pre-Rinse Spray Nozzle
Commercial | Com ¦ Auto Off Time Switch or Time Clock control | 2020 | SC A | MW | Before Competition Groups | 0.0072806 | 0 | 0 | 129.5687 | 5.6191e-05 | 54 | Commercial_2020_SC A_MW_Before Competition Groups_54 | Auto Off Time Switch or Time Clock control | 0.005619% | 0 | 0.0072806 | Commercial_2020_SC A_MW_Before Competition Groups_Auto Off Time Switch or Time Clock control
Commercial | Com ¦ Demand controlled Circulating Systems | 2020 | SC A | MW | Before Competition Groups | 0.0070713 | 0 | 0 | 129.5687 | 5.4576e-05 | 55 | Commercial_2020_SC A_MW_Before Competition Groups_55 | Demand controlled Circulating Systems | 0.005458% | 0 | 0.0070713 | Commercial_2020_SC A_MW_Before Competition Groups_Demand controlled Circulating Systems
Commercial | Com ¦ Commercial Hot Food Holding Cabinets | 2020 | SC A | MW | Before Competition Groups | 0.0033489 | 0 | 0 | 129.5687 | 2.5846e-05 | 56 | Commercial_2020_SC A_MW_Before Competition Groups_56 | Commercial Hot Food Holding Cabinets | 0.002585% | 0 | 0.0033489 | Commercial_2020_SC A_MW_Before Competition Groups_Commercial Hot Food Holding Cabinets
Commercial | Com ¦ LLLC - Low Impact Application | 2020 | SC A | MW | Before Competition Groups | 0.0026284 | 0 | 0 | 129.5687 | 2.0286e-05 | 57 | Commercial_2020_SC A_MW_Before Competition Groups_57 | LLLC - Low Impact Application | 0.002029% | 0 | 0.0026284 | Commercial_2020_SC A_MW_Before Competition Groups_LLLC - Low Impact Application
Commercial | Com ¦ Wall Insulation | 2020 | SC A | MW | Before Competition Groups | 0.0024405 | 0 | 0 | 129.5687 | 1.8836e-05 | 58 | Commercial_2020_SC A_MW_Before Competition Groups_58 | Wall Insulation | 0.001884% | 0 | 0.0024405 | Commercial_2020_SC A_MW_Before Competition Groups_Wall Insulation
Commercial | Com ¦ Condensing Unit Heaters or other Efficient Unit Heating System | 2020 | SC A | MW | Before Competition Groups | 0.0023631 | 0 | 0 | 129.5687 | 1.8238e-05 | 59 | Commercial_2020_SC A_MW_Before Competition Groups_59 | Condensing Unit Heaters or other Efficient Unit Heating System | 0.001824% | 0 | 0.0023631 | Commercial_2020_SC A_MW_Before Competition Groups_Condensing Unit Heaters or other Efficient Unit Heating System
Commercial | Com ¦ VSD Air Compressor | 2020 | SC A | MW | Before Competition Groups | 0.0020716 | 0 | 0 | 129.5687 | 1.5988e-05 | 60 | Commercial_2020_SC A_MW_Before Competition Groups_60 | VSD Air Compressor | 0.001599% | 0 | 0.0020716 | Commercial_2020_SC A_MW_Before Competition Groups_VSD Air Compressor
Commercial | Com ¦ Air Curtains | 2020 | SC A | MW | Before Competition Groups | 0.0018659 | 0 | 0 | 129.5687 | 1.4401e-05 | 61 | Commercial_2020_SC A_MW_Before Competition Groups_61 | Air Curtains | 0.00144% | 0 | 0.0018659 | Commercial_2020_SC A_MW_Before Competition Groups_Air Curtains
Commercial | Com ¦ PTAC (12 EER/10,000 BTU) | 2020 | SC A | MW | Before Competition Groups | 0.0015783 | 0 | 0 | 129.5687 | 1.2181e-05 | 62 | Commercial_2020_SC A_MW_Before Competition Groups_62 | PTAC (12 EER/10,000 BTU) | 0.001218% | 0 | 0.0015783 | Commercial_2020_SC A_MW_Before Competition Groups_PTAC (12 EER/10,000 BTU)
Commercial | Com ¦ LLLC - High Impact Application | 2020 | SC A | MW | Before Competition Groups | 0.00095541 | 0 | 0 | 129.5687 | 7.3737e-06 | 63 | Commercial_2020_SC A_MW_Before Competition Groups_63 | LLLC - High Impact Application | 0.0007374% | 0 | 0.00095541 | Commercial_2020_SC A_MW_Before Competition Groups_LLLC - High Impact Application
Commercial | Com ¦ Solar Water Preheat (Pools/DHW) | 2020 | SC A | MW | Before Competition Groups | 0.00055129 | 0 | 0 | 129.5687 | 4.2548e-06 | 64 | Commercial_2020_SC A_MW_Before Competition Groups_64 | Solar Water Preheat (Pools/DHW) | 0.0004255% | 0 | 0.00055129 | Commercial_2020_SC A_MW_Before Competition Groups_Solar Water Preheat (Pools/DHW)
Commercial | Com ¦ High Efficiency Chiller (avg of water and air cooled) | 2020 | SC A | MW | Before Competition Groups | 0.00049504 | 0 | 0 | 129.5687 | 3.8206e-06 | 65 | Commercial_2020_SC A_MW_Before Competition Groups_65 | High Efficiency Chiller (avg of water and air cooled) | 0.0003821% | 0 | 0.00049504 | Commercial_2020_SC A_MW_Before Competition Groups_High Efficiency Chiller (avg of water and air cooled)
Commercial | Com ¦ EC Plug Fan for Data Center (under cabinet) | 2020 | SC A | MW | Before Competition Groups | 0.00012577 | 0 | 0 | 129.5687 | 9.7071e-07 | 66 | Commercial_2020_SC A_MW_Before Competition Groups_66 | EC Plug Fan for Data Center (under cabinet) | 9.707e-05% | 0 | 0.00012577 | Commercial_2020_SC A_MW_Before Competition Groups_EC Plug Fan for Data Center (under cabinet)
Commercial | Com ¦ Room AC (w/ louvered sides) 14 SEER from 12 SEER code | 2020 | SC A | MW | Before Competition Groups | 0.00012165 | 0 | 0 | 129.5687 | 9.3888e-07 | 67 | Commercial_2020_SC A_MW_Before Competition Groups_67 | Room AC (w/ louvered sides) 14 SEER from 12 SEER code | 9.389e-05% | 0 | 0.00012165 | Commercial_2020_SC A_MW_Before Competition Groups_Room AC (w/ louvered sides) 14 SEER from 12 SEER code
Commercial | Com ¦ Energy Recovery Ventilation and Ventilation (Enhanced) | 2020 | SC A | MW | Before Competition Groups | 0.00012057 | 0 | 0 | 129.5687 | 9.3057e-07 | 68 | Commercial_2020_SC A_MW_Before Competition Groups_68 | Energy Recovery Ventilation and Ventilation (Enhanced) | 9.306e-05% | 0 | 0.00012057 | Commercial_2020_SC A_MW_Before Competition Groups_Energy Recovery Ventilation and Ventilation (Enhanced)
Commercial | Com ¦ Electric Convection Combination Ovens | 2020 | SC A | MW | Before Competition Groups | 4.3153e-05 | 0 | 0 | 129.5687 | 3.3305e-07 | 69 | Commercial_2020_SC A_MW_Before Competition Groups_69 | Electric Convection Combination Ovens | 3.331e-05% | 0 | 4.3153e-05 | Commercial_2020_SC A_MW_Before Competition Groups_Electric Convection Combination Ovens
Commercial | Com ¦ Networked/Connected - High Impact Application | 2020 | SC A | MW | Before Competition Groups | 2.8937e-05 | 0 | 0 | 129.5687 | 2.2333e-07 | 70 | Commercial_2020_SC A_MW_Before Competition Groups_70 | Networked/Connected - High Impact Application | 2.233e-05% | 0 | 2.8937e-05 | Commercial_2020_SC A_MW_Before Competition Groups_Networked/Connected - High Impact Application
Commercial | Com ¦ High Efficiency Small Instantaneous Water Heater | 2020 | SC A | MW | Before Competition Groups | 7.2221e-07 | 0 | 0 | 129.5687 | 5.574e-09 | 71 | Commercial_2020_SC A_MW_Before Competition Groups_71 | High Efficiency Small Instantaneous Water Heater | 5.574e-07% | 0 | 7.2221e-07 | Commercial_2020_SC A_MW_Before Competition Groups_High Efficiency Small Instantaneous Water Heater
Commercial | Com ¦ Condensing Make Up Air Unit | 2020 | SC A | MW | Before Competition Groups | 0 | 0 | 0 | 129.5687 | 0 | 72 | Commercial_2020_SC A_MW_Before Competition Groups_72 | Condensing Make Up Air Unit | 0% | 0 | 0 | Commercial_2020_SC A_MW_Before Competition Groups_Condensing Make Up Air Unit
Commercial | Com ¦ Door Gasket Freezer/Refrigerator | 2020 | SC A | MW | Before Competition Groups | 0 | 0 | 0 | 129.5687 | 0 | 73 | Commercial_2020_SC A_MW_Before Competition Groups_73 | Door Gasket Freezer/Refrigerator | 0% | 0 | 0 | Commercial_2020_SC A_MW_Before Competition Groups_Door Gasket Freezer/Refrigerator
Commercial | Com ¦ Efficient compressor motor | 2020 | SC A | MW | Before Competition Groups | 0 | 0 | 0 | 129.5687 | 0 | 74 | Commercial_2020_SC A_MW_Before Competition Groups_74 | Efficient compressor motor | 0% | 0 | 0 | Commercial_2020_SC A_MW_Before Competition Groups_Efficient compressor motor
Commercial | Com ¦ Indoor Daylight Sensors/Photocell Dimming Control | 2020 | SC A | MW | Before Competition Groups | 0 | 0 | 0 | 129.5687 | 0 | 75 | Commercial_2020_SC A_MW_Before Competition Groups_75 | Indoor Daylight Sensors/Photocell Dimming Control | 0% | 0 | 0 | Commercial_2020_SC A_MW_Before Competition Groups_Indoor Daylight Sensors/Photocell Dimming Control
Commercial | Com ¦ LED RECESSED DOWNLIGHTS | 2020 | SC A | MW | Before Competition Groups | 0 | 0 | 0 | 129.5687 | 0 | 76 | Commercial_2020_SC A_MW_Before Competition Groups_76 | LED RECESSED DOWNLIGHTS | 0% | 0 | 0 | Commercial_2020_SC A_MW_Before Competition Groups_LED RECESSED DOWNLIGHTS
Commercial | Com ¦ Networked/Connected - Low Impact Application | 2020 | SC A | MW | Before Competition Groups | 0 | 0 | 0 | 129.5687 | 0 | 77 | Commercial_2020_SC A_MW_Before Competition Groups_77 | Networked/Connected - Low Impact Application | 0% | 0 | 0 | Commercial_2020_SC A_MW_Before Competition Groups_Networked/Connected - Low Impact Application
Commercial | Com ¦ Notched V belts for HVAC Systems | 2020 | SC A | MW | Before Competition Groups | 0 | 0 | 0 | 129.5687 | 0 | 78 | Commercial_2020_SC A_MW_Before Competition Groups_78 | Notched V belts for HVAC Systems | 0% | 0 | 0 | Commercial_2020_SC A_MW_Before Competition Groups_Notched V belts for HVAC Systems
Commercial | Com ¦ Refrigerated Display Case Doors | 2020 | SC A | MW | Before Competition Groups | 0 | 0 | 0 | 129.5687 | 0 | 79 | Commercial_2020_SC A_MW_Before Competition Groups_79 | Refrigerated Display Case Doors | 0% | 0 | 0 | Commercial_2020_SC A_MW_Before Competition Groups_Refrigerated Display Case Doors
Commercial | Com ¦ Variable Refrigerant Flow Heat Pump | 2020 | SC A | MW | Before Competition Groups | 0 | 0 | 0 | 129.5687 | 0 | 80 | Commercial_2020_SC A_MW_Before Competition Groups_80 | Variable Refrigerant Flow Heat Pump | 0% | 0 | 0 | Commercial_2020_SC A_MW_Before Competition Groups_Variable Refrigerant Flow Heat Pump
Commercial | Com ¦ ENERGY STAR LED LAMPS (REFLECTOR LAMPs/MR16/PAR 16) | 2020 | SC B | MW | Before Competition Groups | 33.7118 | 0 | 0 | 175.8697 | 0.19169 | 1 | Commercial_2020_SC B_MW_Before Competition Groups_1 | ENERGY STAR LED LAMPS (REFLECTOR LAMPs/MR16/PAR 16) | 19.17% | 0 | 33.7118 | Commercial_2020_SC B_MW_Before Competition Groups_ENERGY STAR LED LAMPS (REFLECTOR LAMPs/MR16/PAR 16)
Commercial | Com ¦ Education and Capacity Building/Energy Behavior | 2020 | SC B | MW | Before Competition Groups | 25.9768 | 0 | 0 | 175.8697 | 0.1477 | 2 | Commercial_2020_SC B_MW_Before Competition Groups_2 | Education and Capacity Building/Energy Behavior | 14.77% | 0 | 25.9768 | Commercial_2020_SC B_MW_Before Competition Groups_Education and Capacity Building/Energy Behavior
Commercial | Com ¦ LED Replacement Lamp (Tube) | 2020 | SC B | MW | Before Competition Groups | 12.0205 | 0 | 0 | 175.8697 | 0.068349 | 3 | Commercial_2020_SC B_MW_Before Competition Groups_3 | LED Replacement Lamp (Tube) | 6.835% | 0 | 12.0205 | Commercial_2020_SC B_MW_Before Competition Groups_LED Replacement Lamp (Tube)
Commercial | Com ¦ LED Troffer/Surface/Suspended | 2020 | SC B | MW | Before Competition Groups | 9.7455 | 0 | 0 | 175.8697 | 0.055413 | 4 | Commercial_2020_SC B_MW_Before Competition Groups_4 | LED Troffer/Surface/Suspended | 5.541% | 0 | 9.7455 | Commercial_2020_SC B_MW_Before Competition Groups_LED Troffer/Surface/Suspended
Commercial | Com ¦ LED Low/High Bay | 2020 | SC B | MW | Before Competition Groups | 8.7317 | 0 | 0 | 175.8697 | 0.049649 | 5 | Commercial_2020_SC B_MW_Before Competition Groups_5 | LED Low/High Bay | 4.965% | 0 | 8.7317 | Commercial_2020_SC B_MW_Before Competition Groups_LED Low/High Bay
Commercial | Com ¦ High Efficiency Air Source Heat Pump | 2020 | SC B | MW | Before Competition Groups | 8.4362 | 0 | 0 | 175.8697 | 0.047968 | 6 | Commercial_2020_SC B_MW_Before Competition Groups_6 | High Efficiency Air Source Heat Pump | 4.797% | 0 | 8.4362 | Commercial_2020_SC B_MW_Before Competition Groups_High Efficiency Air Source Heat Pump
Commercial | Com ¦ ENERGY STAR LED LAMPS (General Service Lamps) | 2020 | SC B | MW | Before Competition Groups | 7.2196 | 0 | 0 | 175.8697 | 0.041051 | 7 | Commercial_2020_SC B_MW_Before Competition Groups_7 | ENERGY STAR LED LAMPS (General Service Lamps) | 4.105% | 0 | 7.2196 | Commercial_2020_SC B_MW_Before Competition Groups_ENERGY STAR LED LAMPS (General Service Lamps)
Commercial | Com ¦ Data Center Storage/Server Virtualization | 2020 | SC B | MW | Before Competition Groups | 6.5535 | 0 | 0 | 175.8697 | 0.037263 | 8 | Commercial_2020_SC B_MW_Before Competition Groups_8 | Data Center Storage/Server Virtualization | 3.726% | 0 | 6.5535 | Commercial_2020_SC B_MW_Before Competition Groups_Data Center Storage/Server Virtualization
Commercial | Com ¦ Building Recommissioning, Operations and Maintenance (O&M) Improvements | 2020 | SC B | MW | Before Competition Groups | 6.1308 | 0 | 0 | 175.8697 | 0.03486 | 9 | Commercial_2020_SC B_MW_Before Competition Groups_9 | Building Recommissioning, Operations and Maintenance (O&M) Improvements | 3.486% | 0 | 6.1308 | Commercial_2020_SC B_MW_Before Competition Groups_Building Recommissioning, Operations and Maintenance (O&M) Improvements
Commercial | Com ¦ LED or Equivalent Sign Lighting | 2020 | SC B | MW | Before Competition Groups | 5.0518 | 0 | 0 | 175.8697 | 0.028725 | 10 | Commercial_2020_SC B_MW_Before Competition Groups_10 | LED or Equivalent Sign Lighting | 2.872% | 0 | 5.0518 | Commercial_2020_SC B_MW_Before Competition Groups_LED or Equivalent Sign Lighting
Commercial | Com ¦ Adaptive Thermostats | 2020 | SC B | MW | Before Competition Groups | 4.8567 | 0 | 0 | 175.8697 | 0.027615 | 11 | Commercial_2020_SC B_MW_Before Competition Groups_11 | Adaptive Thermostats | 2.762% | 0 | 4.8567 | Commercial_2020_SC B_MW_Before Competition Groups_Adaptive Thermostats
Commercial | Com ¦ Advanced BAS/Controllers | 2020 | SC B | MW | Before Competition Groups | 4.097 | 0 | 0 | 175.8697 | 0.023295 | 12 | Commercial_2020_SC B_MW_Before Competition Groups_12 | Advanced BAS/Controllers | 2.33% | 0 | 4.097 | Commercial_2020_SC B_MW_Before Competition Groups_Advanced BAS/Controllers
Commercial | Com ¦ Strip Curtains | 2020 | SC B | MW | Before Competition Groups | 3.9989 | 0 | 0 | 175.8697 | 0.022738 | 13 | Commercial_2020_SC B_MW_Before Competition Groups_13 | Strip Curtains | 2.274% | 0 | 3.9989 | Commercial_2020_SC B_MW_Before Competition Groups_Strip Curtains
Commercial | Com ¦ Furnace Tune-Up | 2020 | SC B | MW | Before Competition Groups | 3.9693 | 0 | 0 | 175.8697 | 0.022569 | 14 | Commercial_2020_SC B_MW_Before Competition Groups_14 | Furnace Tune-Up | 2.257% | 0 | 3.9693 | Commercial_2020_SC B_MW_Before Competition Groups_Furnace Tune-Up
Commercial | Com ¦ Reach-in Shaded Pole to ECM/PSC Evaporator Fan Motor | 2020 | SC B | MW | Before Competition Groups | 3.3255 | 0 | 0 | 175.8697 | 0.018909 | 15 | Commercial_2020_SC B_MW_Before Competition Groups_15 | Reach-in Shaded Pole to ECM/PSC Evaporator Fan Motor | 1.891% | 0 | 3.3255 | Commercial_2020_SC B_MW_Before Competition Groups_Reach-in Shaded Pole to ECM/PSC Evaporator Fan Motor
Commercial | Com ¦ Variable Frequency Drive (VFD) | 2020 | SC B | MW | Before Competition Groups | 2.7901 | 0 | 0 | 175.8697 | 0.015865 | 16 | Commercial_2020_SC B_MW_Before Competition Groups_16 | Variable Frequency Drive (VFD) | 1.586% | 0 | 2.7901 | Commercial_2020_SC B_MW_Before Competition Groups_Variable Frequency Drive (VFD)
Commercial | Com ¦ Unitary Air-Conditioning Unit | 2020 | SC B | MW | Before Competition Groups | 2.7568 | 0 | 0 | 175.8697 | 0.015675 | 17 | Commercial_2020_SC B_MW_Before Competition Groups_17 | Unitary Air-Conditioning Unit | 1.568% | 0 | 2.7568 | Commercial_2020_SC B_MW_Before Competition Groups_Unitary Air-Conditioning Unit
Commercial | Com ¦ VFD on Pumps | 2020 | SC B | MW | Before Competition Groups | 2.6065 | 0 | 0 | 175.8697 | 0.014821 | 18 | Commercial_2020_SC B_MW_Before Competition Groups_18 | VFD on Pumps | 1.482% | 0 | 2.6065 | Commercial_2020_SC B_MW_Before Competition Groups_VFD on Pumps
Commercial | Com ¦ Demand Control Ventilation | 2020 | SC B | MW | Before Competition Groups | 2.5275 | 0 | 0 | 175.8697 | 0.014371 | 19 | Commercial_2020_SC B_MW_Before Competition Groups_19 | Demand Control Ventilation | 1.437% | 0 | 2.5275 | Commercial_2020_SC B_MW_Before Competition Groups_Demand Control Ventilation
Commercial | Com ¦ Air Handler with Dedicated Outdoor Air Systems | 2020 | SC B | MW | Before Competition Groups | 2.0992 | 0 | 0 | 175.8697 | 0.011936 | 20 | Commercial_2020_SC B_MW_Before Competition Groups_20 | Air Handler with Dedicated Outdoor Air Systems | 1.194% | 0 | 2.0992 | Commercial_2020_SC B_MW_Before Competition Groups_Air Handler with Dedicated Outdoor Air Systems
Commercial | Com ¦ Chilled Water Optimization | 2020 | SC B | MW | Before Competition Groups | 2.0813 | 0 | 0 | 175.8697 | 0.011835 | 21 | Commercial_2020_SC B_MW_Before Competition Groups_21 | Chilled Water Optimization | 1.183% | 0 | 2.0813 | Commercial_2020_SC B_MW_Before Competition Groups_Chilled Water Optimization
Commercial | Com ¦ Centrally controlled desktop PC/NETWORK PC POWER MANAGEMENT SOFTWARE | 2020 | SC B | MW | Before Competition Groups | 2.0774 | 0 | 0 | 175.8697 | 0.011812 | 22 | Commercial_2020_SC B_MW_Before Competition Groups_22 | Centrally controlled desktop PC/NETWORK PC POWER MANAGEMENT SOFTWARE | 1.181% | 0 | 2.0774 | Commercial_2020_SC B_MW_Before Competition Groups_Centrally controlled desktop PC/NETWORK PC POWER MANAGEMENT SOFTWARE
Commercial | Com ¦ LED parking lot fixture | 2020 | SC B | MW | Before Competition Groups | 1.4356 | 0 | 0 | 175.8697 | 0.0081629 | 23 | Commercial_2020_SC B_MW_Before Competition Groups_23 | LED parking lot fixture | 0.8163% | 0 | 1.4356 | Commercial_2020_SC B_MW_Before Competition Groups_LED parking lot fixture
Commercial | Com ¦ ECM MOTORS FOR EVAPORATOR FANS for refrigeration (WALK-IN) | 2020 | SC B | MW | Before Competition Groups | 1.4327 | 0 | 0 | 175.8697 | 0.0081462 | 24 | Commercial_2020_SC B_MW_Before Competition Groups_24 | ECM MOTORS FOR EVAPORATOR FANS for refrigeration (WALK-IN) | 0.8146% | 0 | 1.4327 | Commercial_2020_SC B_MW_Before Competition Groups_ECM MOTORS FOR EVAPORATOR FANS for refrigeration (WALK-IN)
Commercial | Com ¦ LED EXTERIOR AREA LIGHTS - LED fixture (200W) | 2020 | SC B | MW | Before Competition Groups | 1.4004 | 0 | 0 | 175.8697 | 0.0079629 | 25 | Commercial_2020_SC B_MW_Before Competition Groups_25 | LED EXTERIOR AREA LIGHTS - LED fixture (200W) | 0.7963% | 0 | 1.4004 | Commercial_2020_SC B_MW_Before Competition Groups_LED EXTERIOR AREA LIGHTS - LED fixture (200W)
Commercial | Com ¦ Freezer Case Light Sensor | 2020 | SC B | MW | Before Competition Groups | 1.2363 | 0 | 0 | 175.8697 | 0.0070299 | 26 | Commercial_2020_SC B_MW_Before Competition Groups_26 | Freezer Case Light Sensor | 0.703% | 0 | 1.2363 | Commercial_2020_SC B_MW_Before Competition Groups_Freezer Case Light Sensor
Commercial | Com ¦ Evaporator Fan Controls | 2020 | SC B | MW | Before Competition Groups | 1.2045 | 0 | 0 | 175.8697 | 0.0068491 | 27 | Commercial_2020_SC B_MW_Before Competition Groups_27 | Evaporator Fan Controls | 0.6849% | 0 | 1.2045 | Commercial_2020_SC B_MW_Before Competition Groups_Evaporator Fan Controls
Commercial | Com ¦ Refrigerated Display Case LED | 2020 | SC B | MW | Before Competition Groups | 1.1774 | 0 | 0 | 175.8697 | 0.0066949 | 28 | Commercial_2020_SC B_MW_Before Competition Groups_28 | Refrigerated Display Case LED | 0.6695% | 0 | 1.1774 | Commercial_2020_SC B_MW_Before Competition Groups_Refrigerated Display Case LED
Commercial | Com ¦ Demand Control Kitchen Ventilation | 2020 | SC B | MW | Before Competition Groups | 0.76892 | 0 | 0 | 175.8697 | 0.0043721 | 29 | Commercial_2020_SC B_MW_Before Competition Groups_29 | Demand Control Kitchen Ventilation | 0.4372% | 0 | 0.76892 | Commercial_2020_SC B_MW_Before Competition Groups_Demand Control Kitchen Ventilation
Commercial | Com ¦ LED street light fixture | 2020 | SC B | MW | Before Competition Groups | 0.75993 | 0 | 0 | 175.8697 | 0.004321 | 30 | Commercial_2020_SC B_MW_Before Competition Groups_30 | LED street light fixture | 0.4321% | 0 | 0.75993 | Commercial_2020_SC B_MW_Before Competition Groups_LED street light fixture
Commercial | Com ¦ Duct Insulation, R8 | 2020 | SC B | MW | Before Competition Groups | 0.73567 | 0 | 0 | 175.8697 | 0.004183 | 31 | Commercial_2020_SC B_MW_Before Competition Groups_31 | Duct Insulation, R8 | 0.4183% | 0 | 0.73567 | Commercial_2020_SC B_MW_Before Competition Groups_Duct Insulation, R8
Commercial | Com ¦ ENERGY STAR Griddle (74% eff) | 2020 | SC B | MW | Before Competition Groups | 0.68549 | 0 | 0 | 175.8697 | 0.0038977 | 32 | Commercial_2020_SC B_MW_Before Competition Groups_32 | ENERGY STAR Griddle (74% eff) | 0.3898% | 0 | 0.68549 | Commercial_2020_SC B_MW_Before Competition Groups_ENERGY STAR Griddle (74% eff)
Commercial | Com ¦ Temperature Adjustment in Commercial Freezers | 2020 | SC B | MW | Before Competition Groups | 0.44076 | 0 | 0 | 175.8697 | 0.0025062 | 33 | Commercial_2020_SC B_MW_Before Competition Groups_33 | Temperature Adjustment in Commercial Freezers | 0.2506% | 0 | 0.44076 | Commercial_2020_SC B_MW_Before Competition Groups_Temperature Adjustment in Commercial Freezers
Commercial | Com ¦ Occupancy Sensors | 2020 | SC B | MW | Before Competition Groups | 0.4049 | 0 | 0 | 175.8697 | 0.0023023 | 34 | Commercial_2020_SC B_MW_Before Competition Groups_34 | Occupancy Sensors | 0.2302% | 0 | 0.4049 | Commercial_2020_SC B_MW_Before Competition Groups_Occupancy Sensors
Commercial | Com ¦ Vertical Night Covers | 2020 | SC B | MW | Before Competition Groups | 0.36418 | 0 | 0 | 175.8697 | 0.0020707 | 35 | Commercial_2020_SC B_MW_Before Competition Groups_35 | Vertical Night Covers | 0.2071% | 0 | 0.36418 | Commercial_2020_SC B_MW_Before Competition Groups_Vertical Night Covers
Commercial | Com ¦ Elec Storage WH 2.30 Et | 2020 | SC B | MW | Before Competition Groups | 0.33869 | 0 | 0 | 175.8697 | 0.0019258 | 36 | Commercial_2020_SC B_MW_Before Competition Groups_36 | Elec Storage WH 2.30 Et | 0.1926% | 0 | 0.33869 | Commercial_2020_SC B_MW_Before Competition Groups_Elec Storage WH 2.30 Et
Commercial | Com ¦ CO Sensors for parking garage exhaust fans | 2020 | SC B | MW | Before Competition Groups | 0.32145 | 0 | 0 | 175.8697 | 0.0018278 | 37 | Commercial_2020_SC B_MW_Before Competition Groups_37 | CO Sensors for parking garage exhaust fans | 0.1828% | 0 | 0.32145 | Commercial_2020_SC B_MW_Before Competition Groups_CO Sensors for parking garage exhaust fans
Commercial | Com ¦ BEVERAGE VENDING MACHINE CONTROLS | 2020 | SC B | MW | Before Competition Groups | 0.28562 | 0 | 0 | 175.8697 | 0.0016241 | 38 | Commercial_2020_SC B_MW_Before Competition Groups_38 | BEVERAGE VENDING MACHINE CONTROLS | 0.1624% | 0 | 0.28562 | Commercial_2020_SC B_MW_Before Competition Groups_BEVERAGE VENDING MACHINE CONTROLS
Commercial | Com ¦ Energy Efficient Laboratory Fume Hood | 2020 | SC B | MW | Before Competition Groups | 0.2826 | 0 | 0 | 175.8697 | 0.0016069 | 39 | Commercial_2020_SC B_MW_Before Competition Groups_39 | Energy Efficient Laboratory Fume Hood | 0.1607% | 0 | 0.2826 | Commercial_2020_SC B_MW_Before Competition Groups_Energy Efficient Laboratory Fume Hood
Commercial | Com ¦ Water Heating (DHW) Pipe Insulation (Add 3/4\ Foam)" | 2020 | SC B | MW | Before Competition Groups | 0.27932 | 0 | 0 | 175.8697 | 0.0015882 | 40 | Commercial_2020_SC B_MW_Before Competition Groups_40 | Water Heating (DHW) Pipe Insulation (Add 3/4\ Foam)" | 0.1588% | 0 | 0.27932 | Commercial_2020_SC B_MW_Before Competition Groups_Water Heating (DHW) Pipe Insulation (Add 3/4\ Foam)"
Commercial | Com ¦ Outside Air Economizer | 2020 | SC B | MW | Before Competition Groups | 0.24366 | 0 | 0 | 175.8697 | 0.0013854 | 41 | Commercial_2020_SC B_MW_Before Competition Groups_41 | Outside Air Economizer | 0.1385% | 0 | 0.24366 | Commercial_2020_SC B_MW_Before Competition Groups_Outside Air Economizer
Commercial | Com ¦ Thermostat Setback | 2020 | SC B | MW | Before Competition Groups | 0.23045 | 0 | 0 | 175.8697 | 0.0013103 | 42 | Commercial_2020_SC B_MW_Before Competition Groups_42 | Thermostat Setback | 0.131% | 0 | 0.23045 | Commercial_2020_SC B_MW_Before Competition Groups_Thermostat Setback
Commercial | Com ¦ Water Source Heat Pump (4 ton) | 2020 | SC B | MW | Before Competition Groups | 0.2285 | 0 | 0 | 175.8697 | 0.0012992 | 43 | Commercial_2020_SC B_MW_Before Competition Groups_43 | Water Source Heat Pump (4 ton) | 0.1299% | 0 | 0.2285 | Commercial_2020_SC B_MW_Before Competition Groups_Water Source Heat Pump (4 ton)
Commercial | Com ¦ ENERGY STAR Fryer (84% eff) | 2020 | SC B | MW | Before Competition Groups | 0.19678 | 0 | 0 | 175.8697 | 0.0011189 | 44 | Commercial_2020_SC B_MW_Before Competition Groups_44 | ENERGY STAR Fryer (84% eff) | 0.1119% | 0 | 0.19678 | Commercial_2020_SC B_MW_Before Competition Groups_ENERGY STAR Fryer (84% eff)
Commercial | Com ¦ Suction Pipe Insulation Freezer/Refrigerator | 2020 | SC B | MW | Before Competition Groups | 0.18952 | 0 | 0 | 175.8697 | 0.0010776 | 45 | Commercial_2020_SC B_MW_Before Competition Groups_45 | Suction Pipe Insulation Freezer/Refrigerator | 0.1078% | 0 | 0.18952 | Commercial_2020_SC B_MW_Before Competition Groups_Suction Pipe Insulation Freezer/Refrigerator
Commercial | Com ¦ ENERGY STAR Steam Cookers | 2020 | SC B | MW | Before Competition Groups | 0.1251 | 0 | 0 | 175.8697 | 0.00071131 | 46 | Commercial_2020_SC B_MW_Before Competition Groups_46 | ENERGY STAR Steam Cookers | 0.07113% | 0 | 0.1251 | Commercial_2020_SC B_MW_Before Competition Groups_ENERGY STAR Steam Cookers
Commercial | Com ¦ ENERGY STAR Dishwasher | 2020 | SC B | MW | Before Competition Groups | 0.091721 | 0 | 0 | 175.8697 | 0.00052153 | 47 | Commercial_2020_SC B_MW_Before Competition Groups_47 | ENERGY STAR Dishwasher | 0.05215% | 0 | 0.091721 | Commercial_2020_SC B_MW_Before Competition Groups_ENERGY STAR Dishwasher
Commercial | Com ¦ Ozone Laundry Treatment | 2020 | SC B | MW | Before Competition Groups | 0.081111 | 0 | 0 | 175.8697 | 0.0004612 | 48 | Commercial_2020_SC B_MW_Before Competition Groups_48 | Ozone Laundry Treatment | 0.04612% | 0 | 0.081111 | Commercial_2020_SC B_MW_Before Competition Groups_Ozone Laundry Treatment
Commercial | Com ¦ ECM MOTORS FOR HVAC APPLICATION (FAN-POWERED VAV BOX) | 2020 | SC B | MW | Before Competition Groups | 0.03388 | 0 | 0 | 175.8697 | 0.00019264 | 49 | Commercial_2020_SC B_MW_Before Competition Groups_49 | ECM MOTORS FOR HVAC APPLICATION (FAN-POWERED VAV BOX) | 0.01926% | 0 | 0.03388 | Commercial_2020_SC B_MW_Before Competition Groups_ECM MOTORS FOR HVAC APPLICATION (FAN-POWERED VAV BOX)
Commercial | Com ¦ HVAC Optimization | 2020 | SC B | MW | Before Competition Groups | 0.022371 | 0 | 0 | 175.8697 | 0.0001272 | 50 | Commercial_2020_SC B_MW_Before Competition Groups_50 | HVAC Optimization | 0.01272% | 0 | 0.022371 | Commercial_2020_SC B_MW_Before Competition Groups_HVAC Optimization
Commercial | Com ¦ Demand controlled Circulating Systems | 2020 | SC B | MW | Before Competition Groups | 0.018791 | 0 | 0 | 175.8697 | 0.00010685 | 51 | Commercial_2020_SC B_MW_Before Competition Groups_51 | Demand controlled Circulating Systems | 0.01068% | 0 | 0.018791 | Commercial_2020_SC B_MW_Before Competition Groups_Demand controlled Circulating Systems
Commercial | Com ¦ Auto Off Time Switch or Time Clock control | 2020 | SC B | MW | Before Competition Groups | 0.018356 | 0 | 0 | 175.8697 | 0.00010437 | 52 | Commercial_2020_SC B_MW_Before Competition Groups_52 | Auto Off Time Switch or Time Clock control | 0.01044% | 0 | 0.018356 | Commercial_2020_SC B_MW_Before Competition Groups_Auto Off Time Switch or Time Clock control
Commercial | Com ¦ CEE Tier 2/Energy Star Clothes Washers | 2020 | SC B | MW | Before Competition Groups | 0.017257 | 0 | 0 | 175.8697 | 9.8126e-05 | 53 | Commercial_2020_SC B_MW_Before Competition Groups_53 | CEE Tier 2/Energy Star Clothes Washers | 0.009813% | 0 | 0.017257 | Commercial_2020_SC B_MW_Before Competition Groups_CEE Tier 2/Energy Star Clothes Washers
Commercial | COM ¦ Ductless Mini-Split Heat Pumps | 2020 | SC B | MW | Before Competition Groups | 0.013104 | 0 | 0 | 175.8697 | 7.4512e-05 | 54 | Commercial_2020_SC B_MW_Before Competition Groups_54 | Ductless Mini-Split Heat Pumps | 0.007451% | 0 | 0.013104 | Commercial_2020_SC B_MW_Before Competition Groups_Ductless Mini-Split Heat Pumps
Commercial | Com ¦ Low Flow Pre-Rinse Spray Nozzle | 2020 | SC B | MW | Before Competition Groups | 0.011018 | 0 | 0 | 175.8697 | 6.2651e-05 | 55 | Commercial_2020_SC B_MW_Before Competition Groups_55 | Low Flow Pre-Rinse Spray Nozzle | 0.006265% | 0 | 0.011018 | Commercial_2020_SC B_MW_Before Competition Groups_Low Flow Pre-Rinse Spray Nozzle
Commercial | Com ¦ Wall Insulation | 2020 | SC B | MW | Before Competition Groups | 0.0064836 | 0 | 0 | 175.8697 | 3.6866e-05 | 56 | Commercial_2020_SC B_MW_Before Competition Groups_56 | Wall Insulation | 0.003687% | 0 | 0.0064836 | Commercial_2020_SC B_MW_Before Competition Groups_Wall Insulation
Commercial | Com ¦ Condensing Unit Heaters or other Efficient Unit Heating System | 2020 | SC B | MW | Before Competition Groups | 0.0062774 | 0 | 0 | 175.8697 | 3.5694e-05 | 57 | Commercial_2020_SC B_MW_Before Competition Groups_57 | Condensing Unit Heaters or other Efficient Unit Heating System | 0.003569% | 0 | 0.0062774 | Commercial_2020_SC B_MW_Before Competition Groups_Condensing Unit Heaters or other Efficient Unit Heating System
Commercial | Com ¦ PTAC (12 EER/10,000 BTU) | 2020 | SC B | MW | Before Competition Groups | 0.0043533 | 0 | 0 | 175.8697 | 2.4753e-05 | 58 | Commercial_2020_SC B_MW_Before Competition Groups_58 | PTAC (12 EER/10,000 BTU) | 0.002475% | 0 | 0.0043533 | Commercial_2020_SC B_MW_Before Competition Groups_PTAC (12 EER/10,000 BTU)
Commercial | Com ¦ Commercial Hot Food Holding Cabinets | 2020 | SC B | MW | Before Competition Groups | 0.003661 | 0 | 0 | 175.8697 | 2.0816e-05 | 59 | Commercial_2020_SC B_MW_Before Competition Groups_59 | Commercial Hot Food Holding Cabinets | 0.002082% | 0 | 0.003661 | Commercial_2020_SC B_MW_Before Competition Groups_Commercial Hot Food Holding Cabinets
Commercial | Com ¦ High Efficiency Chiller (avg of water and air cooled) | 2020 | SC B | MW | Before Competition Groups | 0.0027544 | 0 | 0 | 175.8697 | 1.5661e-05 | 60 | Commercial_2020_SC B_MW_Before Competition Groups_60 | High Efficiency Chiller (avg of water and air cooled) | 0.001566% | 0 | 0.0027544 | Commercial_2020_SC B_MW_Before Competition Groups_High Efficiency Chiller (avg of water and air cooled)
Commercial | Com ¦ VSD Air Compressor | 2020 | SC B | MW | Before Competition Groups | 0.0021589 | 0 | 0 | 175.8697 | 1.2275e-05 | 61 | Commercial_2020_SC B_MW_Before Competition Groups_61 | VSD Air Compressor | 0.001228% | 0 | 0.0021589 | Commercial_2020_SC B_MW_Before Competition Groups_VSD Air Compressor
Commercial | Com ¦ Solar Water Preheat (Pools/DHW) | 2020 | SC B | MW | Before Competition Groups | 0.0014439 | 0 | 0 | 175.8697 | 8.2098e-06 | 62 | Commercial_2020_SC B_MW_Before Competition Groups_62 | Solar Water Preheat (Pools/DHW) | 0.000821% | 0 | 0.0014439 | Commercial_2020_SC B_MW_Before Competition Groups_Solar Water Preheat (Pools/DHW)
Commercial | Com ¦ Energy Recovery Ventilation and Ventilation (Enhanced) | 2020 | SC B | MW | Before Competition Groups | 0.00074578 | 0 | 0 | 175.8697 | 4.2405e-06 | 63 | Commercial_2020_SC B_MW_Before Competition Groups_63 | Energy Recovery Ventilation and Ventilation (Enhanced) | 0.0004241% | 0 | 0.00074578 | Commercial_2020_SC B_MW_Before Competition Groups_Energy Recovery Ventilation and Ventilation (Enhanced)
Commercial | Com ¦ Air Curtains | 2020 | SC B | MW | Before Competition Groups | 0.00073018 | 0 | 0 | 175.8697 | 4.1518e-06 | 64 | Commercial_2020_SC B_MW_Before Competition Groups_64 | Air Curtains | 0.0004152% | 0 | 0.00073018 | Commercial_2020_SC B_MW_Before Competition Groups_Air Curtains
Commercial | Com ¦ Room AC (w/ louvered sides) 14 SEER from 12 SEER code | 2020 | SC B | MW | Before Competition Groups | 0.0004216 | 0 | 0 | 175.8697 | 2.3972e-06 | 65 | Commercial_2020_SC B_MW_Before Competition Groups_65 | Room AC (w/ louvered sides) 14 SEER from 12 SEER code | 0.0002397% | 0 | 0.0004216 | Commercial_2020_SC B_MW_Before Competition Groups_Room AC (w/ louvered sides) 14 SEER from 12 SEER code
Commercial | Com ¦ EC Plug Fan for Data Center (under cabinet) | 2020 | SC B | MW | Before Competition Groups | 0.00013049 | 0 | 0 | 175.8697 | 7.4199e-07 | 66 | Commercial_2020_SC B_MW_Before Competition Groups_66 | EC Plug Fan for Data Center (under cabinet) | 7.42e-05% | 0 | 0.00013049 | Commercial_2020_SC B_MW_Before Competition Groups_EC Plug Fan for Data Center (under cabinet)
Commercial | Com ¦ Electric Convection Combination Ovens | 2020 | SC B | MW | Before Competition Groups | 4.4196e-05 | 0 | 0 | 175.8697 | 2.513e-07 | 67 | Commercial_2020_SC B_MW_Before Competition Groups_67 | Electric Convection Combination Ovens | 2.513e-05% | 0 | 4.4196e-05 | Commercial_2020_SC B_MW_Before Competition Groups_Electric Convection Combination Ovens
Commercial | Com ¦ High Efficiency Small Instantaneous Water Heater | 2020 | SC B | MW | Before Competition Groups | 7.5276e-07 | 0 | 0 | 175.8697 | 4.2802e-09 | 68 | Commercial_2020_SC B_MW_Before Competition Groups_68 | High Efficiency Small Instantaneous Water Heater | 4.28e-07% | 0 | 7.5276e-07 | Commercial_2020_SC B_MW_Before Competition Groups_High Efficiency Small Instantaneous Water Heater
Commercial | Com ¦ LLLC - Low Impact Application | 2020 | SC B | MW | Before Competition Groups | 9.1631e-20 | 0 | 0 | 175.8697 | 5.2101e-22 | 69 | Commercial_2020_SC B_MW_Before Competition Groups_69 | LLLC - Low Impact Application | 5.21e-20% | 0 | 9.1631e-20 | Commercial_2020_SC B_MW_Before Competition Groups_LLLC - Low Impact Application
Commercial | Com ¦ LLLC - High Impact Application | 2020 | SC B | MW | Before Competition Groups | 2.9082e-20 | 0 | 0 | 175.8697 | 1.6536e-22 | 70 | Commercial_2020_SC B_MW_Before Competition Groups_70 | LLLC - High Impact Application | 1.654e-20% | 0 | 2.9082e-20 | Commercial_2020_SC B_MW_Before Competition Groups_LLLC - High Impact Application
Commercial | Com ¦ Networked/Connected - High Impact Application | 2020 | SC B | MW | Before Competition Groups | 1.1676e-22 | 0 | 0 | 175.8697 | 6.6389e-25 | 71 | Commercial_2020_SC B_MW_Before Competition Groups_71 | Networked/Connected - High Impact Application | 6.639e-23% | 0 | 1.1676e-22 | Commercial_2020_SC B_MW_Before Competition Groups_Networked/Connected - High Impact Application
Commercial | Com ¦ Condensing Make Up Air Unit | 2020 | SC B | MW | Before Competition Groups | 0 | 0 | 0 | 175.8697 | 0 | 72 | Commercial_2020_SC B_MW_Before Competition Groups_72 | Condensing Make Up Air Unit | 0% | 0 | 0 | Commercial_2020_SC B_MW_Before Competition Groups_Condensing Make Up Air Unit
Commercial | Com ¦ Door Gasket Freezer/Refrigerator | 2020 | SC B | MW | Before Competition Groups | 0 | 0 | 0 | 175.8697 | 0 | 73 | Commercial_2020_SC B_MW_Before Competition Groups_73 | Door Gasket Freezer/Refrigerator | 0% | 0 | 0 | Commercial_2020_SC B_MW_Before Competition Groups_Door Gasket Freezer/Refrigerator
Commercial | Com ¦ Efficient compressor motor | 2020 | SC B | MW | Before Competition Groups | 0 | 0 | 0 | 175.8697 | 0 | 74 | Commercial_2020_SC B_MW_Before Competition Groups_74 | Efficient compressor motor | 0% | 0 | 0 | Commercial_2020_SC B_MW_Before Competition Groups_Efficient compressor motor
Commercial | Com ¦ Indoor Daylight Sensors/Photocell Dimming Control | 2020 | SC B | MW | Before Competition Groups | 0 | 0 | 0 | 175.8697 | 0 | 75 | Commercial_2020_SC B_MW_Before Competition Groups_75 | Indoor Daylight Sensors/Photocell Dimming Control | 0% | 0 | 0 | Commercial_2020_SC B_MW_Before Competition Groups_Indoor Daylight Sensors/Photocell Dimming Control
Commercial | Com ¦ LED RECESSED DOWNLIGHTS | 2020 | SC B | MW | Before Competition Groups | 0 | 0 | 0 | 175.8697 | 0 | 76 | Commercial_2020_SC B_MW_Before Competition Groups_76 | LED RECESSED DOWNLIGHTS | 0% | 0 | 0 | Commercial_2020_SC B_MW_Before Competition Groups_LED RECESSED DOWNLIGHTS
Commercial | Com ¦ Networked/Connected - Low Impact Application | 2020 | SC B | MW | Before Competition Groups | 0 | 0 | 0 | 175.8697 | 0 | 77 | Commercial_2020_SC B_MW_Before Competition Groups_77 | Networked/Connected - Low Impact Application | 0% | 0 | 0 | Commercial_2020_SC B_MW_Before Competition Groups_Networked/Connected - Low Impact Application
Commercial | Com ¦ Notched V belts for HVAC Systems | 2020 | SC B | MW | Before Competition Groups | 0 | 0 | 0 | 175.8697 | 0 | 78 | Commercial_2020_SC B_MW_Before Competition Groups_78 | Notched V belts for HVAC Systems | 0% | 0 | 0 | Commercial_2020_SC B_MW_Before Competition Groups_Notched V belts for HVAC Systems
Commercial | Com ¦ Refrigerated Display Case Doors | 2020 | SC B | MW | Before Competition Groups | 0 | 0 | 0 | 175.8697 | 0 | 79 | Commercial_2020_SC B_MW_Before Competition Groups_79 | Refrigerated Display Case Doors | 0% | 0 | 0 | Commercial_2020_SC B_MW_Before Competition Groups_Refrigerated Display Case Doors
Commercial | Com ¦ Variable Refrigerant Flow Heat Pump | 2020 | SC B | MW | Before Competition Groups | 0 | 0 | 0 | 175.8697 | 0 | 80 | Commercial_2020_SC B_MW_Before Competition Groups_80 | Variable Refrigerant Flow Heat Pump | 0% | 0 | 0 | Commercial_2020_SC B_MW_Before Competition Groups_Variable Refrigerant Flow Heat Pump
Commercial | Com ¦ ENERGY STAR LED LAMPS (REFLECTOR LAMPs/MR16/PAR 16) | 2020 | SC C | MW | Before Competition Groups | 33.7118 | 0 | 0 | 134.3101 | 0.251 | 1 | Commercial_2020_SC C_MW_Before Competition Groups_1 | ENERGY STAR LED LAMPS (REFLECTOR LAMPs/MR16/PAR 16) | 25.1% | 0 | 33.7118 | Commercial_2020_SC C_MW_Before Competition Groups_ENERGY STAR LED LAMPS (REFLECTOR LAMPs/MR16/PAR 16)
Commercial | Com ¦ LED Replacement Lamp (Tube) | 2020 | SC C | MW | Before Competition Groups | 12.0205 | 0 | 0 | 134.3101 | 0.089498 | 2 | Commercial_2020_SC C_MW_Before Competition Groups_2 | LED Replacement Lamp (Tube) | 8.95% | 0 | 12.0205 | Commercial_2020_SC C_MW_Before Competition Groups_LED Replacement Lamp (Tube)
Commercial | Com ¦ LED Troffer/Surface/Suspended | 2020 | SC C | MW | Before Competition Groups | 9.5656 | 0 | 0 | 134.3101 | 0.07122 | 3 | Commercial_2020_SC C_MW_Before Competition Groups_3 | LED Troffer/Surface/Suspended | 7.122% | 0 | 9.5656 | Commercial_2020_SC C_MW_Before Competition Groups_LED Troffer/Surface/Suspended
Commercial | Com ¦ LED Low/High Bay | 2020 | SC C | MW | Before Competition Groups | 8.5474 | 0 | 0 | 134.3101 | 0.063639 | 4 | Commercial_2020_SC C_MW_Before Competition Groups_4 | LED Low/High Bay | 6.364% | 0 | 8.5474 | Commercial_2020_SC C_MW_Before Competition Groups_LED Low/High Bay
Commercial | Com ¦ High Efficiency Air Source Heat Pump | 2020 | SC C | MW | Before Competition Groups | 8.4362 | 0 | 0 | 134.3101 | 0.062811 | 5 | Commercial_2020_SC C_MW_Before Competition Groups_5 | High Efficiency Air Source Heat Pump | 6.281% | 0 | 8.4362 | Commercial_2020_SC C_MW_Before Competition Groups_High Efficiency Air Source Heat Pump
Commercial | Com ¦ ENERGY STAR LED LAMPS (General Service Lamps) | 2020 | SC C | MW | Before Competition Groups | 7.2196 | 0 | 0 | 134.3101 | 0.053754 | 6 | Commercial_2020_SC C_MW_Before Competition Groups_6 | ENERGY STAR LED LAMPS (General Service Lamps) | 5.375% | 0 | 7.2196 | Commercial_2020_SC C_MW_Before Competition Groups_ENERGY STAR LED LAMPS (General Service Lamps)
Commercial | Com ¦ Data Center Storage/Server Virtualization | 2020 | SC C | MW | Before Competition Groups | 6.2231 | 0 | 0 | 134.3101 | 0.046334 | 7 | Commercial_2020_SC C_MW_Before Competition Groups_7 | Data Center Storage/Server Virtualization | 4.633% | 0 | 6.2231 | Commercial_2020_SC C_MW_Before Competition Groups_Data Center Storage/Server Virtualization
Commercial | Com ¦ Building Recommissioning, Operations and Maintenance (O&M) Improvements | 2020 | SC C | MW | Before Competition Groups | 5.6181 | 0 | 0 | 134.3101 | 0.041829 | 8 | Commercial_2020_SC C_MW_Before Competition Groups_8 | Building Recommissioning, Operations and Maintenance (O&M) Improvements | 4.183% | 0 | 5.6181 | Commercial_2020_SC C_MW_Before Competition Groups_Building Recommissioning, Operations and Maintenance (O&M) Improvements
Commercial | Com ¦ Education and Capacity Building/Energy Behavior | 2020 | SC C | MW | Before Competition Groups | 5.1954 | 0 | 0 | 134.3101 | 0.038682 | 9 | Commercial_2020_SC C_MW_Before Competition Groups_9 | Education and Capacity Building/Energy Behavior | 3.868% | 0 | 5.1954 | Commercial_2020_SC C_MW_Before Competition Groups_Education and Capacity Building/Energy Behavior
Commercial | Com ¦ LED or Equivalent Sign Lighting | 2020 | SC C | MW | Before Competition Groups | 5.0518 | 0 | 0 | 134.3101 | 0.037613 | 10 | Commercial_2020_SC C_MW_Before Competition Groups_10 | LED or Equivalent Sign Lighting | 3.761% | 0 | 5.0518 | Commercial_2020_SC C_MW_Before Competition Groups_LED or Equivalent Sign Lighting
Commercial | Com ¦ Advanced BAS/Controllers | 2020 | SC C | MW | Before Competition Groups | 3.7777 | 0 | 0 | 134.3101 | 0.028127 | 11 | Commercial_2020_SC C_MW_Before Competition Groups_11 | Advanced BAS/Controllers | 2.813% | 0 | 3.7777 | Commercial_2020_SC C_MW_Before Competition Groups_Advanced BAS/Controllers
Commercial | Com ¦ Reach-in Shaded Pole to ECM/PSC Evaporator Fan Motor | 2020 | SC C | MW | Before Competition Groups | 3.2525 | 0 | 0 | 134.3101 | 0.024216 | 12 | Commercial_2020_SC C_MW_Before Competition Groups_12 | Reach-in Shaded Pole to ECM/PSC Evaporator Fan Motor | 2.422% | 0 | 3.2525 | Commercial_2020_SC C_MW_Before Competition Groups_Reach-in Shaded Pole to ECM/PSC Evaporator Fan Motor
Commercial | Com ¦ Unitary Air-Conditioning Unit | 2020 | SC C | MW | Before Competition Groups | 2.485 | 0 | 0 | 134.3101 | 0.018502 | 13 | Commercial_2020_SC C_MW_Before Competition Groups_13 | Unitary Air-Conditioning Unit | 1.85% | 0 | 2.485 | Commercial_2020_SC C_MW_Before Competition Groups_Unitary Air-Conditioning Unit
Commercial | Com ¦ Adaptive Thermostats | 2020 | SC C | MW | Before Competition Groups | 2.3722 | 0 | 0 | 134.3101 | 0.017662 | 14 | Commercial_2020_SC C_MW_Before Competition Groups_14 | Adaptive Thermostats | 1.766% | 0 | 2.3722 | Commercial_2020_SC C_MW_Before Competition Groups_Adaptive Thermostats
Commercial | Com ¦ Strip Curtains | 2020 | SC C | MW | Before Competition Groups | 2.1769 | 0 | 0 | 134.3101 | 0.016208 | 15 | Commercial_2020_SC C_MW_Before Competition Groups_15 | Strip Curtains | 1.621% | 0 | 2.1769 | Commercial_2020_SC C_MW_Before Competition Groups_Strip Curtains
Commercial | Com ¦ Chilled Water Optimization | 2020 | SC C | MW | Before Competition Groups | 2.0814 | 0 | 0 | 134.3101 | 0.015497 | 16 | Commercial_2020_SC C_MW_Before Competition Groups_16 | Chilled Water Optimization | 1.55% | 0 | 2.0814 | Commercial_2020_SC C_MW_Before Competition Groups_Chilled Water Optimization
Commercial | Com ¦ Furnace Tune-Up | 2020 | SC C | MW | Before Competition Groups | 1.4943 | 0 | 0 | 134.3101 | 0.011125 | 17 | Commercial_2020_SC C_MW_Before Competition Groups_17 | Furnace Tune-Up | 1.113% | 0 | 1.4943 | Commercial_2020_SC C_MW_Before Competition Groups_Furnace Tune-Up
Commercial | Com ¦ LED parking lot fixture | 2020 | SC C | MW | Before Competition Groups | 1.4356 | 0 | 0 | 134.3101 | 0.010689 | 18 | Commercial_2020_SC C_MW_Before Competition Groups_18 | LED parking lot fixture | 1.069% | 0 | 1.4356 | Commercial_2020_SC C_MW_Before Competition Groups_LED parking lot fixture
Commercial | Com ¦ LED EXTERIOR AREA LIGHTS - LED fixture (200W) | 2020 | SC C | MW | Before Competition Groups | 1.4004 | 0 | 0 | 134.3101 | 0.010427 | 19 | Commercial_2020_SC C_MW_Before Competition Groups_19 | LED EXTERIOR AREA LIGHTS - LED fixture (200W) | 1.043% | 0 | 1.4004 | Commercial_2020_SC C_MW_Before Competition Groups_LED EXTERIOR AREA LIGHTS - LED fixture (200W)
Commercial | Com ¦ Centrally controlled desktop PC/NETWORK PC POWER MANAGEMENT SOFTWARE | 2020 | SC C | MW | Before Competition Groups | 1.213 | 0 | 0 | 134.3101 | 0.0090311 | 20 | Commercial_2020_SC C_MW_Before Competition Groups_20 | Centrally controlled desktop PC/NETWORK PC POWER MANAGEMENT SOFTWARE | 0.9031% | 0 | 1.213 | Commercial_2020_SC C_MW_Before Competition Groups_Centrally controlled desktop PC/NETWORK PC POWER MANAGEMENT SOFTWARE
Commercial | Com ¦ Refrigerated Display Case LED | 2020 | SC C | MW | Before Competition Groups | 1.1461 | 0 | 0 | 134.3101 | 0.008533 | 21 | Commercial_2020_SC C_MW_Before Competition Groups_21 | Refrigerated Display Case LED | 0.8533% | 0 | 1.1461 | Commercial_2020_SC C_MW_Before Competition Groups_Refrigerated Display Case LED
Commercial | Com ¦ Demand Control Ventilation | 2020 | SC C | MW | Before Competition Groups | 1.0743 | 0 | 0 | 134.3101 | 0.007999 | 22 | Commercial_2020_SC C_MW_Before Competition Groups_22 | Demand Control Ventilation | 0.7999% | 0 | 1.0743 | Commercial_2020_SC C_MW_Before Competition Groups_Demand Control Ventilation
Commercial | Com ¦ Variable Frequency Drive (VFD) | 2020 | SC C | MW | Before Competition Groups | 1.0503 | 0 | 0 | 134.3101 | 0.0078199 | 23 | Commercial_2020_SC C_MW_Before Competition Groups_23 | Variable Frequency Drive (VFD) | 0.782% | 0 | 1.0503 | Commercial_2020_SC C_MW_Before Competition Groups_Variable Frequency Drive (VFD)
Commercial | Com ¦ VFD on Pumps | 2020 | SC C | MW | Before Competition Groups | 0.98117 | 0 | 0 | 134.3101 | 0.0073052 | 24 | Commercial_2020_SC C_MW_Before Competition Groups_24 | VFD on Pumps | 0.7305% | 0 | 0.98117 | Commercial_2020_SC C_MW_Before Competition Groups_VFD on Pumps
Commercial | Com ¦ LED street light fixture | 2020 | SC C | MW | Before Competition Groups | 0.75993 | 0 | 0 | 134.3101 | 0.005658 | 25 | Commercial_2020_SC C_MW_Before Competition Groups_25 | LED street light fixture | 0.5658% | 0 | 0.75993 | Commercial_2020_SC C_MW_Before Competition Groups_LED street light fixture
Commercial | Com ¦ ENERGY STAR Griddle (74% eff) | 2020 | SC C | MW | Before Competition Groups | 0.6855 | 0 | 0 | 134.3101 | 0.0051038 | 26 | Commercial_2020_SC C_MW_Before Competition Groups_26 | ENERGY STAR Griddle (74% eff) | 0.5104% | 0 | 0.6855 | Commercial_2020_SC C_MW_Before Competition Groups_ENERGY STAR Griddle (74% eff)
Commercial | Com ¦ Air Handler with Dedicated Outdoor Air Systems | 2020 | SC C | MW | Before Competition Groups | 0.60843 | 0 | 0 | 134.3101 | 0.00453 | 27 | Commercial_2020_SC C_MW_Before Competition Groups_27 | Air Handler with Dedicated Outdoor Air Systems | 0.453% | 0 | 0.60843 | Commercial_2020_SC C_MW_Before Competition Groups_Air Handler with Dedicated Outdoor Air Systems
Commercial | Com ¦ ECM MOTORS FOR EVAPORATOR FANS for refrigeration (WALK-IN) | 2020 | SC C | MW | Before Competition Groups | 0.53936 | 0 | 0 | 134.3101 | 0.0040157 | 28 | Commercial_2020_SC C_MW_Before Competition Groups_28 | ECM MOTORS FOR EVAPORATOR FANS for refrigeration (WALK-IN) | 0.4016% | 0 | 0.53936 | Commercial_2020_SC C_MW_Before Competition Groups_ECM MOTORS FOR EVAPORATOR FANS for refrigeration (WALK-IN)
Commercial | Com ¦ Freezer Case Light Sensor | 2020 | SC C | MW | Before Competition Groups | 0.46547 | 0 | 0 | 134.3101 | 0.0034656 | 29 | Commercial_2020_SC C_MW_Before Competition Groups_29 | Freezer Case Light Sensor | 0.3466% | 0 | 0.46547 | Commercial_2020_SC C_MW_Before Competition Groups_Freezer Case Light Sensor
Commercial | Com ¦ Evaporator Fan Controls | 2020 | SC C | MW | Before Competition Groups | 0.45348 | 0 | 0 | 134.3101 | 0.0033764 | 30 | Commercial_2020_SC C_MW_Before Competition Groups_30 | Evaporator Fan Controls | 0.3376% | 0 | 0.45348 | Commercial_2020_SC C_MW_Before Competition Groups_Evaporator Fan Controls
Commercial | Com ¦ Occupancy Sensors | 2020 | SC C | MW | Before Competition Groups | 0.4049 | 0 | 0 | 134.3101 | 0.0030147 | 31 | Commercial_2020_SC C_MW_Before Competition Groups_31 | Occupancy Sensors | 0.3015% | 0 | 0.4049 | Commercial_2020_SC C_MW_Before Competition Groups_Occupancy Sensors
Commercial | Com ¦ Demand Control Kitchen Ventilation | 2020 | SC C | MW | Before Competition Groups | 0.3742 | 0 | 0 | 134.3101 | 0.0027861 | 32 | Commercial_2020_SC C_MW_Before Competition Groups_32 | Demand Control Kitchen Ventilation | 0.2786% | 0 | 0.3742 | Commercial_2020_SC C_MW_Before Competition Groups_Demand Control Kitchen Ventilation
Commercial | Com ¦ Duct Insulation, R8 | 2020 | SC C | MW | Before Competition Groups | 0.27681 | 0 | 0 | 134.3101 | 0.0020609 | 33 | Commercial_2020_SC C_MW_Before Competition Groups_33 | Duct Insulation, R8 | 0.2061% | 0 | 0.27681 | Commercial_2020_SC C_MW_Before Competition Groups_Duct Insulation, R8
Commercial | Com ¦ Thermostat Setback | 2020 | SC C | MW | Before Competition Groups | 0.2292 | 0 | 0 | 134.3101 | 0.0017065 | 34 | Commercial_2020_SC C_MW_Before Competition Groups_34 | Thermostat Setback | 0.1706% | 0 | 0.2292 | Commercial_2020_SC C_MW_Before Competition Groups_Thermostat Setback
Commercial | Com ¦ Water Source Heat Pump (4 ton) | 2020 | SC C | MW | Before Competition Groups | 0.20611 | 0 | 0 | 134.3101 | 0.0015346 | 35 | Commercial_2020_SC C_MW_Before Competition Groups_35 | Water Source Heat Pump (4 ton) | 0.1535% | 0 | 0.20611 | Commercial_2020_SC C_MW_Before Competition Groups_Water Source Heat Pump (4 ton)
Commercial | Com ¦ ENERGY STAR Fryer (84% eff) | 2020 | SC C | MW | Before Competition Groups | 0.19678 | 0 | 0 | 134.3101 | 0.0014651 | 36 | Commercial_2020_SC C_MW_Before Competition Groups_36 | ENERGY STAR Fryer (84% eff) | 0.1465% | 0 | 0.19678 | Commercial_2020_SC C_MW_Before Competition Groups_ENERGY STAR Fryer (84% eff)
Commercial | Com ¦ Temperature Adjustment in Commercial Freezers | 2020 | SC C | MW | Before Competition Groups | 0.16593 | 0 | 0 | 134.3101 | 0.0012354 | 37 | Commercial_2020_SC C_MW_Before Competition Groups_37 | Temperature Adjustment in Commercial Freezers | 0.1235% | 0 | 0.16593 | Commercial_2020_SC C_MW_Before Competition Groups_Temperature Adjustment in Commercial Freezers
Commercial | Com ¦ Elec Storage WH 2.30 Et | 2020 | SC C | MW | Before Competition Groups | 0.14697 | 0 | 0 | 134.3101 | 0.0010943 | 38 | Commercial_2020_SC C_MW_Before Competition Groups_38 | Elec Storage WH 2.30 Et | 0.1094% | 0 | 0.14697 | Commercial_2020_SC C_MW_Before Competition Groups_Elec Storage WH 2.30 Et
Commercial | Com ¦ Vertical Night Covers | 2020 | SC C | MW | Before Competition Groups | 0.1371 | 0 | 0 | 134.3101 | 0.0010208 | 39 | Commercial_2020_SC C_MW_Before Competition Groups_39 | Vertical Night Covers | 0.1021% | 0 | 0.1371 | Commercial_2020_SC C_MW_Before Competition Groups_Vertical Night Covers
Commercial | Com ¦ Outside Air Economizer | 2020 | SC C | MW | Before Competition Groups | 0.13423 | 0 | 0 | 134.3101 | 0.00099938 | 40 | Commercial_2020_SC C_MW_Before Competition Groups_40 | Outside Air Economizer | 0.09994% | 0 | 0.13423 | Commercial_2020_SC C_MW_Before Competition Groups_Outside Air Economizer
Commercial | Com ¦ CO Sensors for parking garage exhaust fans | 2020 | SC C | MW | Before Competition Groups | 0.1342 | 0 | 0 | 134.3101 | 0.00099915 | 41 | Commercial_2020_SC C_MW_Before Competition Groups_41 | CO Sensors for parking garage exhaust fans | 0.09991% | 0 | 0.1342 | Commercial_2020_SC C_MW_Before Competition Groups_CO Sensors for parking garage exhaust fans
Commercial | Com ¦ ENERGY STAR Steam Cookers | 2020 | SC C | MW | Before Competition Groups | 0.1251 | 0 | 0 | 134.3101 | 0.00093141 | 42 | Commercial_2020_SC C_MW_Before Competition Groups_42 | ENERGY STAR Steam Cookers | 0.09314% | 0 | 0.1251 | Commercial_2020_SC C_MW_Before Competition Groups_ENERGY STAR Steam Cookers
Commercial | Com ¦ BEVERAGE VENDING MACHINE CONTROLS | 2020 | SC C | MW | Before Competition Groups | 0.1142 | 0 | 0 | 134.3101 | 0.00085025 | 43 | Commercial_2020_SC C_MW_Before Competition Groups_43 | BEVERAGE VENDING MACHINE CONTROLS | 0.08503% | 0 | 0.1142 | Commercial_2020_SC C_MW_Before Competition Groups_BEVERAGE VENDING MACHINE CONTROLS
Commercial | Com ¦ Energy Efficient Laboratory Fume Hood | 2020 | SC C | MW | Before Competition Groups | 0.10639 | 0 | 0 | 134.3101 | 0.00079213 | 44 | Commercial_2020_SC C_MW_Before Competition Groups_44 | Energy Efficient Laboratory Fume Hood | 0.07921% | 0 | 0.10639 | Commercial_2020_SC C_MW_Before Competition Groups_Energy Efficient Laboratory Fume Hood
Commercial | Com ¦ Water Heating (DHW) Pipe Insulation (Add 3/4\ Foam)" | 2020 | SC C | MW | Before Competition Groups | 0.10515 | 0 | 0 | 134.3101 | 0.00078291 | 45 | Commercial_2020_SC C_MW_Before Competition Groups_45 | Water Heating (DHW) Pipe Insulation (Add 3/4\ Foam)" | 0.07829% | 0 | 0.10515 | Commercial_2020_SC C_MW_Before Competition Groups_Water Heating (DHW) Pipe Insulation (Add 3/4\ Foam)"
Commercial | Com ¦ ENERGY STAR Dishwasher | 2020 | SC C | MW | Before Competition Groups | 0.084468 | 0 | 0 | 134.3101 | 0.0006289 | 46 | Commercial_2020_SC C_MW_Before Competition Groups_46 | ENERGY STAR Dishwasher | 0.06289% | 0 | 0.084468 | Commercial_2020_SC C_MW_Before Competition Groups_ENERGY STAR Dishwasher
Commercial | Com ¦ LLLC - High Impact Application | 2020 | SC C | MW | Before Competition Groups | 0.075877 | 0 | 0 | 134.3101 | 0.00056494 | 47 | Commercial_2020_SC C_MW_Before Competition Groups_47 | LLLC - High Impact Application | 0.05649% | 0 | 0.075877 | Commercial_2020_SC C_MW_Before Competition Groups_LLLC - High Impact Application
Commercial | Com ¦ Suction Pipe Insulation Freezer/Refrigerator | 2020 | SC C | MW | Before Competition Groups | 0.071351 | 0 | 0 | 134.3101 | 0.00053124 | 48 | Commercial_2020_SC C_MW_Before Competition Groups_48 | Suction Pipe Insulation Freezer/Refrigerator | 0.05312% | 0 | 0.071351 | Commercial_2020_SC C_MW_Before Competition Groups_Suction Pipe Insulation Freezer/Refrigerator
Commercial | Com ¦ LLLC - Low Impact Application | 2020 | SC C | MW | Before Competition Groups | 0.036375 | 0 | 0 | 134.3101 | 0.00027083 | 49 | Commercial_2020_SC C_MW_Before Competition Groups_49 | LLLC - Low Impact Application | 0.02708% | 0 | 0.036375 | Commercial_2020_SC C_MW_Before Competition Groups_LLLC - Low Impact Application
Commercial | Com ¦ Ozone Laundry Treatment | 2020 | SC C | MW | Before Competition Groups | 0.032765 | 0 | 0 | 134.3101 | 0.00024395 | 50 | Commercial_2020_SC C_MW_Before Competition Groups_50 | Ozone Laundry Treatment | 0.02439% | 0 | 0.032765 | Commercial_2020_SC C_MW_Before Competition Groups_Ozone Laundry Treatment
Commercial | Com ¦ HVAC Optimization | 2020 | SC C | MW | Before Competition Groups | 0.022371 | 0 | 0 | 134.3101 | 0.00016657 | 51 | Commercial_2020_SC C_MW_Before Competition Groups_51 | HVAC Optimization | 0.01666% | 0 | 0.022371 | Commercial_2020_SC C_MW_Before Competition Groups_HVAC Optimization
Commercial | Com ¦ CEE Tier 2/Energy Star Clothes Washers | 2020 | SC C | MW | Before Competition Groups | 0.016497 | 0 | 0 | 134.3101 | 0.00012283 | 52 | Commercial_2020_SC C_MW_Before Competition Groups_52 | CEE Tier 2/Energy Star Clothes Washers | 0.01228% | 0 | 0.016497 | Commercial_2020_SC C_MW_Before Competition Groups_CEE Tier 2/Energy Star Clothes Washers
Commercial | Com ¦ ECM MOTORS FOR HVAC APPLICATION (FAN-POWERED VAV BOX) | 2020 | SC C | MW | Before Competition Groups | 0.016224 | 0 | 0 | 134.3101 | 0.00012079 | 53 | Commercial_2020_SC C_MW_Before Competition Groups_53 | ECM MOTORS FOR HVAC APPLICATION (FAN-POWERED VAV BOX) | 0.01208% | 0 | 0.016224 | Commercial_2020_SC C_MW_Before Competition Groups_ECM MOTORS FOR HVAC APPLICATION (FAN-POWERED VAV BOX)
Commercial | COM ¦ Ductless Mini-Split Heat Pumps | 2020 | SC C | MW | Before Competition Groups | 0.012147 | 0 | 0 | 134.3101 | 9.0442e-05 | 54 | Commercial_2020_SC C_MW_Before Competition Groups_54 | Ductless Mini-Split Heat Pumps | 0.009044% | 0 | 0.012147 | Commercial_2020_SC C_MW_Before Competition Groups_Ductless Mini-Split Heat Pumps
Commercial | Com ¦ Low Flow Pre-Rinse Spray Nozzle | 2020 | SC C | MW | Before Competition Groups | 0.01019 | 0 | 0 | 134.3101 | 7.5866e-05 | 55 | Commercial_2020_SC C_MW_Before Competition Groups_55 | Low Flow Pre-Rinse Spray Nozzle | 0.007587% | 0 | 0.01019 | Commercial_2020_SC C_MW_Before Competition Groups_Low Flow Pre-Rinse Spray Nozzle
Commercial | Com ¦ Auto Off Time Switch or Time Clock control | 2020 | SC C | MW | Before Competition Groups | 0.0072806 | 0 | 0 | 134.3101 | 5.4207e-05 | 56 | Commercial_2020_SC C_MW_Before Competition Groups_56 | Auto Off Time Switch or Time Clock control | 0.005421% | 0 | 0.0072806 | Commercial_2020_SC C_MW_Before Competition Groups_Auto Off Time Switch or Time Clock control
Commercial | Com ¦ Demand controlled Circulating Systems | 2020 | SC C | MW | Before Competition Groups | 0.0070713 | 0 | 0 | 134.3101 | 5.2649e-05 | 57 | Commercial_2020_SC C_MW_Before Competition Groups_57 | Demand controlled Circulating Systems | 0.005265% | 0 | 0.0070713 | Commercial_2020_SC C_MW_Before Competition Groups_Demand controlled Circulating Systems
Commercial | Com ¦ Commercial Hot Food Holding Cabinets | 2020 | SC C | MW | Before Competition Groups | 0.0033489 | 0 | 0 | 134.3101 | 2.4934e-05 | 58 | Commercial_2020_SC C_MW_Before Competition Groups_58 | Commercial Hot Food Holding Cabinets | 0.002493% | 0 | 0.0033489 | Commercial_2020_SC C_MW_Before Competition Groups_Commercial Hot Food Holding Cabinets
Commercial | Com ¦ High Efficiency Chiller (avg of water and air cooled) | 2020 | SC C | MW | Before Competition Groups | 0.0027545 | 0 | 0 | 134.3101 | 2.0509e-05 | 59 | Commercial_2020_SC C_MW_Before Competition Groups_59 | High Efficiency Chiller (avg of water and air cooled) | 0.002051% | 0 | 0.0027545 | Commercial_2020_SC C_MW_Before Competition Groups_High Efficiency Chiller (avg of water and air cooled)
Commercial | Com ¦ Wall Insulation | 2020 | SC C | MW | Before Competition Groups | 0.0024405 | 0 | 0 | 134.3101 | 1.8171e-05 | 60 | Commercial_2020_SC C_MW_Before Competition Groups_60 | Wall Insulation | 0.001817% | 0 | 0.0024405 | Commercial_2020_SC C_MW_Before Competition Groups_Wall Insulation
Commercial | Com ¦ Condensing Unit Heaters or other Efficient Unit Heating System | 2020 | SC C | MW | Before Competition Groups | 0.0023631 | 0 | 0 | 134.3101 | 1.7594e-05 | 61 | Commercial_2020_SC C_MW_Before Competition Groups_61 | Condensing Unit Heaters or other Efficient Unit Heating System | 0.001759% | 0 | 0.0023631 | Commercial_2020_SC C_MW_Before Competition Groups_Condensing Unit Heaters or other Efficient Unit Heating System
Commercial | Com ¦ VSD Air Compressor | 2020 | SC C | MW | Before Competition Groups | 0.0020716 | 0 | 0 | 134.3101 | 1.5424e-05 | 62 | Commercial_2020_SC C_MW_Before Competition Groups_62 | VSD Air Compressor | 0.001542% | 0 | 0.0020716 | Commercial_2020_SC C_MW_Before Competition Groups_VSD Air Compressor
Commercial | Com ¦ Air Curtains | 2020 | SC C | MW | Before Competition Groups | 0.0019733 | 0 | 0 | 134.3101 | 1.4692e-05 | 63 | Commercial_2020_SC C_MW_Before Competition Groups_63 | Air Curtains | 0.001469% | 0 | 0.0019733 | Commercial_2020_SC C_MW_Before Competition Groups_Air Curtains
Commercial | Com ¦ PTAC (12 EER/10,000 BTU) | 2020 | SC C | MW | Before Competition Groups | 0.0016622 | 0 | 0 | 134.3101 | 1.2376e-05 | 64 | Commercial_2020_SC C_MW_Before Competition Groups_64 | PTAC (12 EER/10,000 BTU) | 0.001238% | 0 | 0.0016622 | Commercial_2020_SC C_MW_Before Competition Groups_PTAC (12 EER/10,000 BTU)
Commercial | Com ¦ Solar Water Preheat (Pools/DHW) | 2020 | SC C | MW | Before Competition Groups | 0.00055129 | 0 | 0 | 134.3101 | 4.1046e-06 | 65 | Commercial_2020_SC C_MW_Before Competition Groups_65 | Solar Water Preheat (Pools/DHW) | 0.0004105% | 0 | 0.00055129 | Commercial_2020_SC C_MW_Before Competition Groups_Solar Water Preheat (Pools/DHW)
Commercial | Com ¦ Room AC (w/ louvered sides) 14 SEER from 12 SEER code | 2020 | SC C | MW | Before Competition Groups | 0.00016098 | 0 | 0 | 134.3101 | 1.1986e-06 | 66 | Commercial_2020_SC C_MW_Before Competition Groups_66 | Room AC (w/ louvered sides) 14 SEER from 12 SEER code | 0.0001199% | 0 | 0.00016098 | Commercial_2020_SC C_MW_Before Competition Groups_Room AC (w/ louvered sides) 14 SEER from 12 SEER code
Commercial | Com ¦ Energy Recovery Ventilation and Ventilation (Enhanced) | 2020 | SC C | MW | Before Competition Groups | 0.00015149 | 0 | 0 | 134.3101 | 1.1279e-06 | 67 | Commercial_2020_SC C_MW_Before Competition Groups_67 | Energy Recovery Ventilation and Ventilation (Enhanced) | 0.0001128% | 0 | 0.00015149 | Commercial_2020_SC C_MW_Before Competition Groups_Energy Recovery Ventilation and Ventilation (Enhanced)
Commercial | Com ¦ EC Plug Fan for Data Center (under cabinet) | 2020 | SC C | MW | Before Competition Groups | 0.0001305 | 0 | 0 | 134.3101 | 9.7161e-07 | 68 | Commercial_2020_SC C_MW_Before Competition Groups_68 | EC Plug Fan for Data Center (under cabinet) | 9.716e-05% | 0 | 0.0001305 | Commercial_2020_SC C_MW_Before Competition Groups_EC Plug Fan for Data Center (under cabinet)
Commercial | Com ¦ Networked/Connected - High Impact Application | 2020 | SC C | MW | Before Competition Groups | 0.00011439 | 0 | 0 | 134.3101 | 8.5167e-07 | 69 | Commercial_2020_SC C_MW_Before Competition Groups_69 | Networked/Connected - High Impact Application | 8.517e-05% | 0 | 0.00011439 | Commercial_2020_SC C_MW_Before Competition Groups_Networked/Connected - High Impact Application
Commercial | Com ¦ Electric Convection Combination Ovens | 2020 | SC C | MW | Before Competition Groups | 4.3153e-05 | 0 | 0 | 134.3101 | 3.213e-07 | 70 | Commercial_2020_SC C_MW_Before Competition Groups_70 | Electric Convection Combination Ovens | 3.213e-05% | 0 | 4.3153e-05 | Commercial_2020_SC C_MW_Before Competition Groups_Electric Convection Combination Ovens
Commercial | Com ¦ High Efficiency Small Instantaneous Water Heater | 2020 | SC C | MW | Before Competition Groups | 7.5275e-07 | 0 | 0 | 134.3101 | 5.6046e-09 | 71 | Commercial_2020_SC C_MW_Before Competition Groups_71 | High Efficiency Small Instantaneous Water Heater | 5.605e-07% | 0 | 7.5275e-07 | Commercial_2020_SC C_MW_Before Competition Groups_High Efficiency Small Instantaneous Water Heater
Commercial | Com ¦ Condensing Make Up Air Unit | 2020 | SC C | MW | Before Competition Groups | 0 | 0 | 0 | 134.3101 | 0 | 72 | Commercial_2020_SC C_MW_Before Competition Groups_72 | Condensing Make Up Air Unit | 0% | 0 | 0 | Commercial_2020_SC C_MW_Before Competition Groups_Condensing Make Up Air Unit
Commercial | Com ¦ Door Gasket Freezer/Refrigerator | 2020 | SC C | MW | Before Competition Groups | 0 | 0 | 0 | 134.3101 | 0 | 73 | Commercial_2020_SC C_MW_Before Competition Groups_73 | Door Gasket Freezer/Refrigerator | 0% | 0 | 0 | Commercial_2020_SC C_MW_Before Competition Groups_Door Gasket Freezer/Refrigerator
Commercial | Com ¦ Efficient compressor motor | 2020 | SC C | MW | Before Competition Groups | 0 | 0 | 0 | 134.3101 | 0 | 74 | Commercial_2020_SC C_MW_Before Competition Groups_74 | Efficient compressor motor | 0% | 0 | 0 | Commercial_2020_SC C_MW_Before Competition Groups_Efficient compressor motor
Commercial | Com ¦ Indoor Daylight Sensors/Photocell Dimming Control | 2020 | SC C | MW | Before Competition Groups | 0 | 0 | 0 | 134.3101 | 0 | 75 | Commercial_2020_SC C_MW_Before Competition Groups_75 | Indoor Daylight Sensors/Photocell Dimming Control | 0% | 0 | 0 | Commercial_2020_SC C_MW_Before Competition Groups_Indoor Daylight Sensors/Photocell Dimming Control
Commercial | Com ¦ LED RECESSED DOWNLIGHTS | 2020 | SC C | MW | Before Competition Groups | 0 | 0 | 0 | 134.3101 | 0 | 76 | Commercial_2020_SC C_MW_Before Competition Groups_76 | LED RECESSED DOWNLIGHTS | 0% | 0 | 0 | Commercial_2020_SC C_MW_Before Competition Groups_LED RECESSED DOWNLIGHTS
Commercial | Com ¦ Networked/Connected - Low Impact Application | 2020 | SC C | MW | Before Competition Groups | 0 | 0 | 0 | 134.3101 | 0 | 77 | Commercial_2020_SC C_MW_Before Competition Groups_77 | Networked/Connected - Low Impact Application | 0% | 0 | 0 | Commercial_2020_SC C_MW_Before Competition Groups_Networked/Connected - Low Impact Application
Commercial | Com ¦ Notched V belts for HVAC Systems | 2020 | SC C | MW | Before Competition Groups | 0 | 0 | 0 | 134.3101 | 0 | 78 | Commercial_2020_SC C_MW_Before Competition Groups_78 | Notched V belts for HVAC Systems | 0% | 0 | 0 | Commercial_2020_SC C_MW_Before Competition Groups_Notched V belts for HVAC Systems
Commercial | Com ¦ Refrigerated Display Case Doors | 2020 | SC C | MW | Before Competition Groups | 0 | 0 | 0 | 134.3101 | 0 | 79 | Commercial_2020_SC C_MW_Before Competition Groups_79 | Refrigerated Display Case Doors | 0% | 0 | 0 | Commercial_2020_SC C_MW_Before Competition Groups_Refrigerated Display Case Doors
Commercial | Com ¦ Variable Refrigerant Flow Heat Pump | 2020 | SC C | MW | Before Competition Groups | 0 | 0 | 0 | 134.3101 | 0 | 80 | Commercial_2020_SC C_MW_Before Competition Groups_80 | Variable Refrigerant Flow Heat Pump | 0% | 0 | 0 | Commercial_2020_SC C_MW_Before Competition Groups_Variable Refrigerant Flow Heat Pump
Commercial | Com ¦ ENERGY STAR LED LAMPS (REFLECTOR LAMPs/MR16/PAR 16) | 2020 | SC D | MW | Before Competition Groups | 33.7113 | 0 | 0 | 129.5242 | 0.26027 | 1 | Commercial_2020_SC D_MW_Before Competition Groups_1 | ENERGY STAR LED LAMPS (REFLECTOR LAMPs/MR16/PAR 16) | 26.03% | 0 | 33.7113 | Commercial_2020_SC D_MW_Before Competition Groups_ENERGY STAR LED LAMPS (REFLECTOR LAMPs/MR16/PAR 16)
Commercial | Com ¦ LED Replacement Lamp (Tube) | 2020 | SC D | MW | Before Competition Groups | 12.0205 | 0 | 0 | 129.5242 | 0.092805 | 2 | Commercial_2020_SC D_MW_Before Competition Groups_2 | LED Replacement Lamp (Tube) | 9.281% | 0 | 12.0205 | Commercial_2020_SC D_MW_Before Competition Groups_LED Replacement Lamp (Tube)
Commercial | Com ¦ High Efficiency Air Source Heat Pump | 2020 | SC D | MW | Before Competition Groups | 8.4362 | 0 | 0 | 129.5242 | 0.065132 | 3 | Commercial_2020_SC D_MW_Before Competition Groups_3 | High Efficiency Air Source Heat Pump | 6.513% | 0 | 8.4362 | Commercial_2020_SC D_MW_Before Competition Groups_High Efficiency Air Source Heat Pump
Commercial | Com ¦ LED Low/High Bay | 2020 | SC D | MW | Before Competition Groups | 8.1716 | 0 | 0 | 129.5242 | 0.06309 | 4 | Commercial_2020_SC D_MW_Before Competition Groups_4 | LED Low/High Bay | 6.309% | 0 | 8.1716 | Commercial_2020_SC D_MW_Before Competition Groups_LED Low/High Bay
Commercial | Com ¦ LED Troffer/Surface/Suspended | 2020 | SC D | MW | Before Competition Groups | 7.6521 | 0 | 0 | 129.5242 | 0.059079 | 5 | Commercial_2020_SC D_MW_Before Competition Groups_5 | LED Troffer/Surface/Suspended | 5.908% | 0 | 7.6521 | Commercial_2020_SC D_MW_Before Competition Groups_LED Troffer/Surface/Suspended
Commercial | Com ¦ ENERGY STAR LED LAMPS (General Service Lamps) | 2020 | SC D | MW | Before Competition Groups | 7.2195 | 0 | 0 | 129.5242 | 0.055739 | 6 | Commercial_2020_SC D_MW_Before Competition Groups_6 | ENERGY STAR LED LAMPS (General Service Lamps) | 5.574% | 0 | 7.2195 | Commercial_2020_SC D_MW_Before Competition Groups_ENERGY STAR LED LAMPS (General Service Lamps)
Commercial | Com ¦ Data Center Storage/Server Virtualization | 2020 | SC D | MW | Before Competition Groups | 6.2231 | 0 | 0 | 129.5242 | 0.048046 | 7 | Commercial_2020_SC D_MW_Before Competition Groups_7 | Data Center Storage/Server Virtualization | 4.805% | 0 | 6.2231 | Commercial_2020_SC D_MW_Before Competition Groups_Data Center Storage/Server Virtualization
Commercial | Com ¦ Building Recommissioning, Operations and Maintenance (O&M) Improvements | 2020 | SC D | MW | Before Competition Groups | 5.6133 | 0 | 0 | 129.5242 | 0.043338 | 8 | Commercial_2020_SC D_MW_Before Competition Groups_8 | Building Recommissioning, Operations and Maintenance (O&M) Improvements | 4.334% | 0 | 5.6133 | Commercial_2020_SC D_MW_Before Competition Groups_Building Recommissioning, Operations and Maintenance (O&M) Improvements
Commercial | Com ¦ Education and Capacity Building/Energy Behavior | 2020 | SC D | MW | Before Competition Groups | 5.1954 | 0 | 0 | 129.5242 | 0.040111 | 9 | Commercial_2020_SC D_MW_Before Competition Groups_9 | Education and Capacity Building/Energy Behavior | 4.011% | 0 | 5.1954 | Commercial_2020_SC D_MW_Before Competition Groups_Education and Capacity Building/Energy Behavior
Commercial | Com ¦ Advanced BAS/Controllers | 2020 | SC D | MW | Before Competition Groups | 3.968 | 0 | 0 | 129.5242 | 0.030635 | 10 | Commercial_2020_SC D_MW_Before Competition Groups_10 | Advanced BAS/Controllers | 3.063% | 0 | 3.968 | Commercial_2020_SC D_MW_Before Competition Groups_Advanced BAS/Controllers
Commercial | Com ¦ LED or Equivalent Sign Lighting | 2020 | SC D | MW | Before Competition Groups | 3.9044 | 0 | 0 | 129.5242 | 0.030144 | 11 | Commercial_2020_SC D_MW_Before Competition Groups_11 | LED or Equivalent Sign Lighting | 3.014% | 0 | 3.9044 | Commercial_2020_SC D_MW_Before Competition Groups_LED or Equivalent Sign Lighting
Commercial | Com ¦ Reach-in Shaded Pole to ECM/PSC Evaporator Fan Motor | 2020 | SC D | MW | Before Competition Groups | 3.2525 | 0 | 0 | 129.5242 | 0.025111 | 12 | Commercial_2020_SC D_MW_Before Competition Groups_12 | Reach-in Shaded Pole to ECM/PSC Evaporator Fan Motor | 2.511% | 0 | 3.2525 | Commercial_2020_SC D_MW_Before Competition Groups_Reach-in Shaded Pole to ECM/PSC Evaporator Fan Motor
Commercial | Com ¦ Adaptive Thermostats | 2020 | SC D | MW | Before Competition Groups | 2.2815 | 0 | 0 | 129.5242 | 0.017614 | 13 | Commercial_2020_SC D_MW_Before Competition Groups_13 | Adaptive Thermostats | 1.761% | 0 | 2.2815 | Commercial_2020_SC D_MW_Before Competition Groups_Adaptive Thermostats
Commercial | Com ¦ Strip Curtains | 2020 | SC D | MW | Before Competition Groups | 2.1761 | 0 | 0 | 129.5242 | 0.016801 | 14 | Commercial_2020_SC D_MW_Before Competition Groups_14 | Strip Curtains | 1.68% | 0 | 2.1761 | Commercial_2020_SC D_MW_Before Competition Groups_Strip Curtains
Commercial | Com ¦ Unitary Air-Conditioning Unit | 2020 | SC D | MW | Before Competition Groups | 2.1656 | 0 | 0 | 129.5242 | 0.01672 | 15 | Commercial_2020_SC D_MW_Before Competition Groups_15 | Unitary Air-Conditioning Unit | 1.672% | 0 | 2.1656 | Commercial_2020_SC D_MW_Before Competition Groups_Unitary Air-Conditioning Unit
Commercial | Com ¦ Chilled Water Optimization | 2020 | SC D | MW | Before Competition Groups | 2.0814 | 0 | 0 | 129.5242 | 0.01607 | 16 | Commercial_2020_SC D_MW_Before Competition Groups_16 | Chilled Water Optimization | 1.607% | 0 | 2.0814 | Commercial_2020_SC D_MW_Before Competition Groups_Chilled Water Optimization
Commercial | Com ¦ Furnace Tune-Up | 2020 | SC D | MW | Before Competition Groups | 1.4943 | 0 | 0 | 129.5242 | 0.011536 | 17 | Commercial_2020_SC D_MW_Before Competition Groups_17 | Furnace Tune-Up | 1.154% | 0 | 1.4943 | Commercial_2020_SC D_MW_Before Competition Groups_Furnace Tune-Up
Commercial | Com ¦ LED parking lot fixture | 2020 | SC D | MW | Before Competition Groups | 1.4356 | 0 | 0 | 129.5242 | 0.011084 | 18 | Commercial_2020_SC D_MW_Before Competition Groups_18 | LED parking lot fixture | 1.108% | 0 | 1.4356 | Commercial_2020_SC D_MW_Before Competition Groups_LED parking lot fixture
Commercial | Com ¦ LED EXTERIOR AREA LIGHTS - LED fixture (200W) | 2020 | SC D | MW | Before Competition Groups | 1.3348 | 0 | 0 | 129.5242 | 0.010306 | 19 | Commercial_2020_SC D_MW_Before Competition Groups_19 | LED EXTERIOR AREA LIGHTS - LED fixture (200W) | 1.031% | 0 | 1.3348 | Commercial_2020_SC D_MW_Before Competition Groups_LED EXTERIOR AREA LIGHTS - LED fixture (200W)
Commercial | Com ¦ Centrally controlled desktop PC/NETWORK PC POWER MANAGEMENT SOFTWARE | 2020 | SC D | MW | Before Competition Groups | 1.2118 | 0 | 0 | 129.5242 | 0.0093556 | 20 | Commercial_2020_SC D_MW_Before Competition Groups_20 | Centrally controlled desktop PC/NETWORK PC POWER MANAGEMENT SOFTWARE | 0.9356% | 0 | 1.2118 | Commercial_2020_SC D_MW_Before Competition Groups_Centrally controlled desktop PC/NETWORK PC POWER MANAGEMENT SOFTWARE
Commercial | Com ¦ Refrigerated Display Case LED | 2020 | SC D | MW | Before Competition Groups | 1.0777 | 0 | 0 | 129.5242 | 0.0083202 | 21 | Commercial_2020_SC D_MW_Before Competition Groups_21 | Refrigerated Display Case LED | 0.832% | 0 | 1.0777 | Commercial_2020_SC D_MW_Before Competition Groups_Refrigerated Display Case LED
Commercial | Com ¦ Variable Frequency Drive (VFD) | 2020 | SC D | MW | Before Competition Groups | 1.0257 | 0 | 0 | 129.5242 | 0.0079193 | 22 | Commercial_2020_SC D_MW_Before Competition Groups_22 | Variable Frequency Drive (VFD) | 0.7919% | 0 | 1.0257 | Commercial_2020_SC D_MW_Before Competition Groups_Variable Frequency Drive (VFD)
Commercial | Com ¦ VFD on Pumps | 2020 | SC D | MW | Before Competition Groups | 0.95348 | 0 | 0 | 129.5242 | 0.0073614 | 23 | Commercial_2020_SC D_MW_Before Competition Groups_23 | VFD on Pumps | 0.7361% | 0 | 0.95348 | Commercial_2020_SC D_MW_Before Competition Groups_VFD on Pumps
Commercial | Com ¦ Demand Control Ventilation | 2020 | SC D | MW | Before Competition Groups | 0.83372 | 0 | 0 | 129.5242 | 0.0064368 | 24 | Commercial_2020_SC D_MW_Before Competition Groups_24 | Demand Control Ventilation | 0.6437% | 0 | 0.83372 | Commercial_2020_SC D_MW_Before Competition Groups_Demand Control Ventilation
Commercial | Com ¦ ENERGY STAR Griddle (74% eff) | 2020 | SC D | MW | Before Competition Groups | 0.6855 | 0 | 0 | 129.5242 | 0.0052924 | 25 | Commercial_2020_SC D_MW_Before Competition Groups_25 | ENERGY STAR Griddle (74% eff) | 0.5292% | 0 | 0.6855 | Commercial_2020_SC D_MW_Before Competition Groups_ENERGY STAR Griddle (74% eff)
Commercial | Com ¦ LED street light fixture | 2020 | SC D | MW | Before Competition Groups | 0.59701 | 0 | 0 | 129.5242 | 0.0046093 | 26 | Commercial_2020_SC D_MW_Before Competition Groups_26 | LED street light fixture | 0.4609% | 0 | 0.59701 | Commercial_2020_SC D_MW_Before Competition Groups_LED street light fixture
Commercial | Com ¦ ECM MOTORS FOR EVAPORATOR FANS for refrigeration (WALK-IN) | 2020 | SC D | MW | Before Competition Groups | 0.53452 | 0 | 0 | 129.5242 | 0.0041268 | 27 | Commercial_2020_SC D_MW_Before Competition Groups_27 | ECM MOTORS FOR EVAPORATOR FANS for refrigeration (WALK-IN) | 0.4127% | 0 | 0.53452 | Commercial_2020_SC D_MW_Before Competition Groups_ECM MOTORS FOR EVAPORATOR FANS for refrigeration (WALK-IN)
Commercial | Com ¦ Air Handler with Dedicated Outdoor Air Systems | 2020 | SC D | MW | Before Competition Groups | 0.46685 | 0 | 0 | 129.5242 | 0.0036044 | 28 | Commercial_2020_SC D_MW_Before Competition Groups_28 | Air Handler with Dedicated Outdoor Air Systems | 0.3604% | 0 | 0.46685 | Commercial_2020_SC D_MW_Before Competition Groups_Air Handler with Dedicated Outdoor Air Systems
Commercial | Com ¦ Evaporator Fan Controls | 2020 | SC D | MW | Before Competition Groups | 0.45348 | 0 | 0 | 129.5242 | 0.0035011 | 29 | Commercial_2020_SC D_MW_Before Competition Groups_29 | Evaporator Fan Controls | 0.3501% | 0 | 0.45348 | Commercial_2020_SC D_MW_Before Competition Groups_Evaporator Fan Controls
Commercial | Com ¦ Occupancy Sensors | 2020 | SC D | MW | Before Competition Groups | 0.4049 | 0 | 0 | 129.5242 | 0.0031261 | 30 | Commercial_2020_SC D_MW_Before Competition Groups_30 | Occupancy Sensors | 0.3126% | 0 | 0.4049 | Commercial_2020_SC D_MW_Before Competition Groups_Occupancy Sensors
Commercial | Com ¦ Freezer Case Light Sensor | 2020 | SC D | MW | Before Competition Groups | 0.34882 | 0 | 0 | 129.5242 | 0.0026931 | 31 | Commercial_2020_SC D_MW_Before Competition Groups_31 | Freezer Case Light Sensor | 0.2693% | 0 | 0.34882 | Commercial_2020_SC D_MW_Before Competition Groups_Freezer Case Light Sensor
Commercial | Com ¦ Demand Control Kitchen Ventilation | 2020 | SC D | MW | Before Competition Groups | 0.34689 | 0 | 0 | 129.5242 | 0.0026782 | 32 | Commercial_2020_SC D_MW_Before Competition Groups_32 | Demand Control Kitchen Ventilation | 0.2678% | 0 | 0.34689 | Commercial_2020_SC D_MW_Before Competition Groups_Demand Control Kitchen Ventilation
Commercial | Com ¦ Duct Insulation, R8 | 2020 | SC D | MW | Before Competition Groups | 0.27546 | 0 | 0 | 129.5242 | 0.0021267 | 33 | Commercial_2020_SC D_MW_Before Competition Groups_33 | Duct Insulation, R8 | 0.2127% | 0 | 0.27546 | Commercial_2020_SC D_MW_Before Competition Groups_Duct Insulation, R8
Commercial | Com ¦ Thermostat Setback | 2020 | SC D | MW | Before Competition Groups | 0.2292 | 0 | 0 | 129.5242 | 0.0017695 | 34 | Commercial_2020_SC D_MW_Before Competition Groups_34 | Thermostat Setback | 0.177% | 0 | 0.2292 | Commercial_2020_SC D_MW_Before Competition Groups_Thermostat Setback
Commercial | Com ¦ ENERGY STAR Fryer (84% eff) | 2020 | SC D | MW | Before Competition Groups | 0.19536 | 0 | 0 | 129.5242 | 0.0015083 | 35 | Commercial_2020_SC D_MW_Before Competition Groups_35 | ENERGY STAR Fryer (84% eff) | 0.1508% | 0 | 0.19536 | Commercial_2020_SC D_MW_Before Competition Groups_ENERGY STAR Fryer (84% eff)
Commercial | Com ¦ Water Source Heat Pump (4 ton) | 2020 | SC D | MW | Before Competition Groups | 0.17243 | 0 | 0 | 129.5242 | 0.0013312 | 36 | Commercial_2020_SC D_MW_Before Competition Groups_36 | Water Source Heat Pump (4 ton) | 0.1331% | 0 | 0.17243 | Commercial_2020_SC D_MW_Before Competition Groups_Water Source Heat Pump (4 ton)
Commercial | Com ¦ Temperature Adjustment in Commercial Freezers | 2020 | SC D | MW | Before Competition Groups | 0.16593 | 0 | 0 | 129.5242 | 0.0012811 | 37 | Commercial_2020_SC D_MW_Before Competition Groups_37 | Temperature Adjustment in Commercial Freezers | 0.1281% | 0 | 0.16593 | Commercial_2020_SC D_MW_Before Competition Groups_Temperature Adjustment in Commercial Freezers
Commercial | Com ¦ Outside Air Economizer | 2020 | SC D | MW | Before Competition Groups | 0.13423 | 0 | 0 | 129.5242 | 0.0010363 | 38 | Commercial_2020_SC D_MW_Before Competition Groups_38 | Outside Air Economizer | 0.1036% | 0 | 0.13423 | Commercial_2020_SC D_MW_Before Competition Groups_Outside Air Economizer
Commercial | Com ¦ Elec Storage WH 2.30 Et | 2020 | SC D | MW | Before Competition Groups | 0.13273 | 0 | 0 | 129.5242 | 0.0010248 | 39 | Commercial_2020_SC D_MW_Before Competition Groups_39 | Elec Storage WH 2.30 Et | 0.1025% | 0 | 0.13273 | Commercial_2020_SC D_MW_Before Competition Groups_Elec Storage WH 2.30 Et
Commercial | Com ¦ Vertical Night Covers | 2020 | SC D | MW | Before Competition Groups | 0.13181 | 0 | 0 | 129.5242 | 0.0010177 | 40 | Commercial_2020_SC D_MW_Before Competition Groups_40 | Vertical Night Covers | 0.1018% | 0 | 0.13181 | Commercial_2020_SC D_MW_Before Competition Groups_Vertical Night Covers
Commercial | Com ¦ ENERGY STAR Steam Cookers | 2020 | SC D | MW | Before Competition Groups | 0.12443 | 0 | 0 | 129.5242 | 0.00096066 | 41 | Commercial_2020_SC D_MW_Before Competition Groups_41 | ENERGY STAR Steam Cookers | 0.09607% | 0 | 0.12443 | Commercial_2020_SC D_MW_Before Competition Groups_ENERGY STAR Steam Cookers
Commercial | Com ¦ CO Sensors for parking garage exhaust fans | 2020 | SC D | MW | Before Competition Groups | 0.11065 | 0 | 0 | 129.5242 | 0.0008543 | 42 | Commercial_2020_SC D_MW_Before Competition Groups_42 | CO Sensors for parking garage exhaust fans | 0.08543% | 0 | 0.11065 | Commercial_2020_SC D_MW_Before Competition Groups_CO Sensors for parking garage exhaust fans
Commercial | Com ¦ BEVERAGE VENDING MACHINE CONTROLS | 2020 | SC D | MW | Before Competition Groups | 0.11022 | 0 | 0 | 129.5242 | 0.00085093 | 43 | Commercial_2020_SC D_MW_Before Competition Groups_43 | BEVERAGE VENDING MACHINE CONTROLS | 0.08509% | 0 | 0.11022 | Commercial_2020_SC D_MW_Before Competition Groups_BEVERAGE VENDING MACHINE CONTROLS
Commercial | Com ¦ Water Heating (DHW) Pipe Insulation (Add 3/4\ Foam)" | 2020 | SC D | MW | Before Competition Groups | 0.10074 | 0 | 0 | 129.5242 | 0.00077779 | 44 | Commercial_2020_SC D_MW_Before Competition Groups_44 | Water Heating (DHW) Pipe Insulation (Add 3/4\ Foam)" | 0.07778% | 0 | 0.10074 | Commercial_2020_SC D_MW_Before Competition Groups_Water Heating (DHW) Pipe Insulation (Add 3/4\ Foam)"
Commercial | Com ¦ Energy Efficient Laboratory Fume Hood | 2020 | SC D | MW | Before Competition Groups | 0.090471 | 0 | 0 | 129.5242 | 0.00069849 | 45 | Commercial_2020_SC D_MW_Before Competition Groups_45 | Energy Efficient Laboratory Fume Hood | 0.06985% | 0 | 0.090471 | Commercial_2020_SC D_MW_Before Competition Groups_Energy Efficient Laboratory Fume Hood
Commercial | Com ¦ ENERGY STAR Dishwasher | 2020 | SC D | MW | Before Competition Groups | 0.07453 | 0 | 0 | 129.5242 | 0.00057541 | 46 | Commercial_2020_SC D_MW_Before Competition Groups_46 | ENERGY STAR Dishwasher | 0.05754% | 0 | 0.07453 | Commercial_2020_SC D_MW_Before Competition Groups_ENERGY STAR Dishwasher
Commercial | Com ¦ Suction Pipe Insulation Freezer/Refrigerator | 2020 | SC D | MW | Before Competition Groups | 0.066715 | 0 | 0 | 129.5242 | 0.00051508 | 47 | Commercial_2020_SC D_MW_Before Competition Groups_47 | Suction Pipe Insulation Freezer/Refrigerator | 0.05151% | 0 | 0.066715 | Commercial_2020_SC D_MW_Before Competition Groups_Suction Pipe Insulation Freezer/Refrigerator
Commercial | Com ¦ Ozone Laundry Treatment | 2020 | SC D | MW | Before Competition Groups | 0.024484 | 0 | 0 | 129.5242 | 0.00018903 | 48 | Commercial_2020_SC D_MW_Before Competition Groups_48 | Ozone Laundry Treatment | 0.0189% | 0 | 0.024484 | Commercial_2020_SC D_MW_Before Competition Groups_Ozone Laundry Treatment
Commercial | Com ¦ HVAC Optimization | 2020 | SC D | MW | Before Competition Groups | 0.022371 | 0 | 0 | 129.5242 | 0.00017272 | 49 | Commercial_2020_SC D_MW_Before Competition Groups_49 | HVAC Optimization | 0.01727% | 0 | 0.022371 | Commercial_2020_SC D_MW_Before Competition Groups_HVAC Optimization
Commercial | Com ¦ CEE Tier 2/Energy Star Clothes Washers | 2020 | SC D | MW | Before Competition Groups | 0.015685 | 0 | 0 | 129.5242 | 0.0001211 | 50 | Commercial_2020_SC D_MW_Before Competition Groups_50 | CEE Tier 2/Energy Star Clothes Washers | 0.01211% | 0 | 0.015685 | Commercial_2020_SC D_MW_Before Competition Groups_CEE Tier 2/Energy Star Clothes Washers
Commercial | Com ¦ ECM MOTORS FOR HVAC APPLICATION (FAN-POWERED VAV BOX) | 2020 | SC D | MW | Before Competition Groups | 0.01563 | 0 | 0 | 129.5242 | 0.00012067 | 51 | Commercial_2020_SC D_MW_Before Competition Groups_51 | ECM MOTORS FOR HVAC APPLICATION (FAN-POWERED VAV BOX) | 0.01207% | 0 | 0.01563 | Commercial_2020_SC D_MW_Before Competition Groups_ECM MOTORS FOR HVAC APPLICATION (FAN-POWERED VAV BOX)
Commercial | COM ¦ Ductless Mini-Split Heat Pumps | 2020 | SC D | MW | Before Competition Groups | 0.012147 | 0 | 0 | 129.5242 | 9.3783e-05 | 52 | Commercial_2020_SC D_MW_Before Competition Groups_52 | Ductless Mini-Split Heat Pumps | 0.009378% | 0 | 0.012147 | Commercial_2020_SC D_MW_Before Competition Groups_Ductless Mini-Split Heat Pumps
Commercial | Com ¦ Low Flow Pre-Rinse Spray Nozzle | 2020 | SC D | MW | Before Competition Groups | 0.010161 | 0 | 0 | 129.5242 | 7.8447e-05 | 53 | Commercial_2020_SC D_MW_Before Competition Groups_53 | Low Flow Pre-Rinse Spray Nozzle | 0.007845% | 0 | 0.010161 | Commercial_2020_SC D_MW_Before Competition Groups_Low Flow Pre-Rinse Spray Nozzle
Commercial | Com ¦ Auto Off Time Switch or Time Clock control | 2020 | SC D | MW | Before Competition Groups | 0.0072806 | 0 | 0 | 129.5242 | 5.621e-05 | 54 | Commercial_2020_SC D_MW_Before Competition Groups_54 | Auto Off Time Switch or Time Clock control | 0.005621% | 0 | 0.0072806 | Commercial_2020_SC D_MW_Before Competition Groups_Auto Off Time Switch or Time Clock control
Commercial | Com ¦ Demand controlled Circulating Systems | 2020 | SC D | MW | Before Competition Groups | 0.0069803 | 0 | 0 | 129.5242 | 5.3892e-05 | 55 | Commercial_2020_SC D_MW_Before Competition Groups_55 | Demand controlled Circulating Systems | 0.005389% | 0 | 0.0069803 | Commercial_2020_SC D_MW_Before Competition Groups_Demand controlled Circulating Systems
Commercial | Com ¦ Commercial Hot Food Holding Cabinets | 2020 | SC D | MW | Before Competition Groups | 0.0033489 | 0 | 0 | 129.5242 | 2.5855e-05 | 56 | Commercial_2020_SC D_MW_Before Competition Groups_56 | Commercial Hot Food Holding Cabinets | 0.002586% | 0 | 0.0033489 | Commercial_2020_SC D_MW_Before Competition Groups_Commercial Hot Food Holding Cabinets
Commercial | Com ¦ Condensing Unit Heaters or other Efficient Unit Heating System | 2020 | SC D | MW | Before Competition Groups | 0.0023552 | 0 | 0 | 129.5242 | 1.8183e-05 | 57 | Commercial_2020_SC D_MW_Before Competition Groups_57 | Condensing Unit Heaters or other Efficient Unit Heating System | 0.001818% | 0 | 0.0023552 | Commercial_2020_SC D_MW_Before Competition Groups_Condensing Unit Heaters or other Efficient Unit Heating System
Commercial | Com ¦ Wall Insulation | 2020 | SC D | MW | Before Competition Groups | 0.0022282 | 0 | 0 | 129.5242 | 1.7203e-05 | 58 | Commercial_2020_SC D_MW_Before Competition Groups_58 | Wall Insulation | 0.00172% | 0 | 0.0022282 | Commercial_2020_SC D_MW_Before Competition Groups_Wall Insulation
Commercial | Com ¦ VSD Air Compressor | 2020 | SC D | MW | Before Competition Groups | 0.0020716 | 0 | 0 | 129.5242 | 1.5994e-05 | 59 | Commercial_2020_SC D_MW_Before Competition Groups_59 | VSD Air Compressor | 0.001599% | 0 | 0.0020716 | Commercial_2020_SC D_MW_Before Competition Groups_VSD Air Compressor
Commercial | Com ¦ High Efficiency Chiller (avg of water and air cooled) | 2020 | SC D | MW | Before Competition Groups | 0.0018823 | 0 | 0 | 129.5242 | 1.4532e-05 | 60 | Commercial_2020_SC D_MW_Before Competition Groups_60 | High Efficiency Chiller (avg of water and air cooled) | 0.001453% | 0 | 0.0018823 | Commercial_2020_SC D_MW_Before Competition Groups_High Efficiency Chiller (avg of water and air cooled)
Commercial | Com ¦ Air Curtains | 2020 | SC D | MW | Before Competition Groups | 0.0017667 | 0 | 0 | 129.5242 | 1.364e-05 | 61 | Commercial_2020_SC D_MW_Before Competition Groups_61 | Air Curtains | 0.001364% | 0 | 0.0017667 | Commercial_2020_SC D_MW_Before Competition Groups_Air Curtains
Commercial | Com ¦ PTAC (12 EER/10,000 BTU) | 2020 | SC D | MW | Before Competition Groups | 0.0016172 | 0 | 0 | 129.5242 | 1.2486e-05 | 62 | Commercial_2020_SC D_MW_Before Competition Groups_62 | PTAC (12 EER/10,000 BTU) | 0.001249% | 0 | 0.0016172 | Commercial_2020_SC D_MW_Before Competition Groups_PTAC (12 EER/10,000 BTU)
Commercial | Com ¦ LLLC - High Impact Application | 2020 | SC D | MW | Before Competition Groups | 0.0007535 | 0 | 0 | 129.5242 | 5.8175e-06 | 63 | Commercial_2020_SC D_MW_Before Competition Groups_63 | LLLC - High Impact Application | 0.0005817% | 0 | 0.0007535 | Commercial_2020_SC D_MW_Before Competition Groups_LLLC - High Impact Application
Commercial | Com ¦ Solar Water Preheat (Pools/DHW) | 2020 | SC D | MW | Before Competition Groups | 0.00055129 | 0 | 0 | 129.5242 | 4.2563e-06 | 64 | Commercial_2020_SC D_MW_Before Competition Groups_64 | Solar Water Preheat (Pools/DHW) | 0.0004256% | 0 | 0.00055129 | Commercial_2020_SC D_MW_Before Competition Groups_Solar Water Preheat (Pools/DHW)
Commercial | Com ¦ Room AC (w/ louvered sides) 14 SEER from 12 SEER code | 2020 | SC D | MW | Before Competition Groups | 0.00016083 | 0 | 0 | 129.5242 | 1.2417e-06 | 65 | Commercial_2020_SC D_MW_Before Competition Groups_65 | Room AC (w/ louvered sides) 14 SEER from 12 SEER code | 0.0001242% | 0 | 0.00016083 | Commercial_2020_SC D_MW_Before Competition Groups_Room AC (w/ louvered sides) 14 SEER from 12 SEER code
Commercial | Com ¦ EC Plug Fan for Data Center (under cabinet) | 2020 | SC D | MW | Before Competition Groups | 0.00011832 | 0 | 0 | 129.5242 | 9.1349e-07 | 66 | Commercial_2020_SC D_MW_Before Competition Groups_66 | EC Plug Fan for Data Center (under cabinet) | 9.135e-05% | 0 | 0.00011832 | Commercial_2020_SC D_MW_Before Competition Groups_EC Plug Fan for Data Center (under cabinet)
Commercial | Com ¦ Energy Recovery Ventilation and Ventilation (Enhanced) | 2020 | SC D | MW | Before Competition Groups | 6.1893e-05 | 0 | 0 | 129.5242 | 4.7785e-07 | 67 | Commercial_2020_SC D_MW_Before Competition Groups_67 | Energy Recovery Ventilation and Ventilation (Enhanced) | 4.778e-05% | 0 | 6.1893e-05 | Commercial_2020_SC D_MW_Before Competition Groups_Energy Recovery Ventilation and Ventilation (Enhanced)
Commercial | Com ¦ Electric Convection Combination Ovens | 2020 | SC D | MW | Before Competition Groups | 4.3153e-05 | 0 | 0 | 129.5242 | 3.3317e-07 | 68 | Commercial_2020_SC D_MW_Before Competition Groups_68 | Electric Convection Combination Ovens | 3.332e-05% | 0 | 4.3153e-05 | Commercial_2020_SC D_MW_Before Competition Groups_Electric Convection Combination Ovens
Commercial | Com ¦ LLLC - Low Impact Application | 2020 | SC D | MW | Before Competition Groups | 1.8549e-05 | 0 | 0 | 129.5242 | 1.4321e-07 | 69 | Commercial_2020_SC D_MW_Before Competition Groups_69 | LLLC - Low Impact Application | 1.432e-05% | 0 | 1.8549e-05 | Commercial_2020_SC D_MW_Before Competition Groups_LLLC - Low Impact Application
Commercial | Com ¦ High Efficiency Small Instantaneous Water Heater | 2020 | SC D | MW | Before Competition Groups | 6.9525e-07 | 0 | 0 | 129.5242 | 5.3677e-09 | 70 | Commercial_2020_SC D_MW_Before Competition Groups_70 | High Efficiency Small Instantaneous Water Heater | 5.368e-07% | 0 | 6.9525e-07 | Commercial_2020_SC D_MW_Before Competition Groups_High Efficiency Small Instantaneous Water Heater
Commercial | Com ¦ Networked/Connected - High Impact Application | 2020 | SC D | MW | Before Competition Groups | 5.9938e-10 | 0 | 0 | 129.5242 | 4.6276e-12 | 71 | Commercial_2020_SC D_MW_Before Competition Groups_71 | Networked/Connected - High Impact Application | 4.628e-10% | 0 | 5.9938e-10 | Commercial_2020_SC D_MW_Before Competition Groups_Networked/Connected - High Impact Application
Commercial | Com ¦ Condensing Make Up Air Unit | 2020 | SC D | MW | Before Competition Groups | 0 | 0 | 0 | 129.5242 | 0 | 72 | Commercial_2020_SC D_MW_Before Competition Groups_72 | Condensing Make Up Air Unit | 0% | 0 | 0 | Commercial_2020_SC D_MW_Before Competition Groups_Condensing Make Up Air Unit
Commercial | Com ¦ Door Gasket Freezer/Refrigerator | 2020 | SC D | MW | Before Competition Groups | 0 | 0 | 0 | 129.5242 | 0 | 73 | Commercial_2020_SC D_MW_Before Competition Groups_73 | Door Gasket Freezer/Refrigerator | 0% | 0 | 0 | Commercial_2020_SC D_MW_Before Competition Groups_Door Gasket Freezer/Refrigerator
Commercial | Com ¦ Efficient compressor motor | 2020 | SC D | MW | Before Competition Groups | 0 | 0 | 0 | 129.5242 | 0 | 74 | Commercial_2020_SC D_MW_Before Competition Groups_74 | Efficient compressor motor | 0% | 0 | 0 | Commercial_2020_SC D_MW_Before Competition Groups_Efficient compressor motor
Commercial | Com ¦ Indoor Daylight Sensors/Photocell Dimming Control | 2020 | SC D | MW | Before Competition Groups | 0 | 0 | 0 | 129.5242 | 0 | 75 | Commercial_2020_SC D_MW_Before Competition Groups_75 | Indoor Daylight Sensors/Photocell Dimming Control | 0% | 0 | 0 | Commercial_2020_SC D_MW_Before Competition Groups_Indoor Daylight Sensors/Photocell Dimming Control
Commercial | Com ¦ LED RECESSED DOWNLIGHTS | 2020 | SC D | MW | Before Competition Groups | 0 | 0 | 0 | 129.5242 | 0 | 76 | Commercial_2020_SC D_MW_Before Competition Groups_76 | LED RECESSED DOWNLIGHTS | 0% | 0 | 0 | Commercial_2020_SC D_MW_Before Competition Groups_LED RECESSED DOWNLIGHTS
Commercial | Com ¦ Networked/Connected - Low Impact Application | 2020 | SC D | MW | Before Competition Groups | 0 | 0 | 0 | 129.5242 | 0 | 77 | Commercial_2020_SC D_MW_Before Competition Groups_77 | Networked/Connected - Low Impact Application | 0% | 0 | 0 | Commercial_2020_SC D_MW_Before Competition Groups_Networked/Connected - Low Impact Application
Commercial | Com ¦ Notched V belts for HVAC Systems | 2020 | SC D | MW | Before Competition Groups | 0 | 0 | 0 | 129.5242 | 0 | 78 | Commercial_2020_SC D_MW_Before Competition Groups_78 | Notched V belts for HVAC Systems | 0% | 0 | 0 | Commercial_2020_SC D_MW_Before Competition Groups_Notched V belts for HVAC Systems
Commercial | Com ¦ Refrigerated Display Case Doors | 2020 | SC D | MW | Before Competition Groups | 0 | 0 | 0 | 129.5242 | 0 | 79 | Commercial_2020_SC D_MW_Before Competition Groups_79 | Refrigerated Display Case Doors | 0% | 0 | 0 | Commercial_2020_SC D_MW_Before Competition Groups_Refrigerated Display Case Doors
Commercial | Com ¦ Variable Refrigerant Flow Heat Pump | 2020 | SC D | MW | Before Competition Groups | 0 | 0 | 0 | 129.5242 | 0 | 80 | Commercial_2020_SC D_MW_Before Competition Groups_80 | Variable Refrigerant Flow Heat Pump | 0% | 0 | 0 | Commercial_2020_SC D_MW_Before Competition Groups_Variable Refrigerant Flow Heat Pump
Commercial | Com ¦ Building Recommissioning, Operations and Maintenance (O&M) Improvements | 2020 | Technical | MW | Before Competition Groups | 303.6157 | 0 | 0 | 2483.573 | 0.12225 | 1 | Commercial_2020_Technical_MW_Before Competition Groups_1 | Building Recommissioning, Operations and Maintenance (O&M) Improvements | 12.22% | 0 | 303.6157 | Commercial_2020_Technical_MW_Before Competition Groups_Building Recommissioning, Operations and Maintenance (O&M) Improvements
Commercial | Com ¦ Education and Capacity Building/Energy Behavior | 2020 | Technical | MW | Before Competition Groups | 273.6185 | 0 | 0 | 2483.573 | 0.11017 | 2 | Commercial_2020_Technical_MW_Before Competition Groups_2 | Education and Capacity Building/Energy Behavior | 11.02% | 0 | 273.6185 | Commercial_2020_Technical_MW_Before Competition Groups_Education and Capacity Building/Energy Behavior
Commercial | Com ¦ LED Low/High Bay | 2020 | Technical | MW | Before Competition Groups | 218.2371 | 0 | 0 | 2483.573 | 0.087872 | 3 | Commercial_2020_Technical_MW_Before Competition Groups_3 | LED Low/High Bay | 8.787% | 0 | 218.2371 | Commercial_2020_Technical_MW_Before Competition Groups_LED Low/High Bay
Commercial | Com ¦ LED Troffer/Surface/Suspended | 2020 | Technical | MW | Before Competition Groups | 162.5324 | 0 | 0 | 2483.573 | 0.065443 | 4 | Commercial_2020_Technical_MW_Before Competition Groups_4 | LED Troffer/Surface/Suspended | 6.544% | 0 | 162.5324 | Commercial_2020_Technical_MW_Before Competition Groups_LED Troffer/Surface/Suspended
Commercial | Com ¦ LLLC - Low Impact Application | 2020 | Technical | MW | Before Competition Groups | 150.6143 | 0 | 0 | 2483.573 | 0.060644 | 5 | Commercial_2020_Technical_MW_Before Competition Groups_5 | LLLC - Low Impact Application | 6.064% | 0 | 150.6143 | Commercial_2020_Technical_MW_Before Competition Groups_LLLC - Low Impact Application
Commercial | Com ¦ LLLC - High Impact Application | 2020 | Technical | MW | Before Competition Groups | 139.194 | 0 | 0 | 2483.573 | 0.056046 | 6 | Commercial_2020_Technical_MW_Before Competition Groups_6 | LLLC - High Impact Application | 5.605% | 0 | 139.194 | Commercial_2020_Technical_MW_Before Competition Groups_LLLC - High Impact Application
Commercial | Com ¦ Networked/Connected - Low Impact Application | 2020 | Technical | MW | Before Competition Groups | 127.6439 | 0 | 0 | 2483.573 | 0.051395 | 7 | Commercial_2020_Technical_MW_Before Competition Groups_7 | Networked/Connected - Low Impact Application | 5.14% | 0 | 127.6439 | Commercial_2020_Technical_MW_Before Competition Groups_Networked/Connected - Low Impact Application
Commercial | Com ¦ Networked/Connected - High Impact Application | 2020 | Technical | MW | Before Competition Groups | 121.1426 | 0 | 0 | 2483.573 | 0.048778 | 8 | Commercial_2020_Technical_MW_Before Competition Groups_8 | Networked/Connected - High Impact Application | 4.878% | 0 | 121.1426 | Commercial_2020_Technical_MW_Before Competition Groups_Networked/Connected - High Impact Application
Commercial | Com ¦ ENERGY STAR LED LAMPS (REFLECTOR LAMPs/MR16/PAR 16) | 2020 | Technical | MW | Before Competition Groups | 113.9887 | 0 | 0 | 2483.573 | 0.045897 | 9 | Commercial_2020_Technical_MW_Before Competition Groups_9 | ENERGY STAR LED LAMPS (REFLECTOR LAMPs/MR16/PAR 16) | 4.59% | 0 | 113.9887 | Commercial_2020_Technical_MW_Before Competition Groups_ENERGY STAR LED LAMPS (REFLECTOR LAMPs/MR16/PAR 16)
Commercial | Com ¦ Variable Refrigerant Flow Heat Pump | 2020 | Technical | MW | Before Competition Groups | 95.9297 | 0 | 0 | 2483.573 | 0.038626 | 10 | Commercial_2020_Technical_MW_Before Competition Groups_10 | Variable Refrigerant Flow Heat Pump | 3.863% | 0 | 95.9297 | Commercial_2020_Technical_MW_Before Competition Groups_Variable Refrigerant Flow Heat Pump
Commercial | Com ¦ Advanced BAS/Controllers | 2020 | Technical | MW | Before Competition Groups | 90.6665 | 0 | 0 | 2483.573 | 0.036506 | 11 | Commercial_2020_Technical_MW_Before Competition Groups_11 | Advanced BAS/Controllers | 3.651% | 0 | 90.6665 | Commercial_2020_Technical_MW_Before Competition Groups_Advanced BAS/Controllers
Commercial | Com ¦ Central Lighting Control System | 2020 | Technical | MW | Before Competition Groups | 47.2308 | 0 | 0 | 2483.573 | 0.019017 | 12 | Commercial_2020_Technical_MW_Before Competition Groups_12 | Central Lighting Control System | 1.902% | 0 | 47.2308 | Commercial_2020_Technical_MW_Before Competition Groups_Central Lighting Control System
Commercial | Com ¦ Adaptive Thermostats | 2020 | Technical | MW | Before Competition Groups | 38.2768 | 0 | 0 | 2483.573 | 0.015412 | 13 | Commercial_2020_Technical_MW_Before Competition Groups_13 | Adaptive Thermostats | 1.541% | 0 | 38.2768 | Commercial_2020_Technical_MW_Before Competition Groups_Adaptive Thermostats
Commercial | Com ¦ Furnace Tune-Up | 2020 | Technical | MW | Before Competition Groups | 36.2449 | 0 | 0 | 2483.573 | 0.014594 | 14 | Commercial_2020_Technical_MW_Before Competition Groups_14 | Furnace Tune-Up | 1.459% | 0 | 36.2449 | Commercial_2020_Technical_MW_Before Competition Groups_Furnace Tune-Up
Commercial | Com ¦ High Efficiency Air Source Heat Pump | 2020 | Technical | MW | Before Competition Groups | 34.1127 | 0 | 0 | 2483.573 | 0.013735 | 15 | Commercial_2020_Technical_MW_Before Competition Groups_15 | High Efficiency Air Source Heat Pump | 1.374% | 0 | 34.1127 | Commercial_2020_Technical_MW_Before Competition Groups_High Efficiency Air Source Heat Pump
Commercial | Com ¦ Strip Curtains | 2020 | Technical | MW | Before Competition Groups | 28.8732 | 0 | 0 | 2483.573 | 0.011626 | 16 | Commercial_2020_Technical_MW_Before Competition Groups_16 | Strip Curtains | 1.163% | 0 | 28.8732 | Commercial_2020_Technical_MW_Before Competition Groups_Strip Curtains
Commercial | Com ¦ Variable Frequency Drive (VFD) | 2020 | Technical | MW | Before Competition Groups | 25.2312 | 0 | 0 | 2483.573 | 0.010159 | 17 | Commercial_2020_Technical_MW_Before Competition Groups_17 | Variable Frequency Drive (VFD) | 1.016% | 0 | 25.2312 | Commercial_2020_Technical_MW_Before Competition Groups_Variable Frequency Drive (VFD)
Commercial | Com ¦ VFD on Pumps | 2020 | Technical | MW | Before Competition Groups | 23.6108 | 0 | 0 | 2483.573 | 0.0095068 | 18 | Commercial_2020_Technical_MW_Before Competition Groups_18 | VFD on Pumps | 0.9507% | 0 | 23.6108 | Commercial_2020_Technical_MW_Before Competition Groups_VFD on Pumps
Commercial | Com ¦ Unitary Air-Conditioning Unit | 2020 | Technical | MW | Before Competition Groups | 23.0705 | 0 | 0 | 2483.573 | 0.0092892 | 19 | Commercial_2020_Technical_MW_Before Competition Groups_19 | Unitary Air-Conditioning Unit | 0.9289% | 0 | 23.0705 | Commercial_2020_Technical_MW_Before Competition Groups_Unitary Air-Conditioning Unit
Commercial | Com ¦ Refrigerated Display Case LED | 2020 | Technical | MW | Before Competition Groups | 22.9227 | 0 | 0 | 2483.573 | 0.0092297 | 20 | Commercial_2020_Technical_MW_Before Competition Groups_20 | Refrigerated Display Case LED | 0.923% | 0 | 22.9227 | Commercial_2020_Technical_MW_Before Competition Groups_Refrigerated Display Case LED
Commercial | Com ¦ Adding reflective (White) roof treatment or a green roof | 2020 | Technical | MW | Before Competition Groups | 22.8563 | 0 | 0 | 2483.573 | 0.009203 | 21 | Commercial_2020_Technical_MW_Before Competition Groups_21 | Adding reflective (White) roof treatment or a green roof | 0.9203% | 0 | 22.8563 | Commercial_2020_Technical_MW_Before Competition Groups_Adding reflective (White) roof treatment or a green roof
Commercial | Com ¦ Demand Control Ventilation | 2020 | Technical | MW | Before Competition Groups | 22.7456 | 0 | 0 | 2483.573 | 0.0091584 | 22 | Commercial_2020_Technical_MW_Before Competition Groups_22 | Demand Control Ventilation | 0.9158% | 0 | 22.7456 | Commercial_2020_Technical_MW_Before Competition Groups_Demand Control Ventilation
Commercial | Com ¦ Air Handler with Dedicated Outdoor Air Systems | 2020 | Technical | MW | Before Competition Groups | 19.2574 | 0 | 0 | 2483.573 | 0.0077539 | 23 | Commercial_2020_Technical_MW_Before Competition Groups_23 | Air Handler with Dedicated Outdoor Air Systems | 0.7754% | 0 | 19.2574 | Commercial_2020_Technical_MW_Before Competition Groups_Air Handler with Dedicated Outdoor Air Systems
Commercial | Com ¦ HOTEL OCCUPANCY CONTROLS (HVAC + LIGHTING) | 2020 | Technical | MW | Before Competition Groups | 18.6387 | 0 | 0 | 2483.573 | 0.0075048 | 24 | Commercial_2020_Technical_MW_Before Competition Groups_24 | HOTEL OCCUPANCY CONTROLS (HVAC + LIGHTING) | 0.7505% | 0 | 18.6387 | Commercial_2020_Technical_MW_Before Competition Groups_HOTEL OCCUPANCY CONTROLS (HVAC + LIGHTING)
Commercial | Com ¦ ENERGY STAR LED LAMPS (General Service Lamps) | 2020 | Technical | MW | Before Competition Groups | 18.5368 | 0 | 0 | 2483.573 | 0.0074637 | 25 | Commercial_2020_Technical_MW_Before Competition Groups_25 | ENERGY STAR LED LAMPS (General Service Lamps) | 0.7464% | 0 | 18.5368 | Commercial_2020_Technical_MW_Before Competition Groups_ENERGY STAR LED LAMPS (General Service Lamps)
Commercial | Com ¦ Smart Strip Plug Outlets | 2020 | Technical | MW | Before Competition Groups | 18.2549 | 0 | 0 | 2483.573 | 0.0073502 | 26 | Commercial_2020_Technical_MW_Before Competition Groups_26 | Smart Strip Plug Outlets | 0.735% | 0 | 18.2549 | Commercial_2020_Technical_MW_Before Competition Groups_Smart Strip Plug Outlets
Commercial | Com ¦ LED or Equivalent Sign Lighting | 2020 | Technical | MW | Before Competition Groups | 17.78 | 0 | 0 | 2483.573 | 0.007159 | 27 | Commercial_2020_Technical_MW_Before Competition Groups_27 | LED or Equivalent Sign Lighting | 0.7159% | 0 | 17.78 | Commercial_2020_Technical_MW_Before Competition Groups_LED or Equivalent Sign Lighting
Commercial | Com ¦ LED Replacement Lamp (Tube) | 2020 | Technical | MW | Before Competition Groups | 16.8608 | 0 | 0 | 2483.573 | 0.0067889 | 28 | Commercial_2020_Technical_MW_Before Competition Groups_28 | LED Replacement Lamp (Tube) | 0.6789% | 0 | 16.8608 | Commercial_2020_Technical_MW_Before Competition Groups_LED Replacement Lamp (Tube)
Commercial | Com ¦ Data Center Storage/Server Virtualization | 2020 | Technical | MW | Before Competition Groups | 16.5429 | 0 | 0 | 2483.573 | 0.0066609 | 29 | Commercial_2020_Technical_MW_Before Competition Groups_29 | Data Center Storage/Server Virtualization | 0.6661% | 0 | 16.5429 | Commercial_2020_Technical_MW_Before Competition Groups_Data Center Storage/Server Virtualization
Commercial | Com ¦ Centrally controlled desktop PC/NETWORK PC POWER MANAGEMENT SOFTWARE | 2020 | Technical | MW | Before Competition Groups | 16.3337 | 0 | 0 | 2483.573 | 0.0065767 | 30 | Commercial_2020_Technical_MW_Before Competition Groups_30 | Centrally controlled desktop PC/NETWORK PC POWER MANAGEMENT SOFTWARE | 0.6577% | 0 | 16.3337 | Commercial_2020_Technical_MW_Before Competition Groups_Centrally controlled desktop PC/NETWORK PC POWER MANAGEMENT SOFTWARE
Commercial | Com ¦ Indoor Daylight Sensors/Photocell Dimming Control | 2020 | Technical | MW | Before Competition Groups | 13.2072 | 0 | 0 | 2483.573 | 0.0053178 | 31 | Commercial_2020_Technical_MW_Before Competition Groups_31 | Indoor Daylight Sensors/Photocell Dimming Control | 0.5318% | 0 | 13.2072 | Commercial_2020_Technical_MW_Before Competition Groups_Indoor Daylight Sensors/Photocell Dimming Control
Commercial | Com ¦ ECM MOTORS FOR EVAPORATOR FANS for refrigeration (WALK-IN) | 2020 | Technical | MW | Before Competition Groups | 13.1235 | 0 | 0 | 2483.573 | 0.0052841 | 32 | Commercial_2020_Technical_MW_Before Competition Groups_32 | ECM MOTORS FOR EVAPORATOR FANS for refrigeration (WALK-IN) | 0.5284% | 0 | 13.1235 | Commercial_2020_Technical_MW_Before Competition Groups_ECM MOTORS FOR EVAPORATOR FANS for refrigeration (WALK-IN)
Commercial | Com ¦ High R-Value Glass Doors/no-heat glass door | 2020 | Technical | MW | Before Competition Groups | 12.4212 | 0 | 0 | 2483.573 | 0.0050013 | 33 | Commercial_2020_Technical_MW_Before Competition Groups_33 | High R-Value Glass Doors/no-heat glass door | 0.5001% | 0 | 12.4212 | Commercial_2020_Technical_MW_Before Competition Groups_High R-Value Glass Doors/no-heat glass door
Commercial | Com ¦ Freezer Case Light Sensor | 2020 | Technical | MW | Before Competition Groups | 11.3546 | 0 | 0 | 2483.573 | 0.0045719 | 34 | Commercial_2020_Technical_MW_Before Competition Groups_34 | Freezer Case Light Sensor | 0.4572% | 0 | 11.3546 | Commercial_2020_Technical_MW_Before Competition Groups_Freezer Case Light Sensor
Commercial | Com ¦ Evaporator Fan Controls | 2020 | Technical | MW | Before Competition Groups | 11.0622 | 0 | 0 | 2483.573 | 0.0044541 | 35 | Commercial_2020_Technical_MW_Before Competition Groups_35 | Evaporator Fan Controls | 0.4454% | 0 | 11.0622 | Commercial_2020_Technical_MW_Before Competition Groups_Evaporator Fan Controls
Commercial | Com ¦ Door Gasket Freezer/Refrigerator | 2020 | Technical | MW | Before Competition Groups | 10.5884 | 0 | 0 | 2483.573 | 0.0042634 | 36 | Commercial_2020_Technical_MW_Before Competition Groups_36 | Door Gasket Freezer/Refrigerator | 0.4263% | 0 | 10.5884 | Commercial_2020_Technical_MW_Before Competition Groups_Door Gasket Freezer/Refrigerator
Commercial | Com ¦ Refrigerated Display Case Doors | 2020 | Technical | MW | Before Competition Groups | 10.5732 | 0 | 0 | 2483.573 | 0.0042572 | 37 | Commercial_2020_Technical_MW_Before Competition Groups_37 | Refrigerated Display Case Doors | 0.4257% | 0 | 10.5732 | Commercial_2020_Technical_MW_Before Competition Groups_Refrigerated Display Case Doors
Commercial | Com ¦ Refrigeration Optimization | 2020 | Technical | MW | Before Competition Groups | 10.1826 | 0 | 0 | 2483.573 | 0.0041 | 38 | Commercial_2020_Technical_MW_Before Competition Groups_38 | Refrigeration Optimization | 0.41% | 0 | 10.1826 | Commercial_2020_Technical_MW_Before Competition Groups_Refrigeration Optimization
Commercial | Com ¦ ENERGY STAR FREEZER | 2020 | Technical | MW | Before Competition Groups | 9.946 | 0 | 0 | 2483.573 | 0.0040047 | 39 | Commercial_2020_Technical_MW_Before Competition Groups_39 | ENERGY STAR FREEZER | 0.4005% | 0 | 9.946 | Commercial_2020_Technical_MW_Before Competition Groups_ENERGY STAR FREEZER
Commercial | Com ¦ Occupancy Sensors | 2020 | Technical | MW | Before Competition Groups | 9.2411 | 0 | 0 | 2483.573 | 0.0037209 | 40 | Commercial_2020_Technical_MW_Before Competition Groups_40 | Occupancy Sensors | 0.3721% | 0 | 9.2411 | Commercial_2020_Technical_MW_Before Competition Groups_Occupancy Sensors
Commercial | Com ¦ Demand Control Kitchen Ventilation | 2020 | Technical | MW | Before Competition Groups | 7.8988 | 0 | 0 | 2483.573 | 0.0031804 | 41 | Commercial_2020_Technical_MW_Before Competition Groups_41 | Demand Control Kitchen Ventilation | 0.318% | 0 | 7.8988 | Commercial_2020_Technical_MW_Before Competition Groups_Demand Control Kitchen Ventilation
Commercial | Com ¦ Refrigeration Commissioning | 2020 | Technical | MW | Before Competition Groups | 7.7049 | 0 | 0 | 2483.573 | 0.0031023 | 42 | Commercial_2020_Technical_MW_Before Competition Groups_42 | Refrigeration Commissioning | 0.3102% | 0 | 7.7049 | Commercial_2020_Technical_MW_Before Competition Groups_Refrigeration Commissioning
Commercial | Com ¦ Duct Insulation, R8 | 2020 | Technical | MW | Before Competition Groups | 6.6562 | 0 | 0 | 2483.573 | 0.0026801 | 43 | Commercial_2020_Technical_MW_Before Competition Groups_43 | Duct Insulation, R8 | 0.268% | 0 | 6.6562 | Commercial_2020_Technical_MW_Before Competition Groups_Duct Insulation, R8
Commercial | Com ¦ Reach-in Shaded Pole to ECM/PSC Evaporator Fan Motor | 2020 | Technical | MW | Before Competition Groups | 6.5529 | 0 | 0 | 2483.573 | 0.0026385 | 44 | Commercial_2020_Technical_MW_Before Competition Groups_44 | Reach-in Shaded Pole to ECM/PSC Evaporator Fan Motor | 0.2639% | 0 | 6.5529 | Commercial_2020_Technical_MW_Before Competition Groups_Reach-in Shaded Pole to ECM/PSC Evaporator Fan Motor
Commercial | Com ¦ Chilled Water Optimization | 2020 | Technical | MW | Before Competition Groups | 5.4204 | 0 | 0 | 2483.573 | 0.0021825 | 45 | Commercial_2020_Technical_MW_Before Competition Groups_45 | Chilled Water Optimization | 0.2182% | 0 | 5.4204 | Commercial_2020_Technical_MW_Before Competition Groups_Chilled Water Optimization
Commercial | Com ¦ ENERGY STAR Refrigerator | 2020 | Technical | MW | Before Competition Groups | 4.7811 | 0 | 0 | 2483.573 | 0.0019251 | 46 | Commercial_2020_Technical_MW_Before Competition Groups_46 | ENERGY STAR Refrigerator | 0.1925% | 0 | 4.7811 | Commercial_2020_Technical_MW_Before Competition Groups_ENERGY STAR Refrigerator
Commercial | Com ¦ LED EXTERIOR AREA LIGHTS - LED fixture (200W) | 2020 | Technical | MW | Before Competition Groups | 4.6341 | 0 | 0 | 2483.573 | 0.0018659 | 47 | Commercial_2020_Technical_MW_Before Competition Groups_47 | LED EXTERIOR AREA LIGHTS - LED fixture (200W) | 0.1866% | 0 | 4.6341 | Commercial_2020_Technical_MW_Before Competition Groups_LED EXTERIOR AREA LIGHTS - LED fixture (200W)
Commercial | Com ¦ LED parking lot fixture | 2020 | Technical | MW | Before Competition Groups | 4.5419 | 0 | 0 | 2483.573 | 0.0018288 | 48 | Commercial_2020_Technical_MW_Before Competition Groups_48 | LED parking lot fixture | 0.1829% | 0 | 4.5419 | Commercial_2020_Technical_MW_Before Competition Groups_LED parking lot fixture
Commercial | Com ¦ Temperature Adjustment in Commercial Freezers | 2020 | Technical | MW | Before Competition Groups | 4.0443 | 0 | 0 | 2483.573 | 0.0016284 | 49 | Commercial_2020_Technical_MW_Before Competition Groups_49 | Temperature Adjustment in Commercial Freezers | 0.1628% | 0 | 4.0443 | Commercial_2020_Technical_MW_Before Competition Groups_Temperature Adjustment in Commercial Freezers
Commercial | Com ¦ Roof Insulation/Ceiling Insulation (R25 Code to R35) | 2020 | Technical | MW | Before Competition Groups | 3.6043 | 0 | 0 | 2483.573 | 0.0014512 | 50 | Commercial_2020_Technical_MW_Before Competition Groups_50 | Roof Insulation/Ceiling Insulation (R25 Code to R35) | 0.1451% | 0 | 3.6043 | Commercial_2020_Technical_MW_Before Competition Groups_Roof Insulation/Ceiling Insulation (R25 Code to R35)
Commercial | Com ¦ Ground Source Heat Pump | 2020 | Technical | MW | Before Competition Groups | 3.4749 | 0 | 0 | 2483.573 | 0.0013991 | 51 | Commercial_2020_Technical_MW_Before Competition Groups_51 | Ground Source Heat Pump | 0.1399% | 0 | 3.4749 | Commercial_2020_Technical_MW_Before Competition Groups_Ground Source Heat Pump
Commercial | Com ¦ Elec Storage WH 2.30 Et | 2020 | Technical | MW | Before Competition Groups | 3.4345 | 0 | 0 | 2483.573 | 0.0013829 | 52 | Commercial_2020_Technical_MW_Before Competition Groups_52 | Elec Storage WH 2.30 Et | 0.1383% | 0 | 3.4345 | Commercial_2020_Technical_MW_Before Competition Groups_Elec Storage WH 2.30 Et
Commercial | Com ¦ ENERGY STAR ICE MACHINES - Ice Making Head | 2020 | Technical | MW | Before Competition Groups | 3.3768 | 0 | 0 | 2483.573 | 0.0013596 | 53 | Commercial_2020_Technical_MW_Before Competition Groups_53 | ENERGY STAR ICE MACHINES - Ice Making Head | 0.136% | 0 | 3.3768 | Commercial_2020_Technical_MW_Before Competition Groups_ENERGY STAR ICE MACHINES - Ice Making Head
Commercial | Com ¦ Vertical Night Covers | 2020 | Technical | MW | Before Competition Groups | 3.3445 | 0 | 0 | 2483.573 | 0.0013467 | 54 | Commercial_2020_Technical_MW_Before Competition Groups_54 | Vertical Night Covers | 0.1347% | 0 | 3.3445 | Commercial_2020_Technical_MW_Before Competition Groups_Vertical Night Covers
Commercial | Com ¦ Energy Efficient Laboratory Fume Hood | 2020 | Technical | MW | Before Competition Groups | 3.2716 | 0 | 0 | 2483.573 | 0.0013173 | 55 | Commercial_2020_Technical_MW_Before Competition Groups_55 | Energy Efficient Laboratory Fume Hood | 0.1317% | 0 | 3.2716 | Commercial_2020_Technical_MW_Before Competition Groups_Energy Efficient Laboratory Fume Hood
Commercial | Com ¦ BEVERAGE VENDING MACHINE CONTROLS | 2020 | Technical | MW | Before Competition Groups | 3.2696 | 0 | 0 | 2483.573 | 0.0013165 | 56 | Commercial_2020_Technical_MW_Before Competition Groups_56 | BEVERAGE VENDING MACHINE CONTROLS | 0.1316% | 0 | 3.2696 | Commercial_2020_Technical_MW_Before Competition Groups_BEVERAGE VENDING MACHINE CONTROLS
Commercial | Com ¦ Anti-sweat heat (ASH) controls - Cooler/Freezer | 2020 | Technical | MW | Before Competition Groups | 3.0444 | 0 | 0 | 2483.573 | 0.0012258 | 57 | Commercial_2020_Technical_MW_Before Competition Groups_57 | Anti-sweat heat (ASH) controls - Cooler/Freezer | 0.1226% | 0 | 3.0444 | Commercial_2020_Technical_MW_Before Competition Groups_Anti-sweat heat (ASH) controls - Cooler/Freezer
Commercial | Com ¦ CO Sensors for parking garage exhaust fans | 2020 | Technical | MW | Before Competition Groups | 2.9292 | 0 | 0 | 2483.573 | 0.0011794 | 58 | Commercial_2020_Technical_MW_Before Competition Groups_58 | CO Sensors for parking garage exhaust fans | 0.1179% | 0 | 2.9292 | Commercial_2020_Technical_MW_Before Competition Groups_CO Sensors for parking garage exhaust fans
Commercial | Com ¦ LED street light fixture | 2020 | Technical | MW | Before Competition Groups | 2.665 | 0 | 0 | 2483.573 | 0.0010731 | 59 | Commercial_2020_Technical_MW_Before Competition Groups_59 | LED street light fixture | 0.1073% | 0 | 2.665 | Commercial_2020_Technical_MW_Before Competition Groups_LED street light fixture
Commercial | Com ¦ Water Heating (DHW) Pipe Insulation (Add 3/4\ Foam)" | 2020 | Technical | MW | Before Competition Groups | 2.5524 | 0 | 0 | 2483.573 | 0.0010277 | 60 | Commercial_2020_Technical_MW_Before Competition Groups_60 | Water Heating (DHW) Pipe Insulation (Add 3/4\ Foam)" | 0.1028% | 0 | 2.5524 | Commercial_2020_Technical_MW_Before Competition Groups_Water Heating (DHW) Pipe Insulation (Add 3/4\ Foam)"
Commercial | Com ¦ Water Source Heat Pump (4 ton) | 2020 | Technical | MW | Before Competition Groups | 1.8887 | 0 | 0 | 2483.573 | 0.00076049 | 61 | Commercial_2020_Technical_MW_Before Competition Groups_61 | Water Source Heat Pump (4 ton) | 0.07605% | 0 | 1.8887 | Commercial_2020_Technical_MW_Before Competition Groups_Water Source Heat Pump (4 ton)
Commercial | Com ¦ Suction Pipe Insulation Freezer/Refrigerator | 2020 | Technical | MW | Before Competition Groups | 1.7382 | 0 | 0 | 2483.573 | 0.00069988 | 62 | Commercial_2020_Technical_MW_Before Competition Groups_62 | Suction Pipe Insulation Freezer/Refrigerator | 0.06999% | 0 | 1.7382 | Commercial_2020_Technical_MW_Before Competition Groups_Suction Pipe Insulation Freezer/Refrigerator
Commercial | Com ¦ Outside Air Economizer | 2020 | Technical | MW | Before Competition Groups | 1.7281 | 0 | 0 | 2483.573 | 0.0006958 | 63 | Commercial_2020_Technical_MW_Before Competition Groups_63 | Outside Air Economizer | 0.06958% | 0 | 1.7281 | Commercial_2020_Technical_MW_Before Competition Groups_Outside Air Economizer
Commercial | Com ¦ Evaporator Coil Defrost (Cooler) | 2020 | Technical | MW | Before Competition Groups | 1.4788 | 0 | 0 | 2483.573 | 0.00059545 | 64 | Commercial_2020_Technical_MW_Before Competition Groups_64 | Evaporator Coil Defrost (Cooler) | 0.05955% | 0 | 1.4788 | Commercial_2020_Technical_MW_Before Competition Groups_Evaporator Coil Defrost (Cooler)
Commercial | Com ¦ ENERGY STAR Griddle (74% eff) | 2020 | Technical | MW | Before Competition Groups | 1.4389 | 0 | 0 | 2483.573 | 0.00057937 | 65 | Commercial_2020_Technical_MW_Before Competition Groups_65 | ENERGY STAR Griddle (74% eff) | 0.05794% | 0 | 1.4389 | Commercial_2020_Technical_MW_Before Competition Groups_ENERGY STAR Griddle (74% eff)
Commercial | Com ¦ Condensing Make Up Air Unit | 2020 | Technical | MW | Before Competition Groups | 1.2765 | 0 | 0 | 2483.573 | 0.00051399 | 66 | Commercial_2020_Technical_MW_Before Competition Groups_66 | Condensing Make Up Air Unit | 0.0514% | 0 | 1.2765 | Commercial_2020_Technical_MW_Before Competition Groups_Condensing Make Up Air Unit
Commercial | Com ¦ Super-High Efficiency Furnaces (Emerging Tech) | 2020 | Technical | MW | Before Competition Groups | 1.2392 | 0 | 0 | 2483.573 | 0.00049896 | 67 | Commercial_2020_Technical_MW_Before Competition Groups_67 | Super-High Efficiency Furnaces (Emerging Tech) | 0.0499% | 0 | 1.2392 | Commercial_2020_Technical_MW_Before Competition Groups_Super-High Efficiency Furnaces (Emerging Tech)
Commercial | Com ¦ ENERGY STAR Dishwasher | 2020 | Technical | MW | Before Competition Groups | 0.96989 | 0 | 0 | 2483.573 | 0.00039052 | 68 | Commercial_2020_Technical_MW_Before Competition Groups_68 | ENERGY STAR Dishwasher | 0.03905% | 0 | 0.96989 | Commercial_2020_Technical_MW_Before Competition Groups_ENERGY STAR Dishwasher
Commercial | Com ¦ High Efficiency Small Instantaneous Water Heater | 2020 | Technical | MW | Before Competition Groups | 0.9674 | 0 | 0 | 2483.573 | 0.00038952 | 69 | Commercial_2020_Technical_MW_Before Competition Groups_69 | High Efficiency Small Instantaneous Water Heater | 0.03895% | 0 | 0.9674 | Commercial_2020_Technical_MW_Before Competition Groups_High Efficiency Small Instantaneous Water Heater
Commercial | Com ¦ LED RECESSED DOWNLIGHTS | 2020 | Technical | MW | Before Competition Groups | 0.93237 | 0 | 0 | 2483.573 | 0.00037542 | 70 | Commercial_2020_Technical_MW_Before Competition Groups_70 | LED RECESSED DOWNLIGHTS | 0.03754% | 0 | 0.93237 | Commercial_2020_Technical_MW_Before Competition Groups_LED RECESSED DOWNLIGHTS
Commercial | Com ¦ Wall Insulation | 2020 | Technical | MW | Before Competition Groups | 0.80062 | 0 | 0 | 2483.573 | 0.00032237 | 71 | Commercial_2020_Technical_MW_Before Competition Groups_71 | Wall Insulation | 0.03224% | 0 | 0.80062 | Commercial_2020_Technical_MW_Before Competition Groups_Wall Insulation
Commercial | Com ¦ Solar Preheat Make up Air | 2020 | Technical | MW | Before Competition Groups | 0.79074 | 0 | 0 | 2483.573 | 0.00031839 | 72 | Commercial_2020_Technical_MW_Before Competition Groups_72 | Solar Preheat Make up Air | 0.03184% | 0 | 0.79074 | Commercial_2020_Technical_MW_Before Competition Groups_Solar Preheat Make up Air
Commercial | Com ¦ Ozone Laundry Treatment | 2020 | Technical | MW | Before Competition Groups | 0.72861 | 0 | 0 | 2483.573 | 0.00029337 | 73 | Commercial_2020_Technical_MW_Before Competition Groups_73 | Ozone Laundry Treatment | 0.02934% | 0 | 0.72861 | Commercial_2020_Technical_MW_Before Competition Groups_Ozone Laundry Treatment
Commercial | Com ¦ Efficient compressor motor | 2020 | Technical | MW | Before Competition Groups | 0.60176 | 0 | 0 | 2483.573 | 0.0002423 | 74 | Commercial_2020_Technical_MW_Before Competition Groups_74 | Efficient compressor motor | 0.02423% | 0 | 0.60176 | Commercial_2020_Technical_MW_Before Competition Groups_Efficient compressor motor
Commercial | Com ¦ SYNCHRONOUS BELT | 2020 | Technical | MW | Before Competition Groups | 0.46359 | 0 | 0 | 2483.573 | 0.00018666 | 75 | Commercial_2020_Technical_MW_Before Competition Groups_75 | SYNCHRONOUS BELT | 0.01867% | 0 | 0.46359 | Commercial_2020_Technical_MW_Before Competition Groups_SYNCHRONOUS BELT
Commercial | Com ¦ ENERGY STAR Fryer (84% eff) | 2020 | Technical | MW | Before Competition Groups | 0.40542 | 0 | 0 | 2483.573 | 0.00016324 | 76 | Commercial_2020_Technical_MW_Before Competition Groups_76 | ENERGY STAR Fryer (84% eff) | 0.01632% | 0 | 0.40542 | Commercial_2020_Technical_MW_Before Competition Groups_ENERGY STAR Fryer (84% eff)
Commercial | Com ¦ Room AC (w/ louvered sides) 14 SEER from 12 SEER code | 2020 | Technical | MW | Before Competition Groups | 0.38271 | 0 | 0 | 2483.573 | 0.0001541 | 77 | Commercial_2020_Technical_MW_Before Competition Groups_77 | Room AC (w/ louvered sides) 14 SEER from 12 SEER code | 0.01541% | 0 | 0.38271 | Commercial_2020_Technical_MW_Before Competition Groups_Room AC (w/ louvered sides) 14 SEER from 12 SEER code
Commercial | Com ¦ ECM MOTORS FOR HVAC APPLICATION (FAN-POWERED VAV BOX) | 2020 | Technical | MW | Before Competition Groups | 0.28719 | 0 | 0 | 2483.573 | 0.00011564 | 78 | Commercial_2020_Technical_MW_Before Competition Groups_78 | ECM MOTORS FOR HVAC APPLICATION (FAN-POWERED VAV BOX) | 0.01156% | 0 | 0.28719 | Commercial_2020_Technical_MW_Before Competition Groups_ECM MOTORS FOR HVAC APPLICATION (FAN-POWERED VAV BOX)
Commercial | Com ¦ Thermostat Setback | 2020 | Technical | MW | Before Competition Groups | 0.27676 | 0 | 0 | 2483.573 | 0.00011144 | 79 | Commercial_2020_Technical_MW_Before Competition Groups_79 | Thermostat Setback | 0.01114% | 0 | 0.27676 | Commercial_2020_Technical_MW_Before Competition Groups_Thermostat Setback
Commercial | Com ¦ ENERGY STAR Steam Cookers | 2020 | Technical | MW | Before Competition Groups | 0.26396 | 0 | 0 | 2483.573 | 0.00010628 | 80 | Commercial_2020_Technical_MW_Before Competition Groups_80 | ENERGY STAR Steam Cookers | 0.01063% | 0 | 0.26396 | Commercial_2020_Technical_MW_Before Competition Groups_ENERGY STAR Steam Cookers
Commercial | Com ¦ Notched V belts for HVAC Systems | 2020 | Technical | MW | Before Competition Groups | 0.23179 | 0 | 0 | 2483.573 | 9.3331e-05 | 81 | Commercial_2020_Technical_MW_Before Competition Groups_81 | Notched V belts for HVAC Systems | 0.009333% | 0 | 0.23179 | Commercial_2020_Technical_MW_Before Competition Groups_Notched V belts for HVAC Systems
Commercial | Com ¦ PTAC (12 EER/10,000 BTU) | 2020 | Technical | MW | Before Competition Groups | 0.17514 | 0 | 0 | 2483.573 | 7.052e-05 | 82 | Commercial_2020_Technical_MW_Before Competition Groups_82 | PTAC (12 EER/10,000 BTU) | 0.007052% | 0 | 0.17514 | Commercial_2020_Technical_MW_Before Competition Groups_PTAC (12 EER/10,000 BTU)
Commercial | Com ¦ Auto Off Time Switch or Time Clock control | 2020 | Technical | MW | Before Competition Groups | 0.17389 | 0 | 0 | 2483.573 | 7.0017e-05 | 83 | Commercial_2020_Technical_MW_Before Competition Groups_83 | Auto Off Time Switch or Time Clock control | 0.007002% | 0 | 0.17389 | Commercial_2020_Technical_MW_Before Competition Groups_Auto Off Time Switch or Time Clock control
Commercial | Com ¦ Demand controlled Circulating Systems | 2020 | Technical | MW | Before Competition Groups | 0.16374 | 0 | 0 | 2483.573 | 6.5931e-05 | 84 | Commercial_2020_Technical_MW_Before Competition Groups_84 | Demand controlled Circulating Systems | 0.006593% | 0 | 0.16374 | Commercial_2020_Technical_MW_Before Competition Groups_Demand controlled Circulating Systems
Commercial | Com ¦ HVAC Optimization | 2020 | Technical | MW | Before Competition Groups | 0.10475 | 0 | 0 | 2483.573 | 4.2179e-05 | 85 | Commercial_2020_Technical_MW_Before Competition Groups_85 | HVAC Optimization | 0.004218% | 0 | 0.10475 | Commercial_2020_Technical_MW_Before Competition Groups_HVAC Optimization
Commercial | Com ¦ Heat Pump Water Heater (50 Gallons) | 2020 | Technical | MW | Before Competition Groups | 0.076276 | 0 | 0 | 2483.573 | 3.0712e-05 | 86 | Commercial_2020_Technical_MW_Before Competition Groups_86 | Heat Pump Water Heater (50 Gallons) | 0.003071% | 0 | 0.076276 | Commercial_2020_Technical_MW_Before Competition Groups_Heat Pump Water Heater (50 Gallons)
Commercial | Com ¦ Solar Water Preheat (Pools/DHW) | 2020 | Technical | MW | Before Competition Groups | 0.076111 | 0 | 0 | 2483.573 | 3.0646e-05 | 87 | Commercial_2020_Technical_MW_Before Competition Groups_87 | Solar Water Preheat (Pools/DHW) | 0.003065% | 0 | 0.076111 | Commercial_2020_Technical_MW_Before Competition Groups_Solar Water Preheat (Pools/DHW)
Commercial | COM ¦ Ductless Mini-Split Heat Pumps | 2020 | Technical | MW | Before Competition Groups | 0.075634 | 0 | 0 | 2483.573 | 3.0454e-05 | 88 | Commercial_2020_Technical_MW_Before Competition Groups_88 | Ductless Mini-Split Heat Pumps | 0.003045% | 0 | 0.075634 | Commercial_2020_Technical_MW_Before Competition Groups_Ductless Mini-Split Heat Pumps
Commercial | Com ¦ High Efficiency Chiller (avg of water and air cooled) | 2020 | Technical | MW | Before Competition Groups | 0.073159 | 0 | 0 | 2483.573 | 2.9457e-05 | 89 | Commercial_2020_Technical_MW_Before Competition Groups_89 | High Efficiency Chiller (avg of water and air cooled) | 0.002946% | 0 | 0.073159 | Commercial_2020_Technical_MW_Before Competition Groups_High Efficiency Chiller (avg of water and air cooled)
Commercial | Com ¦ Commercial Hot Food Holding Cabinets | 2020 | Technical | MW | Before Competition Groups | 0.062231 | 0 | 0 | 2483.573 | 2.5057e-05 | 90 | Commercial_2020_Technical_MW_Before Competition Groups_90 | Commercial Hot Food Holding Cabinets | 0.002506% | 0 | 0.062231 | Commercial_2020_Technical_MW_Before Competition Groups_Commercial Hot Food Holding Cabinets
Commercial | Com ¦ Condensing Unit Heaters or other Efficient Unit Heating System | 2020 | Technical | MW | Before Competition Groups | 0.05704 | 0 | 0 | 2483.573 | 2.2967e-05 | 91 | Commercial_2020_Technical_MW_Before Competition Groups_91 | Condensing Unit Heaters or other Efficient Unit Heating System | 0.002297% | 0 | 0.05704 | Commercial_2020_Technical_MW_Before Competition Groups_Condensing Unit Heaters or other Efficient Unit Heating System
Commercial | Com ¦ CEE Tier 2/Energy Star Clothes Washers | 2020 | Technical | MW | Before Competition Groups | 0.04701 | 0 | 0 | 2483.573 | 1.8929e-05 | 92 | Commercial_2020_Technical_MW_Before Competition Groups_92 | CEE Tier 2/Energy Star Clothes Washers | 0.001893% | 0 | 0.04701 | Commercial_2020_Technical_MW_Before Competition Groups_CEE Tier 2/Energy Star Clothes Washers
Commercial | Com ¦ Low Flow Pre-Rinse Spray Nozzle | 2020 | Technical | MW | Before Competition Groups | 0.041469 | 0 | 0 | 2483.573 | 1.6697e-05 | 93 | Commercial_2020_Technical_MW_Before Competition Groups_93 | Low Flow Pre-Rinse Spray Nozzle | 0.00167% | 0 | 0.041469 | Commercial_2020_Technical_MW_Before Competition Groups_Low Flow Pre-Rinse Spray Nozzle
Commercial | Com ¦ Solar Electric Water Heater (50 Gallon) | 2020 | Technical | MW | Before Competition Groups | 0.031794 | 0 | 0 | 2483.573 | 1.2802e-05 | 94 | Commercial_2020_Technical_MW_Before Competition Groups_94 | Solar Electric Water Heater (50 Gallon) | 0.00128% | 0 | 0.031794 | Commercial_2020_Technical_MW_Before Competition Groups_Solar Electric Water Heater (50 Gallon)
Commercial | Com ¦ EC Plug Fan for Data Center (under cabinet) | 2020 | Technical | MW | Before Competition Groups | 0.020669 | 0 | 0 | 2483.573 | 8.3224e-06 | 95 | Commercial_2020_Technical_MW_Before Competition Groups_95 | EC Plug Fan for Data Center (under cabinet) | 0.0008322% | 0 | 0.020669 | Commercial_2020_Technical_MW_Before Competition Groups_EC Plug Fan for Data Center (under cabinet)
Commercial | Com ¦ Exterior Photocell | 2020 | Technical | MW | Before Competition Groups | 0.018553 | 0 | 0 | 2483.573 | 7.4701e-06 | 96 | Commercial_2020_Technical_MW_Before Competition Groups_96 | Exterior Photocell | 0.000747% | 0 | 0.018553 | Commercial_2020_Technical_MW_Before Competition Groups_Exterior Photocell
Commercial | Com ¦ VSD Air Compressor | 2020 | Technical | MW | Before Competition Groups | 0.0067007 | 0 | 0 | 2483.573 | 2.698e-06 | 97 | Commercial_2020_Technical_MW_Before Competition Groups_97 | VSD Air Compressor | 0.0002698% | 0 | 0.0067007 | Commercial_2020_Technical_MW_Before Competition Groups_VSD Air Compressor
Commercial | Com ¦ Air Curtains | 2020 | Technical | MW | Before Competition Groups | 0.0060588 | 0 | 0 | 2483.573 | 2.4395e-06 | 98 | Commercial_2020_Technical_MW_Before Competition Groups_98 | Air Curtains | 0.000244% | 0 | 0.0060588 | Commercial_2020_Technical_MW_Before Competition Groups_Air Curtains
Commercial | Com ¦ eCube | 2020 | Technical | MW | Before Competition Groups | 0.004861 | 0 | 0 | 2483.573 | 1.9573e-06 | 99 | Commercial_2020_Technical_MW_Before Competition Groups_99 | eCube | 0.0001957% | 0 | 0.004861 | Commercial_2020_Technical_MW_Before Competition Groups_eCube
Commercial | Com ¦ High Efficiency Induction Cooking | 2020 | Technical | MW | Before Competition Groups | 0.0008969 | 0 | 0 | 2483.573 | 3.6113e-07 | 100 | Commercial_2020_Technical_MW_Before Competition Groups_100 | High Efficiency Induction Cooking | 3.611e-05% | 0 | 0.0008969 | Commercial_2020_Technical_MW_Before Competition Groups_High Efficiency Induction Cooking
Commercial | Com ¦ Electric Convection Combination Ovens | 2020 | Technical | MW | Before Competition Groups | 8.3016e-05 | 0 | 0 | 2483.573 | 3.3426e-08 | 101 | Commercial_2020_Technical_MW_Before Competition Groups_101 | Electric Convection Combination Ovens | 3.343e-06% | 0 | 8.3016e-05 | Commercial_2020_Technical_MW_Before Competition Groups_Electric Convection Combination Ovens
Commercial | Com ¦ Building Recommissioning, Operations and Maintenance (O&M) Improvements | 2021 | Economic | MW | Before Competition Groups | 297.4135 | 0 | 0 | 1615.9586 | 0.18405 | 1 | Commercial_2021_Economic_MW_Before Competition Groups_1 | Building Recommissioning, Operations and Maintenance (O&M) Improvements | 18.4% | 0 | 297.4135 | Commercial_2021_Economic_MW_Before Competition Groups_Building Recommissioning, Operations and Maintenance (O&M) Improvements
Commercial | Com ¦ Education and Capacity Building/Energy Behavior | 2021 | Economic | MW | Before Competition Groups | 238.9869 | 0 | 0 | 1615.9586 | 0.14789 | 2 | Commercial_2021_Economic_MW_Before Competition Groups_2 | Education and Capacity Building/Energy Behavior | 14.79% | 0 | 238.9869 | Commercial_2021_Economic_MW_Before Competition Groups_Education and Capacity Building/Energy Behavior
Commercial | Com ¦ LED Low/High Bay | 2021 | Economic | MW | Before Competition Groups | 155.1953 | 0 | 0 | 1615.9586 | 0.096039 | 3 | Commercial_2021_Economic_MW_Before Competition Groups_3 | LED Low/High Bay | 9.604% | 0 | 155.1953 | Commercial_2021_Economic_MW_Before Competition Groups_LED Low/High Bay
Commercial | Com ¦ LED Troffer/Surface/Suspended | 2021 | Economic | MW | Before Competition Groups | 138.6537 | 0 | 0 | 1615.9586 | 0.085803 | 4 | Commercial_2021_Economic_MW_Before Competition Groups_4 | LED Troffer/Surface/Suspended | 8.58% | 0 | 138.6537 | Commercial_2021_Economic_MW_Before Competition Groups_LED Troffer/Surface/Suspended
Commercial | Com ¦ ENERGY STAR LED LAMPS (REFLECTOR LAMPs/MR16/PAR 16) | 2021 | Economic | MW | Before Competition Groups | 109.3359 | 0 | 0 | 1615.9586 | 0.06766 | 5 | Commercial_2021_Economic_MW_Before Competition Groups_5 | ENERGY STAR LED LAMPS (REFLECTOR LAMPs/MR16/PAR 16) | 6.766% | 0 | 109.3359 | Commercial_2021_Economic_MW_Before Competition Groups_ENERGY STAR LED LAMPS (REFLECTOR LAMPs/MR16/PAR 16)
Commercial | Com ¦ Advanced BAS/Controllers | 2021 | Economic | MW | Before Competition Groups | 91.4584 | 0 | 0 | 1615.9586 | 0.056597 | 6 | Commercial_2021_Economic_MW_Before Competition Groups_6 | Advanced BAS/Controllers | 5.66% | 0 | 91.4584 | Commercial_2021_Economic_MW_Before Competition Groups_Advanced BAS/Controllers
Commercial | Com ¦ High Efficiency Air Source Heat Pump | 2021 | Economic | MW | Before Competition Groups | 50.1344 | 0 | 0 | 1615.9586 | 0.031025 | 7 | Commercial_2021_Economic_MW_Before Competition Groups_7 | High Efficiency Air Source Heat Pump | 3.102% | 0 | 50.1344 | Commercial_2021_Economic_MW_Before Competition Groups_High Efficiency Air Source Heat Pump
Commercial | Com ¦ LLLC - Low Impact Application | 2021 | Economic | MW | Before Competition Groups | 46.6974 | 0 | 0 | 1615.9586 | 0.028898 | 8 | Commercial_2021_Economic_MW_Before Competition Groups_8 | LLLC - Low Impact Application | 2.89% | 0 | 46.6974 | Commercial_2021_Economic_MW_Before Competition Groups_LLLC - Low Impact Application
Commercial | Com ¦ Adaptive Thermostats | 2021 | Economic | MW | Before Competition Groups | 38.888 | 0 | 0 | 1615.9586 | 0.024065 | 9 | Commercial_2021_Economic_MW_Before Competition Groups_9 | Adaptive Thermostats | 2.406% | 0 | 38.888 | Commercial_2021_Economic_MW_Before Competition Groups_Adaptive Thermostats
Commercial | Com ¦ Furnace Tune-Up | 2021 | Economic | MW | Before Competition Groups | 35.5159 | 0 | 0 | 1615.9586 | 0.021978 | 10 | Commercial_2021_Economic_MW_Before Competition Groups_10 | Furnace Tune-Up | 2.198% | 0 | 35.5159 | Commercial_2021_Economic_MW_Before Competition Groups_Furnace Tune-Up
Commercial | Com ¦ Unitary Air-Conditioning Unit | 2021 | Economic | MW | Before Competition Groups | 33.5674 | 0 | 0 | 1615.9586 | 0.020772 | 11 | Commercial_2021_Economic_MW_Before Competition Groups_11 | Unitary Air-Conditioning Unit | 2.077% | 0 | 33.5674 | Commercial_2021_Economic_MW_Before Competition Groups_Unitary Air-Conditioning Unit
Commercial | Com ¦ Strip Curtains | 2021 | Economic | MW | Before Competition Groups | 29.4011 | 0 | 0 | 1615.9586 | 0.018194 | 12 | Commercial_2021_Economic_MW_Before Competition Groups_12 | Strip Curtains | 1.819% | 0 | 29.4011 | Commercial_2021_Economic_MW_Before Competition Groups_Strip Curtains
Commercial | Com ¦ LLLC - High Impact Application | 2021 | Economic | MW | Before Competition Groups | 28.2403 | 0 | 0 | 1615.9586 | 0.017476 | 13 | Commercial_2021_Economic_MW_Before Competition Groups_13 | LLLC - High Impact Application | 1.748% | 0 | 28.2403 | Commercial_2021_Economic_MW_Before Competition Groups_LLLC - High Impact Application
Commercial | Com ¦ LED Replacement Lamp (Tube) | 2021 | Economic | MW | Before Competition Groups | 24.7396 | 0 | 0 | 1615.9586 | 0.01531 | 14 | Commercial_2021_Economic_MW_Before Competition Groups_14 | LED Replacement Lamp (Tube) | 1.531% | 0 | 24.7396 | Commercial_2021_Economic_MW_Before Competition Groups_LED Replacement Lamp (Tube)
Commercial | Com ¦ Variable Frequency Drive (VFD) | 2021 | Economic | MW | Before Competition Groups | 24.7197 | 0 | 0 | 1615.9586 | 0.015297 | 15 | Commercial_2021_Economic_MW_Before Competition Groups_15 | Variable Frequency Drive (VFD) | 1.53% | 0 | 24.7197 | Commercial_2021_Economic_MW_Before Competition Groups_Variable Frequency Drive (VFD)
Commercial | Com ¦ Demand Control Ventilation | 2021 | Economic | MW | Before Competition Groups | 23.7686 | 0 | 0 | 1615.9586 | 0.014709 | 16 | Commercial_2021_Economic_MW_Before Competition Groups_16 | Demand Control Ventilation | 1.471% | 0 | 23.7686 | Commercial_2021_Economic_MW_Before Competition Groups_Demand Control Ventilation
Commercial | Com ¦ VFD on Pumps | 2021 | Economic | MW | Before Competition Groups | 23.1347 | 0 | 0 | 1615.9586 | 0.014316 | 17 | Commercial_2021_Economic_MW_Before Competition Groups_17 | VFD on Pumps | 1.432% | 0 | 23.1347 | Commercial_2021_Economic_MW_Before Competition Groups_VFD on Pumps
Commercial | Com ¦ Data Center Storage/Server Virtualization | 2021 | Economic | MW | Before Competition Groups | 21.8602 | 0 | 0 | 1615.9586 | 0.013528 | 18 | Commercial_2021_Economic_MW_Before Competition Groups_18 | Data Center Storage/Server Virtualization | 1.353% | 0 | 21.8602 | Commercial_2021_Economic_MW_Before Competition Groups_Data Center Storage/Server Virtualization
Commercial | Com ¦ LED or Equivalent Sign Lighting | 2021 | Economic | MW | Before Competition Groups | 19.5539 | 0 | 0 | 1615.9586 | 0.012101 | 19 | Commercial_2021_Economic_MW_Before Competition Groups_19 | LED or Equivalent Sign Lighting | 1.21% | 0 | 19.5539 | Commercial_2021_Economic_MW_Before Competition Groups_LED or Equivalent Sign Lighting
Commercial | Com ¦ Air Handler with Dedicated Outdoor Air Systems | 2021 | Economic | MW | Before Competition Groups | 18.867 | 0 | 0 | 1615.9586 | 0.011675 | 20 | Commercial_2021_Economic_MW_Before Competition Groups_20 | Air Handler with Dedicated Outdoor Air Systems | 1.168% | 0 | 18.867 | Commercial_2021_Economic_MW_Before Competition Groups_Air Handler with Dedicated Outdoor Air Systems
Commercial | Com ¦ Centrally controlled desktop PC/NETWORK PC POWER MANAGEMENT SOFTWARE | 2021 | Economic | MW | Before Competition Groups | 18.0061 | 0 | 0 | 1615.9586 | 0.011143 | 21 | Commercial_2021_Economic_MW_Before Competition Groups_21 | Centrally controlled desktop PC/NETWORK PC POWER MANAGEMENT SOFTWARE | 1.114% | 0 | 18.0061 | Commercial_2021_Economic_MW_Before Competition Groups_Centrally controlled desktop PC/NETWORK PC POWER MANAGEMENT SOFTWARE
Commercial | Com ¦ ENERGY STAR LED LAMPS (General Service Lamps) | 2021 | Economic | MW | Before Competition Groups | 13.8099 | 0 | 0 | 1615.9586 | 0.0085459 | 22 | Commercial_2021_Economic_MW_Before Competition Groups_22 | ENERGY STAR LED LAMPS (General Service Lamps) | 0.8546% | 0 | 13.8099 | Commercial_2021_Economic_MW_Before Competition Groups_ENERGY STAR LED LAMPS (General Service Lamps)
Commercial | Com ¦ ECM MOTORS FOR EVAPORATOR FANS for refrigeration (WALK-IN) | 2021 | Economic | MW | Before Competition Groups | 12.8592 | 0 | 0 | 1615.9586 | 0.0079576 | 23 | Commercial_2021_Economic_MW_Before Competition Groups_23 | ECM MOTORS FOR EVAPORATOR FANS for refrigeration (WALK-IN) | 0.7958% | 0 | 12.8592 | Commercial_2021_Economic_MW_Before Competition Groups_ECM MOTORS FOR EVAPORATOR FANS for refrigeration (WALK-IN)
Commercial | Com ¦ Freezer Case Light Sensor | 2021 | Economic | MW | Before Competition Groups | 11.126 | 0 | 0 | 1615.9586 | 0.0068851 | 24 | Commercial_2021_Economic_MW_Before Competition Groups_24 | Freezer Case Light Sensor | 0.6885% | 0 | 11.126 | Commercial_2021_Economic_MW_Before Competition Groups_Freezer Case Light Sensor
Commercial | Com ¦ Evaporator Fan Controls | 2021 | Economic | MW | Before Competition Groups | 10.8395 | 0 | 0 | 1615.9586 | 0.0067078 | 25 | Commercial_2021_Economic_MW_Before Competition Groups_25 | Evaporator Fan Controls | 0.6708% | 0 | 10.8395 | Commercial_2021_Economic_MW_Before Competition Groups_Evaporator Fan Controls
Commercial | Com ¦ Reach-in Shaded Pole to ECM/PSC Evaporator Fan Motor | 2021 | Economic | MW | Before Competition Groups | 9.6116 | 0 | 0 | 1615.9586 | 0.0059479 | 26 | Commercial_2021_Economic_MW_Before Competition Groups_26 | Reach-in Shaded Pole to ECM/PSC Evaporator Fan Motor | 0.5948% | 0 | 9.6116 | Commercial_2021_Economic_MW_Before Competition Groups_Reach-in Shaded Pole to ECM/PSC Evaporator Fan Motor
Commercial | Com ¦ Occupancy Sensors | 2021 | Economic | MW | Before Competition Groups | 9.3912 | 0 | 0 | 1615.9586 | 0.0058116 | 27 | Commercial_2021_Economic_MW_Before Competition Groups_27 | Occupancy Sensors | 0.5812% | 0 | 9.3912 | Commercial_2021_Economic_MW_Before Competition Groups_Occupancy Sensors
Commercial | Com ¦ Chilled Water Optimization | 2021 | Economic | MW | Before Competition Groups | 7.9953 | 0 | 0 | 1615.9586 | 0.0049477 | 28 | Commercial_2021_Economic_MW_Before Competition Groups_28 | Chilled Water Optimization | 0.4948% | 0 | 7.9953 | Commercial_2021_Economic_MW_Before Competition Groups_Chilled Water Optimization
Commercial | Com ¦ Demand Control Kitchen Ventilation | 2021 | Economic | MW | Before Competition Groups | 7.2977 | 0 | 0 | 1615.9586 | 0.004516 | 29 | Commercial_2021_Economic_MW_Before Competition Groups_29 | Demand Control Kitchen Ventilation | 0.4516% | 0 | 7.2977 | Commercial_2021_Economic_MW_Before Competition Groups_Demand Control Kitchen Ventilation
Commercial | Com ¦ Duct Insulation, R8 | 2021 | Economic | MW | Before Competition Groups | 6.5198 | 0 | 0 | 1615.9586 | 0.0040347 | 30 | Commercial_2021_Economic_MW_Before Competition Groups_30 | Duct Insulation, R8 | 0.4035% | 0 | 6.5198 | Commercial_2021_Economic_MW_Before Competition Groups_Duct Insulation, R8
Commercial | Com ¦ LED EXTERIOR AREA LIGHTS - LED fixture (200W) | 2021 | Economic | MW | Before Competition Groups | 5.1182 | 0 | 0 | 1615.9586 | 0.0031673 | 31 | Commercial_2021_Economic_MW_Before Competition Groups_31 | LED EXTERIOR AREA LIGHTS - LED fixture (200W) | 0.3167% | 0 | 5.1182 | Commercial_2021_Economic_MW_Before Competition Groups_LED EXTERIOR AREA LIGHTS - LED fixture (200W)
Commercial | Com ¦ LED parking lot fixture | 2021 | Economic | MW | Before Competition Groups | 5.0194 | 0 | 0 | 1615.9586 | 0.0031061 | 32 | Commercial_2021_Economic_MW_Before Competition Groups_32 | LED parking lot fixture | 0.3106% | 0 | 5.0194 | Commercial_2021_Economic_MW_Before Competition Groups_LED parking lot fixture
Commercial | Com ¦ Temperature Adjustment in Commercial Freezers | 2021 | Economic | MW | Before Competition Groups | 3.9629 | 0 | 0 | 1615.9586 | 0.0024523 | 33 | Commercial_2021_Economic_MW_Before Competition Groups_33 | Temperature Adjustment in Commercial Freezers | 0.2452% | 0 | 3.9629 | Commercial_2021_Economic_MW_Before Competition Groups_Temperature Adjustment in Commercial Freezers
Commercial | Com ¦ Elec Storage WH 2.30 Et | 2021 | Economic | MW | Before Competition Groups | 3.679 | 0 | 0 | 1615.9586 | 0.0022767 | 34 | Commercial_2021_Economic_MW_Before Competition Groups_34 | Elec Storage WH 2.30 Et | 0.2277% | 0 | 3.679 | Commercial_2021_Economic_MW_Before Competition Groups_Elec Storage WH 2.30 Et
Commercial | Com ¦ Networked/Connected - High Impact Application | 2021 | Economic | MW | Before Competition Groups | 3.6065 | 0 | 0 | 1615.9586 | 0.0022318 | 35 | Commercial_2021_Economic_MW_Before Competition Groups_35 | Networked/Connected - High Impact Application | 0.2232% | 0 | 3.6065 | Commercial_2021_Economic_MW_Before Competition Groups_Networked/Connected - High Impact Application
Commercial | Com ¦ BEVERAGE VENDING MACHINE CONTROLS | 2021 | Economic | MW | Before Competition Groups | 3.6028 | 0 | 0 | 1615.9586 | 0.0022295 | 36 | Commercial_2021_Economic_MW_Before Competition Groups_36 | BEVERAGE VENDING MACHINE CONTROLS | 0.223% | 0 | 3.6028 | Commercial_2021_Economic_MW_Before Competition Groups_BEVERAGE VENDING MACHINE CONTROLS
Commercial | Com ¦ Vertical Night Covers | 2021 | Economic | MW | Before Competition Groups | 3.2771 | 0 | 0 | 1615.9586 | 0.002028 | 37 | Commercial_2021_Economic_MW_Before Competition Groups_37 | Vertical Night Covers | 0.2028% | 0 | 3.2771 | Commercial_2021_Economic_MW_Before Competition Groups_Vertical Night Covers
Commercial | Com ¦ Energy Efficient Laboratory Fume Hood | 2021 | Economic | MW | Before Competition Groups | 3.2041 | 0 | 0 | 1615.9586 | 0.0019828 | 38 | Commercial_2021_Economic_MW_Before Competition Groups_38 | Energy Efficient Laboratory Fume Hood | 0.1983% | 0 | 3.2041 | Commercial_2021_Economic_MW_Before Competition Groups_Energy Efficient Laboratory Fume Hood
Commercial | Com ¦ CO Sensors for parking garage exhaust fans | 2021 | Economic | MW | Before Competition Groups | 2.9825 | 0 | 0 | 1615.9586 | 0.0018457 | 39 | Commercial_2021_Economic_MW_Before Competition Groups_39 | CO Sensors for parking garage exhaust fans | 0.1846% | 0 | 2.9825 | Commercial_2021_Economic_MW_Before Competition Groups_CO Sensors for parking garage exhaust fans
Commercial | Com ¦ LED street light fixture | 2021 | Economic | MW | Before Competition Groups | 2.9321 | 0 | 0 | 1615.9586 | 0.0018145 | 40 | Commercial_2021_Economic_MW_Before Competition Groups_40 | LED street light fixture | 0.1814% | 0 | 2.9321 | Commercial_2021_Economic_MW_Before Competition Groups_LED street light fixture
Commercial | Com ¦ Water Source Heat Pump (4 ton) | 2021 | Economic | MW | Before Competition Groups | 2.7735 | 0 | 0 | 1615.9586 | 0.0017163 | 41 | Commercial_2021_Economic_MW_Before Competition Groups_41 | Water Source Heat Pump (4 ton) | 0.1716% | 0 | 2.7735 | Commercial_2021_Economic_MW_Before Competition Groups_Water Source Heat Pump (4 ton)
Commercial | Com ¦ Refrigerated Display Case LED | 2021 | Economic | MW | Before Competition Groups | 2.7677 | 0 | 0 | 1615.9586 | 0.0017127 | 42 | Commercial_2021_Economic_MW_Before Competition Groups_42 | Refrigerated Display Case LED | 0.1713% | 0 | 2.7677 | Commercial_2021_Economic_MW_Before Competition Groups_Refrigerated Display Case LED
Commercial | Com ¦ Refrigerated Display Case Doors | 2021 | Economic | MW | Before Competition Groups | 2.5093 | 0 | 0 | 1615.9586 | 0.0015528 | 43 | Commercial_2021_Economic_MW_Before Competition Groups_43 | Refrigerated Display Case Doors | 0.1553% | 0 | 2.5093 | Commercial_2021_Economic_MW_Before Competition Groups_Refrigerated Display Case Doors
Commercial | Com ¦ Water Heating (DHW) Pipe Insulation (Add 3/4\ Foam)" | 2021 | Economic | MW | Before Competition Groups | 2.5009 | 0 | 0 | 1615.9586 | 0.0015476 | 44 | Commercial_2021_Economic_MW_Before Competition Groups_44 | Water Heating (DHW) Pipe Insulation (Add 3/4\ Foam)" | 0.1548% | 0 | 2.5009 | Commercial_2021_Economic_MW_Before Competition Groups_Water Heating (DHW) Pipe Insulation (Add 3/4\ Foam)"
Commercial | Com ¦ ENERGY STAR Griddle (74% eff) | 2021 | Economic | MW | Before Competition Groups | 2.0961 | 0 | 0 | 1615.9586 | 0.0012971 | 45 | Commercial_2021_Economic_MW_Before Competition Groups_45 | ENERGY STAR Griddle (74% eff) | 0.1297% | 0 | 2.0961 | Commercial_2021_Economic_MW_Before Competition Groups_ENERGY STAR Griddle (74% eff)
Commercial | Com ¦ Outside Air Economizer | 2021 | Economic | MW | Before Competition Groups | 1.7546 | 0 | 0 | 1615.9586 | 0.0010858 | 46 | Commercial_2021_Economic_MW_Before Competition Groups_46 | Outside Air Economizer | 0.1086% | 0 | 1.7546 | Commercial_2021_Economic_MW_Before Competition Groups_Outside Air Economizer
Commercial | Com ¦ Suction Pipe Insulation Freezer/Refrigerator | 2021 | Economic | MW | Before Competition Groups | 1.7032 | 0 | 0 | 1615.9586 | 0.001054 | 47 | Commercial_2021_Economic_MW_Before Competition Groups_47 | Suction Pipe Insulation Freezer/Refrigerator | 0.1054% | 0 | 1.7032 | Commercial_2021_Economic_MW_Before Competition Groups_Suction Pipe Insulation Freezer/Refrigerator
Commercial | Com ¦ ENERGY STAR Dishwasher | 2021 | Economic | MW | Before Competition Groups | 1.0291 | 0 | 0 | 1615.9586 | 0.00063683 | 48 | Commercial_2021_Economic_MW_Before Competition Groups_48 | ENERGY STAR Dishwasher | 0.06368% | 0 | 1.0291 | Commercial_2021_Economic_MW_Before Competition Groups_ENERGY STAR Dishwasher
Commercial | Com ¦ Ozone Laundry Treatment | 2021 | Economic | MW | Before Competition Groups | 0.73544 | 0 | 0 | 1615.9586 | 0.00045511 | 49 | Commercial_2021_Economic_MW_Before Competition Groups_49 | Ozone Laundry Treatment | 0.04551% | 0 | 0.73544 | Commercial_2021_Economic_MW_Before Competition Groups_Ozone Laundry Treatment
Commercial | Com ¦ ENERGY STAR Fryer (84% eff) | 2021 | Economic | MW | Before Competition Groups | 0.59025 | 0 | 0 | 1615.9586 | 0.00036526 | 50 | Commercial_2021_Economic_MW_Before Competition Groups_50 | ENERGY STAR Fryer (84% eff) | 0.03653% | 0 | 0.59025 | Commercial_2021_Economic_MW_Before Competition Groups_ENERGY STAR Fryer (84% eff)
Commercial | Com ¦ ENERGY STAR Steam Cookers | 2021 | Economic | MW | Before Competition Groups | 0.38439 | 0 | 0 | 1615.9586 | 0.00023787 | 51 | Commercial_2021_Economic_MW_Before Competition Groups_51 | ENERGY STAR Steam Cookers | 0.02379% | 0 | 0.38439 | Commercial_2021_Economic_MW_Before Competition Groups_ENERGY STAR Steam Cookers
Commercial | Com ¦ Thermostat Setback | 2021 | Economic | MW | Before Competition Groups | 0.37238 | 0 | 0 | 1615.9586 | 0.00023044 | 52 | Commercial_2021_Economic_MW_Before Competition Groups_52 | Thermostat Setback | 0.02304% | 0 | 0.37238 | Commercial_2021_Economic_MW_Before Competition Groups_Thermostat Setback
Commercial | Com ¦ ECM MOTORS FOR HVAC APPLICATION (FAN-POWERED VAV BOX) | 2021 | Economic | MW | Before Competition Groups | 0.28153 | 0 | 0 | 1615.9586 | 0.00017422 | 53 | Commercial_2021_Economic_MW_Before Competition Groups_53 | ECM MOTORS FOR HVAC APPLICATION (FAN-POWERED VAV BOX) | 0.01742% | 0 | 0.28153 | Commercial_2021_Economic_MW_Before Competition Groups_ECM MOTORS FOR HVAC APPLICATION (FAN-POWERED VAV BOX)
Commercial | Com ¦ High Efficiency Small Instantaneous Water Heater | 2021 | Economic | MW | Before Competition Groups | 0.27326 | 0 | 0 | 1615.9586 | 0.0001691 | 54 | Commercial_2021_Economic_MW_Before Competition Groups_54 | High Efficiency Small Instantaneous Water Heater | 0.01691% | 0 | 0.27326 | Commercial_2021_Economic_MW_Before Competition Groups_High Efficiency Small Instantaneous Water Heater
Commercial | Com ¦ PTAC (12 EER/10,000 BTU) | 2021 | Economic | MW | Before Competition Groups | 0.23394 | 0 | 0 | 1615.9586 | 0.00014477 | 55 | Commercial_2021_Economic_MW_Before Competition Groups_55 | PTAC (12 EER/10,000 BTU) | 0.01448% | 0 | 0.23394 | Commercial_2021_Economic_MW_Before Competition Groups_PTAC (12 EER/10,000 BTU)
Commercial | Com ¦ Auto Off Time Switch or Time Clock control | 2021 | Economic | MW | Before Competition Groups | 0.17615 | 0 | 0 | 1615.9586 | 0.00010901 | 56 | Commercial_2021_Economic_MW_Before Competition Groups_56 | Auto Off Time Switch or Time Clock control | 0.0109% | 0 | 0.17615 | Commercial_2021_Economic_MW_Before Competition Groups_Auto Off Time Switch or Time Clock control
Commercial | Com ¦ Demand controlled Circulating Systems | 2021 | Economic | MW | Before Competition Groups | 0.16045 | 0 | 0 | 1615.9586 | 9.9293e-05 | 57 | Commercial_2021_Economic_MW_Before Competition Groups_57 | Demand controlled Circulating Systems | 0.009929% | 0 | 0.16045 | Commercial_2021_Economic_MW_Before Competition Groups_Demand controlled Circulating Systems
Commercial | Com ¦ Solar Water Preheat (Pools/DHW) | 2021 | Economic | MW | Before Competition Groups | 0.11148 | 0 | 0 | 1615.9586 | 6.8986e-05 | 58 | Commercial_2021_Economic_MW_Before Competition Groups_58 | Solar Water Preheat (Pools/DHW) | 0.006899% | 0 | 0.11148 | Commercial_2021_Economic_MW_Before Competition Groups_Solar Water Preheat (Pools/DHW)
Commercial | COM ¦ Ductless Mini-Split Heat Pumps | 2021 | Economic | MW | Before Competition Groups | 0.11096 | 0 | 0 | 1615.9586 | 6.8666e-05 | 59 | Commercial_2021_Economic_MW_Before Competition Groups_59 | Ductless Mini-Split Heat Pumps | 0.006867% | 0 | 0.11096 | Commercial_2021_Economic_MW_Before Competition Groups_Ductless Mini-Split Heat Pumps
Commercial | Com ¦ HVAC Optimization | 2021 | Economic | MW | Before Competition Groups | 0.074455 | 0 | 0 | 1615.9586 | 4.6075e-05 | 60 | Commercial_2021_Economic_MW_Before Competition Groups_60 | HVAC Optimization | 0.004607% | 0 | 0.074455 | Commercial_2021_Economic_MW_Before Competition Groups_HVAC Optimization
Commercial | Com ¦ CEE Tier 2/Energy Star Clothes Washers | 2021 | Economic | MW | Before Competition Groups | 0.066639 | 0 | 0 | 1615.9586 | 4.1238e-05 | 61 | Commercial_2021_Economic_MW_Before Competition Groups_61 | CEE Tier 2/Energy Star Clothes Washers | 0.004124% | 0 | 0.066639 | Commercial_2021_Economic_MW_Before Competition Groups_CEE Tier 2/Energy Star Clothes Washers
Commercial | Com ¦ Wall Insulation | 2021 | Economic | MW | Before Competition Groups | 0.05728 | 0 | 0 | 1615.9586 | 3.5447e-05 | 62 | Commercial_2021_Economic_MW_Before Competition Groups_62 | Wall Insulation | 0.003545% | 0 | 0.05728 | Commercial_2021_Economic_MW_Before Competition Groups_Wall Insulation
Commercial | Com ¦ Low Flow Pre-Rinse Spray Nozzle | 2021 | Economic | MW | Before Competition Groups | 0.056214 | 0 | 0 | 1615.9586 | 3.4787e-05 | 63 | Commercial_2021_Economic_MW_Before Competition Groups_63 | Low Flow Pre-Rinse Spray Nozzle | 0.003479% | 0 | 0.056214 | Commercial_2021_Economic_MW_Before Competition Groups_Low Flow Pre-Rinse Spray Nozzle
Commercial | Com ¦ Condensing Unit Heaters or other Efficient Unit Heating System | 2021 | Economic | MW | Before Competition Groups | 0.055882 | 0 | 0 | 1615.9586 | 3.4581e-05 | 64 | Commercial_2021_Economic_MW_Before Competition Groups_64 | Condensing Unit Heaters or other Efficient Unit Heating System | 0.003458% | 0 | 0.055882 | Commercial_2021_Economic_MW_Before Competition Groups_Condensing Unit Heaters or other Efficient Unit Heating System
Commercial | Com ¦ Commercial Hot Food Holding Cabinets | 2021 | Economic | MW | Before Competition Groups | 0.035032 | 0 | 0 | 1615.9586 | 2.1678e-05 | 65 | Commercial_2021_Economic_MW_Before Competition Groups_65 | Commercial Hot Food Holding Cabinets | 0.002168% | 0 | 0.035032 | Commercial_2021_Economic_MW_Before Competition Groups_Commercial Hot Food Holding Cabinets
Commercial | Com ¦ Room AC (w/ louvered sides) 14 SEER from 12 SEER code | 2021 | Economic | MW | Before Competition Groups | 0.029029 | 0 | 0 | 1615.9586 | 1.7964e-05 | 66 | Commercial_2021_Economic_MW_Before Competition Groups_66 | Room AC (w/ louvered sides) 14 SEER from 12 SEER code | 0.001796% | 0 | 0.029029 | Commercial_2021_Economic_MW_Before Competition Groups_Room AC (w/ louvered sides) 14 SEER from 12 SEER code
Commercial | Com ¦ Energy Recovery Ventilation and Ventilation (Enhanced) | 2021 | Economic | MW | Before Competition Groups | 0.0207 | 0 | 0 | 1615.9586 | 1.281e-05 | 67 | Commercial_2021_Economic_MW_Before Competition Groups_67 | Energy Recovery Ventilation and Ventilation (Enhanced) | 0.001281% | 0 | 0.0207 | Commercial_2021_Economic_MW_Before Competition Groups_Energy Recovery Ventilation and Ventilation (Enhanced)
Commercial | Com ¦ VSD Air Compressor | 2021 | Economic | MW | Before Competition Groups | 0.0097983 | 0 | 0 | 1615.9586 | 6.0634e-06 | 68 | Commercial_2021_Economic_MW_Before Competition Groups_68 | VSD Air Compressor | 0.0006063% | 0 | 0.0097983 | Commercial_2021_Economic_MW_Before Competition Groups_VSD Air Compressor
Commercial | Com ¦ High Efficiency Chiller (avg of water and air cooled) | 2021 | Economic | MW | Before Competition Groups | 0.0074819 | 0 | 0 | 1615.9586 | 4.63e-06 | 69 | Commercial_2021_Economic_MW_Before Competition Groups_69 | High Efficiency Chiller (avg of water and air cooled) | 0.000463% | 0 | 0.0074819 | Commercial_2021_Economic_MW_Before Competition Groups_High Efficiency Chiller (avg of water and air cooled)
Commercial | Com ¦ Air Curtains | 2021 | Economic | MW | Before Competition Groups | 0.0062249 | 0 | 0 | 1615.9586 | 3.8522e-06 | 70 | Commercial_2021_Economic_MW_Before Competition Groups_70 | Air Curtains | 0.0003852% | 0 | 0.0062249 | Commercial_2021_Economic_MW_Before Competition Groups_Air Curtains
Commercial | Com ¦ EC Plug Fan for Data Center (under cabinet) | 2021 | Economic | MW | Before Competition Groups | 0.0020398 | 0 | 0 | 1615.9586 | 1.2623e-06 | 71 | Commercial_2021_Economic_MW_Before Competition Groups_71 | EC Plug Fan for Data Center (under cabinet) | 0.0001262% | 0 | 0.0020398 | Commercial_2021_Economic_MW_Before Competition Groups_EC Plug Fan for Data Center (under cabinet)
Commercial | Com ¦ Electric Convection Combination Ovens | 2021 | Economic | MW | Before Competition Groups | 0.00012084 | 0 | 0 | 1615.9586 | 7.4779e-08 | 72 | Commercial_2021_Economic_MW_Before Competition Groups_72 | Electric Convection Combination Ovens | 7.478e-06% | 0 | 0.00012084 | Commercial_2021_Economic_MW_Before Competition Groups_Electric Convection Combination Ovens
Commercial | Com ¦ Condensing Make Up Air Unit | 2021 | Economic | MW | Before Competition Groups | 0 | 0 | 0 | 1615.9586 | 0 | 73 | Commercial_2021_Economic_MW_Before Competition Groups_73 | Condensing Make Up Air Unit | 0% | 0 | 0 | Commercial_2021_Economic_MW_Before Competition Groups_Condensing Make Up Air Unit
Commercial | Com ¦ Door Gasket Freezer/Refrigerator | 2021 | Economic | MW | Before Competition Groups | 0 | 0 | 0 | 1615.9586 | 0 | 74 | Commercial_2021_Economic_MW_Before Competition Groups_74 | Door Gasket Freezer/Refrigerator | 0% | 0 | 0 | Commercial_2021_Economic_MW_Before Competition Groups_Door Gasket Freezer/Refrigerator
Commercial | Com ¦ Efficient compressor motor | 2021 | Economic | MW | Before Competition Groups | 0 | 0 | 0 | 1615.9586 | 0 | 75 | Commercial_2021_Economic_MW_Before Competition Groups_75 | Efficient compressor motor | 0% | 0 | 0 | Commercial_2021_Economic_MW_Before Competition Groups_Efficient compressor motor
Commercial | Com ¦ Indoor Daylight Sensors/Photocell Dimming Control | 2021 | Economic | MW | Before Competition Groups | 0 | 0 | 0 | 1615.9586 | 0 | 76 | Commercial_2021_Economic_MW_Before Competition Groups_76 | Indoor Daylight Sensors/Photocell Dimming Control | 0% | 0 | 0 | Commercial_2021_Economic_MW_Before Competition Groups_Indoor Daylight Sensors/Photocell Dimming Control
Commercial | Com ¦ LED RECESSED DOWNLIGHTS | 2021 | Economic | MW | Before Competition Groups | 0 | 0 | 0 | 1615.9586 | 0 | 77 | Commercial_2021_Economic_MW_Before Competition Groups_77 | LED RECESSED DOWNLIGHTS | 0% | 0 | 0 | Commercial_2021_Economic_MW_Before Competition Groups_LED RECESSED DOWNLIGHTS
Commercial | Com ¦ Networked/Connected - Low Impact Application | 2021 | Economic | MW | Before Competition Groups | 0 | 0 | 0 | 1615.9586 | 0 | 78 | Commercial_2021_Economic_MW_Before Competition Groups_78 | Networked/Connected - Low Impact Application | 0% | 0 | 0 | Commercial_2021_Economic_MW_Before Competition Groups_Networked/Connected - Low Impact Application
Commercial | Com ¦ Notched V belts for HVAC Systems | 2021 | Economic | MW | Before Competition Groups | 0 | 0 | 0 | 1615.9586 | 0 | 79 | Commercial_2021_Economic_MW_Before Competition Groups_79 | Notched V belts for HVAC Systems | 0% | 0 | 0 | Commercial_2021_Economic_MW_Before Competition Groups_Notched V belts for HVAC Systems
Commercial | Com ¦ Variable Refrigerant Flow Heat Pump | 2021 | Economic | MW | Before Competition Groups | 0 | 0 | 0 | 1615.9586 | 0 | 80 | Commercial_2021_Economic_MW_Before Competition Groups_80 | Variable Refrigerant Flow Heat Pump | 0% | 0 | 0 | Commercial_2021_Economic_MW_Before Competition Groups_Variable Refrigerant Flow Heat Pump
Commercial | Com ¦ ENERGY STAR LED LAMPS (REFLECTOR LAMPs/MR16/PAR 16) | 2021 | SC A | MW | Before Competition Groups | 47.4721 | 0 | 0 | 198.2183 | 0.23949 | 1 | Commercial_2021_SC A_MW_Before Competition Groups_1 | ENERGY STAR LED LAMPS (REFLECTOR LAMPs/MR16/PAR 16) | 23.95% | 0 | 47.4721 | Commercial_2021_SC A_MW_Before Competition Groups_ENERGY STAR LED LAMPS (REFLECTOR LAMPs/MR16/PAR 16)
Commercial | Com ¦ LED Replacement Lamp (Tube) | 2021 | SC A | MW | Before Competition Groups | 18.1641 | 0 | 0 | 198.2183 | 0.091637 | 2 | Commercial_2021_SC A_MW_Before Competition Groups_2 | LED Replacement Lamp (Tube) | 9.164% | 0 | 18.1641 | Commercial_2021_SC A_MW_Before Competition Groups_LED Replacement Lamp (Tube)
Commercial | Com ¦ LED Low/High Bay | 2021 | SC A | MW | Before Competition Groups | 16.3318 | 0 | 0 | 198.2183 | 0.082393 | 3 | Commercial_2021_SC A_MW_Before Competition Groups_3 | LED Low/High Bay | 8.239% | 0 | 16.3318 | Commercial_2021_SC A_MW_Before Competition Groups_LED Low/High Bay
Commercial | Com ¦ LED Troffer/Surface/Suspended | 2021 | SC A | MW | Before Competition Groups | 15.9613 | 0 | 0 | 198.2183 | 0.080524 | 4 | Commercial_2021_SC A_MW_Before Competition Groups_4 | LED Troffer/Surface/Suspended | 8.052% | 0 | 15.9613 | Commercial_2021_SC A_MW_Before Competition Groups_LED Troffer/Surface/Suspended
Commercial | Com ¦ High Efficiency Air Source Heat Pump | 2021 | SC A | MW | Before Competition Groups | 12.9594 | 0 | 0 | 198.2183 | 0.065379 | 5 | Commercial_2021_SC A_MW_Before Competition Groups_5 | High Efficiency Air Source Heat Pump | 6.538% | 0 | 12.9594 | Commercial_2021_SC A_MW_Before Competition Groups_High Efficiency Air Source Heat Pump
Commercial | Com ¦ Data Center Storage/Server Virtualization | 2021 | SC A | MW | Before Competition Groups | 8.8285 | 0 | 0 | 198.2183 | 0.044539 | 6 | Commercial_2021_SC A_MW_Before Competition Groups_6 | Data Center Storage/Server Virtualization | 4.454% | 0 | 8.8285 | Commercial_2021_SC A_MW_Before Competition Groups_Data Center Storage/Server Virtualization
Commercial | Com ¦ Building Recommissioning, Operations and Maintenance (O&M) Improvements | 2021 | SC A | MW | Before Competition Groups | 8.7603 | 0 | 0 | 198.2183 | 0.044195 | 7 | Commercial_2021_SC A_MW_Before Competition Groups_7 | Building Recommissioning, Operations and Maintenance (O&M) Improvements | 4.42% | 0 | 8.7603 | Commercial_2021_SC A_MW_Before Competition Groups_Building Recommissioning, Operations and Maintenance (O&M) Improvements
Commercial | Com ¦ ENERGY STAR LED LAMPS (General Service Lamps) | 2021 | SC A | MW | Before Competition Groups | 8.2848 | 0 | 0 | 198.2183 | 0.041796 | 8 | Commercial_2021_SC A_MW_Before Competition Groups_8 | ENERGY STAR LED LAMPS (General Service Lamps) | 4.18% | 0 | 8.2848 | Commercial_2021_SC A_MW_Before Competition Groups_ENERGY STAR LED LAMPS (General Service Lamps)
Commercial | Com ¦ Education and Capacity Building/Energy Behavior | 2021 | SC A | MW | Before Competition Groups | 8.0158 | 0 | 0 | 198.2183 | 0.040439 | 9 | Commercial_2021_SC A_MW_Before Competition Groups_9 | Education and Capacity Building/Energy Behavior | 4.044% | 0 | 8.0158 | Commercial_2021_SC A_MW_Before Competition Groups_Education and Capacity Building/Energy Behavior
Commercial | Com ¦ LED or Equivalent Sign Lighting | 2021 | SC A | MW | Before Competition Groups | 6.0119 | 0 | 0 | 198.2183 | 0.03033 | 10 | Commercial_2021_SC A_MW_Before Competition Groups_10 | LED or Equivalent Sign Lighting | 3.033% | 0 | 6.0119 | Commercial_2021_SC A_MW_Before Competition Groups_LED or Equivalent Sign Lighting
Commercial | Com ¦ Advanced BAS/Controllers | 2021 | SC A | MW | Before Competition Groups | 5.7233 | 0 | 0 | 198.2183 | 0.028874 | 11 | Commercial_2021_SC A_MW_Before Competition Groups_11 | Advanced BAS/Controllers | 2.887% | 0 | 5.7233 | Commercial_2021_SC A_MW_Before Competition Groups_Advanced BAS/Controllers
Commercial | Com ¦ Reach-in Shaded Pole to ECM/PSC Evaporator Fan Motor | 2021 | SC A | MW | Before Competition Groups | 4.9877 | 0 | 0 | 198.2183 | 0.025163 | 12 | Commercial_2021_SC A_MW_Before Competition Groups_12 | Reach-in Shaded Pole to ECM/PSC Evaporator Fan Motor | 2.516% | 0 | 4.9877 | Commercial_2021_SC A_MW_Before Competition Groups_Reach-in Shaded Pole to ECM/PSC Evaporator Fan Motor
Commercial | Com ¦ Strip Curtains | 2021 | SC A | MW | Before Competition Groups | 3.4319 | 0 | 0 | 198.2183 | 0.017314 | 13 | Commercial_2021_SC A_MW_Before Competition Groups_13 | Strip Curtains | 1.731% | 0 | 3.4319 | Commercial_2021_SC A_MW_Before Competition Groups_Strip Curtains
Commercial | Com ¦ Adaptive Thermostats | 2021 | SC A | MW | Before Competition Groups | 3.4302 | 0 | 0 | 198.2183 | 0.017305 | 14 | Commercial_2021_SC A_MW_Before Competition Groups_14 | Adaptive Thermostats | 1.731% | 0 | 3.4302 | Commercial_2021_SC A_MW_Before Competition Groups_Adaptive Thermostats
Commercial | Com ¦ Chilled Water Optimization | 2021 | SC A | MW | Before Competition Groups | 2.4423 | 0 | 0 | 198.2183 | 0.012321 | 15 | Commercial_2021_SC A_MW_Before Competition Groups_15 | Chilled Water Optimization | 1.232% | 0 | 2.4423 | Commercial_2021_SC A_MW_Before Competition Groups_Chilled Water Optimization
Commercial | Com ¦ Furnace Tune-Up | 2021 | SC A | MW | Before Competition Groups | 2.376 | 0 | 0 | 198.2183 | 0.011987 | 16 | Commercial_2021_SC A_MW_Before Competition Groups_16 | Furnace Tune-Up | 1.199% | 0 | 2.376 | Commercial_2021_SC A_MW_Before Competition Groups_Furnace Tune-Up
Commercial | Com ¦ LED parking lot fixture | 2021 | SC A | MW | Before Competition Groups | 2.0729 | 0 | 0 | 198.2183 | 0.010458 | 17 | Commercial_2021_SC A_MW_Before Competition Groups_17 | LED parking lot fixture | 1.046% | 0 | 2.0729 | Commercial_2021_SC A_MW_Before Competition Groups_LED parking lot fixture
Commercial | Com ¦ LED EXTERIOR AREA LIGHTS - LED fixture (200W) | 2021 | SC A | MW | Before Competition Groups | 2.0509 | 0 | 0 | 198.2183 | 0.010347 | 18 | Commercial_2021_SC A_MW_Before Competition Groups_18 | LED EXTERIOR AREA LIGHTS - LED fixture (200W) | 1.035% | 0 | 2.0509 | Commercial_2021_SC A_MW_Before Competition Groups_LED EXTERIOR AREA LIGHTS - LED fixture (200W)
Commercial | Com ¦ Unitary Air-Conditioning Unit | 2021 | SC A | MW | Before Competition Groups | 2.0193 | 0 | 0 | 198.2183 | 0.010187 | 19 | Commercial_2021_SC A_MW_Before Competition Groups_19 | Unitary Air-Conditioning Unit | 1.019% | 0 | 2.0193 | Commercial_2021_SC A_MW_Before Competition Groups_Unitary Air-Conditioning Unit
Commercial | Com ¦ Centrally controlled desktop PC/NETWORK PC POWER MANAGEMENT SOFTWARE | 2021 | SC A | MW | Before Competition Groups | 1.9318 | 0 | 0 | 198.2183 | 0.0097459 | 20 | Commercial_2021_SC A_MW_Before Competition Groups_20 | Centrally controlled desktop PC/NETWORK PC POWER MANAGEMENT SOFTWARE | 0.9746% | 0 | 1.9318 | Commercial_2021_SC A_MW_Before Competition Groups_Centrally controlled desktop PC/NETWORK PC POWER MANAGEMENT SOFTWARE
Commercial | Com ¦ Variable Frequency Drive (VFD) | 2021 | SC A | MW | Before Competition Groups | 1.671 | 0 | 0 | 198.2183 | 0.0084302 | 21 | Commercial_2021_SC A_MW_Before Competition Groups_21 | Variable Frequency Drive (VFD) | 0.843% | 0 | 1.671 | Commercial_2021_SC A_MW_Before Competition Groups_Variable Frequency Drive (VFD)
Commercial | Com ¦ Refrigerated Display Case LED | 2021 | SC A | MW | Before Competition Groups | 1.5589 | 0 | 0 | 198.2183 | 0.0078648 | 22 | Commercial_2021_SC A_MW_Before Competition Groups_22 | Refrigerated Display Case LED | 0.7865% | 0 | 1.5589 | Commercial_2021_SC A_MW_Before Competition Groups_Refrigerated Display Case LED
Commercial | Com ¦ VFD on Pumps | 2021 | SC A | MW | Before Competition Groups | 1.5537 | 0 | 0 | 198.2183 | 0.0078381 | 23 | Commercial_2021_SC A_MW_Before Competition Groups_23 | VFD on Pumps | 0.7838% | 0 | 1.5537 | Commercial_2021_SC A_MW_Before Competition Groups_VFD on Pumps
Commercial | Com ¦ Demand Control Ventilation | 2021 | SC A | MW | Before Competition Groups | 1.4986 | 0 | 0 | 198.2183 | 0.0075601 | 24 | Commercial_2021_SC A_MW_Before Competition Groups_24 | Demand Control Ventilation | 0.756% | 0 | 1.4986 | Commercial_2021_SC A_MW_Before Competition Groups_Demand Control Ventilation
Commercial | Com ¦ LED street light fixture | 2021 | SC A | MW | Before Competition Groups | 1.1106 | 0 | 0 | 198.2183 | 0.005603 | 25 | Commercial_2021_SC A_MW_Before Competition Groups_25 | LED street light fixture | 0.5603% | 0 | 1.1106 | Commercial_2021_SC A_MW_Before Competition Groups_LED street light fixture
Commercial | Com ¦ ENERGY STAR Griddle (74% eff) | 2021 | SC A | MW | Before Competition Groups | 1.0321 | 0 | 0 | 198.2183 | 0.0052068 | 26 | Commercial_2021_SC A_MW_Before Competition Groups_26 | ENERGY STAR Griddle (74% eff) | 0.5207% | 0 | 1.0321 | Commercial_2021_SC A_MW_Before Competition Groups_ENERGY STAR Griddle (74% eff)
Commercial | Com ¦ Air Handler with Dedicated Outdoor Air Systems | 2021 | SC A | MW | Before Competition Groups | 0.85937 | 0 | 0 | 198.2183 | 0.0043355 | 27 | Commercial_2021_SC A_MW_Before Competition Groups_27 | Air Handler with Dedicated Outdoor Air Systems | 0.4335% | 0 | 0.85937 | Commercial_2021_SC A_MW_Before Competition Groups_Air Handler with Dedicated Outdoor Air Systems
Commercial | Com ¦ ECM MOTORS FOR EVAPORATOR FANS for refrigeration (WALK-IN) | 2021 | SC A | MW | Before Competition Groups | 0.85747 | 0 | 0 | 198.2183 | 0.0043259 | 28 | Commercial_2021_SC A_MW_Before Competition Groups_28 | ECM MOTORS FOR EVAPORATOR FANS for refrigeration (WALK-IN) | 0.4326% | 0 | 0.85747 | Commercial_2021_SC A_MW_Before Competition Groups_ECM MOTORS FOR EVAPORATOR FANS for refrigeration (WALK-IN)
Commercial | Com ¦ Evaporator Fan Controls | 2021 | SC A | MW | Before Competition Groups | 0.72083 | 0 | 0 | 198.2183 | 0.0036366 | 29 | Commercial_2021_SC A_MW_Before Competition Groups_29 | Evaporator Fan Controls | 0.3637% | 0 | 0.72083 | Commercial_2021_SC A_MW_Before Competition Groups_Evaporator Fan Controls
Commercial | Com ¦ Refrigerated Display Case Doors | 2021 | SC A | MW | Before Competition Groups | 0.64719 | 0 | 0 | 198.2183 | 0.003265 | 30 | Commercial_2021_SC A_MW_Before Competition Groups_30 | Refrigerated Display Case Doors | 0.3265% | 0 | 0.64719 | Commercial_2021_SC A_MW_Before Competition Groups_Refrigerated Display Case Doors
Commercial | Com ¦ Occupancy Sensors | 2021 | SC A | MW | Before Competition Groups | 0.62898 | 0 | 0 | 198.2183 | 0.0031732 | 31 | Commercial_2021_SC A_MW_Before Competition Groups_31 | Occupancy Sensors | 0.3173% | 0 | 0.62898 | Commercial_2021_SC A_MW_Before Competition Groups_Occupancy Sensors
Commercial | Com ¦ Freezer Case Light Sensor | 2021 | SC A | MW | Before Competition Groups | 0.62874 | 0 | 0 | 198.2183 | 0.003172 | 32 | Commercial_2021_SC A_MW_Before Competition Groups_32 | Freezer Case Light Sensor | 0.3172% | 0 | 0.62874 | Commercial_2021_SC A_MW_Before Competition Groups_Freezer Case Light Sensor
Commercial | Com ¦ Demand Control Kitchen Ventilation | 2021 | SC A | MW | Before Competition Groups | 0.59561 | 0 | 0 | 198.2183 | 0.0030048 | 33 | Commercial_2021_SC A_MW_Before Competition Groups_33 | Demand Control Kitchen Ventilation | 0.3005% | 0 | 0.59561 | Commercial_2021_SC A_MW_Before Competition Groups_Demand Control Kitchen Ventilation
Commercial | Com ¦ Duct Insulation, R8 | 2021 | SC A | MW | Before Competition Groups | 0.43336 | 0 | 0 | 198.2183 | 0.0021863 | 34 | Commercial_2021_SC A_MW_Before Competition Groups_34 | Duct Insulation, R8 | 0.2186% | 0 | 0.43336 | Commercial_2021_SC A_MW_Before Competition Groups_Duct Insulation, R8
Commercial | Com ¦ Thermostat Setback | 2021 | SC A | MW | Before Competition Groups | 0.31036 | 0 | 0 | 198.2183 | 0.0015658 | 35 | Commercial_2021_SC A_MW_Before Competition Groups_35 | Thermostat Setback | 0.1566% | 0 | 0.31036 | Commercial_2021_SC A_MW_Before Competition Groups_Thermostat Setback
Commercial | Com ¦ ENERGY STAR Fryer (84% eff) | 2021 | SC A | MW | Before Competition Groups | 0.29601 | 0 | 0 | 198.2183 | 0.0014934 | 36 | Commercial_2021_SC A_MW_Before Competition Groups_36 | ENERGY STAR Fryer (84% eff) | 0.1493% | 0 | 0.29601 | Commercial_2021_SC A_MW_Before Competition Groups_ENERGY STAR Fryer (84% eff)
Commercial | Com ¦ Water Source Heat Pump (4 ton) | 2021 | SC A | MW | Before Competition Groups | 0.2644 | 0 | 0 | 198.2183 | 0.0013339 | 37 | Commercial_2021_SC A_MW_Before Competition Groups_37 | Water Source Heat Pump (4 ton) | 0.1334% | 0 | 0.2644 | Commercial_2021_SC A_MW_Before Competition Groups_Water Source Heat Pump (4 ton)
Commercial | Com ¦ Temperature Adjustment in Commercial Freezers | 2021 | SC A | MW | Before Competition Groups | 0.26377 | 0 | 0 | 198.2183 | 0.0013307 | 38 | Commercial_2021_SC A_MW_Before Competition Groups_38 | Temperature Adjustment in Commercial Freezers | 0.1331% | 0 | 0.26377 | Commercial_2021_SC A_MW_Before Competition Groups_Temperature Adjustment in Commercial Freezers
Commercial | Com ¦ Elec Storage WH 2.30 Et | 2021 | SC A | MW | Before Competition Groups | 0.23975 | 0 | 0 | 198.2183 | 0.0012095 | 39 | Commercial_2021_SC A_MW_Before Competition Groups_39 | Elec Storage WH 2.30 Et | 0.121% | 0 | 0.23975 | Commercial_2021_SC A_MW_Before Competition Groups_Elec Storage WH 2.30 Et
Commercial | Com ¦ Vertical Night Covers | 2021 | SC A | MW | Before Competition Groups | 0.21402 | 0 | 0 | 198.2183 | 0.0010797 | 40 | Commercial_2021_SC A_MW_Before Competition Groups_40 | Vertical Night Covers | 0.108% | 0 | 0.21402 | Commercial_2021_SC A_MW_Before Competition Groups_Vertical Night Covers
Commercial | Com ¦ Outside Air Economizer | 2021 | SC A | MW | Before Competition Groups | 0.20964 | 0 | 0 | 198.2183 | 0.0010576 | 41 | Commercial_2021_SC A_MW_Before Competition Groups_41 | Outside Air Economizer | 0.1058% | 0 | 0.20964 | Commercial_2021_SC A_MW_Before Competition Groups_Outside Air Economizer
Commercial | Com ¦ CO Sensors for parking garage exhaust fans | 2021 | SC A | MW | Before Competition Groups | 0.196 | 0 | 0 | 198.2183 | 0.00098881 | 42 | Commercial_2021_SC A_MW_Before Competition Groups_42 | CO Sensors for parking garage exhaust fans | 0.09888% | 0 | 0.196 | Commercial_2021_SC A_MW_Before Competition Groups_CO Sensors for parking garage exhaust fans
Commercial | Com ¦ BEVERAGE VENDING MACHINE CONTROLS | 2021 | SC A | MW | Before Competition Groups | 0.19264 | 0 | 0 | 198.2183 | 0.00097185 | 43 | Commercial_2021_SC A_MW_Before Competition Groups_43 | BEVERAGE VENDING MACHINE CONTROLS | 0.09719% | 0 | 0.19264 | Commercial_2021_SC A_MW_Before Competition Groups_BEVERAGE VENDING MACHINE CONTROLS
Commercial | Com ¦ ENERGY STAR Steam Cookers | 2021 | SC A | MW | Before Competition Groups | 0.18827 | 0 | 0 | 198.2183 | 0.00094982 | 44 | Commercial_2021_SC A_MW_Before Competition Groups_44 | ENERGY STAR Steam Cookers | 0.09498% | 0 | 0.18827 | Commercial_2021_SC A_MW_Before Competition Groups_ENERGY STAR Steam Cookers
Commercial | Com ¦ Energy Efficient Laboratory Fume Hood | 2021 | SC A | MW | Before Competition Groups | 0.17366 | 0 | 0 | 198.2183 | 0.00087611 | 45 | Commercial_2021_SC A_MW_Before Competition Groups_45 | Energy Efficient Laboratory Fume Hood | 0.08761% | 0 | 0.17366 | Commercial_2021_SC A_MW_Before Competition Groups_Energy Efficient Laboratory Fume Hood
Commercial | Com ¦ Water Heating (DHW) Pipe Insulation (Add 3/4\ Foam)" | 2021 | SC A | MW | Before Competition Groups | 0.1672 | 0 | 0 | 198.2183 | 0.00084349 | 46 | Commercial_2021_SC A_MW_Before Competition Groups_46 | Water Heating (DHW) Pipe Insulation (Add 3/4\ Foam)" | 0.08435% | 0 | 0.1672 | Commercial_2021_SC A_MW_Before Competition Groups_Water Heating (DHW) Pipe Insulation (Add 3/4\ Foam)"
Commercial | Com ¦ ENERGY STAR Dishwasher | 2021 | SC A | MW | Before Competition Groups | 0.12401 | 0 | 0 | 198.2183 | 0.00062562 | 47 | Commercial_2021_SC A_MW_Before Competition Groups_47 | ENERGY STAR Dishwasher | 0.06256% | 0 | 0.12401 | Commercial_2021_SC A_MW_Before Competition Groups_ENERGY STAR Dishwasher
Commercial | Com ¦ Suction Pipe Insulation Freezer/Refrigerator | 2021 | SC A | MW | Before Competition Groups | 0.11025 | 0 | 0 | 198.2183 | 0.00055619 | 48 | Commercial_2021_SC A_MW_Before Competition Groups_48 | Suction Pipe Insulation Freezer/Refrigerator | 0.05562% | 0 | 0.11025 | Commercial_2021_SC A_MW_Before Competition Groups_Suction Pipe Insulation Freezer/Refrigerator
Commercial | Com ¦ Ozone Laundry Treatment | 2021 | SC A | MW | Before Competition Groups | 0.043479 | 0 | 0 | 198.2183 | 0.00021935 | 49 | Commercial_2021_SC A_MW_Before Competition Groups_49 | Ozone Laundry Treatment | 0.02194% | 0 | 0.043479 | Commercial_2021_SC A_MW_Before Competition Groups_Ozone Laundry Treatment
Commercial | Com ¦ HVAC Optimization | 2021 | SC A | MW | Before Competition Groups | 0.030612 | 0 | 0 | 198.2183 | 0.00015444 | 50 | Commercial_2021_SC A_MW_Before Competition Groups_50 | HVAC Optimization | 0.01544% | 0 | 0.030612 | Commercial_2021_SC A_MW_Before Competition Groups_HVAC Optimization
Commercial | Com ¦ ECM MOTORS FOR HVAC APPLICATION (FAN-POWERED VAV BOX) | 2021 | SC A | MW | Before Competition Groups | 0.025947 | 0 | 0 | 198.2183 | 0.0001309 | 51 | Commercial_2021_SC A_MW_Before Competition Groups_51 | ECM MOTORS FOR HVAC APPLICATION (FAN-POWERED VAV BOX) | 0.01309% | 0 | 0.025947 | Commercial_2021_SC A_MW_Before Competition Groups_ECM MOTORS FOR HVAC APPLICATION (FAN-POWERED VAV BOX)
Commercial | Com ¦ CEE Tier 2/Energy Star Clothes Washers | 2021 | SC A | MW | Before Competition Groups | 0.024513 | 0 | 0 | 198.2183 | 0.00012367 | 52 | Commercial_2021_SC A_MW_Before Competition Groups_52 | CEE Tier 2/Energy Star Clothes Washers | 0.01237% | 0 | 0.024513 | Commercial_2021_SC A_MW_Before Competition Groups_CEE Tier 2/Energy Star Clothes Washers
Commercial | COM ¦ Ductless Mini-Split Heat Pumps | 2021 | SC A | MW | Before Competition Groups | 0.019992 | 0 | 0 | 198.2183 | 0.00010086 | 53 | Commercial_2021_SC A_MW_Before Competition Groups_53 | Ductless Mini-Split Heat Pumps | 0.01009% | 0 | 0.019992 | Commercial_2021_SC A_MW_Before Competition Groups_Ductless Mini-Split Heat Pumps
Commercial | Com ¦ Low Flow Pre-Rinse Spray Nozzle | 2021 | SC A | MW | Before Competition Groups | 0.015218 | 0 | 0 | 198.2183 | 7.6775e-05 | 54 | Commercial_2021_SC A_MW_Before Competition Groups_54 | Low Flow Pre-Rinse Spray Nozzle | 0.007677% | 0 | 0.015218 | Commercial_2021_SC A_MW_Before Competition Groups_Low Flow Pre-Rinse Spray Nozzle
Commercial | Com ¦ Auto Off Time Switch or Time Clock control | 2021 | SC A | MW | Before Competition Groups | 0.011713 | 0 | 0 | 198.2183 | 5.9094e-05 | 55 | Commercial_2021_SC A_MW_Before Competition Groups_55 | Auto Off Time Switch or Time Clock control | 0.005909% | 0 | 0.011713 | Commercial_2021_SC A_MW_Before Competition Groups_Auto Off Time Switch or Time Clock control
Commercial | Com ¦ Demand controlled Circulating Systems | 2021 | SC A | MW | Before Competition Groups | 0.011276 | 0 | 0 | 198.2183 | 5.6885e-05 | 56 | Commercial_2021_SC A_MW_Before Competition Groups_56 | Demand controlled Circulating Systems | 0.005688% | 0 | 0.011276 | Commercial_2021_SC A_MW_Before Competition Groups_Demand controlled Circulating Systems
Commercial | Com ¦ Commercial Hot Food Holding Cabinets | 2021 | SC A | MW | Before Competition Groups | 0.0055467 | 0 | 0 | 198.2183 | 2.7983e-05 | 57 | Commercial_2021_SC A_MW_Before Competition Groups_57 | Commercial Hot Food Holding Cabinets | 0.002798% | 0 | 0.0055467 | Commercial_2021_SC A_MW_Before Competition Groups_Commercial Hot Food Holding Cabinets
Commercial | Com ¦ PTAC (12 EER/10,000 BTU) | 2021 | SC A | MW | Before Competition Groups | 0.0049417 | 0 | 0 | 198.2183 | 2.4931e-05 | 58 | Commercial_2021_SC A_MW_Before Competition Groups_58 | PTAC (12 EER/10,000 BTU) | 0.002493% | 0 | 0.0049417 | Commercial_2021_SC A_MW_Before Competition Groups_PTAC (12 EER/10,000 BTU)
Commercial | Com ¦ Wall Insulation | 2021 | SC A | MW | Before Competition Groups | 0.0038837 | 0 | 0 | 198.2183 | 1.9593e-05 | 59 | Commercial_2021_SC A_MW_Before Competition Groups_59 | Wall Insulation | 0.001959% | 0 | 0.0038837 | Commercial_2021_SC A_MW_Before Competition Groups_Wall Insulation
Commercial | Com ¦ Condensing Unit Heaters or other Efficient Unit Heating System | 2021 | SC A | MW | Before Competition Groups | 0.0037586 | 0 | 0 | 198.2183 | 1.8962e-05 | 60 | Commercial_2021_SC A_MW_Before Competition Groups_60 | Condensing Unit Heaters or other Efficient Unit Heating System | 0.001896% | 0 | 0.0037586 | Commercial_2021_SC A_MW_Before Competition Groups_Condensing Unit Heaters or other Efficient Unit Heating System
Commercial | Com ¦ VSD Air Compressor | 2021 | SC A | MW | Before Competition Groups | 0.003269 | 0 | 0 | 198.2183 | 1.6492e-05 | 61 | Commercial_2021_SC A_MW_Before Competition Groups_61 | VSD Air Compressor | 0.001649% | 0 | 0.003269 | Commercial_2021_SC A_MW_Before Competition Groups_VSD Air Compressor
Commercial | Com ¦ Air Curtains | 2021 | SC A | MW | Before Competition Groups | 0.0029906 | 0 | 0 | 198.2183 | 1.5088e-05 | 62 | Commercial_2021_SC A_MW_Before Competition Groups_62 | Air Curtains | 0.001509% | 0 | 0.0029906 | Commercial_2021_SC A_MW_Before Competition Groups_Air Curtains
Commercial | Com ¦ LLLC - Low Impact Application | 2021 | SC A | MW | Before Competition Groups | 0.002865 | 0 | 0 | 198.2183 | 1.4454e-05 | 63 | Commercial_2021_SC A_MW_Before Competition Groups_63 | LLLC - Low Impact Application | 0.001445% | 0 | 0.002865 | Commercial_2021_SC A_MW_Before Competition Groups_LLLC - Low Impact Application
Commercial | Com ¦ LLLC - High Impact Application | 2021 | SC A | MW | Before Competition Groups | 0.0020143 | 0 | 0 | 198.2183 | 1.0162e-05 | 64 | Commercial_2021_SC A_MW_Before Competition Groups_64 | LLLC - High Impact Application | 0.001016% | 0 | 0.0020143 | Commercial_2021_SC A_MW_Before Competition Groups_LLLC - High Impact Application
Commercial | Com ¦ Solar Water Preheat (Pools/DHW) | 2021 | SC A | MW | Before Competition Groups | 0.0019461 | 0 | 0 | 198.2183 | 9.8178e-06 | 65 | Commercial_2021_SC A_MW_Before Competition Groups_65 | Solar Water Preheat (Pools/DHW) | 0.0009818% | 0 | 0.0019461 | Commercial_2021_SC A_MW_Before Competition Groups_Solar Water Preheat (Pools/DHW)
Commercial | Com ¦ High Efficiency Chiller (avg of water and air cooled) | 2021 | SC A | MW | Before Competition Groups | 0.00073881 | 0 | 0 | 198.2183 | 3.7273e-06 | 66 | Commercial_2021_SC A_MW_Before Competition Groups_66 | High Efficiency Chiller (avg of water and air cooled) | 0.0003727% | 0 | 0.00073881 | Commercial_2021_SC A_MW_Before Competition Groups_High Efficiency Chiller (avg of water and air cooled)
Commercial | Com ¦ Room AC (w/ louvered sides) 14 SEER from 12 SEER code | 2021 | SC A | MW | Before Competition Groups | 0.00040674 | 0 | 0 | 198.2183 | 2.052e-06 | 67 | Commercial_2021_SC A_MW_Before Competition Groups_67 | Room AC (w/ louvered sides) 14 SEER from 12 SEER code | 0.0002052% | 0 | 0.00040674 | Commercial_2021_SC A_MW_Before Competition Groups_Room AC (w/ louvered sides) 14 SEER from 12 SEER code
Commercial | Com ¦ Energy Recovery Ventilation and Ventilation (Enhanced) | 2021 | SC A | MW | Before Competition Groups | 0.00030204 | 0 | 0 | 198.2183 | 1.5238e-06 | 68 | Commercial_2021_SC A_MW_Before Competition Groups_68 | Energy Recovery Ventilation and Ventilation (Enhanced) | 0.0001524% | 0 | 0.00030204 | Commercial_2021_SC A_MW_Before Competition Groups_Energy Recovery Ventilation and Ventilation (Enhanced)
Commercial | Com ¦ EC Plug Fan for Data Center (under cabinet) | 2021 | SC A | MW | Before Competition Groups | 0.00021728 | 0 | 0 | 198.2183 | 1.0962e-06 | 69 | Commercial_2021_SC A_MW_Before Competition Groups_69 | EC Plug Fan for Data Center (under cabinet) | 0.0001096% | 0 | 0.00021728 | Commercial_2021_SC A_MW_Before Competition Groups_EC Plug Fan for Data Center (under cabinet)
Commercial | Com ¦ Electric Convection Combination Ovens | 2021 | SC A | MW | Before Competition Groups | 6.5734e-05 | 0 | 0 | 198.2183 | 3.3163e-07 | 70 | Commercial_2021_SC A_MW_Before Competition Groups_70 | Electric Convection Combination Ovens | 3.316e-05% | 0 | 6.5734e-05 | Commercial_2021_SC A_MW_Before Competition Groups_Electric Convection Combination Ovens
Commercial | Com ¦ Networked/Connected - High Impact Application | 2021 | SC A | MW | Before Competition Groups | 4.6959e-05 | 0 | 0 | 198.2183 | 2.3691e-07 | 71 | Commercial_2021_SC A_MW_Before Competition Groups_71 | Networked/Connected - High Impact Application | 2.369e-05% | 0 | 4.6959e-05 | Commercial_2021_SC A_MW_Before Competition Groups_Networked/Connected - High Impact Application
Commercial | Com ¦ High Efficiency Small Instantaneous Water Heater | 2021 | SC A | MW | Before Competition Groups | 2.1239e-06 | 0 | 0 | 198.2183 | 1.0715e-08 | 72 | Commercial_2021_SC A_MW_Before Competition Groups_72 | High Efficiency Small Instantaneous Water Heater | 1.072e-06% | 0 | 2.1239e-06 | Commercial_2021_SC A_MW_Before Competition Groups_High Efficiency Small Instantaneous Water Heater
Commercial | Com ¦ Condensing Make Up Air Unit | 2021 | SC A | MW | Before Competition Groups | 0 | 0 | 0 | 198.2183 | 0 | 73 | Commercial_2021_SC A_MW_Before Competition Groups_73 | Condensing Make Up Air Unit | 0% | 0 | 0 | Commercial_2021_SC A_MW_Before Competition Groups_Condensing Make Up Air Unit
Commercial | Com ¦ Door Gasket Freezer/Refrigerator | 2021 | SC A | MW | Before Competition Groups | 0 | 0 | 0 | 198.2183 | 0 | 74 | Commercial_2021_SC A_MW_Before Competition Groups_74 | Door Gasket Freezer/Refrigerator | 0% | 0 | 0 | Commercial_2021_SC A_MW_Before Competition Groups_Door Gasket Freezer/Refrigerator
Commercial | Com ¦ Efficient compressor motor | 2021 | SC A | MW | Before Competition Groups | 0 | 0 | 0 | 198.2183 | 0 | 75 | Commercial_2021_SC A_MW_Before Competition Groups_75 | Efficient compressor motor | 0% | 0 | 0 | Commercial_2021_SC A_MW_Before Competition Groups_Efficient compressor motor
Commercial | Com ¦ Indoor Daylight Sensors/Photocell Dimming Control | 2021 | SC A | MW | Before Competition Groups | 0 | 0 | 0 | 198.2183 | 0 | 76 | Commercial_2021_SC A_MW_Before Competition Groups_76 | Indoor Daylight Sensors/Photocell Dimming Control | 0% | 0 | 0 | Commercial_2021_SC A_MW_Before Competition Groups_Indoor Daylight Sensors/Photocell Dimming Control
Commercial | Com ¦ LED RECESSED DOWNLIGHTS | 2021 | SC A | MW | Before Competition Groups | 0 | 0 | 0 | 198.2183 | 0 | 77 | Commercial_2021_SC A_MW_Before Competition Groups_77 | LED RECESSED DOWNLIGHTS | 0% | 0 | 0 | Commercial_2021_SC A_MW_Before Competition Groups_LED RECESSED DOWNLIGHTS
Commercial | Com ¦ Networked/Connected - Low Impact Application | 2021 | SC A | MW | Before Competition Groups | 0 | 0 | 0 | 198.2183 | 0 | 78 | Commercial_2021_SC A_MW_Before Competition Groups_78 | Networked/Connected - Low Impact Application | 0% | 0 | 0 | Commercial_2021_SC A_MW_Before Competition Groups_Networked/Connected - Low Impact Application
Commercial | Com ¦ Notched V belts for HVAC Systems | 2021 | SC A | MW | Before Competition Groups | 0 | 0 | 0 | 198.2183 | 0 | 79 | Commercial_2021_SC A_MW_Before Competition Groups_79 | Notched V belts for HVAC Systems | 0% | 0 | 0 | Commercial_2021_SC A_MW_Before Competition Groups_Notched V belts for HVAC Systems
Commercial | Com ¦ Variable Refrigerant Flow Heat Pump | 2021 | SC A | MW | Before Competition Groups | 0 | 0 | 0 | 198.2183 | 0 | 80 | Commercial_2021_SC A_MW_Before Competition Groups_80 | Variable Refrigerant Flow Heat Pump | 0% | 0 | 0 | Commercial_2021_SC A_MW_Before Competition Groups_Variable Refrigerant Flow Heat Pump
Commercial | Com ¦ ENERGY STAR LED LAMPS (REFLECTOR LAMPs/MR16/PAR 16) | 2021 | SC B | MW | Before Competition Groups | 47.4721 | 0 | 0 | 276.006 | 0.172 | 1 | Commercial_2021_SC B_MW_Before Competition Groups_1 | ENERGY STAR LED LAMPS (REFLECTOR LAMPs/MR16/PAR 16) | 17.2% | 0 | 47.4721 | Commercial_2021_SC B_MW_Before Competition Groups_ENERGY STAR LED LAMPS (REFLECTOR LAMPs/MR16/PAR 16)
Commercial | Com ¦ Education and Capacity Building/Energy Behavior | 2021 | SC B | MW | Before Competition Groups | 40.0789 | 0 | 0 | 276.006 | 0.14521 | 2 | Commercial_2021_SC B_MW_Before Competition Groups_2 | Education and Capacity Building/Energy Behavior | 14.52% | 0 | 40.0789 | Commercial_2021_SC B_MW_Before Competition Groups_Education and Capacity Building/Energy Behavior
Commercial | Com ¦ LED Troffer/Surface/Suspended | 2021 | SC B | MW | Before Competition Groups | 18.4285 | 0 | 0 | 276.006 | 0.066769 | 3 | Commercial_2021_SC B_MW_Before Competition Groups_3 | LED Troffer/Surface/Suspended | 6.677% | 0 | 18.4285 | Commercial_2021_SC B_MW_Before Competition Groups_LED Troffer/Surface/Suspended
Commercial | Com ¦ LED Replacement Lamp (Tube) | 2021 | SC B | MW | Before Competition Groups | 18.1641 | 0 | 0 | 276.006 | 0.06581 | 4 | Commercial_2021_SC B_MW_Before Competition Groups_4 | LED Replacement Lamp (Tube) | 6.581% | 0 | 18.1641 | Commercial_2021_SC B_MW_Before Competition Groups_LED Replacement Lamp (Tube)
Commercial | Com ¦ LED Low/High Bay | 2021 | SC B | MW | Before Competition Groups | 18.1163 | 0 | 0 | 276.006 | 0.065637 | 5 | Commercial_2021_SC B_MW_Before Competition Groups_5 | LED Low/High Bay | 6.564% | 0 | 18.1163 | Commercial_2021_SC B_MW_Before Competition Groups_LED Low/High Bay
Commercial | Com ¦ High Efficiency Air Source Heat Pump | 2021 | SC B | MW | Before Competition Groups | 12.9593 | 0 | 0 | 276.006 | 0.046953 | 6 | Commercial_2021_SC B_MW_Before Competition Groups_6 | High Efficiency Air Source Heat Pump | 4.695% | 0 | 12.9593 | Commercial_2021_SC B_MW_Before Competition Groups_High Efficiency Air Source Heat Pump
Commercial | Com ¦ Building Recommissioning, Operations and Maintenance (O&M) Improvements | 2021 | SC B | MW | Before Competition Groups | 10.2406 | 0 | 0 | 276.006 | 0.037103 | 7 | Commercial_2021_SC B_MW_Before Competition Groups_7 | Building Recommissioning, Operations and Maintenance (O&M) Improvements | 3.71% | 0 | 10.2406 | Commercial_2021_SC B_MW_Before Competition Groups_Building Recommissioning, Operations and Maintenance (O&M) Improvements
Commercial | Com ¦ Data Center Storage/Server Virtualization | 2021 | SC B | MW | Before Competition Groups | 9.7047 | 0 | 0 | 276.006 | 0.035161 | 8 | Commercial_2021_SC B_MW_Before Competition Groups_8 | Data Center Storage/Server Virtualization | 3.516% | 0 | 9.7047 | Commercial_2021_SC B_MW_Before Competition Groups_Data Center Storage/Server Virtualization
Commercial | Com ¦ ENERGY STAR LED LAMPS (General Service Lamps) | 2021 | SC B | MW | Before Competition Groups | 8.2848 | 0 | 0 | 276.006 | 0.030017 | 9 | Commercial_2021_SC B_MW_Before Competition Groups_9 | ENERGY STAR LED LAMPS (General Service Lamps) | 3.002% | 0 | 8.2848 | Commercial_2021_SC B_MW_Before Competition Groups_ENERGY STAR LED LAMPS (General Service Lamps)
Commercial | Com ¦ Adaptive Thermostats | 2021 | SC B | MW | Before Competition Groups | 7.7962 | 0 | 0 | 276.006 | 0.028246 | 10 | Commercial_2021_SC B_MW_Before Competition Groups_10 | Adaptive Thermostats | 2.825% | 0 | 7.7962 | Commercial_2021_SC B_MW_Before Competition Groups_Adaptive Thermostats
Commercial | Com ¦ LED or Equivalent Sign Lighting | 2021 | SC B | MW | Before Competition Groups | 7.4937 | 0 | 0 | 276.006 | 0.02715 | 11 | Commercial_2021_SC B_MW_Before Competition Groups_11 | LED or Equivalent Sign Lighting | 2.715% | 0 | 7.4937 | Commercial_2021_SC B_MW_Before Competition Groups_LED or Equivalent Sign Lighting
Commercial | Com ¦ Advanced BAS/Controllers | 2021 | SC B | MW | Before Competition Groups | 6.6037 | 0 | 0 | 276.006 | 0.023926 | 12 | Commercial_2021_SC B_MW_Before Competition Groups_12 | Advanced BAS/Controllers | 2.393% | 0 | 6.6037 | Commercial_2021_SC B_MW_Before Competition Groups_Advanced BAS/Controllers
Commercial | Com ¦ Strip Curtains | 2021 | SC B | MW | Before Competition Groups | 6.405 | 0 | 0 | 276.006 | 0.023206 | 13 | Commercial_2021_SC B_MW_Before Competition Groups_13 | Strip Curtains | 2.321% | 0 | 6.405 | Commercial_2021_SC B_MW_Before Competition Groups_Strip Curtains
Commercial | Com ¦ Furnace Tune-Up | 2021 | SC B | MW | Before Competition Groups | 6.3645 | 0 | 0 | 276.006 | 0.023059 | 14 | Commercial_2021_SC B_MW_Before Competition Groups_14 | Furnace Tune-Up | 2.306% | 0 | 6.3645 | Commercial_2021_SC B_MW_Before Competition Groups_Furnace Tune-Up
Commercial | Com ¦ Reach-in Shaded Pole to ECM/PSC Evaporator Fan Motor | 2021 | SC B | MW | Before Competition Groups | 5.224 | 0 | 0 | 276.006 | 0.018927 | 15 | Commercial_2021_SC B_MW_Before Competition Groups_15 | Reach-in Shaded Pole to ECM/PSC Evaporator Fan Motor | 1.893% | 0 | 5.224 | Commercial_2021_SC B_MW_Before Competition Groups_Reach-in Shaded Pole to ECM/PSC Evaporator Fan Motor
Commercial | Com ¦ Unitary Air-Conditioning Unit | 2021 | SC B | MW | Before Competition Groups | 5.1942 | 0 | 0 | 276.006 | 0.018819 | 16 | Commercial_2021_SC B_MW_Before Competition Groups_16 | Unitary Air-Conditioning Unit | 1.882% | 0 | 5.1942 | Commercial_2021_SC B_MW_Before Competition Groups_Unitary Air-Conditioning Unit
Commercial | Com ¦ Variable Frequency Drive (VFD) | 2021 | SC B | MW | Before Competition Groups | 4.4762 | 0 | 0 | 276.006 | 0.016218 | 17 | Commercial_2021_SC B_MW_Before Competition Groups_17 | Variable Frequency Drive (VFD) | 1.622% | 0 | 4.4762 | Commercial_2021_SC B_MW_Before Competition Groups_Variable Frequency Drive (VFD)
Commercial | Com ¦ Demand Control Ventilation | 2021 | SC B | MW | Before Competition Groups | 4.1903 | 0 | 0 | 276.006 | 0.015182 | 18 | Commercial_2021_SC B_MW_Before Competition Groups_18 | Demand Control Ventilation | 1.518% | 0 | 4.1903 | Commercial_2021_SC B_MW_Before Competition Groups_Demand Control Ventilation
Commercial | Com ¦ VFD on Pumps | 2021 | SC B | MW | Before Competition Groups | 4.1812 | 0 | 0 | 276.006 | 0.015149 | 19 | Commercial_2021_SC B_MW_Before Competition Groups_19 | VFD on Pumps | 1.515% | 0 | 4.1812 | Commercial_2021_SC B_MW_Before Competition Groups_VFD on Pumps
Commercial | Com ¦ Centrally controlled desktop PC/NETWORK PC POWER MANAGEMENT SOFTWARE | 2021 | SC B | MW | Before Competition Groups | 3.453 | 0 | 0 | 276.006 | 0.012511 | 20 | Commercial_2021_SC B_MW_Before Competition Groups_20 | Centrally controlled desktop PC/NETWORK PC POWER MANAGEMENT SOFTWARE | 1.251% | 0 | 3.453 | Commercial_2021_SC B_MW_Before Competition Groups_Centrally controlled desktop PC/NETWORK PC POWER MANAGEMENT SOFTWARE
Commercial | Com ¦ Air Handler with Dedicated Outdoor Air Systems | 2021 | SC B | MW | Before Competition Groups | 3.3696 | 0 | 0 | 276.006 | 0.012209 | 21 | Commercial_2021_SC B_MW_Before Competition Groups_21 | Air Handler with Dedicated Outdoor Air Systems | 1.221% | 0 | 3.3696 | Commercial_2021_SC B_MW_Before Competition Groups_Air Handler with Dedicated Outdoor Air Systems
Commercial | Com ¦ Chilled Water Optimization | 2021 | SC B | MW | Before Competition Groups | 3.1952 | 0 | 0 | 276.006 | 0.011577 | 22 | Commercial_2021_SC B_MW_Before Competition Groups_22 | Chilled Water Optimization | 1.158% | 0 | 3.1952 | Commercial_2021_SC B_MW_Before Competition Groups_Chilled Water Optimization
Commercial | Com ¦ ECM MOTORS FOR EVAPORATOR FANS for refrigeration (WALK-IN) | 2021 | SC B | MW | Before Competition Groups | 2.2968 | 0 | 0 | 276.006 | 0.0083214 | 23 | Commercial_2021_SC B_MW_Before Competition Groups_23 | ECM MOTORS FOR EVAPORATOR FANS for refrigeration (WALK-IN) | 0.8321% | 0 | 2.2968 | Commercial_2021_SC B_MW_Before Competition Groups_ECM MOTORS FOR EVAPORATOR FANS for refrigeration (WALK-IN)
Commercial | Com ¦ LED parking lot fixture | 2021 | SC B | MW | Before Competition Groups | 2.0729 | 0 | 0 | 276.006 | 0.0075103 | 24 | Commercial_2021_SC B_MW_Before Competition Groups_24 | LED parking lot fixture | 0.751% | 0 | 2.0729 | Commercial_2021_SC B_MW_Before Competition Groups_LED parking lot fixture
Commercial | Com ¦ LED EXTERIOR AREA LIGHTS - LED fixture (200W) | 2021 | SC B | MW | Before Competition Groups | 2.0512 | 0 | 0 | 276.006 | 0.0074316 | 25 | Commercial_2021_SC B_MW_Before Competition Groups_25 | LED EXTERIOR AREA LIGHTS - LED fixture (200W) | 0.7432% | 0 | 2.0512 | Commercial_2021_SC B_MW_Before Competition Groups_LED EXTERIOR AREA LIGHTS - LED fixture (200W)
Commercial | Com ¦ Freezer Case Light Sensor | 2021 | SC B | MW | Before Competition Groups | 1.9817 | 0 | 0 | 276.006 | 0.0071801 | 26 | Commercial_2021_SC B_MW_Before Competition Groups_26 | Freezer Case Light Sensor | 0.718% | 0 | 1.9817 | Commercial_2021_SC B_MW_Before Competition Groups_Freezer Case Light Sensor
Commercial | Com ¦ Evaporator Fan Controls | 2021 | SC B | MW | Before Competition Groups | 1.9308 | 0 | 0 | 276.006 | 0.0069954 | 27 | Commercial_2021_SC B_MW_Before Competition Groups_27 | Evaporator Fan Controls | 0.6995% | 0 | 1.9308 | Commercial_2021_SC B_MW_Before Competition Groups_Evaporator Fan Controls
Commercial | Com ¦ Refrigerated Display Case LED | 2021 | SC B | MW | Before Competition Groups | 1.7588 | 0 | 0 | 276.006 | 0.0063723 | 28 | Commercial_2021_SC B_MW_Before Competition Groups_28 | Refrigerated Display Case LED | 0.6372% | 0 | 1.7588 | Commercial_2021_SC B_MW_Before Competition Groups_Refrigerated Display Case LED
Commercial | Com ¦ Demand Control Kitchen Ventilation | 2021 | SC B | MW | Before Competition Groups | 1.2813 | 0 | 0 | 276.006 | 0.0046422 | 29 | Commercial_2021_SC B_MW_Before Competition Groups_29 | Demand Control Kitchen Ventilation | 0.4642% | 0 | 1.2813 | Commercial_2021_SC B_MW_Before Competition Groups_Demand Control Kitchen Ventilation
Commercial | Com ¦ Duct Insulation, R8 | 2021 | SC B | MW | Before Competition Groups | 1.1802 | 0 | 0 | 276.006 | 0.0042759 | 30 | Commercial_2021_SC B_MW_Before Competition Groups_30 | Duct Insulation, R8 | 0.4276% | 0 | 1.1802 | Commercial_2021_SC B_MW_Before Competition Groups_Duct Insulation, R8
Commercial | Com ¦ LED street light fixture | 2021 | SC B | MW | Before Competition Groups | 1.1266 | 0 | 0 | 276.006 | 0.0040817 | 31 | Commercial_2021_SC B_MW_Before Competition Groups_31 | LED street light fixture | 0.4082% | 0 | 1.1266 | Commercial_2021_SC B_MW_Before Competition Groups_LED street light fixture
Commercial | Com ¦ ENERGY STAR Griddle (74% eff) | 2021 | SC B | MW | Before Competition Groups | 1.0321 | 0 | 0 | 276.006 | 0.0037393 | 32 | Commercial_2021_SC B_MW_Before Competition Groups_32 | ENERGY STAR Griddle (74% eff) | 0.3739% | 0 | 1.0321 | Commercial_2021_SC B_MW_Before Competition Groups_ENERGY STAR Griddle (74% eff)
Commercial | Com ¦ Refrigerated Display Case Doors | 2021 | SC B | MW | Before Competition Groups | 0.9893 | 0 | 0 | 276.006 | 0.0035843 | 33 | Commercial_2021_SC B_MW_Before Competition Groups_33 | Refrigerated Display Case Doors | 0.3584% | 0 | 0.9893 | Commercial_2021_SC B_MW_Before Competition Groups_Refrigerated Display Case Doors
Commercial | Com ¦ Temperature Adjustment in Commercial Freezers | 2021 | SC B | MW | Before Competition Groups | 0.70653 | 0 | 0 | 276.006 | 0.0025598 | 34 | Commercial_2021_SC B_MW_Before Competition Groups_34 | Temperature Adjustment in Commercial Freezers | 0.256% | 0 | 0.70653 | Commercial_2021_SC B_MW_Before Competition Groups_Temperature Adjustment in Commercial Freezers
Commercial | Com ¦ Occupancy Sensors | 2021 | SC B | MW | Before Competition Groups | 0.62898 | 0 | 0 | 276.006 | 0.0022789 | 35 | Commercial_2021_SC B_MW_Before Competition Groups_35 | Occupancy Sensors | 0.2279% | 0 | 0.62898 | Commercial_2021_SC B_MW_Before Competition Groups_Occupancy Sensors
Commercial | Com ¦ Vertical Night Covers | 2021 | SC B | MW | Before Competition Groups | 0.58374 | 0 | 0 | 276.006 | 0.0021149 | 36 | Commercial_2021_SC B_MW_Before Competition Groups_36 | Vertical Night Covers | 0.2115% | 0 | 0.58374 | Commercial_2021_SC B_MW_Before Competition Groups_Vertical Night Covers
Commercial | Com ¦ Elec Storage WH 2.30 Et | 2021 | SC B | MW | Before Competition Groups | 0.55995 | 0 | 0 | 276.006 | 0.0020288 | 37 | Commercial_2021_SC B_MW_Before Competition Groups_37 | Elec Storage WH 2.30 Et | 0.2029% | 0 | 0.55995 | Commercial_2021_SC B_MW_Before Competition Groups_Elec Storage WH 2.30 Et
Commercial | Com ¦ CO Sensors for parking garage exhaust fans | 2021 | SC B | MW | Before Competition Groups | 0.52304 | 0 | 0 | 276.006 | 0.001895 | 38 | Commercial_2021_SC B_MW_Before Competition Groups_38 | CO Sensors for parking garage exhaust fans | 0.1895% | 0 | 0.52304 | Commercial_2021_SC B_MW_Before Competition Groups_CO Sensors for parking garage exhaust fans
Commercial | Com ¦ Energy Efficient Laboratory Fume Hood | 2021 | SC B | MW | Before Competition Groups | 0.49856 | 0 | 0 | 276.006 | 0.0018063 | 39 | Commercial_2021_SC B_MW_Before Competition Groups_39 | Energy Efficient Laboratory Fume Hood | 0.1806% | 0 | 0.49856 | Commercial_2021_SC B_MW_Before Competition Groups_Energy Efficient Laboratory Fume Hood
Commercial | Com ¦ BEVERAGE VENDING MACHINE CONTROLS | 2021 | SC B | MW | Before Competition Groups | 0.49631 | 0 | 0 | 276.006 | 0.0017982 | 40 | Commercial_2021_SC B_MW_Before Competition Groups_40 | BEVERAGE VENDING MACHINE CONTROLS | 0.1798% | 0 | 0.49631 | Commercial_2021_SC B_MW_Before Competition Groups_BEVERAGE VENDING MACHINE CONTROLS
Commercial | Com ¦ Water Heating (DHW) Pipe Insulation (Add 3/4\ Foam)" | 2021 | SC B | MW | Before Competition Groups | 0.44785 | 0 | 0 | 276.006 | 0.0016226 | 41 | Commercial_2021_SC B_MW_Before Competition Groups_41 | Water Heating (DHW) Pipe Insulation (Add 3/4\ Foam)" | 0.1623% | 0 | 0.44785 | Commercial_2021_SC B_MW_Before Competition Groups_Water Heating (DHW) Pipe Insulation (Add 3/4\ Foam)"
Commercial | Com ¦ Water Source Heat Pump (4 ton) | 2021 | SC B | MW | Before Competition Groups | 0.43073 | 0 | 0 | 276.006 | 0.0015606 | 42 | Commercial_2021_SC B_MW_Before Competition Groups_42 | Water Source Heat Pump (4 ton) | 0.1561% | 0 | 0.43073 | Commercial_2021_SC B_MW_Before Competition Groups_Water Source Heat Pump (4 ton)
Commercial | Com ¦ Outside Air Economizer | 2021 | SC B | MW | Before Competition Groups | 0.38746 | 0 | 0 | 276.006 | 0.0014038 | 43 | Commercial_2021_SC B_MW_Before Competition Groups_43 | Outside Air Economizer | 0.1404% | 0 | 0.38746 | Commercial_2021_SC B_MW_Before Competition Groups_Outside Air Economizer
Commercial | Com ¦ Thermostat Setback | 2021 | SC B | MW | Before Competition Groups | 0.31339 | 0 | 0 | 276.006 | 0.0011354 | 44 | Commercial_2021_SC B_MW_Before Competition Groups_44 | Thermostat Setback | 0.1135% | 0 | 0.31339 | Commercial_2021_SC B_MW_Before Competition Groups_Thermostat Setback
Commercial | Com ¦ Suction Pipe Insulation Freezer/Refrigerator | 2021 | SC B | MW | Before Competition Groups | 0.30381 | 0 | 0 | 276.006 | 0.0011008 | 45 | Commercial_2021_SC B_MW_Before Competition Groups_45 | Suction Pipe Insulation Freezer/Refrigerator | 0.1101% | 0 | 0.30381 | Commercial_2021_SC B_MW_Before Competition Groups_Suction Pipe Insulation Freezer/Refrigerator
Commercial | Com ¦ ENERGY STAR Fryer (84% eff) | 2021 | SC B | MW | Before Competition Groups | 0.29601 | 0 | 0 | 276.006 | 0.0010725 | 46 | Commercial_2021_SC B_MW_Before Competition Groups_46 | ENERGY STAR Fryer (84% eff) | 0.1072% | 0 | 0.29601 | Commercial_2021_SC B_MW_Before Competition Groups_ENERGY STAR Fryer (84% eff)
Commercial | Com ¦ ENERGY STAR Steam Cookers | 2021 | SC B | MW | Before Competition Groups | 0.18827 | 0 | 0 | 276.006 | 0.00068212 | 47 | Commercial_2021_SC B_MW_Before Competition Groups_47 | ENERGY STAR Steam Cookers | 0.06821% | 0 | 0.18827 | Commercial_2021_SC B_MW_Before Competition Groups_ENERGY STAR Steam Cookers
Commercial | Com ¦ ENERGY STAR Dishwasher | 2021 | SC B | MW | Before Competition Groups | 0.14002 | 0 | 0 | 276.006 | 0.0005073 | 48 | Commercial_2021_SC B_MW_Before Competition Groups_48 | ENERGY STAR Dishwasher | 0.05073% | 0 | 0.14002 | Commercial_2021_SC B_MW_Before Competition Groups_ENERGY STAR Dishwasher
Commercial | Com ¦ Ozone Laundry Treatment | 2021 | SC B | MW | Before Competition Groups | 0.13141 | 0 | 0 | 276.006 | 0.0004761 | 49 | Commercial_2021_SC B_MW_Before Competition Groups_49 | Ozone Laundry Treatment | 0.04761% | 0 | 0.13141 | Commercial_2021_SC B_MW_Before Competition Groups_Ozone Laundry Treatment
Commercial | Com ¦ ECM MOTORS FOR HVAC APPLICATION (FAN-POWERED VAV BOX) | 2021 | SC B | MW | Before Competition Groups | 0.05489 | 0 | 0 | 276.006 | 0.00019887 | 50 | Commercial_2021_SC B_MW_Before Competition Groups_50 | ECM MOTORS FOR HVAC APPLICATION (FAN-POWERED VAV BOX) | 0.01989% | 0 | 0.05489 | Commercial_2021_SC B_MW_Before Competition Groups_ECM MOTORS FOR HVAC APPLICATION (FAN-POWERED VAV BOX)
Commercial | Com ¦ HVAC Optimization | 2021 | SC B | MW | Before Competition Groups | 0.030612 | 0 | 0 | 276.006 | 0.00011091 | 51 | Commercial_2021_SC B_MW_Before Competition Groups_51 | HVAC Optimization | 0.01109% | 0 | 0.030612 | Commercial_2021_SC B_MW_Before Competition Groups_HVAC Optimization
Commercial | Com ¦ Demand controlled Circulating Systems | 2021 | SC B | MW | Before Competition Groups | 0.03021 | 0 | 0 | 276.006 | 0.00010945 | 52 | Commercial_2021_SC B_MW_Before Competition Groups_52 | Demand controlled Circulating Systems | 0.01095% | 0 | 0.03021 | Commercial_2021_SC B_MW_Before Competition Groups_Demand controlled Circulating Systems
Commercial | Com ¦ Auto Off Time Switch or Time Clock control | 2021 | SC B | MW | Before Competition Groups | 0.029761 | 0 | 0 | 276.006 | 0.00010783 | 53 | Commercial_2021_SC B_MW_Before Competition Groups_53 | Auto Off Time Switch or Time Clock control | 0.01078% | 0 | 0.029761 | Commercial_2021_SC B_MW_Before Competition Groups_Auto Off Time Switch or Time Clock control
Commercial | Com ¦ CEE Tier 2/Energy Star Clothes Washers | 2021 | SC B | MW | Before Competition Groups | 0.027548 | 0 | 0 | 276.006 | 9.9809e-05 | 54 | Commercial_2021_SC B_MW_Before Competition Groups_54 | CEE Tier 2/Energy Star Clothes Washers | 0.009981% | 0 | 0.027548 | Commercial_2021_SC B_MW_Before Competition Groups_CEE Tier 2/Energy Star Clothes Washers
Commercial | COM ¦ Ductless Mini-Split Heat Pumps | 2021 | SC B | MW | Before Competition Groups | 0.023372 | 0 | 0 | 276.006 | 8.4678e-05 | 55 | Commercial_2021_SC B_MW_Before Competition Groups_55 | Ductless Mini-Split Heat Pumps | 0.008468% | 0 | 0.023372 | Commercial_2021_SC B_MW_Before Competition Groups_Ductless Mini-Split Heat Pumps
Commercial | Com ¦ Low Flow Pre-Rinse Spray Nozzle | 2021 | SC B | MW | Before Competition Groups | 0.017545 | 0 | 0 | 276.006 | 6.3569e-05 | 56 | Commercial_2021_SC B_MW_Before Competition Groups_56 | Low Flow Pre-Rinse Spray Nozzle | 0.006357% | 0 | 0.017545 | Commercial_2021_SC B_MW_Before Competition Groups_Low Flow Pre-Rinse Spray Nozzle
Commercial | Com ¦ PTAC (12 EER/10,000 BTU) | 2021 | SC B | MW | Before Competition Groups | 0.01387 | 0 | 0 | 276.006 | 5.0254e-05 | 57 | Commercial_2021_SC B_MW_Before Competition Groups_57 | PTAC (12 EER/10,000 BTU) | 0.005025% | 0 | 0.01387 | Commercial_2021_SC B_MW_Before Competition Groups_PTAC (12 EER/10,000 BTU)
Commercial | Com ¦ Wall Insulation | 2021 | SC B | MW | Before Competition Groups | 0.010404 | 0 | 0 | 276.006 | 3.7693e-05 | 58 | Commercial_2021_SC B_MW_Before Competition Groups_58 | Wall Insulation | 0.003769% | 0 | 0.010404 | Commercial_2021_SC B_MW_Before Competition Groups_Wall Insulation
Commercial | Com ¦ Condensing Unit Heaters or other Efficient Unit Heating System | 2021 | SC B | MW | Before Competition Groups | 0.010068 | 0 | 0 | 276.006 | 3.6478e-05 | 59 | Commercial_2021_SC B_MW_Before Competition Groups_59 | Condensing Unit Heaters or other Efficient Unit Heating System | 0.003648% | 0 | 0.010068 | Commercial_2021_SC B_MW_Before Competition Groups_Condensing Unit Heaters or other Efficient Unit Heating System
Commercial | Com ¦ Commercial Hot Food Holding Cabinets | 2021 | SC B | MW | Before Competition Groups | 0.0066324 | 0 | 0 | 276.006 | 2.403e-05 | 60 | Commercial_2021_SC B_MW_Before Competition Groups_60 | Commercial Hot Food Holding Cabinets | 0.002403% | 0 | 0.0066324 | Commercial_2021_SC B_MW_Before Competition Groups_Commercial Hot Food Holding Cabinets
Commercial | Com ¦ Solar Water Preheat (Pools/DHW) | 2021 | SC B | MW | Before Competition Groups | 0.0051414 | 0 | 0 | 276.006 | 1.8628e-05 | 61 | Commercial_2021_SC B_MW_Before Competition Groups_61 | Solar Water Preheat (Pools/DHW) | 0.001863% | 0 | 0.0051414 | Commercial_2021_SC B_MW_Before Competition Groups_Solar Water Preheat (Pools/DHW)
Commercial | Com ¦ High Efficiency Chiller (avg of water and air cooled) | 2021 | SC B | MW | Before Competition Groups | 0.0041719 | 0 | 0 | 276.006 | 1.5115e-05 | 62 | Commercial_2021_SC B_MW_Before Competition Groups_62 | High Efficiency Chiller (avg of water and air cooled) | 0.001512% | 0 | 0.0041719 | Commercial_2021_SC B_MW_Before Competition Groups_High Efficiency Chiller (avg of water and air cooled)
Commercial | Com ¦ VSD Air Compressor | 2021 | SC B | MW | Before Competition Groups | 0.0035643 | 0 | 0 | 276.006 | 1.2914e-05 | 63 | Commercial_2021_SC B_MW_Before Competition Groups_63 | VSD Air Compressor | 0.001291% | 0 | 0.0035643 | Commercial_2021_SC B_MW_Before Competition Groups_VSD Air Compressor
Commercial | Com ¦ Energy Recovery Ventilation and Ventilation (Enhanced) | 2021 | SC B | MW | Before Competition Groups | 0.0015915 | 0 | 0 | 276.006 | 5.7663e-06 | 64 | Commercial_2021_SC B_MW_Before Competition Groups_64 | Energy Recovery Ventilation and Ventilation (Enhanced) | 0.0005766% | 0 | 0.0015915 | Commercial_2021_SC B_MW_Before Competition Groups_Energy Recovery Ventilation and Ventilation (Enhanced)
Commercial | Com ¦ Room AC (w/ louvered sides) 14 SEER from 12 SEER code | 2021 | SC B | MW | Before Competition Groups | 0.0014349 | 0 | 0 | 276.006 | 5.1987e-06 | 65 | Commercial_2021_SC B_MW_Before Competition Groups_65 | Room AC (w/ louvered sides) 14 SEER from 12 SEER code | 0.0005199% | 0 | 0.0014349 | Commercial_2021_SC B_MW_Before Competition Groups_Room AC (w/ louvered sides) 14 SEER from 12 SEER code
Commercial | Com ¦ Air Curtains | 2021 | SC B | MW | Before Competition Groups | 0.0011915 | 0 | 0 | 276.006 | 4.317e-06 | 66 | Commercial_2021_SC B_MW_Before Competition Groups_66 | Air Curtains | 0.0004317% | 0 | 0.0011915 | Commercial_2021_SC B_MW_Before Competition Groups_Air Curtains
Commercial | Com ¦ EC Plug Fan for Data Center (under cabinet) | 2021 | SC B | MW | Before Competition Groups | 0.00025266 | 0 | 0 | 276.006 | 9.1543e-07 | 67 | Commercial_2021_SC B_MW_Before Competition Groups_67 | EC Plug Fan for Data Center (under cabinet) | 9.154e-05% | 0 | 0.00025266 | Commercial_2021_SC B_MW_Before Competition Groups_EC Plug Fan for Data Center (under cabinet)
Commercial | Com ¦ Electric Convection Combination Ovens | 2021 | SC B | MW | Before Competition Groups | 6.8985e-05 | 0 | 0 | 276.006 | 2.4994e-07 | 68 | Commercial_2021_SC B_MW_Before Competition Groups_68 | Electric Convection Combination Ovens | 2.499e-05% | 0 | 6.8985e-05 | Commercial_2021_SC B_MW_Before Competition Groups_Electric Convection Combination Ovens
Commercial | Com ¦ High Efficiency Small Instantaneous Water Heater | 2021 | SC B | MW | Before Competition Groups | 2.2162e-06 | 0 | 0 | 276.006 | 8.0295e-09 | 69 | Commercial_2021_SC B_MW_Before Competition Groups_69 | High Efficiency Small Instantaneous Water Heater | 8.03e-07% | 0 | 2.2162e-06 | Commercial_2021_SC B_MW_Before Competition Groups_High Efficiency Small Instantaneous Water Heater
Commercial | Com ¦ LLLC - Low Impact Application | 2021 | SC B | MW | Before Competition Groups | 1.3854e-19 | 0 | 0 | 276.006 | 5.0194e-22 | 70 | Commercial_2021_SC B_MW_Before Competition Groups_70 | LLLC - Low Impact Application | 5.019e-20% | 0 | 1.3854e-19 | Commercial_2021_SC B_MW_Before Competition Groups_LLLC - Low Impact Application
Commercial | Com ¦ LLLC - High Impact Application | 2021 | SC B | MW | Before Competition Groups | 4.4301e-20 | 0 | 0 | 276.006 | 1.6051e-22 | 71 | Commercial_2021_SC B_MW_Before Competition Groups_71 | LLLC - High Impact Application | 1.605e-20% | 0 | 4.4301e-20 | Commercial_2021_SC B_MW_Before Competition Groups_LLLC - High Impact Application
Commercial | Com ¦ Networked/Connected - High Impact Application | 2021 | SC B | MW | Before Competition Groups | 2.6047e-22 | 0 | 0 | 276.006 | 9.4371e-25 | 72 | Commercial_2021_SC B_MW_Before Competition Groups_72 | Networked/Connected - High Impact Application | 9.437e-23% | 0 | 2.6047e-22 | Commercial_2021_SC B_MW_Before Competition Groups_Networked/Connected - High Impact Application
Commercial | Com ¦ Condensing Make Up Air Unit | 2021 | SC B | MW | Before Competition Groups | 0 | 0 | 0 | 276.006 | 0 | 73 | Commercial_2021_SC B_MW_Before Competition Groups_73 | Condensing Make Up Air Unit | 0% | 0 | 0 | Commercial_2021_SC B_MW_Before Competition Groups_Condensing Make Up Air Unit
Commercial | Com ¦ Door Gasket Freezer/Refrigerator | 2021 | SC B | MW | Before Competition Groups | 0 | 0 | 0 | 276.006 | 0 | 74 | Commercial_2021_SC B_MW_Before Competition Groups_74 | Door Gasket Freezer/Refrigerator | 0% | 0 | 0 | Commercial_2021_SC B_MW_Before Competition Groups_Door Gasket Freezer/Refrigerator
Commercial | Com ¦ Efficient compressor motor | 2021 | SC B | MW | Before Competition Groups | 0 | 0 | 0 | 276.006 | 0 | 75 | Commercial_2021_SC B_MW_Before Competition Groups_75 | Efficient compressor motor | 0% | 0 | 0 | Commercial_2021_SC B_MW_Before Competition Groups_Efficient compressor motor
Commercial | Com ¦ Indoor Daylight Sensors/Photocell Dimming Control | 2021 | SC B | MW | Before Competition Groups | 0 | 0 | 0 | 276.006 | 0 | 76 | Commercial_2021_SC B_MW_Before Competition Groups_76 | Indoor Daylight Sensors/Photocell Dimming Control | 0% | 0 | 0 | Commercial_2021_SC B_MW_Before Competition Groups_Indoor Daylight Sensors/Photocell Dimming Control
Commercial | Com ¦ LED RECESSED DOWNLIGHTS | 2021 | SC B | MW | Before Competition Groups | 0 | 0 | 0 | 276.006 | 0 | 77 | Commercial_2021_SC B_MW_Before Competition Groups_77 | LED RECESSED DOWNLIGHTS | 0% | 0 | 0 | Commercial_2021_SC B_MW_Before Competition Groups_LED RECESSED DOWNLIGHTS
Commercial | Com ¦ Networked/Connected - Low Impact Application | 2021 | SC B | MW | Before Competition Groups | 0 | 0 | 0 | 276.006 | 0 | 78 | Commercial_2021_SC B_MW_Before Competition Groups_78 | Networked/Connected - Low Impact Application | 0% | 0 | 0 | Commercial_2021_SC B_MW_Before Competition Groups_Networked/Connected - Low Impact Application
Commercial | Com ¦ Notched V belts for HVAC Systems | 2021 | SC B | MW | Before Competition Groups | 0 | 0 | 0 | 276.006 | 0 | 79 | Commercial_2021_SC B_MW_Before Competition Groups_79 | Notched V belts for HVAC Systems | 0% | 0 | 0 | Commercial_2021_SC B_MW_Before Competition Groups_Notched V belts for HVAC Systems
Commercial | Com ¦ Variable Refrigerant Flow Heat Pump | 2021 | SC B | MW | Before Competition Groups | 0 | 0 | 0 | 276.006 | 0 | 80 | Commercial_2021_SC B_MW_Before Competition Groups_80 | Variable Refrigerant Flow Heat Pump | 0% | 0 | 0 | Commercial_2021_SC B_MW_Before Competition Groups_Variable Refrigerant Flow Heat Pump
Commercial | Com ¦ ENERGY STAR LED LAMPS (REFLECTOR LAMPs/MR16/PAR 16) | 2021 | SC C | MW | Before Competition Groups | 47.4721 | 0 | 0 | 208.0708 | 0.22815 | 1 | Commercial_2021_SC C_MW_Before Competition Groups_1 | ENERGY STAR LED LAMPS (REFLECTOR LAMPs/MR16/PAR 16) | 22.82% | 0 | 47.4721 | Commercial_2021_SC C_MW_Before Competition Groups_ENERGY STAR LED LAMPS (REFLECTOR LAMPs/MR16/PAR 16)
Commercial | Com ¦ LED Troffer/Surface/Suspended | 2021 | SC C | MW | Before Competition Groups | 18.2089 | 0 | 0 | 208.0708 | 0.087513 | 2 | Commercial_2021_SC C_MW_Before Competition Groups_2 | LED Troffer/Surface/Suspended | 8.751% | 0 | 18.2089 | Commercial_2021_SC C_MW_Before Competition Groups_LED Troffer/Surface/Suspended
Commercial | Com ¦ LED Replacement Lamp (Tube) | 2021 | SC C | MW | Before Competition Groups | 18.1641 | 0 | 0 | 208.0708 | 0.087297 | 3 | Commercial_2021_SC C_MW_Before Competition Groups_3 | LED Replacement Lamp (Tube) | 8.73% | 0 | 18.1641 | Commercial_2021_SC C_MW_Before Competition Groups_LED Replacement Lamp (Tube)
Commercial | Com ¦ LED Low/High Bay | 2021 | SC C | MW | Before Competition Groups | 17.8907 | 0 | 0 | 208.0708 | 0.085984 | 4 | Commercial_2021_SC C_MW_Before Competition Groups_4 | LED Low/High Bay | 8.598% | 0 | 17.8907 | Commercial_2021_SC C_MW_Before Competition Groups_LED Low/High Bay
Commercial | Com ¦ High Efficiency Air Source Heat Pump | 2021 | SC C | MW | Before Competition Groups | 12.9594 | 0 | 0 | 208.0708 | 0.062283 | 5 | Commercial_2021_SC C_MW_Before Competition Groups_5 | High Efficiency Air Source Heat Pump | 6.228% | 0 | 12.9594 | Commercial_2021_SC C_MW_Before Competition Groups_High Efficiency Air Source Heat Pump
Commercial | Com ¦ Building Recommissioning, Operations and Maintenance (O&M) Improvements | 2021 | SC C | MW | Before Competition Groups | 8.8468 | 0 | 0 | 208.0708 | 0.042518 | 6 | Commercial_2021_SC C_MW_Before Competition Groups_6 | Building Recommissioning, Operations and Maintenance (O&M) Improvements | 4.252% | 0 | 8.8468 | Commercial_2021_SC C_MW_Before Competition Groups_Building Recommissioning, Operations and Maintenance (O&M) Improvements
Commercial | Com ¦ Data Center Storage/Server Virtualization | 2021 | SC C | MW | Before Competition Groups | 8.8285 | 0 | 0 | 208.0708 | 0.04243 | 7 | Commercial_2021_SC C_MW_Before Competition Groups_7 | Data Center Storage/Server Virtualization | 4.243% | 0 | 8.8285 | Commercial_2021_SC C_MW_Before Competition Groups_Data Center Storage/Server Virtualization
Commercial | Com ¦ ENERGY STAR LED LAMPS (General Service Lamps) | 2021 | SC C | MW | Before Competition Groups | 8.2848 | 0 | 0 | 208.0708 | 0.039817 | 8 | Commercial_2021_SC C_MW_Before Competition Groups_8 | ENERGY STAR LED LAMPS (General Service Lamps) | 3.982% | 0 | 8.2848 | Commercial_2021_SC C_MW_Before Competition Groups_ENERGY STAR LED LAMPS (General Service Lamps)
Commercial | Com ¦ Education and Capacity Building/Energy Behavior | 2021 | SC C | MW | Before Competition Groups | 8.0158 | 0 | 0 | 208.0708 | 0.038524 | 9 | Commercial_2021_SC C_MW_Before Competition Groups_9 | Education and Capacity Building/Energy Behavior | 3.852% | 0 | 8.0158 | Commercial_2021_SC C_MW_Before Competition Groups_Education and Capacity Building/Energy Behavior
Commercial | Com ¦ LED or Equivalent Sign Lighting | 2021 | SC C | MW | Before Competition Groups | 7.4937 | 0 | 0 | 208.0708 | 0.036015 | 10 | Commercial_2021_SC C_MW_Before Competition Groups_10 | LED or Equivalent Sign Lighting | 3.602% | 0 | 7.4937 | Commercial_2021_SC C_MW_Before Competition Groups_LED or Equivalent Sign Lighting
Commercial | Com ¦ Advanced BAS/Controllers | 2021 | SC C | MW | Before Competition Groups | 5.8526 | 0 | 0 | 208.0708 | 0.028128 | 11 | Commercial_2021_SC C_MW_Before Competition Groups_11 | Advanced BAS/Controllers | 2.813% | 0 | 5.8526 | Commercial_2021_SC C_MW_Before Competition Groups_Advanced BAS/Controllers
Commercial | Com ¦ Reach-in Shaded Pole to ECM/PSC Evaporator Fan Motor | 2021 | SC C | MW | Before Competition Groups | 4.9877 | 0 | 0 | 208.0708 | 0.023971 | 12 | Commercial_2021_SC C_MW_Before Competition Groups_12 | Reach-in Shaded Pole to ECM/PSC Evaporator Fan Motor | 2.397% | 0 | 4.9877 | Commercial_2021_SC C_MW_Before Competition Groups_Reach-in Shaded Pole to ECM/PSC Evaporator Fan Motor
Commercial | Com ¦ Unitary Air-Conditioning Unit | 2021 | SC C | MW | Before Competition Groups | 4.2115 | 0 | 0 | 208.0708 | 0.020241 | 13 | Commercial_2021_SC C_MW_Before Competition Groups_13 | Unitary Air-Conditioning Unit | 2.024% | 0 | 4.2115 | Commercial_2021_SC C_MW_Before Competition Groups_Unitary Air-Conditioning Unit
Commercial | Com ¦ Adaptive Thermostats | 2021 | SC C | MW | Before Competition Groups | 3.7449 | 0 | 0 | 208.0708 | 0.017998 | 14 | Commercial_2021_SC C_MW_Before Competition Groups_14 | Adaptive Thermostats | 1.8% | 0 | 3.7449 | Commercial_2021_SC C_MW_Before Competition Groups_Adaptive Thermostats
Commercial | Com ¦ Strip Curtains | 2021 | SC C | MW | Before Competition Groups | 3.432 | 0 | 0 | 208.0708 | 0.016495 | 15 | Commercial_2021_SC C_MW_Before Competition Groups_15 | Strip Curtains | 1.649% | 0 | 3.432 | Commercial_2021_SC C_MW_Before Competition Groups_Strip Curtains
Commercial | Com ¦ Chilled Water Optimization | 2021 | SC C | MW | Before Competition Groups | 3.1953 | 0 | 0 | 208.0708 | 0.015357 | 16 | Commercial_2021_SC C_MW_Before Competition Groups_16 | Chilled Water Optimization | 1.536% | 0 | 3.1953 | Commercial_2021_SC C_MW_Before Competition Groups_Chilled Water Optimization
Commercial | Com ¦ Furnace Tune-Up | 2021 | SC C | MW | Before Competition Groups | 2.376 | 0 | 0 | 208.0708 | 0.011419 | 17 | Commercial_2021_SC C_MW_Before Competition Groups_17 | Furnace Tune-Up | 1.142% | 0 | 2.376 | Commercial_2021_SC C_MW_Before Competition Groups_Furnace Tune-Up
Commercial | Com ¦ LED parking lot fixture | 2021 | SC C | MW | Before Competition Groups | 2.0729 | 0 | 0 | 208.0708 | 0.0099624 | 18 | Commercial_2021_SC C_MW_Before Competition Groups_18 | LED parking lot fixture | 0.9962% | 0 | 2.0729 | Commercial_2021_SC C_MW_Before Competition Groups_LED parking lot fixture
Commercial | Com ¦ LED EXTERIOR AREA LIGHTS - LED fixture (200W) | 2021 | SC C | MW | Before Competition Groups | 2.0512 | 0 | 0 | 208.0708 | 0.009858 | 19 | Commercial_2021_SC C_MW_Before Competition Groups_19 | LED EXTERIOR AREA LIGHTS - LED fixture (200W) | 0.9858% | 0 | 2.0512 | Commercial_2021_SC C_MW_Before Competition Groups_LED EXTERIOR AREA LIGHTS - LED fixture (200W)
Commercial | Com ¦ Centrally controlled desktop PC/NETWORK PC POWER MANAGEMENT SOFTWARE | 2021 | SC C | MW | Before Competition Groups | 1.9318 | 0 | 0 | 208.0708 | 0.0092844 | 20 | Commercial_2021_SC C_MW_Before Competition Groups_20 | Centrally controlled desktop PC/NETWORK PC POWER MANAGEMENT SOFTWARE | 0.9284% | 0 | 1.9318 | Commercial_2021_SC C_MW_Before Competition Groups_Centrally controlled desktop PC/NETWORK PC POWER MANAGEMENT SOFTWARE
Commercial | Com ¦ Demand Control Ventilation | 2021 | SC C | MW | Before Competition Groups | 1.7472 | 0 | 0 | 208.0708 | 0.0083972 | 21 | Commercial_2021_SC C_MW_Before Competition Groups_21 | Demand Control Ventilation | 0.8397% | 0 | 1.7472 | Commercial_2021_SC C_MW_Before Competition Groups_Demand Control Ventilation
Commercial | Com ¦ Refrigerated Display Case LED | 2021 | SC C | MW | Before Competition Groups | 1.6782 | 0 | 0 | 208.0708 | 0.0080657 | 22 | Commercial_2021_SC C_MW_Before Competition Groups_22 | Refrigerated Display Case LED | 0.8066% | 0 | 1.6782 | Commercial_2021_SC C_MW_Before Competition Groups_Refrigerated Display Case LED
Commercial | Com ¦ Variable Frequency Drive (VFD) | 2021 | SC C | MW | Before Competition Groups | 1.671 | 0 | 0 | 208.0708 | 0.008031 | 23 | Commercial_2021_SC C_MW_Before Competition Groups_23 | Variable Frequency Drive (VFD) | 0.8031% | 0 | 1.671 | Commercial_2021_SC C_MW_Before Competition Groups_Variable Frequency Drive (VFD)
Commercial | Com ¦ VFD on Pumps | 2021 | SC C | MW | Before Competition Groups | 1.5609 | 0 | 0 | 208.0708 | 0.0075019 | 24 | Commercial_2021_SC C_MW_Before Competition Groups_24 | VFD on Pumps | 0.7502% | 0 | 1.5609 | Commercial_2021_SC C_MW_Before Competition Groups_VFD on Pumps
Commercial | Com ¦ LED street light fixture | 2021 | SC C | MW | Before Competition Groups | 1.1266 | 0 | 0 | 208.0708 | 0.0054144 | 25 | Commercial_2021_SC C_MW_Before Competition Groups_25 | LED street light fixture | 0.5414% | 0 | 1.1266 | Commercial_2021_SC C_MW_Before Competition Groups_LED street light fixture
Commercial | Com ¦ ENERGY STAR Griddle (74% eff) | 2021 | SC C | MW | Before Competition Groups | 1.0321 | 0 | 0 | 208.0708 | 0.0049603 | 26 | Commercial_2021_SC C_MW_Before Competition Groups_26 | ENERGY STAR Griddle (74% eff) | 0.496% | 0 | 1.0321 | Commercial_2021_SC C_MW_Before Competition Groups_ENERGY STAR Griddle (74% eff)
Commercial | Com ¦ Air Handler with Dedicated Outdoor Air Systems | 2021 | SC C | MW | Before Competition Groups | 0.96089 | 0 | 0 | 208.0708 | 0.0046181 | 27 | Commercial_2021_SC C_MW_Before Competition Groups_27 | Air Handler with Dedicated Outdoor Air Systems | 0.4618% | 0 | 0.96089 | Commercial_2021_SC C_MW_Before Competition Groups_Air Handler with Dedicated Outdoor Air Systems
Commercial | Com ¦ ECM MOTORS FOR EVAPORATOR FANS for refrigeration (WALK-IN) | 2021 | SC C | MW | Before Competition Groups | 0.85747 | 0 | 0 | 208.0708 | 0.004121 | 28 | Commercial_2021_SC C_MW_Before Competition Groups_28 | ECM MOTORS FOR EVAPORATOR FANS for refrigeration (WALK-IN) | 0.4121% | 0 | 0.85747 | Commercial_2021_SC C_MW_Before Competition Groups_ECM MOTORS FOR EVAPORATOR FANS for refrigeration (WALK-IN)
Commercial | Com ¦ Refrigerated Display Case Doors | 2021 | SC C | MW | Before Competition Groups | 0.84029 | 0 | 0 | 208.0708 | 0.0040385 | 29 | Commercial_2021_SC C_MW_Before Competition Groups_29 | Refrigerated Display Case Doors | 0.4038% | 0 | 0.84029 | Commercial_2021_SC C_MW_Before Competition Groups_Refrigerated Display Case Doors
Commercial | Com ¦ Freezer Case Light Sensor | 2021 | SC C | MW | Before Competition Groups | 0.73989 | 0 | 0 | 208.0708 | 0.0035559 | 30 | Commercial_2021_SC C_MW_Before Competition Groups_30 | Freezer Case Light Sensor | 0.3556% | 0 | 0.73989 | Commercial_2021_SC C_MW_Before Competition Groups_Freezer Case Light Sensor
Commercial | Com ¦ Evaporator Fan Controls | 2021 | SC C | MW | Before Competition Groups | 0.72083 | 0 | 0 | 208.0708 | 0.0034644 | 31 | Commercial_2021_SC C_MW_Before Competition Groups_31 | Evaporator Fan Controls | 0.3464% | 0 | 0.72083 | Commercial_2021_SC C_MW_Before Competition Groups_Evaporator Fan Controls
Commercial | Com ¦ Occupancy Sensors | 2021 | SC C | MW | Before Competition Groups | 0.62898 | 0 | 0 | 208.0708 | 0.0030229 | 32 | Commercial_2021_SC C_MW_Before Competition Groups_32 | Occupancy Sensors | 0.3023% | 0 | 0.62898 | Commercial_2021_SC C_MW_Before Competition Groups_Occupancy Sensors
Commercial | Com ¦ Demand Control Kitchen Ventilation | 2021 | SC C | MW | Before Competition Groups | 0.61135 | 0 | 0 | 208.0708 | 0.0029382 | 33 | Commercial_2021_SC C_MW_Before Competition Groups_33 | Demand Control Kitchen Ventilation | 0.2938% | 0 | 0.61135 | Commercial_2021_SC C_MW_Before Competition Groups_Demand Control Kitchen Ventilation
Commercial | Com ¦ Duct Insulation, R8 | 2021 | SC C | MW | Before Competition Groups | 0.44037 | 0 | 0 | 208.0708 | 0.0021165 | 34 | Commercial_2021_SC C_MW_Before Competition Groups_34 | Duct Insulation, R8 | 0.2116% | 0 | 0.44037 | Commercial_2021_SC C_MW_Before Competition Groups_Duct Insulation, R8
Commercial | Com ¦ Water Source Heat Pump (4 ton) | 2021 | SC C | MW | Before Competition Groups | 0.34948 | 0 | 0 | 208.0708 | 0.0016796 | 35 | Commercial_2021_SC C_MW_Before Competition Groups_35 | Water Source Heat Pump (4 ton) | 0.168% | 0 | 0.34948 | Commercial_2021_SC C_MW_Before Competition Groups_Water Source Heat Pump (4 ton)
Commercial | Com ¦ Thermostat Setback | 2021 | SC C | MW | Before Competition Groups | 0.31036 | 0 | 0 | 208.0708 | 0.0014916 | 36 | Commercial_2021_SC C_MW_Before Competition Groups_36 | Thermostat Setback | 0.1492% | 0 | 0.31036 | Commercial_2021_SC C_MW_Before Competition Groups_Thermostat Setback
Commercial | Com ¦ ENERGY STAR Fryer (84% eff) | 2021 | SC C | MW | Before Competition Groups | 0.29601 | 0 | 0 | 208.0708 | 0.0014227 | 37 | Commercial_2021_SC C_MW_Before Competition Groups_37 | ENERGY STAR Fryer (84% eff) | 0.1423% | 0 | 0.29601 | Commercial_2021_SC C_MW_Before Competition Groups_ENERGY STAR Fryer (84% eff)
Commercial | Com ¦ Temperature Adjustment in Commercial Freezers | 2021 | SC C | MW | Before Competition Groups | 0.26377 | 0 | 0 | 208.0708 | 0.0012677 | 38 | Commercial_2021_SC C_MW_Before Competition Groups_38 | Temperature Adjustment in Commercial Freezers | 0.1268% | 0 | 0.26377 | Commercial_2021_SC C_MW_Before Competition Groups_Temperature Adjustment in Commercial Freezers
Commercial | Com ¦ Elec Storage WH 2.30 Et | 2021 | SC C | MW | Before Competition Groups | 0.24025 | 0 | 0 | 208.0708 | 0.0011547 | 39 | Commercial_2021_SC C_MW_Before Competition Groups_39 | Elec Storage WH 2.30 Et | 0.1155% | 0 | 0.24025 | Commercial_2021_SC C_MW_Before Competition Groups_Elec Storage WH 2.30 Et
Commercial | Com ¦ Vertical Night Covers | 2021 | SC C | MW | Before Competition Groups | 0.21793 | 0 | 0 | 208.0708 | 0.0010474 | 40 | Commercial_2021_SC C_MW_Before Competition Groups_40 | Vertical Night Covers | 0.1047% | 0 | 0.21793 | Commercial_2021_SC C_MW_Before Competition Groups_Vertical Night Covers
Commercial | Com ¦ CO Sensors for parking garage exhaust fans | 2021 | SC C | MW | Before Competition Groups | 0.21668 | 0 | 0 | 208.0708 | 0.0010414 | 41 | Commercial_2021_SC C_MW_Before Competition Groups_41 | CO Sensors for parking garage exhaust fans | 0.1041% | 0 | 0.21668 | Commercial_2021_SC C_MW_Before Competition Groups_CO Sensors for parking garage exhaust fans
Commercial | Com ¦ Outside Air Economizer | 2021 | SC C | MW | Before Competition Groups | 0.20964 | 0 | 0 | 208.0708 | 0.0010075 | 42 | Commercial_2021_SC C_MW_Before Competition Groups_42 | Outside Air Economizer | 0.1008% | 0 | 0.20964 | Commercial_2021_SC C_MW_Before Competition Groups_Outside Air Economizer
Commercial | Com ¦ BEVERAGE VENDING MACHINE CONTROLS | 2021 | SC C | MW | Before Competition Groups | 0.19552 | 0 | 0 | 208.0708 | 0.00093968 | 43 | Commercial_2021_SC C_MW_Before Competition Groups_43 | BEVERAGE VENDING MACHINE CONTROLS | 0.09397% | 0 | 0.19552 | Commercial_2021_SC C_MW_Before Competition Groups_BEVERAGE VENDING MACHINE CONTROLS
Commercial | Com ¦ ENERGY STAR Steam Cookers | 2021 | SC C | MW | Before Competition Groups | 0.18827 | 0 | 0 | 208.0708 | 0.00090484 | 44 | Commercial_2021_SC C_MW_Before Competition Groups_44 | ENERGY STAR Steam Cookers | 0.09048% | 0 | 0.18827 | Commercial_2021_SC C_MW_Before Competition Groups_ENERGY STAR Steam Cookers
Commercial | Com ¦ Energy Efficient Laboratory Fume Hood | 2021 | SC C | MW | Before Competition Groups | 0.18591 | 0 | 0 | 208.0708 | 0.00089347 | 45 | Commercial_2021_SC C_MW_Before Competition Groups_45 | Energy Efficient Laboratory Fume Hood | 0.08935% | 0 | 0.18591 | Commercial_2021_SC C_MW_Before Competition Groups_Energy Efficient Laboratory Fume Hood
Commercial | Com ¦ Water Heating (DHW) Pipe Insulation (Add 3/4\ Foam)" | 2021 | SC C | MW | Before Competition Groups | 0.1672 | 0 | 0 | 208.0708 | 0.00080355 | 46 | Commercial_2021_SC C_MW_Before Competition Groups_46 | Water Heating (DHW) Pipe Insulation (Add 3/4\ Foam)" | 0.08036% | 0 | 0.1672 | Commercial_2021_SC C_MW_Before Competition Groups_Water Heating (DHW) Pipe Insulation (Add 3/4\ Foam)"
Commercial | Com ¦ ENERGY STAR Dishwasher | 2021 | SC C | MW | Before Competition Groups | 0.12917 | 0 | 0 | 208.0708 | 0.00062078 | 47 | Commercial_2021_SC C_MW_Before Competition Groups_47 | ENERGY STAR Dishwasher | 0.06208% | 0 | 0.12917 | Commercial_2021_SC C_MW_Before Competition Groups_ENERGY STAR Dishwasher
Commercial | Com ¦ Suction Pipe Insulation Freezer/Refrigerator | 2021 | SC C | MW | Before Competition Groups | 0.11343 | 0 | 0 | 208.0708 | 0.00054513 | 48 | Commercial_2021_SC C_MW_Before Competition Groups_48 | Suction Pipe Insulation Freezer/Refrigerator | 0.05451% | 0 | 0.11343 | Commercial_2021_SC C_MW_Before Competition Groups_Suction Pipe Insulation Freezer/Refrigerator
Commercial | Com ¦ LLLC - High Impact Application | 2021 | SC C | MW | Before Competition Groups | 0.079344 | 0 | 0 | 208.0708 | 0.00038133 | 49 | Commercial_2021_SC C_MW_Before Competition Groups_49 | LLLC - High Impact Application | 0.03813% | 0 | 0.079344 | Commercial_2021_SC C_MW_Before Competition Groups_LLLC - High Impact Application
Commercial | Com ¦ Ozone Laundry Treatment | 2021 | SC C | MW | Before Competition Groups | 0.05261 | 0 | 0 | 208.0708 | 0.00025285 | 50 | Commercial_2021_SC C_MW_Before Competition Groups_50 | Ozone Laundry Treatment | 0.02528% | 0 | 0.05261 | Commercial_2021_SC C_MW_Before Competition Groups_Ozone Laundry Treatment
Commercial | Com ¦ LLLC - Low Impact Application | 2021 | SC C | MW | Before Competition Groups | 0.046186 | 0 | 0 | 208.0708 | 0.00022197 | 51 | Commercial_2021_SC C_MW_Before Competition Groups_51 | LLLC - Low Impact Application | 0.0222% | 0 | 0.046186 | Commercial_2021_SC C_MW_Before Competition Groups_LLLC - Low Impact Application
Commercial | Com ¦ HVAC Optimization | 2021 | SC C | MW | Before Competition Groups | 0.030612 | 0 | 0 | 208.0708 | 0.00014712 | 52 | Commercial_2021_SC C_MW_Before Competition Groups_52 | HVAC Optimization | 0.01471% | 0 | 0.030612 | Commercial_2021_SC C_MW_Before Competition Groups_HVAC Optimization
Commercial | Com ¦ ECM MOTORS FOR HVAC APPLICATION (FAN-POWERED VAV BOX) | 2021 | SC C | MW | Before Competition Groups | 0.025988 | 0 | 0 | 208.0708 | 0.0001249 | 53 | Commercial_2021_SC C_MW_Before Competition Groups_53 | ECM MOTORS FOR HVAC APPLICATION (FAN-POWERED VAV BOX) | 0.01249% | 0 | 0.025988 | Commercial_2021_SC C_MW_Before Competition Groups_ECM MOTORS FOR HVAC APPLICATION (FAN-POWERED VAV BOX)
Commercial | Com ¦ CEE Tier 2/Energy Star Clothes Washers | 2021 | SC C | MW | Before Competition Groups | 0.025233 | 0 | 0 | 208.0708 | 0.00012127 | 54 | Commercial_2021_SC C_MW_Before Competition Groups_54 | CEE Tier 2/Energy Star Clothes Washers | 0.01213% | 0 | 0.025233 | Commercial_2021_SC C_MW_Before Competition Groups_CEE Tier 2/Energy Star Clothes Washers
Commercial | COM ¦ Ductless Mini-Split Heat Pumps | 2021 | SC C | MW | Before Competition Groups | 0.019992 | 0 | 0 | 208.0708 | 9.6083e-05 | 55 | Commercial_2021_SC C_MW_Before Competition Groups_55 | Ductless Mini-Split Heat Pumps | 0.009608% | 0 | 0.019992 | Commercial_2021_SC C_MW_Before Competition Groups_Ductless Mini-Split Heat Pumps
Commercial | Com ¦ Low Flow Pre-Rinse Spray Nozzle | 2021 | SC C | MW | Before Competition Groups | 0.015218 | 0 | 0 | 208.0708 | 7.3139e-05 | 56 | Commercial_2021_SC C_MW_Before Competition Groups_56 | Low Flow Pre-Rinse Spray Nozzle | 0.007314% | 0 | 0.015218 | Commercial_2021_SC C_MW_Before Competition Groups_Low Flow Pre-Rinse Spray Nozzle
Commercial | Com ¦ Auto Off Time Switch or Time Clock control | 2021 | SC C | MW | Before Competition Groups | 0.011713 | 0 | 0 | 208.0708 | 5.6295e-05 | 57 | Commercial_2021_SC C_MW_Before Competition Groups_57 | Auto Off Time Switch or Time Clock control | 0.00563% | 0 | 0.011713 | Commercial_2021_SC C_MW_Before Competition Groups_Auto Off Time Switch or Time Clock control
Commercial | Com ¦ Demand controlled Circulating Systems | 2021 | SC C | MW | Before Competition Groups | 0.011276 | 0 | 0 | 208.0708 | 5.4191e-05 | 58 | Commercial_2021_SC C_MW_Before Competition Groups_58 | Demand controlled Circulating Systems | 0.005419% | 0 | 0.011276 | Commercial_2021_SC C_MW_Before Competition Groups_Demand controlled Circulating Systems
Commercial | Com ¦ Commercial Hot Food Holding Cabinets | 2021 | SC C | MW | Before Competition Groups | 0.0055467 | 0 | 0 | 208.0708 | 2.6658e-05 | 59 | Commercial_2021_SC C_MW_Before Competition Groups_59 | Commercial Hot Food Holding Cabinets | 0.002666% | 0 | 0.0055467 | Commercial_2021_SC C_MW_Before Competition Groups_Commercial Hot Food Holding Cabinets
Commercial | Com ¦ PTAC (12 EER/10,000 BTU) | 2021 | SC C | MW | Before Competition Groups | 0.0052388 | 0 | 0 | 208.0708 | 2.5178e-05 | 60 | Commercial_2021_SC C_MW_Before Competition Groups_60 | PTAC (12 EER/10,000 BTU) | 0.002518% | 0 | 0.0052388 | Commercial_2021_SC C_MW_Before Competition Groups_PTAC (12 EER/10,000 BTU)
Commercial | Com ¦ High Efficiency Chiller (avg of water and air cooled) | 2021 | SC C | MW | Before Competition Groups | 0.0041722 | 0 | 0 | 208.0708 | 2.0052e-05 | 61 | Commercial_2021_SC C_MW_Before Competition Groups_61 | High Efficiency Chiller (avg of water and air cooled) | 0.002005% | 0 | 0.0041722 | Commercial_2021_SC C_MW_Before Competition Groups_High Efficiency Chiller (avg of water and air cooled)
Commercial | Com ¦ Wall Insulation | 2021 | SC C | MW | Before Competition Groups | 0.0038837 | 0 | 0 | 208.0708 | 1.8665e-05 | 62 | Commercial_2021_SC C_MW_Before Competition Groups_62 | Wall Insulation | 0.001867% | 0 | 0.0038837 | Commercial_2021_SC C_MW_Before Competition Groups_Wall Insulation
Commercial | Com ¦ Condensing Unit Heaters or other Efficient Unit Heating System | 2021 | SC C | MW | Before Competition Groups | 0.0037586 | 0 | 0 | 208.0708 | 1.8064e-05 | 63 | Commercial_2021_SC C_MW_Before Competition Groups_63 | Condensing Unit Heaters or other Efficient Unit Heating System | 0.001806% | 0 | 0.0037586 | Commercial_2021_SC C_MW_Before Competition Groups_Condensing Unit Heaters or other Efficient Unit Heating System
Commercial | Com ¦ VSD Air Compressor | 2021 | SC C | MW | Before Competition Groups | 0.003269 | 0 | 0 | 208.0708 | 1.5711e-05 | 64 | Commercial_2021_SC C_MW_Before Competition Groups_64 | VSD Air Compressor | 0.001571% | 0 | 0.003269 | Commercial_2021_SC C_MW_Before Competition Groups_VSD Air Compressor
Commercial | Com ¦ Air Curtains | 2021 | SC C | MW | Before Competition Groups | 0.0031713 | 0 | 0 | 208.0708 | 1.5242e-05 | 65 | Commercial_2021_SC C_MW_Before Competition Groups_65 | Air Curtains | 0.001524% | 0 | 0.0031713 | Commercial_2021_SC C_MW_Before Competition Groups_Air Curtains
Commercial | Com ¦ Solar Water Preheat (Pools/DHW) | 2021 | SC C | MW | Before Competition Groups | 0.0019461 | 0 | 0 | 208.0708 | 9.3529e-06 | 66 | Commercial_2021_SC C_MW_Before Competition Groups_66 | Solar Water Preheat (Pools/DHW) | 0.0009353% | 0 | 0.0019461 | Commercial_2021_SC C_MW_Before Competition Groups_Solar Water Preheat (Pools/DHW)
Commercial | Com ¦ Room AC (w/ louvered sides) 14 SEER from 12 SEER code | 2021 | SC C | MW | Before Competition Groups | 0.00054292 | 0 | 0 | 208.0708 | 2.6093e-06 | 67 | Commercial_2021_SC C_MW_Before Competition Groups_67 | Room AC (w/ louvered sides) 14 SEER from 12 SEER code | 0.0002609% | 0 | 0.00054292 | Commercial_2021_SC C_MW_Before Competition Groups_Room AC (w/ louvered sides) 14 SEER from 12 SEER code
Commercial | Com ¦ Energy Recovery Ventilation and Ventilation (Enhanced) | 2021 | SC C | MW | Before Competition Groups | 0.00036796 | 0 | 0 | 208.0708 | 1.7684e-06 | 68 | Commercial_2021_SC C_MW_Before Competition Groups_68 | Energy Recovery Ventilation and Ventilation (Enhanced) | 0.0001768% | 0 | 0.00036796 | Commercial_2021_SC C_MW_Before Competition Groups_Energy Recovery Ventilation and Ventilation (Enhanced)
Commercial | Com ¦ EC Plug Fan for Data Center (under cabinet) | 2021 | SC C | MW | Before Competition Groups | 0.00022574 | 0 | 0 | 208.0708 | 1.0849e-06 | 69 | Commercial_2021_SC C_MW_Before Competition Groups_69 | EC Plug Fan for Data Center (under cabinet) | 0.0001085% | 0 | 0.00022574 | Commercial_2021_SC C_MW_Before Competition Groups_EC Plug Fan for Data Center (under cabinet)
Commercial | Com ¦ Networked/Connected - High Impact Application | 2021 | SC C | MW | Before Competition Groups | 0.00018706 | 0 | 0 | 208.0708 | 8.99e-07 | 70 | Commercial_2021_SC C_MW_Before Competition Groups_70 | Networked/Connected - High Impact Application | 8.99e-05% | 0 | 0.00018706 | Commercial_2021_SC C_MW_Before Competition Groups_Networked/Connected - High Impact Application
Commercial | Com ¦ Electric Convection Combination Ovens | 2021 | SC C | MW | Before Competition Groups | 6.5734e-05 | 0 | 0 | 208.0708 | 3.1592e-07 | 71 | Commercial_2021_SC C_MW_Before Competition Groups_71 | Electric Convection Combination Ovens | 3.159e-05% | 0 | 6.5734e-05 | Commercial_2021_SC C_MW_Before Competition Groups_Electric Convection Combination Ovens
Commercial | Com ¦ High Efficiency Small Instantaneous Water Heater | 2021 | SC C | MW | Before Competition Groups | 2.2161e-06 | 0 | 0 | 208.0708 | 1.0651e-08 | 72 | Commercial_2021_SC C_MW_Before Competition Groups_72 | High Efficiency Small Instantaneous Water Heater | 1.065e-06% | 0 | 2.2161e-06 | Commercial_2021_SC C_MW_Before Competition Groups_High Efficiency Small Instantaneous Water Heater
Commercial | Com ¦ Condensing Make Up Air Unit | 2021 | SC C | MW | Before Competition Groups | 0 | 0 | 0 | 208.0708 | 0 | 73 | Commercial_2021_SC C_MW_Before Competition Groups_73 | Condensing Make Up Air Unit | 0% | 0 | 0 | Commercial_2021_SC C_MW_Before Competition Groups_Condensing Make Up Air Unit
Commercial | Com ¦ Door Gasket Freezer/Refrigerator | 2021 | SC C | MW | Before Competition Groups | 0 | 0 | 0 | 208.0708 | 0 | 74 | Commercial_2021_SC C_MW_Before Competition Groups_74 | Door Gasket Freezer/Refrigerator | 0% | 0 | 0 | Commercial_2021_SC C_MW_Before Competition Groups_Door Gasket Freezer/Refrigerator
Commercial | Com ¦ Efficient compressor motor | 2021 | SC C | MW | Before Competition Groups | 0 | 0 | 0 | 208.0708 | 0 | 75 | Commercial_2021_SC C_MW_Before Competition Groups_75 | Efficient compressor motor | 0% | 0 | 0 | Commercial_2021_SC C_MW_Before Competition Groups_Efficient compressor motor
Commercial | Com ¦ Indoor Daylight Sensors/Photocell Dimming Control | 2021 | SC C | MW | Before Competition Groups | 0 | 0 | 0 | 208.0708 | 0 | 76 | Commercial_2021_SC C_MW_Before Competition Groups_76 | Indoor Daylight Sensors/Photocell Dimming Control | 0% | 0 | 0 | Commercial_2021_SC C_MW_Before Competition Groups_Indoor Daylight Sensors/Photocell Dimming Control
Commercial | Com ¦ LED RECESSED DOWNLIGHTS | 2021 | SC C | MW | Before Competition Groups | 0 | 0 | 0 | 208.0708 | 0 | 77 | Commercial_2021_SC C_MW_Before Competition Groups_77 | LED RECESSED DOWNLIGHTS | 0% | 0 | 0 | Commercial_2021_SC C_MW_Before Competition Groups_LED RECESSED DOWNLIGHTS
Commercial | Com ¦ Networked/Connected - Low Impact Application | 2021 | SC C | MW | Before Competition Groups | 0 | 0 | 0 | 208.0708 | 0 | 78 | Commercial_2021_SC C_MW_Before Competition Groups_78 | Networked/Connected - Low Impact Application | 0% | 0 | 0 | Commercial_2021_SC C_MW_Before Competition Groups_Networked/Connected - Low Impact Application
Commercial | Com ¦ Notched V belts for HVAC Systems | 2021 | SC C | MW | Before Competition Groups | 0 | 0 | 0 | 208.0708 | 0 | 79 | Commercial_2021_SC C_MW_Before Competition Groups_79 | Notched V belts for HVAC Systems | 0% | 0 | 0 | Commercial_2021_SC C_MW_Before Competition Groups_Notched V belts for HVAC Systems
Commercial | Com ¦ Variable Refrigerant Flow Heat Pump | 2021 | SC C | MW | Before Competition Groups | 0 | 0 | 0 | 208.0708 | 0 | 80 | Commercial_2021_SC C_MW_Before Competition Groups_80 | Variable Refrigerant Flow Heat Pump | 0% | 0 | 0 | Commercial_2021_SC C_MW_Before Competition Groups_Variable Refrigerant Flow Heat Pump
Commercial | Com ¦ ENERGY STAR LED LAMPS (REFLECTOR LAMPs/MR16/PAR 16) | 2021 | SC D | MW | Before Competition Groups | 47.4709 | 0 | 0 | 197.5389 | 0.24031 | 1 | Commercial_2021_SC D_MW_Before Competition Groups_1 | ENERGY STAR LED LAMPS (REFLECTOR LAMPs/MR16/PAR 16) | 24.03% | 0 | 47.4709 | Commercial_2021_SC D_MW_Before Competition Groups_ENERGY STAR LED LAMPS (REFLECTOR LAMPs/MR16/PAR 16)
Commercial | Com ¦ LED Replacement Lamp (Tube) | 2021 | SC D | MW | Before Competition Groups | 18.1641 | 0 | 0 | 197.5389 | 0.091952 | 2 | Commercial_2021_SC D_MW_Before Competition Groups_2 | LED Replacement Lamp (Tube) | 9.195% | 0 | 18.1641 | Commercial_2021_SC D_MW_Before Competition Groups_LED Replacement Lamp (Tube)
Commercial | Com ¦ LED Low/High Bay | 2021 | SC D | MW | Before Competition Groups | 15.6342 | 0 | 0 | 197.5389 | 0.079145 | 3 | Commercial_2021_SC D_MW_Before Competition Groups_3 | LED Low/High Bay | 7.915% | 0 | 15.6342 | Commercial_2021_SC D_MW_Before Competition Groups_LED Low/High Bay
Commercial | Com ¦ LED Troffer/Surface/Suspended | 2021 | SC D | MW | Before Competition Groups | 14.223 | 0 | 0 | 197.5389 | 0.072001 | 4 | Commercial_2021_SC D_MW_Before Competition Groups_4 | LED Troffer/Surface/Suspended | 7.2% | 0 | 14.223 | Commercial_2021_SC D_MW_Before Competition Groups_LED Troffer/Surface/Suspended
Commercial | Com ¦ High Efficiency Air Source Heat Pump | 2021 | SC D | MW | Before Competition Groups | 12.9594 | 0 | 0 | 197.5389 | 0.065604 | 5 | Commercial_2021_SC D_MW_Before Competition Groups_5 | High Efficiency Air Source Heat Pump | 6.56% | 0 | 12.9594 | Commercial_2021_SC D_MW_Before Competition Groups_High Efficiency Air Source Heat Pump
Commercial | Com ¦ Building Recommissioning, Operations and Maintenance (O&M) Improvements | 2021 | SC D | MW | Before Competition Groups | 8.829 | 0 | 0 | 197.5389 | 0.044695 | 6 | Commercial_2021_SC D_MW_Before Competition Groups_6 | Building Recommissioning, Operations and Maintenance (O&M) Improvements | 4.469% | 0 | 8.829 | Commercial_2021_SC D_MW_Before Competition Groups_Building Recommissioning, Operations and Maintenance (O&M) Improvements
Commercial | Com ¦ Data Center Storage/Server Virtualization | 2021 | SC D | MW | Before Competition Groups | 8.8285 | 0 | 0 | 197.5389 | 0.044692 | 7 | Commercial_2021_SC D_MW_Before Competition Groups_7 | Data Center Storage/Server Virtualization | 4.469% | 0 | 8.8285 | Commercial_2021_SC D_MW_Before Competition Groups_Data Center Storage/Server Virtualization
Commercial | Com ¦ ENERGY STAR LED LAMPS (General Service Lamps) | 2021 | SC D | MW | Before Competition Groups | 8.2846 | 0 | 0 | 197.5389 | 0.041939 | 8 | Commercial_2021_SC D_MW_Before Competition Groups_8 | ENERGY STAR LED LAMPS (General Service Lamps) | 4.194% | 0 | 8.2846 | Commercial_2021_SC D_MW_Before Competition Groups_ENERGY STAR LED LAMPS (General Service Lamps)
Commercial | Com ¦ Education and Capacity Building/Energy Behavior | 2021 | SC D | MW | Before Competition Groups | 8.0158 | 0 | 0 | 197.5389 | 0.040578 | 9 | Commercial_2021_SC D_MW_Before Competition Groups_9 | Education and Capacity Building/Energy Behavior | 4.058% | 0 | 8.0158 | Commercial_2021_SC D_MW_Before Competition Groups_Education and Capacity Building/Energy Behavior
Commercial | Com ¦ Advanced BAS/Controllers | 2021 | SC D | MW | Before Competition Groups | 6.1506 | 0 | 0 | 197.5389 | 0.031136 | 10 | Commercial_2021_SC D_MW_Before Competition Groups_10 | Advanced BAS/Controllers | 3.114% | 0 | 6.1506 | Commercial_2021_SC D_MW_Before Competition Groups_Advanced BAS/Controllers
Commercial | Com ¦ LED or Equivalent Sign Lighting | 2021 | SC D | MW | Before Competition Groups | 5.6191 | 0 | 0 | 197.5389 | 0.028445 | 11 | Commercial_2021_SC D_MW_Before Competition Groups_11 | LED or Equivalent Sign Lighting | 2.845% | 0 | 5.6191 | Commercial_2021_SC D_MW_Before Competition Groups_LED or Equivalent Sign Lighting
Commercial | Com ¦ Reach-in Shaded Pole to ECM/PSC Evaporator Fan Motor | 2021 | SC D | MW | Before Competition Groups | 4.9877 | 0 | 0 | 197.5389 | 0.025249 | 12 | Commercial_2021_SC D_MW_Before Competition Groups_12 | Reach-in Shaded Pole to ECM/PSC Evaporator Fan Motor | 2.525% | 0 | 4.9877 | Commercial_2021_SC D_MW_Before Competition Groups_Reach-in Shaded Pole to ECM/PSC Evaporator Fan Motor
Commercial | Com ¦ Unitary Air-Conditioning Unit | 2021 | SC D | MW | Before Competition Groups | 3.6639 | 0 | 0 | 197.5389 | 0.018548 | 13 | Commercial_2021_SC D_MW_Before Competition Groups_13 | Unitary Air-Conditioning Unit | 1.855% | 0 | 3.6639 | Commercial_2021_SC D_MW_Before Competition Groups_Unitary Air-Conditioning Unit
Commercial | Com ¦ Adaptive Thermostats | 2021 | SC D | MW | Before Competition Groups | 3.596 | 0 | 0 | 197.5389 | 0.018204 | 14 | Commercial_2021_SC D_MW_Before Competition Groups_14 | Adaptive Thermostats | 1.82% | 0 | 3.596 | Commercial_2021_SC D_MW_Before Competition Groups_Adaptive Thermostats
Commercial | Com ¦ Strip Curtains | 2021 | SC D | MW | Before Competition Groups | 3.4308 | 0 | 0 | 197.5389 | 0.017368 | 15 | Commercial_2021_SC D_MW_Before Competition Groups_15 | Strip Curtains | 1.737% | 0 | 3.4308 | Commercial_2021_SC D_MW_Before Competition Groups_Strip Curtains
Commercial | Com ¦ Chilled Water Optimization | 2021 | SC D | MW | Before Competition Groups | 3.1953 | 0 | 0 | 197.5389 | 0.016176 | 16 | Commercial_2021_SC D_MW_Before Competition Groups_16 | Chilled Water Optimization | 1.618% | 0 | 3.1953 | Commercial_2021_SC D_MW_Before Competition Groups_Chilled Water Optimization
Commercial | Com ¦ Furnace Tune-Up | 2021 | SC D | MW | Before Competition Groups | 2.376 | 0 | 0 | 197.5389 | 0.012028 | 17 | Commercial_2021_SC D_MW_Before Competition Groups_17 | Furnace Tune-Up | 1.203% | 0 | 2.376 | Commercial_2021_SC D_MW_Before Competition Groups_Furnace Tune-Up
Commercial | Com ¦ LED parking lot fixture | 2021 | SC D | MW | Before Competition Groups | 2.0729 | 0 | 0 | 197.5389 | 0.010493 | 18 | Commercial_2021_SC D_MW_Before Competition Groups_18 | LED parking lot fixture | 1.049% | 0 | 2.0729 | Commercial_2021_SC D_MW_Before Competition Groups_LED parking lot fixture
Commercial | Com ¦ LED EXTERIOR AREA LIGHTS - LED fixture (200W) | 2021 | SC D | MW | Before Competition Groups | 1.9664 | 0 | 0 | 197.5389 | 0.0099544 | 19 | Commercial_2021_SC D_MW_Before Competition Groups_19 | LED EXTERIOR AREA LIGHTS - LED fixture (200W) | 0.9954% | 0 | 1.9664 | Commercial_2021_SC D_MW_Before Competition Groups_LED EXTERIOR AREA LIGHTS - LED fixture (200W)
Commercial | Com ¦ Centrally controlled desktop PC/NETWORK PC POWER MANAGEMENT SOFTWARE | 2021 | SC D | MW | Before Competition Groups | 1.9298 | 0 | 0 | 197.5389 | 0.0097694 | 20 | Commercial_2021_SC D_MW_Before Competition Groups_20 | Centrally controlled desktop PC/NETWORK PC POWER MANAGEMENT SOFTWARE | 0.9769% | 0 | 1.9298 | Commercial_2021_SC D_MW_Before Competition Groups_Centrally controlled desktop PC/NETWORK PC POWER MANAGEMENT SOFTWARE
Commercial | Com ¦ Variable Frequency Drive (VFD) | 2021 | SC D | MW | Before Competition Groups | 1.6294 | 0 | 0 | 197.5389 | 0.0082483 | 21 | Commercial_2021_SC D_MW_Before Competition Groups_21 | Variable Frequency Drive (VFD) | 0.8248% | 0 | 1.6294 | Commercial_2021_SC D_MW_Before Competition Groups_Variable Frequency Drive (VFD)
Commercial | Com ¦ Refrigerated Display Case LED | 2021 | SC D | MW | Before Competition Groups | 1.5729 | 0 | 0 | 197.5389 | 0.0079625 | 22 | Commercial_2021_SC D_MW_Before Competition Groups_22 | Refrigerated Display Case LED | 0.7963% | 0 | 1.5729 | Commercial_2021_SC D_MW_Before Competition Groups_Refrigerated Display Case LED
Commercial | Com ¦ VFD on Pumps | 2021 | SC D | MW | Before Competition Groups | 1.514 | 0 | 0 | 197.5389 | 0.0076641 | 23 | Commercial_2021_SC D_MW_Before Competition Groups_23 | VFD on Pumps | 0.7664% | 0 | 1.514 | Commercial_2021_SC D_MW_Before Competition Groups_VFD on Pumps
Commercial | Com ¦ Demand Control Ventilation | 2021 | SC D | MW | Before Competition Groups | 1.3552 | 0 | 0 | 197.5389 | 0.0068605 | 24 | Commercial_2021_SC D_MW_Before Competition Groups_24 | Demand Control Ventilation | 0.6861% | 0 | 1.3552 | Commercial_2021_SC D_MW_Before Competition Groups_Demand Control Ventilation
Commercial | Com ¦ ENERGY STAR Griddle (74% eff) | 2021 | SC D | MW | Before Competition Groups | 1.0321 | 0 | 0 | 197.5389 | 0.0052247 | 25 | Commercial_2021_SC D_MW_Before Competition Groups_25 | ENERGY STAR Griddle (74% eff) | 0.5225% | 0 | 1.0321 | Commercial_2021_SC D_MW_Before Competition Groups_ENERGY STAR Griddle (74% eff)
Commercial | Com ¦ LED street light fixture | 2021 | SC D | MW | Before Competition Groups | 0.86969 | 0 | 0 | 197.5389 | 0.0044026 | 26 | Commercial_2021_SC D_MW_Before Competition Groups_26 | LED street light fixture | 0.4403% | 0 | 0.86969 | Commercial_2021_SC D_MW_Before Competition Groups_LED street light fixture
Commercial | Com ¦ ECM MOTORS FOR EVAPORATOR FANS for refrigeration (WALK-IN) | 2021 | SC D | MW | Before Competition Groups | 0.84924 | 0 | 0 | 197.5389 | 0.0042991 | 27 | Commercial_2021_SC D_MW_Before Competition Groups_27 | ECM MOTORS FOR EVAPORATOR FANS for refrigeration (WALK-IN) | 0.4299% | 0 | 0.84924 | Commercial_2021_SC D_MW_Before Competition Groups_ECM MOTORS FOR EVAPORATOR FANS for refrigeration (WALK-IN)
Commercial | Com ¦ Air Handler with Dedicated Outdoor Air Systems | 2021 | SC D | MW | Before Competition Groups | 0.73533 | 0 | 0 | 197.5389 | 0.0037224 | 28 | Commercial_2021_SC D_MW_Before Competition Groups_28 | Air Handler with Dedicated Outdoor Air Systems | 0.3722% | 0 | 0.73533 | Commercial_2021_SC D_MW_Before Competition Groups_Air Handler with Dedicated Outdoor Air Systems
Commercial | Com ¦ Evaporator Fan Controls | 2021 | SC D | MW | Before Competition Groups | 0.72083 | 0 | 0 | 197.5389 | 0.0036491 | 29 | Commercial_2021_SC D_MW_Before Competition Groups_29 | Evaporator Fan Controls | 0.3649% | 0 | 0.72083 | Commercial_2021_SC D_MW_Before Competition Groups_Evaporator Fan Controls
Commercial | Com ¦ Occupancy Sensors | 2021 | SC D | MW | Before Competition Groups | 0.62898 | 0 | 0 | 197.5389 | 0.0031841 | 30 | Commercial_2021_SC D_MW_Before Competition Groups_30 | Occupancy Sensors | 0.3184% | 0 | 0.62898 | Commercial_2021_SC D_MW_Before Competition Groups_Occupancy Sensors
Commercial | Com ¦ Refrigerated Display Case Doors | 2021 | SC D | MW | Before Competition Groups | 0.59563 | 0 | 0 | 197.5389 | 0.0030153 | 31 | Commercial_2021_SC D_MW_Before Competition Groups_31 | Refrigerated Display Case Doors | 0.3015% | 0 | 0.59563 | Commercial_2021_SC D_MW_Before Competition Groups_Refrigerated Display Case Doors
Commercial | Com ¦ Demand Control Kitchen Ventilation | 2021 | SC D | MW | Before Competition Groups | 0.56667 | 0 | 0 | 197.5389 | 0.0028686 | 32 | Commercial_2021_SC D_MW_Before Competition Groups_32 | Demand Control Kitchen Ventilation | 0.2869% | 0 | 0.56667 | Commercial_2021_SC D_MW_Before Competition Groups_Demand Control Kitchen Ventilation
Commercial | Com ¦ Freezer Case Light Sensor | 2021 | SC D | MW | Before Competition Groups | 0.54308 | 0 | 0 | 197.5389 | 0.0027492 | 33 | Commercial_2021_SC D_MW_Before Competition Groups_33 | Freezer Case Light Sensor | 0.2749% | 0 | 0.54308 | Commercial_2021_SC D_MW_Before Competition Groups_Freezer Case Light Sensor
Commercial | Com ¦ Duct Insulation, R8 | 2021 | SC D | MW | Before Competition Groups | 0.43816 | 0 | 0 | 197.5389 | 0.0022181 | 34 | Commercial_2021_SC D_MW_Before Competition Groups_34 | Duct Insulation, R8 | 0.2218% | 0 | 0.43816 | Commercial_2021_SC D_MW_Before Competition Groups_Duct Insulation, R8
Commercial | Com ¦ Thermostat Setback | 2021 | SC D | MW | Before Competition Groups | 0.31036 | 0 | 0 | 197.5389 | 0.0015712 | 35 | Commercial_2021_SC D_MW_Before Competition Groups_35 | Thermostat Setback | 0.1571% | 0 | 0.31036 | Commercial_2021_SC D_MW_Before Competition Groups_Thermostat Setback
Commercial | Com ¦ ENERGY STAR Fryer (84% eff) | 2021 | SC D | MW | Before Competition Groups | 0.29386 | 0 | 0 | 197.5389 | 0.0014876 | 36 | Commercial_2021_SC D_MW_Before Competition Groups_36 | ENERGY STAR Fryer (84% eff) | 0.1488% | 0 | 0.29386 | Commercial_2021_SC D_MW_Before Competition Groups_ENERGY STAR Fryer (84% eff)
Commercial | Com ¦ Water Source Heat Pump (4 ton) | 2021 | SC D | MW | Before Competition Groups | 0.29172 | 0 | 0 | 197.5389 | 0.0014768 | 37 | Commercial_2021_SC D_MW_Before Competition Groups_37 | Water Source Heat Pump (4 ton) | 0.1477% | 0 | 0.29172 | Commercial_2021_SC D_MW_Before Competition Groups_Water Source Heat Pump (4 ton)
Commercial | Com ¦ Temperature Adjustment in Commercial Freezers | 2021 | SC D | MW | Before Competition Groups | 0.26377 | 0 | 0 | 197.5389 | 0.0013353 | 38 | Commercial_2021_SC D_MW_Before Competition Groups_38 | Temperature Adjustment in Commercial Freezers | 0.1335% | 0 | 0.26377 | Commercial_2021_SC D_MW_Before Competition Groups_Temperature Adjustment in Commercial Freezers
Commercial | Com ¦ Elec Storage WH 2.30 Et | 2021 | SC D | MW | Before Competition Groups | 0.21633 | 0 | 0 | 197.5389 | 0.0010951 | 39 | Commercial_2021_SC D_MW_Before Competition Groups_39 | Elec Storage WH 2.30 Et | 0.1095% | 0 | 0.21633 | Commercial_2021_SC D_MW_Before Competition Groups_Elec Storage WH 2.30 Et
Commercial | Com ¦ Outside Air Economizer | 2021 | SC D | MW | Before Competition Groups | 0.20964 | 0 | 0 | 197.5389 | 0.0010613 | 40 | Commercial_2021_SC D_MW_Before Competition Groups_40 | Outside Air Economizer | 0.1061% | 0 | 0.20964 | Commercial_2021_SC D_MW_Before Competition Groups_Outside Air Economizer
Commercial | Com ¦ Vertical Night Covers | 2021 | SC D | MW | Before Competition Groups | 0.20896 | 0 | 0 | 197.5389 | 0.0010578 | 41 | Commercial_2021_SC D_MW_Before Competition Groups_41 | Vertical Night Covers | 0.1058% | 0 | 0.20896 | Commercial_2021_SC D_MW_Before Competition Groups_Vertical Night Covers
Commercial | Com ¦ BEVERAGE VENDING MACHINE CONTROLS | 2021 | SC D | MW | Before Competition Groups | 0.18834 | 0 | 0 | 197.5389 | 0.00095345 | 42 | Commercial_2021_SC D_MW_Before Competition Groups_42 | BEVERAGE VENDING MACHINE CONTROLS | 0.09534% | 0 | 0.18834 | Commercial_2021_SC D_MW_Before Competition Groups_BEVERAGE VENDING MACHINE CONTROLS
Commercial | Com ¦ ENERGY STAR Steam Cookers | 2021 | SC D | MW | Before Competition Groups | 0.18726 | 0 | 0 | 197.5389 | 0.00094798 | 43 | Commercial_2021_SC D_MW_Before Competition Groups_43 | ENERGY STAR Steam Cookers | 0.0948% | 0 | 0.18726 | Commercial_2021_SC D_MW_Before Competition Groups_ENERGY STAR Steam Cookers
Commercial | Com ¦ CO Sensors for parking garage exhaust fans | 2021 | SC D | MW | Before Competition Groups | 0.17644 | 0 | 0 | 197.5389 | 0.00089317 | 44 | Commercial_2021_SC D_MW_Before Competition Groups_44 | CO Sensors for parking garage exhaust fans | 0.08932% | 0 | 0.17644 | Commercial_2021_SC D_MW_Before Competition Groups_CO Sensors for parking garage exhaust fans
Commercial | Com ¦ Water Heating (DHW) Pipe Insulation (Add 3/4\ Foam)" | 2021 | SC D | MW | Before Competition Groups | 0.15972 | 0 | 0 | 197.5389 | 0.00080853 | 45 | Commercial_2021_SC D_MW_Before Competition Groups_45 | Water Heating (DHW) Pipe Insulation (Add 3/4\ Foam)" | 0.08085% | 0 | 0.15972 | Commercial_2021_SC D_MW_Before Competition Groups_Water Heating (DHW) Pipe Insulation (Add 3/4\ Foam)"
Commercial | Com ¦ Energy Efficient Laboratory Fume Hood | 2021 | SC D | MW | Before Competition Groups | 0.15682 | 0 | 0 | 197.5389 | 0.00079385 | 46 | Commercial_2021_SC D_MW_Before Competition Groups_46 | Energy Efficient Laboratory Fume Hood | 0.07938% | 0 | 0.15682 | Commercial_2021_SC D_MW_Before Competition Groups_Energy Efficient Laboratory Fume Hood
Commercial | Com ¦ ENERGY STAR Dishwasher | 2021 | SC D | MW | Before Competition Groups | 0.1142 | 0 | 0 | 197.5389 | 0.0005781 | 47 | Commercial_2021_SC D_MW_Before Competition Groups_47 | ENERGY STAR Dishwasher | 0.05781% | 0 | 0.1142 | Commercial_2021_SC D_MW_Before Competition Groups_ENERGY STAR Dishwasher
Commercial | Com ¦ Suction Pipe Insulation Freezer/Refrigerator | 2021 | SC D | MW | Before Competition Groups | 0.10557 | 0 | 0 | 197.5389 | 0.00053442 | 48 | Commercial_2021_SC D_MW_Before Competition Groups_48 | Suction Pipe Insulation Freezer/Refrigerator | 0.05344% | 0 | 0.10557 | Commercial_2021_SC D_MW_Before Competition Groups_Suction Pipe Insulation Freezer/Refrigerator
Commercial | Com ¦ Ozone Laundry Treatment | 2021 | SC D | MW | Before Competition Groups | 0.038659 | 0 | 0 | 197.5389 | 0.0001957 | 49 | Commercial_2021_SC D_MW_Before Competition Groups_49 | Ozone Laundry Treatment | 0.01957% | 0 | 0.038659 | Commercial_2021_SC D_MW_Before Competition Groups_Ozone Laundry Treatment
Commercial | Com ¦ HVAC Optimization | 2021 | SC D | MW | Before Competition Groups | 0.030612 | 0 | 0 | 197.5389 | 0.00015497 | 50 | Commercial_2021_SC D_MW_Before Competition Groups_50 | HVAC Optimization | 0.0155% | 0 | 0.030612 | Commercial_2021_SC D_MW_Before Competition Groups_HVAC Optimization
Commercial | Com ¦ ECM MOTORS FOR HVAC APPLICATION (FAN-POWERED VAV BOX) | 2021 | SC D | MW | Before Competition Groups | 0.024987 | 0 | 0 | 197.5389 | 0.00012649 | 51 | Commercial_2021_SC D_MW_Before Competition Groups_51 | ECM MOTORS FOR HVAC APPLICATION (FAN-POWERED VAV BOX) | 0.01265% | 0 | 0.024987 | Commercial_2021_SC D_MW_Before Competition Groups_ECM MOTORS FOR HVAC APPLICATION (FAN-POWERED VAV BOX)
Commercial | Com ¦ CEE Tier 2/Energy Star Clothes Washers | 2021 | SC D | MW | Before Competition Groups | 0.023983 | 0 | 0 | 197.5389 | 0.00012141 | 52 | Commercial_2021_SC D_MW_Before Competition Groups_52 | CEE Tier 2/Energy Star Clothes Washers | 0.01214% | 0 | 0.023983 | Commercial_2021_SC D_MW_Before Competition Groups_CEE Tier 2/Energy Star Clothes Washers
Commercial | COM ¦ Ductless Mini-Split Heat Pumps | 2021 | SC D | MW | Before Competition Groups | 0.019992 | 0 | 0 | 197.5389 | 0.00010121 | 53 | Commercial_2021_SC D_MW_Before Competition Groups_53 | Ductless Mini-Split Heat Pumps | 0.01012% | 0 | 0.019992 | Commercial_2021_SC D_MW_Before Competition Groups_Ductless Mini-Split Heat Pumps
Commercial | Com ¦ Low Flow Pre-Rinse Spray Nozzle | 2021 | SC D | MW | Before Competition Groups | 0.015174 | 0 | 0 | 197.5389 | 7.6818e-05 | 54 | Commercial_2021_SC D_MW_Before Competition Groups_54 | Low Flow Pre-Rinse Spray Nozzle | 0.007682% | 0 | 0.015174 | Commercial_2021_SC D_MW_Before Competition Groups_Low Flow Pre-Rinse Spray Nozzle
Commercial | Com ¦ Auto Off Time Switch or Time Clock control | 2021 | SC D | MW | Before Competition Groups | 0.011713 | 0 | 0 | 197.5389 | 5.9297e-05 | 55 | Commercial_2021_SC D_MW_Before Competition Groups_55 | Auto Off Time Switch or Time Clock control | 0.00593% | 0 | 0.011713 | Commercial_2021_SC D_MW_Before Competition Groups_Auto Off Time Switch or Time Clock control
Commercial | Com ¦ Demand controlled Circulating Systems | 2021 | SC D | MW | Before Competition Groups | 0.011128 | 0 | 0 | 197.5389 | 5.6333e-05 | 56 | Commercial_2021_SC D_MW_Before Competition Groups_56 | Demand controlled Circulating Systems | 0.005633% | 0 | 0.011128 | Commercial_2021_SC D_MW_Before Competition Groups_Demand controlled Circulating Systems
Commercial | Com ¦ Commercial Hot Food Holding Cabinets | 2021 | SC D | MW | Before Competition Groups | 0.0055467 | 0 | 0 | 197.5389 | 2.8079e-05 | 57 | Commercial_2021_SC D_MW_Before Competition Groups_57 | Commercial Hot Food Holding Cabinets | 0.002808% | 0 | 0.0055467 | Commercial_2021_SC D_MW_Before Competition Groups_Commercial Hot Food Holding Cabinets
Commercial | Com ¦ PTAC (12 EER/10,000 BTU) | 2021 | SC D | MW | Before Competition Groups | 0.0050756 | 0 | 0 | 197.5389 | 2.5694e-05 | 58 | Commercial_2021_SC D_MW_Before Competition Groups_58 | PTAC (12 EER/10,000 BTU) | 0.002569% | 0 | 0.0050756 | Commercial_2021_SC D_MW_Before Competition Groups_PTAC (12 EER/10,000 BTU)
Commercial | Com ¦ Condensing Unit Heaters or other Efficient Unit Heating System | 2021 | SC D | MW | Before Competition Groups | 0.0037451 | 0 | 0 | 197.5389 | 1.8959e-05 | 59 | Commercial_2021_SC D_MW_Before Competition Groups_59 | Condensing Unit Heaters or other Efficient Unit Heating System | 0.001896% | 0 | 0.0037451 | Commercial_2021_SC D_MW_Before Competition Groups_Condensing Unit Heaters or other Efficient Unit Heating System
Commercial | Com ¦ Wall Insulation | 2021 | SC D | MW | Before Competition Groups | 0.0035453 | 0 | 0 | 197.5389 | 1.7947e-05 | 60 | Commercial_2021_SC D_MW_Before Competition Groups_60 | Wall Insulation | 0.001795% | 0 | 0.0035453 | Commercial_2021_SC D_MW_Before Competition Groups_Wall Insulation
Commercial | Com ¦ VSD Air Compressor | 2021 | SC D | MW | Before Competition Groups | 0.003269 | 0 | 0 | 197.5389 | 1.6548e-05 | 61 | Commercial_2021_SC D_MW_Before Competition Groups_61 | VSD Air Compressor | 0.001655% | 0 | 0.003269 | Commercial_2021_SC D_MW_Before Competition Groups_VSD Air Compressor
Commercial | Com ¦ High Efficiency Chiller (avg of water and air cooled) | 2021 | SC D | MW | Before Competition Groups | 0.0028438 | 0 | 0 | 197.5389 | 1.4396e-05 | 62 | Commercial_2021_SC D_MW_Before Competition Groups_62 | High Efficiency Chiller (avg of water and air cooled) | 0.00144% | 0 | 0.0028438 | Commercial_2021_SC D_MW_Before Competition Groups_High Efficiency Chiller (avg of water and air cooled)
Commercial | Com ¦ Air Curtains | 2021 | SC D | MW | Before Competition Groups | 0.0028225 | 0 | 0 | 197.5389 | 1.4288e-05 | 63 | Commercial_2021_SC D_MW_Before Competition Groups_63 | Air Curtains | 0.001429% | 0 | 0.0028225 | Commercial_2021_SC D_MW_Before Competition Groups_Air Curtains
Commercial | Com ¦ Solar Water Preheat (Pools/DHW) | 2021 | SC D | MW | Before Competition Groups | 0.0019461 | 0 | 0 | 197.5389 | 9.8515e-06 | 64 | Commercial_2021_SC D_MW_Before Competition Groups_64 | Solar Water Preheat (Pools/DHW) | 0.0009852% | 0 | 0.0019461 | Commercial_2021_SC D_MW_Before Competition Groups_Solar Water Preheat (Pools/DHW)
Commercial | Com ¦ LLLC - High Impact Application | 2021 | SC D | MW | Before Competition Groups | 0.00075745 | 0 | 0 | 197.5389 | 3.8344e-06 | 65 | Commercial_2021_SC D_MW_Before Competition Groups_65 | LLLC - High Impact Application | 0.0003834% | 0 | 0.00075745 | Commercial_2021_SC D_MW_Before Competition Groups_LLLC - High Impact Application
Commercial | Com ¦ Room AC (w/ louvered sides) 14 SEER from 12 SEER code | 2021 | SC D | MW | Before Competition Groups | 0.0005424 | 0 | 0 | 197.5389 | 2.7458e-06 | 66 | Commercial_2021_SC D_MW_Before Competition Groups_66 | Room AC (w/ louvered sides) 14 SEER from 12 SEER code | 0.0002746% | 0 | 0.0005424 | Commercial_2021_SC D_MW_Before Competition Groups_Room AC (w/ louvered sides) 14 SEER from 12 SEER code
Commercial | Com ¦ EC Plug Fan for Data Center (under cabinet) | 2021 | SC D | MW | Before Competition Groups | 0.00020402 | 0 | 0 | 197.5389 | 1.0328e-06 | 67 | Commercial_2021_SC D_MW_Before Competition Groups_67 | EC Plug Fan for Data Center (under cabinet) | 0.0001033% | 0 | 0.00020402 | Commercial_2021_SC D_MW_Before Competition Groups_EC Plug Fan for Data Center (under cabinet)
Commercial | Com ¦ Energy Recovery Ventilation and Ventilation (Enhanced) | 2021 | SC D | MW | Before Competition Groups | 0.00018813 | 0 | 0 | 197.5389 | 9.5238e-07 | 68 | Commercial_2021_SC D_MW_Before Competition Groups_68 | Energy Recovery Ventilation and Ventilation (Enhanced) | 9.524e-05% | 0 | 0.00018813 | Commercial_2021_SC D_MW_Before Competition Groups_Energy Recovery Ventilation and Ventilation (Enhanced)
Commercial | Com ¦ Electric Convection Combination Ovens | 2021 | SC D | MW | Before Competition Groups | 6.5734e-05 | 0 | 0 | 197.5389 | 3.3277e-07 | 69 | Commercial_2021_SC D_MW_Before Competition Groups_69 | Electric Convection Combination Ovens | 3.328e-05% | 0 | 6.5734e-05 | Commercial_2021_SC D_MW_Before Competition Groups_Electric Convection Combination Ovens
Commercial | Com ¦ LLLC - Low Impact Application | 2021 | SC D | MW | Before Competition Groups | 2.2056e-05 | 0 | 0 | 197.5389 | 1.1166e-07 | 70 | Commercial_2021_SC D_MW_Before Competition Groups_70 | LLLC - Low Impact Application | 1.117e-05% | 0 | 2.2056e-05 | Commercial_2021_SC D_MW_Before Competition Groups_LLLC - Low Impact Application
Commercial | Com ¦ High Efficiency Small Instantaneous Water Heater | 2021 | SC D | MW | Before Competition Groups | 2.0404e-06 | 0 | 0 | 197.5389 | 1.0329e-08 | 71 | Commercial_2021_SC D_MW_Before Competition Groups_71 | High Efficiency Small Instantaneous Water Heater | 1.033e-06% | 0 | 2.0404e-06 | Commercial_2021_SC D_MW_Before Competition Groups_High Efficiency Small Instantaneous Water Heater
Commercial | Com ¦ Networked/Connected - High Impact Application | 2021 | SC D | MW | Before Competition Groups | 6.1271e-10 | 0 | 0 | 197.5389 | 3.1017e-12 | 72 | Commercial_2021_SC D_MW_Before Competition Groups_72 | Networked/Connected - High Impact Application | 3.102e-10% | 0 | 6.1271e-10 | Commercial_2021_SC D_MW_Before Competition Groups_Networked/Connected - High Impact Application
Commercial | Com ¦ Condensing Make Up Air Unit | 2021 | SC D | MW | Before Competition Groups | 0 | 0 | 0 | 197.5389 | 0 | 73 | Commercial_2021_SC D_MW_Before Competition Groups_73 | Condensing Make Up Air Unit | 0% | 0 | 0 | Commercial_2021_SC D_MW_Before Competition Groups_Condensing Make Up Air Unit
Commercial | Com ¦ Door Gasket Freezer/Refrigerator | 2021 | SC D | MW | Before Competition Groups | 0 | 0 | 0 | 197.5389 | 0 | 74 | Commercial_2021_SC D_MW_Before Competition Groups_74 | Door Gasket Freezer/Refrigerator | 0% | 0 | 0 | Commercial_2021_SC D_MW_Before Competition Groups_Door Gasket Freezer/Refrigerator
Commercial | Com ¦ Efficient compressor motor | 2021 | SC D | MW | Before Competition Groups | 0 | 0 | 0 | 197.5389 | 0 | 75 | Commercial_2021_SC D_MW_Before Competition Groups_75 | Efficient compressor motor | 0% | 0 | 0 | Commercial_2021_SC D_MW_Before Competition Groups_Efficient compressor motor
Commercial | Com ¦ Indoor Daylight Sensors/Photocell Dimming Control | 2021 | SC D | MW | Before Competition Groups | 0 | 0 | 0 | 197.5389 | 0 | 76 | Commercial_2021_SC D_MW_Before Competition Groups_76 | Indoor Daylight Sensors/Photocell Dimming Control | 0% | 0 | 0 | Commercial_2021_SC D_MW_Before Competition Groups_Indoor Daylight Sensors/Photocell Dimming Control
Commercial | Com ¦ LED RECESSED DOWNLIGHTS | 2021 | SC D | MW | Before Competition Groups | 0 | 0 | 0 | 197.5389 | 0 | 77 | Commercial_2021_SC D_MW_Before Competition Groups_77 | LED RECESSED DOWNLIGHTS | 0% | 0 | 0 | Commercial_2021_SC D_MW_Before Competition Groups_LED RECESSED DOWNLIGHTS
Commercial | Com ¦ Networked/Connected - Low Impact Application | 2021 | SC D | MW | Before Competition Groups | 0 | 0 | 0 | 197.5389 | 0 | 78 | Commercial_2021_SC D_MW_Before Competition Groups_78 | Networked/Connected - Low Impact Application | 0% | 0 | 0 | Commercial_2021_SC D_MW_Before Competition Groups_Networked/Connected - Low Impact Application
Commercial | Com ¦ Notched V belts for HVAC Systems | 2021 | SC D | MW | Before Competition Groups | 0 | 0 | 0 | 197.5389 | 0 | 79 | Commercial_2021_SC D_MW_Before Competition Groups_79 | Notched V belts for HVAC Systems | 0% | 0 | 0 | Commercial_2021_SC D_MW_Before Competition Groups_Notched V belts for HVAC Systems
Commercial | Com ¦ Variable Refrigerant Flow Heat Pump | 2021 | SC D | MW | Before Competition Groups | 0 | 0 | 0 | 197.5389 | 0 | 80 | Commercial_2021_SC D_MW_Before Competition Groups_80 | Variable Refrigerant Flow Heat Pump | 0% | 0 | 0 | Commercial_2021_SC D_MW_Before Competition Groups_Variable Refrigerant Flow Heat Pump
Commercial | Com ¦ Building Recommissioning, Operations and Maintenance (O&M) Improvements | 2021 | Technical | MW | Before Competition Groups | 297.4135 | 0 | 0 | 2564.2524 | 0.11598 | 1 | Commercial_2021_Technical_MW_Before Competition Groups_1 | Building Recommissioning, Operations and Maintenance (O&M) Improvements | 11.6% | 0 | 297.4135 | Commercial_2021_Technical_MW_Before Competition Groups_Building Recommissioning, Operations and Maintenance (O&M) Improvements
Commercial | Com ¦ Education and Capacity Building/Energy Behavior | 2021 | Technical | MW | Before Competition Groups | 268.0687 | 0 | 0 | 2564.2524 | 0.10454 | 2 | Commercial_2021_Technical_MW_Before Competition Groups_2 | Education and Capacity Building/Energy Behavior | 10.45% | 0 | 268.0687 | Commercial_2021_Technical_MW_Before Competition Groups_Education and Capacity Building/Energy Behavior
Commercial | Com ¦ LED Low/High Bay | 2021 | Technical | MW | Before Competition Groups | 213.8295 | 0 | 0 | 2564.2524 | 0.083389 | 3 | Commercial_2021_Technical_MW_Before Competition Groups_3 | LED Low/High Bay | 8.339% | 0 | 213.8295 | Commercial_2021_Technical_MW_Before Competition Groups_LED Low/High Bay
Commercial | Com ¦ LED Troffer/Surface/Suspended | 2021 | Technical | MW | Before Competition Groups | 159.2518 | 0 | 0 | 2564.2524 | 0.062105 | 4 | Commercial_2021_Technical_MW_Before Competition Groups_4 | LED Troffer/Surface/Suspended | 6.21% | 0 | 159.2518 | Commercial_2021_Technical_MW_Before Competition Groups_LED Troffer/Surface/Suspended
Commercial | Com ¦ LLLC - Low Impact Application | 2021 | Technical | MW | Before Competition Groups | 147.572 | 0 | 0 | 2564.2524 | 0.05755 | 5 | Commercial_2021_Technical_MW_Before Competition Groups_5 | LLLC - Low Impact Application | 5.755% | 0 | 147.572 | Commercial_2021_Technical_MW_Before Competition Groups_LLLC - Low Impact Application
Commercial | Com ¦ LLLC - High Impact Application | 2021 | Technical | MW | Before Competition Groups | 136.3845 | 0 | 0 | 2564.2524 | 0.053187 | 6 | Commercial_2021_Technical_MW_Before Competition Groups_6 | LLLC - High Impact Application | 5.319% | 0 | 136.3845 | Commercial_2021_Technical_MW_Before Competition Groups_LLLC - High Impact Application
Commercial | Com ¦ Networked/Connected - Low Impact Application | 2021 | Technical | MW | Before Competition Groups | 125.0645 | 0 | 0 | 2564.2524 | 0.048772 | 7 | Commercial_2021_Technical_MW_Before Competition Groups_7 | Networked/Connected - Low Impact Application | 4.877% | 0 | 125.0645 | Commercial_2021_Technical_MW_Before Competition Groups_Networked/Connected - Low Impact Application
Commercial | Com ¦ ENERGY STAR LED LAMPS (REFLECTOR LAMPs/MR16/PAR 16) | 2021 | Technical | MW | Before Competition Groups | 122.7553 | 0 | 0 | 2564.2524 | 0.047872 | 8 | Commercial_2021_Technical_MW_Before Competition Groups_8 | ENERGY STAR LED LAMPS (REFLECTOR LAMPs/MR16/PAR 16) | 4.787% | 0 | 122.7553 | Commercial_2021_Technical_MW_Before Competition Groups_ENERGY STAR LED LAMPS (REFLECTOR LAMPs/MR16/PAR 16)
Commercial | Com ¦ Networked/Connected - High Impact Application | 2021 | Technical | MW | Before Competition Groups | 118.6965 | 0 | 0 | 2564.2524 | 0.046289 | 9 | Commercial_2021_Technical_MW_Before Competition Groups_9 | Networked/Connected - High Impact Application | 4.629% | 0 | 118.6965 | Commercial_2021_Technical_MW_Before Competition Groups_Networked/Connected - High Impact Application
Commercial | Com ¦ Variable Refrigerant Flow Heat Pump | 2021 | Technical | MW | Before Competition Groups | 101.1183 | 0 | 0 | 2564.2524 | 0.039434 | 10 | Commercial_2021_Technical_MW_Before Competition Groups_10 | Variable Refrigerant Flow Heat Pump | 3.943% | 0 | 101.1183 | Commercial_2021_Technical_MW_Before Competition Groups_Variable Refrigerant Flow Heat Pump
Commercial | Com ¦ Advanced BAS/Controllers | 2021 | Technical | MW | Before Competition Groups | 91.4584 | 0 | 0 | 2564.2524 | 0.035667 | 11 | Commercial_2021_Technical_MW_Before Competition Groups_11 | Advanced BAS/Controllers | 3.567% | 0 | 91.4584 | Commercial_2021_Technical_MW_Before Competition Groups_Advanced BAS/Controllers
Commercial | Com ¦ Central Lighting Control System | 2021 | Technical | MW | Before Competition Groups | 69.3931 | 0 | 0 | 2564.2524 | 0.027062 | 12 | Commercial_2021_Technical_MW_Before Competition Groups_12 | Central Lighting Control System | 2.706% | 0 | 69.3931 | Commercial_2021_Technical_MW_Before Competition Groups_Central Lighting Control System
Commercial | Com ¦ High Efficiency Air Source Heat Pump | 2021 | Technical | MW | Before Competition Groups | 50.1344 | 0 | 0 | 2564.2524 | 0.019551 | 13 | Commercial_2021_Technical_MW_Before Competition Groups_13 | High Efficiency Air Source Heat Pump | 1.955% | 0 | 50.1344 | Commercial_2021_Technical_MW_Before Competition Groups_High Efficiency Air Source Heat Pump
Commercial | Com ¦ Adaptive Thermostats | 2021 | Technical | MW | Before Competition Groups | 38.888 | 0 | 0 | 2564.2524 | 0.015165 | 14 | Commercial_2021_Technical_MW_Before Competition Groups_14 | Adaptive Thermostats | 1.517% | 0 | 38.888 | Commercial_2021_Technical_MW_Before Competition Groups_Adaptive Thermostats
Commercial | Com ¦ Furnace Tune-Up | 2021 | Technical | MW | Before Competition Groups | 35.5159 | 0 | 0 | 2564.2524 | 0.01385 | 15 | Commercial_2021_Technical_MW_Before Competition Groups_15 | Furnace Tune-Up | 1.385% | 0 | 35.5159 | Commercial_2021_Technical_MW_Before Competition Groups_Furnace Tune-Up
Commercial | Com ¦ Unitary Air-Conditioning Unit | 2021 | Technical | MW | Before Competition Groups | 33.8634 | 0 | 0 | 2564.2524 | 0.013206 | 16 | Commercial_2021_Technical_MW_Before Competition Groups_16 | Unitary Air-Conditioning Unit | 1.321% | 0 | 33.8634 | Commercial_2021_Technical_MW_Before Competition Groups_Unitary Air-Conditioning Unit
Commercial | Com ¦ Strip Curtains | 2021 | Technical | MW | Before Competition Groups | 29.4011 | 0 | 0 | 2564.2524 | 0.011466 | 17 | Commercial_2021_Technical_MW_Before Competition Groups_17 | Strip Curtains | 1.147% | 0 | 29.4011 | Commercial_2021_Technical_MW_Before Competition Groups_Strip Curtains
Commercial | Com ¦ Smart Strip Plug Outlets | 2021 | Technical | MW | Before Competition Groups | 25.9243 | 0 | 0 | 2564.2524 | 0.01011 | 18 | Commercial_2021_Technical_MW_Before Competition Groups_18 | Smart Strip Plug Outlets | 1.011% | 0 | 25.9243 | Commercial_2021_Technical_MW_Before Competition Groups_Smart Strip Plug Outlets
Commercial | Com ¦ LED Replacement Lamp (Tube) | 2021 | Technical | MW | Before Competition Groups | 24.7396 | 0 | 0 | 2564.2524 | 0.0096479 | 19 | Commercial_2021_Technical_MW_Before Competition Groups_19 | LED Replacement Lamp (Tube) | 0.9648% | 0 | 24.7396 | Commercial_2021_Technical_MW_Before Competition Groups_LED Replacement Lamp (Tube)
Commercial | Com ¦ Variable Frequency Drive (VFD) | 2021 | Technical | MW | Before Competition Groups | 24.7197 | 0 | 0 | 2564.2524 | 0.0096401 | 20 | Commercial_2021_Technical_MW_Before Competition Groups_20 | Variable Frequency Drive (VFD) | 0.964% | 0 | 24.7197 | Commercial_2021_Technical_MW_Before Competition Groups_Variable Frequency Drive (VFD)
Commercial | Com ¦ Demand Control Ventilation | 2021 | Technical | MW | Before Competition Groups | 24.2271 | 0 | 0 | 2564.2524 | 0.009448 | 21 | Commercial_2021_Technical_MW_Before Competition Groups_21 | Demand Control Ventilation | 0.9448% | 0 | 24.2271 | Commercial_2021_Technical_MW_Before Competition Groups_Demand Control Ventilation
Commercial | Com ¦ Refrigerated Display Case LED | 2021 | Technical | MW | Before Competition Groups | 23.3179 | 0 | 0 | 2564.2524 | 0.0090935 | 22 | Commercial_2021_Technical_MW_Before Competition Groups_22 | Refrigerated Display Case LED | 0.9093% | 0 | 23.3179 | Commercial_2021_Technical_MW_Before Competition Groups_Refrigerated Display Case LED
Commercial | Com ¦ Adding reflective (White) roof treatment or a green roof | 2021 | Technical | MW | Before Competition Groups | 23.2269 | 0 | 0 | 2564.2524 | 0.0090579 | 23 | Commercial_2021_Technical_MW_Before Competition Groups_23 | Adding reflective (White) roof treatment or a green roof | 0.9058% | 0 | 23.2269 | Commercial_2021_Technical_MW_Before Competition Groups_Adding reflective (White) roof treatment or a green roof
Commercial | Com ¦ VFD on Pumps | 2021 | Technical | MW | Before Competition Groups | 23.1347 | 0 | 0 | 2564.2524 | 0.009022 | 24 | Commercial_2021_Technical_MW_Before Competition Groups_24 | VFD on Pumps | 0.9022% | 0 | 23.1347 | Commercial_2021_Technical_MW_Before Competition Groups_VFD on Pumps
Commercial | Com ¦ Data Center Storage/Server Virtualization | 2021 | Technical | MW | Before Competition Groups | 21.8602 | 0 | 0 | 2564.2524 | 0.008525 | 25 | Commercial_2021_Technical_MW_Before Competition Groups_25 | Data Center Storage/Server Virtualization | 0.8525% | 0 | 21.8602 | Commercial_2021_Technical_MW_Before Competition Groups_Data Center Storage/Server Virtualization
Commercial | Com ¦ LED or Equivalent Sign Lighting | 2021 | Technical | MW | Before Competition Groups | 19.5539 | 0 | 0 | 2564.2524 | 0.0076256 | 26 | Commercial_2021_Technical_MW_Before Competition Groups_26 | LED or Equivalent Sign Lighting | 0.7626% | 0 | 19.5539 | Commercial_2021_Technical_MW_Before Competition Groups_LED or Equivalent Sign Lighting
Commercial | Com ¦ Air Handler with Dedicated Outdoor Air Systems | 2021 | Technical | MW | Before Competition Groups | 18.867 | 0 | 0 | 2564.2524 | 0.0073577 | 27 | Commercial_2021_Technical_MW_Before Competition Groups_27 | Air Handler with Dedicated Outdoor Air Systems | 0.7358% | 0 | 18.867 | Commercial_2021_Technical_MW_Before Competition Groups_Air Handler with Dedicated Outdoor Air Systems
Commercial | Com ¦ HOTEL OCCUPANCY CONTROLS (HVAC + LIGHTING) | 2021 | Technical | MW | Before Competition Groups | 18.7171 | 0 | 0 | 2564.2524 | 0.0072993 | 28 | Commercial_2021_Technical_MW_Before Competition Groups_28 | HOTEL OCCUPANCY CONTROLS (HVAC + LIGHTING) | 0.7299% | 0 | 18.7171 | Commercial_2021_Technical_MW_Before Competition Groups_HOTEL OCCUPANCY CONTROLS (HVAC + LIGHTING)
Commercial | Com ¦ Centrally controlled desktop PC/NETWORK PC POWER MANAGEMENT SOFTWARE | 2021 | Technical | MW | Before Competition Groups | 18.0061 | 0 | 0 | 2564.2524 | 0.007022 | 29 | Commercial_2021_Technical_MW_Before Competition Groups_29 | Centrally controlled desktop PC/NETWORK PC POWER MANAGEMENT SOFTWARE | 0.7022% | 0 | 18.0061 | Commercial_2021_Technical_MW_Before Competition Groups_Centrally controlled desktop PC/NETWORK PC POWER MANAGEMENT SOFTWARE
Commercial | Com ¦ Refrigerated Display Case Doors | 2021 | Technical | MW | Before Competition Groups | 15.3808 | 0 | 0 | 2564.2524 | 0.0059982 | 30 | Commercial_2021_Technical_MW_Before Competition Groups_30 | Refrigerated Display Case Doors | 0.5998% | 0 | 15.3808 | Commercial_2021_Technical_MW_Before Competition Groups_Refrigerated Display Case Doors
Commercial | Com ¦ ENERGY STAR LED LAMPS (General Service Lamps) | 2021 | Technical | MW | Before Competition Groups | 14.1363 | 0 | 0 | 2564.2524 | 0.0055128 | 31 | Commercial_2021_Technical_MW_Before Competition Groups_31 | ENERGY STAR LED LAMPS (General Service Lamps) | 0.5513% | 0 | 14.1363 | Commercial_2021_Technical_MW_Before Competition Groups_ENERGY STAR LED LAMPS (General Service Lamps)
Commercial | Com ¦ Door Gasket Freezer/Refrigerator | 2021 | Technical | MW | Before Competition Groups | 13.9918 | 0 | 0 | 2564.2524 | 0.0054565 | 32 | Commercial_2021_Technical_MW_Before Competition Groups_32 | Door Gasket Freezer/Refrigerator | 0.5456% | 0 | 13.9918 | Commercial_2021_Technical_MW_Before Competition Groups_Door Gasket Freezer/Refrigerator
Commercial | Com ¦ Indoor Daylight Sensors/Photocell Dimming Control | 2021 | Technical | MW | Before Competition Groups | 13.4174 | 0 | 0 | 2564.2524 | 0.0052325 | 33 | Commercial_2021_Technical_MW_Before Competition Groups_33 | Indoor Daylight Sensors/Photocell Dimming Control | 0.5232% | 0 | 13.4174 | Commercial_2021_Technical_MW_Before Competition Groups_Indoor Daylight Sensors/Photocell Dimming Control
Commercial | Com ¦ Refrigeration Optimization | 2021 | Technical | MW | Before Competition Groups | 13.1038 | 0 | 0 | 2564.2524 | 0.0051102 | 34 | Commercial_2021_Technical_MW_Before Competition Groups_34 | Refrigeration Optimization | 0.511% | 0 | 13.1038 | Commercial_2021_Technical_MW_Before Competition Groups_Refrigeration Optimization
Commercial | Com ¦ ECM MOTORS FOR EVAPORATOR FANS for refrigeration (WALK-IN) | 2021 | Technical | MW | Before Competition Groups | 12.8592 | 0 | 0 | 2564.2524 | 0.0050148 | 35 | Commercial_2021_Technical_MW_Before Competition Groups_35 | ECM MOTORS FOR EVAPORATOR FANS for refrigeration (WALK-IN) | 0.5015% | 0 | 12.8592 | Commercial_2021_Technical_MW_Before Competition Groups_ECM MOTORS FOR EVAPORATOR FANS for refrigeration (WALK-IN)
Commercial | Com ¦ High R-Value Glass Doors/no-heat glass door | 2021 | Technical | MW | Before Competition Groups | 12.171 | 0 | 0 | 2564.2524 | 0.0047464 | 36 | Commercial_2021_Technical_MW_Before Competition Groups_36 | High R-Value Glass Doors/no-heat glass door | 0.4746% | 0 | 12.171 | Commercial_2021_Technical_MW_Before Competition Groups_High R-Value Glass Doors/no-heat glass door
Commercial | Com ¦ Freezer Case Light Sensor | 2021 | Technical | MW | Before Competition Groups | 11.126 | 0 | 0 | 2564.2524 | 0.0043389 | 37 | Commercial_2021_Technical_MW_Before Competition Groups_37 | Freezer Case Light Sensor | 0.4339% | 0 | 11.126 | Commercial_2021_Technical_MW_Before Competition Groups_Freezer Case Light Sensor
Commercial | Com ¦ Evaporator Fan Controls | 2021 | Technical | MW | Before Competition Groups | 10.8395 | 0 | 0 | 2564.2524 | 0.0042271 | 38 | Commercial_2021_Technical_MW_Before Competition Groups_38 | Evaporator Fan Controls | 0.4227% | 0 | 10.8395 | Commercial_2021_Technical_MW_Before Competition Groups_Evaporator Fan Controls
Commercial | Com ¦ ENERGY STAR FREEZER | 2021 | Technical | MW | Before Competition Groups | 10.6291 | 0 | 0 | 2564.2524 | 0.0041451 | 39 | Commercial_2021_Technical_MW_Before Competition Groups_39 | ENERGY STAR FREEZER | 0.4145% | 0 | 10.6291 | Commercial_2021_Technical_MW_Before Competition Groups_ENERGY STAR FREEZER
Commercial | Com ¦ Reach-in Shaded Pole to ECM/PSC Evaporator Fan Motor | 2021 | Technical | MW | Before Competition Groups | 9.6116 | 0 | 0 | 2564.2524 | 0.0037483 | 40 | Commercial_2021_Technical_MW_Before Competition Groups_40 | Reach-in Shaded Pole to ECM/PSC Evaporator Fan Motor | 0.3748% | 0 | 9.6116 | Commercial_2021_Technical_MW_Before Competition Groups_Reach-in Shaded Pole to ECM/PSC Evaporator Fan Motor
Commercial | Com ¦ Occupancy Sensors | 2021 | Technical | MW | Before Competition Groups | 9.3912 | 0 | 0 | 2564.2524 | 0.0036624 | 41 | Commercial_2021_Technical_MW_Before Competition Groups_41 | Occupancy Sensors | 0.3662% | 0 | 9.3912 | Commercial_2021_Technical_MW_Before Competition Groups_Occupancy Sensors
Commercial | Com ¦ Demand Control Kitchen Ventilation | 2021 | Technical | MW | Before Competition Groups | 8.4081 | 0 | 0 | 2564.2524 | 0.003279 | 42 | Commercial_2021_Technical_MW_Before Competition Groups_42 | Demand Control Kitchen Ventilation | 0.3279% | 0 | 8.4081 | Commercial_2021_Technical_MW_Before Competition Groups_Demand Control Kitchen Ventilation
Commercial | Com ¦ Chilled Water Optimization | 2021 | Technical | MW | Before Competition Groups | 7.9953 | 0 | 0 | 2564.2524 | 0.003118 | 43 | Commercial_2021_Technical_MW_Before Competition Groups_43 | Chilled Water Optimization | 0.3118% | 0 | 7.9953 | Commercial_2021_Technical_MW_Before Competition Groups_Chilled Water Optimization
Commercial | Com ¦ Refrigeration Commissioning | 2021 | Technical | MW | Before Competition Groups | 7.5497 | 0 | 0 | 2564.2524 | 0.0029442 | 44 | Commercial_2021_Technical_MW_Before Competition Groups_44 | Refrigeration Commissioning | 0.2944% | 0 | 7.5497 | Commercial_2021_Technical_MW_Before Competition Groups_Refrigeration Commissioning
Commercial | Com ¦ Duct Insulation, R8 | 2021 | Technical | MW | Before Competition Groups | 6.5198 | 0 | 0 | 2564.2524 | 0.0025426 | 45 | Commercial_2021_Technical_MW_Before Competition Groups_45 | Duct Insulation, R8 | 0.2543% | 0 | 6.5198 | Commercial_2021_Technical_MW_Before Competition Groups_Duct Insulation, R8
Commercial | Com ¦ LED EXTERIOR AREA LIGHTS - LED fixture (200W) | 2021 | Technical | MW | Before Competition Groups | 5.1182 | 0 | 0 | 2564.2524 | 0.001996 | 46 | Commercial_2021_Technical_MW_Before Competition Groups_46 | LED EXTERIOR AREA LIGHTS - LED fixture (200W) | 0.1996% | 0 | 5.1182 | Commercial_2021_Technical_MW_Before Competition Groups_LED EXTERIOR AREA LIGHTS - LED fixture (200W)
Commercial | Com ¦ ENERGY STAR Refrigerator | 2021 | Technical | MW | Before Competition Groups | 5.1171 | 0 | 0 | 2564.2524 | 0.0019956 | 47 | Commercial_2021_Technical_MW_Before Competition Groups_47 | ENERGY STAR Refrigerator | 0.1996% | 0 | 5.1171 | Commercial_2021_Technical_MW_Before Competition Groups_ENERGY STAR Refrigerator
Commercial | Com ¦ Ground Source Heat Pump | 2021 | Technical | MW | Before Competition Groups | 5.1093 | 0 | 0 | 2564.2524 | 0.0019925 | 48 | Commercial_2021_Technical_MW_Before Competition Groups_48 | Ground Source Heat Pump | 0.1993% | 0 | 5.1093 | Commercial_2021_Technical_MW_Before Competition Groups_Ground Source Heat Pump
Commercial | Com ¦ LED parking lot fixture | 2021 | Technical | MW | Before Competition Groups | 5.0194 | 0 | 0 | 2564.2524 | 0.0019575 | 49 | Commercial_2021_Technical_MW_Before Competition Groups_49 | LED parking lot fixture | 0.1957% | 0 | 5.0194 | Commercial_2021_Technical_MW_Before Competition Groups_LED parking lot fixture
Commercial | Com ¦ ENERGY STAR ICE MACHINES - Ice Making Head | 2021 | Technical | MW | Before Competition Groups | 4.8163 | 0 | 0 | 2564.2524 | 0.0018783 | 50 | Commercial_2021_Technical_MW_Before Competition Groups_50 | ENERGY STAR ICE MACHINES - Ice Making Head | 0.1878% | 0 | 4.8163 | Commercial_2021_Technical_MW_Before Competition Groups_ENERGY STAR ICE MACHINES - Ice Making Head
Commercial | Com ¦ Temperature Adjustment in Commercial Freezers | 2021 | Technical | MW | Before Competition Groups | 3.9629 | 0 | 0 | 2564.2524 | 0.0015454 | 51 | Commercial_2021_Technical_MW_Before Competition Groups_51 | Temperature Adjustment in Commercial Freezers | 0.1545% | 0 | 3.9629 | Commercial_2021_Technical_MW_Before Competition Groups_Temperature Adjustment in Commercial Freezers
Commercial | Com ¦ Elec Storage WH 2.30 Et | 2021 | Technical | MW | Before Competition Groups | 3.679 | 0 | 0 | 2564.2524 | 0.0014347 | 52 | Commercial_2021_Technical_MW_Before Competition Groups_52 | Elec Storage WH 2.30 Et | 0.1435% | 0 | 3.679 | Commercial_2021_Technical_MW_Before Competition Groups_Elec Storage WH 2.30 Et
Commercial | Com ¦ Roof Insulation/Ceiling Insulation (R25 Code to R35) | 2021 | Technical | MW | Before Competition Groups | 3.6653 | 0 | 0 | 2564.2524 | 0.0014294 | 53 | Commercial_2021_Technical_MW_Before Competition Groups_53 | Roof Insulation/Ceiling Insulation (R25 Code to R35) | 0.1429% | 0 | 3.6653 | Commercial_2021_Technical_MW_Before Competition Groups_Roof Insulation/Ceiling Insulation (R25 Code to R35)
Commercial | Com ¦ BEVERAGE VENDING MACHINE CONTROLS | 2021 | Technical | MW | Before Competition Groups | 3.6028 | 0 | 0 | 2564.2524 | 0.001405 | 54 | Commercial_2021_Technical_MW_Before Competition Groups_54 | BEVERAGE VENDING MACHINE CONTROLS | 0.1405% | 0 | 3.6028 | Commercial_2021_Technical_MW_Before Competition Groups_BEVERAGE VENDING MACHINE CONTROLS
Commercial | Com ¦ Vertical Night Covers | 2021 | Technical | MW | Before Competition Groups | 3.2771 | 0 | 0 | 2564.2524 | 0.001278 | 55 | Commercial_2021_Technical_MW_Before Competition Groups_55 | Vertical Night Covers | 0.1278% | 0 | 3.2771 | Commercial_2021_Technical_MW_Before Competition Groups_Vertical Night Covers
Commercial | Com ¦ Energy Efficient Laboratory Fume Hood | 2021 | Technical | MW | Before Competition Groups | 3.2041 | 0 | 0 | 2564.2524 | 0.0012495 | 56 | Commercial_2021_Technical_MW_Before Competition Groups_56 | Energy Efficient Laboratory Fume Hood | 0.125% | 0 | 3.2041 | Commercial_2021_Technical_MW_Before Competition Groups_Energy Efficient Laboratory Fume Hood
Commercial | Com ¦ Anti-sweat heat (ASH) controls - Cooler/Freezer | 2021 | Technical | MW | Before Competition Groups | 3.0681 | 0 | 0 | 2564.2524 | 0.0011965 | 57 | Commercial_2021_Technical_MW_Before Competition Groups_57 | Anti-sweat heat (ASH) controls - Cooler/Freezer | 0.1196% | 0 | 3.0681 | Commercial_2021_Technical_MW_Before Competition Groups_Anti-sweat heat (ASH) controls - Cooler/Freezer
Commercial | Com ¦ CO Sensors for parking garage exhaust fans | 2021 | Technical | MW | Before Competition Groups | 2.9825 | 0 | 0 | 2564.2524 | 0.0011631 | 58 | Commercial_2021_Technical_MW_Before Competition Groups_58 | CO Sensors for parking garage exhaust fans | 0.1163% | 0 | 2.9825 | Commercial_2021_Technical_MW_Before Competition Groups_CO Sensors for parking garage exhaust fans
Commercial | Com ¦ LED street light fixture | 2021 | Technical | MW | Before Competition Groups | 2.9321 | 0 | 0 | 2564.2524 | 0.0011435 | 59 | Commercial_2021_Technical_MW_Before Competition Groups_59 | LED street light fixture | 0.1143% | 0 | 2.9321 | Commercial_2021_Technical_MW_Before Competition Groups_LED street light fixture
Commercial | Com ¦ Water Source Heat Pump (4 ton) | 2021 | Technical | MW | Before Competition Groups | 2.7735 | 0 | 0 | 2564.2524 | 0.0010816 | 60 | Commercial_2021_Technical_MW_Before Competition Groups_60 | Water Source Heat Pump (4 ton) | 0.1082% | 0 | 2.7735 | Commercial_2021_Technical_MW_Before Competition Groups_Water Source Heat Pump (4 ton)
Commercial | Com ¦ Water Heating (DHW) Pipe Insulation (Add 3/4\ Foam)" | 2021 | Technical | MW | Before Competition Groups | 2.5009 | 0 | 0 | 2564.2524 | 0.00097528 | 61 | Commercial_2021_Technical_MW_Before Competition Groups_61 | Water Heating (DHW) Pipe Insulation (Add 3/4\ Foam)" | 0.09753% | 0 | 2.5009 | Commercial_2021_Technical_MW_Before Competition Groups_Water Heating (DHW) Pipe Insulation (Add 3/4\ Foam)"
Commercial | Com ¦ ENERGY STAR Griddle (74% eff) | 2021 | Technical | MW | Before Competition Groups | 2.0961 | 0 | 0 | 2564.2524 | 0.00081743 | 62 | Commercial_2021_Technical_MW_Before Competition Groups_62 | ENERGY STAR Griddle (74% eff) | 0.08174% | 0 | 2.0961 | Commercial_2021_Technical_MW_Before Competition Groups_ENERGY STAR Griddle (74% eff)
Commercial | Com ¦ Condensing Make Up Air Unit | 2021 | Technical | MW | Before Competition Groups | 1.8874 | 0 | 0 | 2564.2524 | 0.00073602 | 63 | Commercial_2021_Technical_MW_Before Competition Groups_63 | Condensing Make Up Air Unit | 0.0736% | 0 | 1.8874 | Commercial_2021_Technical_MW_Before Competition Groups_Condensing Make Up Air Unit
Commercial | Com ¦ Super-High Efficiency Furnaces (Emerging Tech) | 2021 | Technical | MW | Before Competition Groups | 1.8281 | 0 | 0 | 2564.2524 | 0.00071293 | 64 | Commercial_2021_Technical_MW_Before Competition Groups_64 | Super-High Efficiency Furnaces (Emerging Tech) | 0.07129% | 0 | 1.8281 | Commercial_2021_Technical_MW_Before Competition Groups_Super-High Efficiency Furnaces (Emerging Tech)
Commercial | Com ¦ Outside Air Economizer | 2021 | Technical | MW | Before Competition Groups | 1.7546 | 0 | 0 | 2564.2524 | 0.00068425 | 65 | Commercial_2021_Technical_MW_Before Competition Groups_65 | Outside Air Economizer | 0.06842% | 0 | 1.7546 | Commercial_2021_Technical_MW_Before Competition Groups_Outside Air Economizer
Commercial | Com ¦ Suction Pipe Insulation Freezer/Refrigerator | 2021 | Technical | MW | Before Competition Groups | 1.7032 | 0 | 0 | 2564.2524 | 0.00066422 | 66 | Commercial_2021_Technical_MW_Before Competition Groups_66 | Suction Pipe Insulation Freezer/Refrigerator | 0.06642% | 0 | 1.7032 | Commercial_2021_Technical_MW_Before Competition Groups_Suction Pipe Insulation Freezer/Refrigerator
Commercial | Com ¦ Evaporator Coil Defrost (Cooler) | 2021 | Technical | MW | Before Competition Groups | 1.4491 | 0 | 0 | 2564.2524 | 0.0005651 | 67 | Commercial_2021_Technical_MW_Before Competition Groups_67 | Evaporator Coil Defrost (Cooler) | 0.05651% | 0 | 1.4491 | Commercial_2021_Technical_MW_Before Competition Groups_Evaporator Coil Defrost (Cooler)
Commercial | Com ¦ High Efficiency Small Instantaneous Water Heater | 2021 | Technical | MW | Before Competition Groups | 1.0376 | 0 | 0 | 2564.2524 | 0.00040464 | 68 | Commercial_2021_Technical_MW_Before Competition Groups_68 | High Efficiency Small Instantaneous Water Heater | 0.04046% | 0 | 1.0376 | Commercial_2021_Technical_MW_Before Competition Groups_High Efficiency Small Instantaneous Water Heater
Commercial | Com ¦ ENERGY STAR Dishwasher | 2021 | Technical | MW | Before Competition Groups | 1.0291 | 0 | 0 | 2564.2524 | 0.00040132 | 69 | Commercial_2021_Technical_MW_Before Competition Groups_69 | ENERGY STAR Dishwasher | 0.04013% | 0 | 1.0291 | Commercial_2021_Technical_MW_Before Competition Groups_ENERGY STAR Dishwasher
Commercial | Com ¦ LED RECESSED DOWNLIGHTS | 2021 | Technical | MW | Before Competition Groups | 1.027 | 0 | 0 | 2564.2524 | 0.00040049 | 70 | Commercial_2021_Technical_MW_Before Competition Groups_70 | LED RECESSED DOWNLIGHTS | 0.04005% | 0 | 1.027 | Commercial_2021_Technical_MW_Before Competition Groups_LED RECESSED DOWNLIGHTS
Commercial | Com ¦ Wall Insulation | 2021 | Technical | MW | Before Competition Groups | 0.78451 | 0 | 0 | 2564.2524 | 0.00030594 | 71 | Commercial_2021_Technical_MW_Before Competition Groups_71 | Wall Insulation | 0.03059% | 0 | 0.78451 | Commercial_2021_Technical_MW_Before Competition Groups_Wall Insulation
Commercial | Com ¦ Solar Preheat Make up Air | 2021 | Technical | MW | Before Competition Groups | 0.77472 | 0 | 0 | 2564.2524 | 0.00030212 | 72 | Commercial_2021_Technical_MW_Before Competition Groups_72 | Solar Preheat Make up Air | 0.03021% | 0 | 0.77472 | Commercial_2021_Technical_MW_Before Competition Groups_Solar Preheat Make up Air
Commercial | Com ¦ Ozone Laundry Treatment | 2021 | Technical | MW | Before Competition Groups | 0.73544 | 0 | 0 | 2564.2524 | 0.00028681 | 73 | Commercial_2021_Technical_MW_Before Competition Groups_73 | Ozone Laundry Treatment | 0.02868% | 0 | 0.73544 | Commercial_2021_Technical_MW_Before Competition Groups_Ozone Laundry Treatment
Commercial | Com ¦ ENERGY STAR Fryer (84% eff) | 2021 | Technical | MW | Before Competition Groups | 0.59025 | 0 | 0 | 2564.2524 | 0.00023018 | 74 | Commercial_2021_Technical_MW_Before Competition Groups_74 | ENERGY STAR Fryer (84% eff) | 0.02302% | 0 | 0.59025 | Commercial_2021_Technical_MW_Before Competition Groups_ENERGY STAR Fryer (84% eff)
Commercial | Com ¦ Efficient compressor motor | 2021 | Technical | MW | Before Competition Groups | 0.58965 | 0 | 0 | 2564.2524 | 0.00022995 | 75 | Commercial_2021_Technical_MW_Before Competition Groups_75 | Efficient compressor motor | 0.023% | 0 | 0.58965 | Commercial_2021_Technical_MW_Before Competition Groups_Efficient compressor motor
Commercial | Com ¦ Room AC (w/ louvered sides) 14 SEER from 12 SEER code | 2021 | Technical | MW | Before Competition Groups | 0.55059 | 0 | 0 | 2564.2524 | 0.00021472 | 76 | Commercial_2021_Technical_MW_Before Competition Groups_76 | Room AC (w/ louvered sides) 14 SEER from 12 SEER code | 0.02147% | 0 | 0.55059 | Commercial_2021_Technical_MW_Before Competition Groups_Room AC (w/ louvered sides) 14 SEER from 12 SEER code
Commercial | Com ¦ SYNCHRONOUS BELT | 2021 | Technical | MW | Before Competition Groups | 0.50918 | 0 | 0 | 2564.2524 | 0.00019857 | 77 | Commercial_2021_Technical_MW_Before Competition Groups_77 | SYNCHRONOUS BELT | 0.01986% | 0 | 0.50918 | Commercial_2021_Technical_MW_Before Competition Groups_SYNCHRONOUS BELT
Commercial | Com ¦ ENERGY STAR Steam Cookers | 2021 | Technical | MW | Before Competition Groups | 0.38439 | 0 | 0 | 2564.2524 | 0.00014991 | 78 | Commercial_2021_Technical_MW_Before Competition Groups_78 | ENERGY STAR Steam Cookers | 0.01499% | 0 | 0.38439 | Commercial_2021_Technical_MW_Before Competition Groups_ENERGY STAR Steam Cookers
Commercial | Com ¦ Thermostat Setback | 2021 | Technical | MW | Before Competition Groups | 0.37238 | 0 | 0 | 2564.2524 | 0.00014522 | 79 | Commercial_2021_Technical_MW_Before Competition Groups_79 | Thermostat Setback | 0.01452% | 0 | 0.37238 | Commercial_2021_Technical_MW_Before Competition Groups_Thermostat Setback
Commercial | Com ¦ ECM MOTORS FOR HVAC APPLICATION (FAN-POWERED VAV BOX) | 2021 | Technical | MW | Before Competition Groups | 0.29171 | 0 | 0 | 2564.2524 | 0.00011376 | 80 | Commercial_2021_Technical_MW_Before Competition Groups_80 | ECM MOTORS FOR HVAC APPLICATION (FAN-POWERED VAV BOX) | 0.01138% | 0 | 0.29171 | Commercial_2021_Technical_MW_Before Competition Groups_ECM MOTORS FOR HVAC APPLICATION (FAN-POWERED VAV BOX)
Commercial | Com ¦ Notched V belts for HVAC Systems | 2021 | Technical | MW | Before Competition Groups | 0.25459 | 0 | 0 | 2564.2524 | 9.9284e-05 | 81 | Commercial_2021_Technical_MW_Before Competition Groups_81 | Notched V belts for HVAC Systems | 0.009928% | 0 | 0.25459 | Commercial_2021_Technical_MW_Before Competition Groups_Notched V belts for HVAC Systems
Commercial | Com ¦ PTAC (12 EER/10,000 BTU) | 2021 | Technical | MW | Before Competition Groups | 0.24666 | 0 | 0 | 2564.2524 | 9.6191e-05 | 82 | Commercial_2021_Technical_MW_Before Competition Groups_82 | PTAC (12 EER/10,000 BTU) | 0.009619% | 0 | 0.24666 | Commercial_2021_Technical_MW_Before Competition Groups_PTAC (12 EER/10,000 BTU)
Commercial | Com ¦ Auto Off Time Switch or Time Clock control | 2021 | Technical | MW | Before Competition Groups | 0.17615 | 0 | 0 | 2564.2524 | 6.8695e-05 | 83 | Commercial_2021_Technical_MW_Before Competition Groups_83 | Auto Off Time Switch or Time Clock control | 0.00687% | 0 | 0.17615 | Commercial_2021_Technical_MW_Before Competition Groups_Auto Off Time Switch or Time Clock control
Commercial | Com ¦ Demand controlled Circulating Systems | 2021 | Technical | MW | Before Competition Groups | 0.16045 | 0 | 0 | 2564.2524 | 6.2573e-05 | 84 | Commercial_2021_Technical_MW_Before Competition Groups_84 | Demand controlled Circulating Systems | 0.006257% | 0 | 0.16045 | Commercial_2021_Technical_MW_Before Competition Groups_Demand controlled Circulating Systems
Commercial | Com ¦ HVAC Optimization | 2021 | Technical | MW | Before Competition Groups | 0.13538 | 0 | 0 | 2564.2524 | 5.2796e-05 | 85 | Commercial_2021_Technical_MW_Before Competition Groups_85 | HVAC Optimization | 0.00528% | 0 | 0.13538 | Commercial_2021_Technical_MW_Before Competition Groups_HVAC Optimization
Commercial | Com ¦ Solar Water Preheat (Pools/DHW) | 2021 | Technical | MW | Before Competition Groups | 0.11148 | 0 | 0 | 2564.2524 | 4.3474e-05 | 86 | Commercial_2021_Technical_MW_Before Competition Groups_86 | Solar Water Preheat (Pools/DHW) | 0.004347% | 0 | 0.11148 | Commercial_2021_Technical_MW_Before Competition Groups_Solar Water Preheat (Pools/DHW)
Commercial | Com ¦ Heat Pump Water Heater (50 Gallons) | 2021 | Technical | MW | Before Competition Groups | 0.11126 | 0 | 0 | 2564.2524 | 4.3391e-05 | 87 | Commercial_2021_Technical_MW_Before Competition Groups_87 | Heat Pump Water Heater (50 Gallons) | 0.004339% | 0 | 0.11126 | Commercial_2021_Technical_MW_Before Competition Groups_Heat Pump Water Heater (50 Gallons)
Commercial | COM ¦ Ductless Mini-Split Heat Pumps | 2021 | Technical | MW | Before Competition Groups | 0.11096 | 0 | 0 | 2564.2524 | 4.3272e-05 | 88 | Commercial_2021_Technical_MW_Before Competition Groups_88 | Ductless Mini-Split Heat Pumps | 0.004327% | 0 | 0.11096 | Commercial_2021_Technical_MW_Before Competition Groups_Ductless Mini-Split Heat Pumps
Commercial | Com ¦ High Efficiency Chiller (avg of water and air cooled) | 2021 | Technical | MW | Before Competition Groups | 0.10844 | 0 | 0 | 2564.2524 | 4.2288e-05 | 89 | Commercial_2021_Technical_MW_Before Competition Groups_89 | High Efficiency Chiller (avg of water and air cooled) | 0.004229% | 0 | 0.10844 | Commercial_2021_Technical_MW_Before Competition Groups_High Efficiency Chiller (avg of water and air cooled)
Commercial | Com ¦ Commercial Hot Food Holding Cabinets | 2021 | Technical | MW | Before Competition Groups | 0.090584 | 0 | 0 | 2564.2524 | 3.5326e-05 | 90 | Commercial_2021_Technical_MW_Before Competition Groups_90 | Commercial Hot Food Holding Cabinets | 0.003533% | 0 | 0.090584 | Commercial_2021_Technical_MW_Before Competition Groups_Commercial Hot Food Holding Cabinets
Commercial | Com ¦ CEE Tier 2/Energy Star Clothes Washers | 2021 | Technical | MW | Before Competition Groups | 0.066639 | 0 | 0 | 2564.2524 | 2.5988e-05 | 91 | Commercial_2021_Technical_MW_Before Competition Groups_91 | CEE Tier 2/Energy Star Clothes Washers | 0.002599% | 0 | 0.066639 | Commercial_2021_Technical_MW_Before Competition Groups_CEE Tier 2/Energy Star Clothes Washers
Commercial | Com ¦ Low Flow Pre-Rinse Spray Nozzle | 2021 | Technical | MW | Before Competition Groups | 0.056214 | 0 | 0 | 2564.2524 | 2.1922e-05 | 92 | Commercial_2021_Technical_MW_Before Competition Groups_92 | Low Flow Pre-Rinse Spray Nozzle | 0.002192% | 0 | 0.056214 | Commercial_2021_Technical_MW_Before Competition Groups_Low Flow Pre-Rinse Spray Nozzle
Commercial | Com ¦ Condensing Unit Heaters or other Efficient Unit Heating System | 2021 | Technical | MW | Before Competition Groups | 0.055882 | 0 | 0 | 2564.2524 | 2.1793e-05 | 93 | Commercial_2021_Technical_MW_Before Competition Groups_93 | Condensing Unit Heaters or other Efficient Unit Heating System | 0.002179% | 0 | 0.055882 | Commercial_2021_Technical_MW_Before Competition Groups_Condensing Unit Heaters or other Efficient Unit Heating System
Commercial | Com ¦ Solar Electric Water Heater (50 Gallon) | 2021 | Technical | MW | Before Competition Groups | 0.046387 | 0 | 0 | 2564.2524 | 1.809e-05 | 94 | Commercial_2021_Technical_MW_Before Competition Groups_94 | Solar Electric Water Heater (50 Gallon) | 0.001809% | 0 | 0.046387 | Commercial_2021_Technical_MW_Before Competition Groups_Solar Electric Water Heater (50 Gallon)
Commercial | Com ¦ EC Plug Fan for Data Center (under cabinet) | 2021 | Technical | MW | Before Competition Groups | 0.020957 | 0 | 0 | 2564.2524 | 8.1728e-06 | 95 | Commercial_2021_Technical_MW_Before Competition Groups_95 | EC Plug Fan for Data Center (under cabinet) | 0.0008173% | 0 | 0.020957 | Commercial_2021_Technical_MW_Before Competition Groups_EC Plug Fan for Data Center (under cabinet)
Commercial | Com ¦ Exterior Photocell | 2021 | Technical | MW | Before Competition Groups | 0.018178 | 0 | 0 | 2564.2524 | 7.0892e-06 | 96 | Commercial_2021_Technical_MW_Before Competition Groups_96 | Exterior Photocell | 0.0007089% | 0 | 0.018178 | Commercial_2021_Technical_MW_Before Competition Groups_Exterior Photocell
Commercial | Com ¦ VSD Air Compressor | 2021 | Technical | MW | Before Competition Groups | 0.0097983 | 0 | 0 | 2564.2524 | 3.8211e-06 | 97 | Commercial_2021_Technical_MW_Before Competition Groups_97 | VSD Air Compressor | 0.0003821% | 0 | 0.0097983 | Commercial_2021_Technical_MW_Before Competition Groups_VSD Air Compressor
Commercial | Com ¦ eCube | 2021 | Technical | MW | Before Competition Groups | 0.0072573 | 0 | 0 | 2564.2524 | 2.8302e-06 | 98 | Commercial_2021_Technical_MW_Before Competition Groups_98 | eCube | 0.000283% | 0 | 0.0072573 | Commercial_2021_Technical_MW_Before Competition Groups_eCube
Commercial | Com ¦ Air Curtains | 2021 | Technical | MW | Before Competition Groups | 0.0062249 | 0 | 0 | 2564.2524 | 2.4276e-06 | 99 | Commercial_2021_Technical_MW_Before Competition Groups_99 | Air Curtains | 0.0002428% | 0 | 0.0062249 | Commercial_2021_Technical_MW_Before Competition Groups_Air Curtains
Commercial | Com ¦ High Efficiency Induction Cooking | 2021 | Technical | MW | Before Competition Groups | 0.00096012 | 0 | 0 | 2564.2524 | 3.7442e-07 | 100 | Commercial_2021_Technical_MW_Before Competition Groups_100 | High Efficiency Induction Cooking | 3.744e-05% | 0 | 0.00096012 | Commercial_2021_Technical_MW_Before Competition Groups_High Efficiency Induction Cooking
Commercial | Com ¦ Electric Convection Combination Ovens | 2021 | Technical | MW | Before Competition Groups | 0.00012084 | 0 | 0 | 2564.2524 | 4.7125e-08 | 101 | Commercial_2021_Technical_MW_Before Competition Groups_101 | Electric Convection Combination Ovens | 4.712e-06% | 0 | 0.00012084 | Commercial_2021_Technical_MW_Before Competition Groups_Electric Convection Combination Ovens
Commercial | Com ¦ Building Recommissioning, Operations and Maintenance (O&M) Improvements | 2022 | Economic | MW | Before Competition Groups | 291.4355 | 0 | 0 | 1707.037 | 0.17073 | 1 | Commercial_2022_Economic_MW_Before Competition Groups_1 | Building Recommissioning, Operations and Maintenance (O&M) Improvements | 17.07% | 0 | 291.4355 | Commercial_2022_Economic_MW_Before Competition Groups_Building Recommissioning, Operations and Maintenance (O&M) Improvements
Commercial | Com ¦ Education and Capacity Building/Energy Behavior | 2022 | Economic | MW | Before Competition Groups | 259.0506 | 0 | 0 | 1707.037 | 0.15175 | 2 | Commercial_2022_Economic_MW_Before Competition Groups_2 | Education and Capacity Building/Energy Behavior | 15.18% | 0 | 259.0506 | Commercial_2022_Economic_MW_Before Competition Groups_Education and Capacity Building/Energy Behavior
Commercial | Com ¦ LED Low/High Bay | 2022 | Economic | MW | Before Competition Groups | 152.0758 | 0 | 0 | 1707.037 | 0.089088 | 3 | Commercial_2022_Economic_MW_Before Competition Groups_3 | LED Low/High Bay | 8.909% | 0 | 152.0758 | Commercial_2022_Economic_MW_Before Competition Groups_LED Low/High Bay
Commercial | Com ¦ LED Troffer/Surface/Suspended | 2022 | Economic | MW | Before Competition Groups | 148.0191 | 0 | 0 | 1707.037 | 0.086711 | 4 | Commercial_2022_Economic_MW_Before Competition Groups_4 | LED Troffer/Surface/Suspended | 8.671% | 0 | 148.0191 | Commercial_2022_Economic_MW_Before Competition Groups_LED Troffer/Surface/Suspended
Commercial | Com ¦ ENERGY STAR LED LAMPS (REFLECTOR LAMPs/MR16/PAR 16) | 2022 | Economic | MW | Before Competition Groups | 113.8027 | 0 | 0 | 1707.037 | 0.066667 | 5 | Commercial_2022_Economic_MW_Before Competition Groups_5 | ENERGY STAR LED LAMPS (REFLECTOR LAMPs/MR16/PAR 16) | 6.667% | 0 | 113.8027 | Commercial_2022_Economic_MW_Before Competition Groups_ENERGY STAR LED LAMPS (REFLECTOR LAMPs/MR16/PAR 16)
Commercial | Com ¦ Advanced BAS/Controllers | 2022 | Economic | MW | Before Competition Groups | 91.8605 | 0 | 0 | 1707.037 | 0.053813 | 6 | Commercial_2022_Economic_MW_Before Competition Groups_6 | Advanced BAS/Controllers | 5.381% | 0 | 91.8605 | Commercial_2022_Economic_MW_Before Competition Groups_Advanced BAS/Controllers
Commercial | Com ¦ High Efficiency Air Source Heat Pump | 2022 | Economic | MW | Before Competition Groups | 64.4977 | 0 | 0 | 1707.037 | 0.037783 | 7 | Commercial_2022_Economic_MW_Before Competition Groups_7 | High Efficiency Air Source Heat Pump | 3.778% | 0 | 64.4977 | Commercial_2022_Economic_MW_Before Competition Groups_High Efficiency Air Source Heat Pump
Commercial | Com ¦ LLLC - Low Impact Application | 2022 | Economic | MW | Before Competition Groups | 50.41 | 0 | 0 | 1707.037 | 0.029531 | 8 | Commercial_2022_Economic_MW_Before Competition Groups_8 | LLLC - Low Impact Application | 2.953% | 0 | 50.41 | Commercial_2022_Economic_MW_Before Competition Groups_LLLC - Low Impact Application
Commercial | Com ¦ Unitary Air-Conditioning Unit | 2022 | Economic | MW | Before Competition Groups | 43.1114 | 0 | 0 | 1707.037 | 0.025255 | 9 | Commercial_2022_Economic_MW_Before Competition Groups_9 | Unitary Air-Conditioning Unit | 2.526% | 0 | 43.1114 | Commercial_2022_Economic_MW_Before Competition Groups_Unitary Air-Conditioning Unit
Commercial | Com ¦ Adaptive Thermostats | 2022 | Economic | MW | Before Competition Groups | 39.2364 | 0 | 0 | 1707.037 | 0.022985 | 10 | Commercial_2022_Economic_MW_Before Competition Groups_10 | Adaptive Thermostats | 2.299% | 0 | 39.2364 | Commercial_2022_Economic_MW_Before Competition Groups_Adaptive Thermostats
Commercial | Com ¦ Furnace Tune-Up | 2022 | Economic | MW | Before Competition Groups | 34.8021 | 0 | 0 | 1707.037 | 0.020387 | 11 | Commercial_2022_Economic_MW_Before Competition Groups_11 | Furnace Tune-Up | 2.039% | 0 | 34.8021 | Commercial_2022_Economic_MW_Before Competition Groups_Furnace Tune-Up
Commercial | Com ¦ LLLC - High Impact Application | 2022 | Economic | MW | Before Competition Groups | 34.5248 | 0 | 0 | 1707.037 | 0.020225 | 12 | Commercial_2022_Economic_MW_Before Competition Groups_12 | LLLC - High Impact Application | 2.022% | 0 | 34.5248 | Commercial_2022_Economic_MW_Before Competition Groups_LLLC - High Impact Application
Commercial | Com ¦ LED Replacement Lamp (Tube) | 2022 | Economic | MW | Before Competition Groups | 31.8014 | 0 | 0 | 1707.037 | 0.01863 | 13 | Commercial_2022_Economic_MW_Before Competition Groups_13 | LED Replacement Lamp (Tube) | 1.863% | 0 | 31.8014 | Commercial_2022_Economic_MW_Before Competition Groups_LED Replacement Lamp (Tube)
Commercial | Com ¦ Strip Curtains | 2022 | Economic | MW | Before Competition Groups | 29.6209 | 0 | 0 | 1707.037 | 0.017352 | 14 | Commercial_2022_Economic_MW_Before Competition Groups_14 | Strip Curtains | 1.735% | 0 | 29.6209 | Commercial_2022_Economic_MW_Before Competition Groups_Strip Curtains
Commercial | Com ¦ Data Center Storage/Server Virtualization | 2022 | Economic | MW | Before Competition Groups | 25.8482 | 0 | 0 | 1707.037 | 0.015142 | 15 | Commercial_2022_Economic_MW_Before Competition Groups_15 | Data Center Storage/Server Virtualization | 1.514% | 0 | 25.8482 | Commercial_2022_Economic_MW_Before Competition Groups_Data Center Storage/Server Virtualization
Commercial | Com ¦ Demand Control Ventilation | 2022 | Economic | MW | Before Competition Groups | 25.0419 | 0 | 0 | 1707.037 | 0.01467 | 16 | Commercial_2022_Economic_MW_Before Competition Groups_16 | Demand Control Ventilation | 1.467% | 0 | 25.0419 | Commercial_2022_Economic_MW_Before Competition Groups_Demand Control Ventilation
Commercial | Com ¦ Variable Frequency Drive (VFD) | 2022 | Economic | MW | Before Competition Groups | 24.2228 | 0 | 0 | 1707.037 | 0.01419 | 17 | Commercial_2022_Economic_MW_Before Competition Groups_17 | Variable Frequency Drive (VFD) | 1.419% | 0 | 24.2228 | Commercial_2022_Economic_MW_Before Competition Groups_Variable Frequency Drive (VFD)
Commercial | Com ¦ VFD on Pumps | 2022 | Economic | MW | Before Competition Groups | 22.6697 | 0 | 0 | 1707.037 | 0.01328 | 18 | Commercial_2022_Economic_MW_Before Competition Groups_18 | VFD on Pumps | 1.328% | 0 | 22.6697 | Commercial_2022_Economic_MW_Before Competition Groups_VFD on Pumps
Commercial | Com ¦ LED or Equivalent Sign Lighting | 2022 | Economic | MW | Before Competition Groups | 20.9764 | 0 | 0 | 1707.037 | 0.012288 | 19 | Commercial_2022_Economic_MW_Before Competition Groups_19 | LED or Equivalent Sign Lighting | 1.229% | 0 | 20.9764 | Commercial_2022_Economic_MW_Before Competition Groups_LED or Equivalent Sign Lighting
Commercial | Com ¦ Centrally controlled desktop PC/NETWORK PC POWER MANAGEMENT SOFTWARE | 2022 | Economic | MW | Before Competition Groups | 19.3098 | 0 | 0 | 1707.037 | 0.011312 | 20 | Commercial_2022_Economic_MW_Before Competition Groups_20 | Centrally controlled desktop PC/NETWORK PC POWER MANAGEMENT SOFTWARE | 1.131% | 0 | 19.3098 | Commercial_2022_Economic_MW_Before Competition Groups_Centrally controlled desktop PC/NETWORK PC POWER MANAGEMENT SOFTWARE
Commercial | Com ¦ Air Handler with Dedicated Outdoor Air Systems | 2022 | Economic | MW | Before Competition Groups | 18.4878 | 0 | 0 | 1707.037 | 0.01083 | 21 | Commercial_2022_Economic_MW_Before Competition Groups_21 | Air Handler with Dedicated Outdoor Air Systems | 1.083% | 0 | 18.4878 | Commercial_2022_Economic_MW_Before Competition Groups_Air Handler with Dedicated Outdoor Air Systems
Commercial | Com ¦ ENERGY STAR LED LAMPS (General Service Lamps) | 2022 | Economic | MW | Before Competition Groups | 14.2918 | 0 | 0 | 1707.037 | 0.0083723 | 22 | Commercial_2022_Economic_MW_Before Competition Groups_22 | ENERGY STAR LED LAMPS (General Service Lamps) | 0.8372% | 0 | 14.2918 | Commercial_2022_Economic_MW_Before Competition Groups_ENERGY STAR LED LAMPS (General Service Lamps)
Commercial | Com ¦ ECM MOTORS FOR EVAPORATOR FANS for refrigeration (WALK-IN) | 2022 | Economic | MW | Before Competition Groups | 12.6008 | 0 | 0 | 1707.037 | 0.0073817 | 23 | Commercial_2022_Economic_MW_Before Competition Groups_23 | ECM MOTORS FOR EVAPORATOR FANS for refrigeration (WALK-IN) | 0.7382% | 0 | 12.6008 | Commercial_2022_Economic_MW_Before Competition Groups_ECM MOTORS FOR EVAPORATOR FANS for refrigeration (WALK-IN)
Commercial | Com ¦ Reach-in Shaded Pole to ECM/PSC Evaporator Fan Motor | 2022 | Economic | MW | Before Competition Groups | 12.3763 | 0 | 0 | 1707.037 | 0.0072502 | 24 | Commercial_2022_Economic_MW_Before Competition Groups_24 | Reach-in Shaded Pole to ECM/PSC Evaporator Fan Motor | 0.725% | 0 | 12.3763 | Commercial_2022_Economic_MW_Before Competition Groups_Reach-in Shaded Pole to ECM/PSC Evaporator Fan Motor
Commercial | Com ¦ Freezer Case Light Sensor | 2022 | Economic | MW | Before Competition Groups | 10.9024 | 0 | 0 | 1707.037 | 0.0063867 | 25 | Commercial_2022_Economic_MW_Before Competition Groups_25 | Freezer Case Light Sensor | 0.6387% | 0 | 10.9024 | Commercial_2022_Economic_MW_Before Competition Groups_Freezer Case Light Sensor
Commercial | Com ¦ Evaporator Fan Controls | 2022 | Economic | MW | Before Competition Groups | 10.6216 | 0 | 0 | 1707.037 | 0.0062222 | 26 | Commercial_2022_Economic_MW_Before Competition Groups_26 | Evaporator Fan Controls | 0.6222% | 0 | 10.6216 | Commercial_2022_Economic_MW_Before Competition Groups_Evaporator Fan Controls
Commercial | Com ¦ Chilled Water Optimization | 2022 | Economic | MW | Before Competition Groups | 10.2999 | 0 | 0 | 1707.037 | 0.0060338 | 27 | Commercial_2022_Economic_MW_Before Competition Groups_27 | Chilled Water Optimization | 0.6034% | 0 | 10.2999 | Commercial_2022_Economic_MW_Before Competition Groups_Chilled Water Optimization
Commercial | Com ¦ Occupancy Sensors | 2022 | Economic | MW | Before Competition Groups | 9.476 | 0 | 0 | 1707.037 | 0.0055512 | 28 | Commercial_2022_Economic_MW_Before Competition Groups_28 | Occupancy Sensors | 0.5551% | 0 | 9.476 | Commercial_2022_Economic_MW_Before Competition Groups_Occupancy Sensors
Commercial | Com ¦ Demand Control Kitchen Ventilation | 2022 | Economic | MW | Before Competition Groups | 7.7555 | 0 | 0 | 1707.037 | 0.0045433 | 29 | Commercial_2022_Economic_MW_Before Competition Groups_29 | Demand Control Kitchen Ventilation | 0.4543% | 0 | 7.7555 | Commercial_2022_Economic_MW_Before Competition Groups_Demand Control Kitchen Ventilation
Commercial | Com ¦ Refrigerated Display Case Doors | 2022 | Economic | MW | Before Competition Groups | 6.8675 | 0 | 0 | 1707.037 | 0.004023 | 30 | Commercial_2022_Economic_MW_Before Competition Groups_30 | Refrigerated Display Case Doors | 0.4023% | 0 | 6.8675 | Commercial_2022_Economic_MW_Before Competition Groups_Refrigerated Display Case Doors
Commercial | Com ¦ Duct Insulation, R8 | 2022 | Economic | MW | Before Competition Groups | 6.3888 | 0 | 0 | 1707.037 | 0.0037426 | 31 | Commercial_2022_Economic_MW_Before Competition Groups_31 | Duct Insulation, R8 | 0.3743% | 0 | 6.3888 | Commercial_2022_Economic_MW_Before Competition Groups_Duct Insulation, R8
Commercial | Com ¦ LED EXTERIOR AREA LIGHTS - LED fixture (200W) | 2022 | Economic | MW | Before Competition Groups | 5.4836 | 0 | 0 | 1707.037 | 0.0032123 | 32 | Commercial_2022_Economic_MW_Before Competition Groups_32 | LED EXTERIOR AREA LIGHTS - LED fixture (200W) | 0.3212% | 0 | 5.4836 | Commercial_2022_Economic_MW_Before Competition Groups_LED EXTERIOR AREA LIGHTS - LED fixture (200W)
Commercial | Com ¦ LED parking lot fixture | 2022 | Economic | MW | Before Competition Groups | 5.3702 | 0 | 0 | 1707.037 | 0.0031459 | 33 | Commercial_2022_Economic_MW_Before Competition Groups_33 | LED parking lot fixture | 0.3146% | 0 | 5.3702 | Commercial_2022_Economic_MW_Before Competition Groups_LED parking lot fixture
Commercial | Com ¦ Networked/Connected - Low Impact Application | 2022 | Economic | MW | Before Competition Groups | 4.219 | 0 | 0 | 1707.037 | 0.0024715 | 34 | Commercial_2022_Economic_MW_Before Competition Groups_34 | Networked/Connected - Low Impact Application | 0.2472% | 0 | 4.219 | Commercial_2022_Economic_MW_Before Competition Groups_Networked/Connected - Low Impact Application
Commercial | Com ¦ Refrigerated Display Case LED | 2022 | Economic | MW | Before Competition Groups | 3.9623 | 0 | 0 | 1707.037 | 0.0023212 | 35 | Commercial_2022_Economic_MW_Before Competition Groups_35 | Refrigerated Display Case LED | 0.2321% | 0 | 3.9623 | Commercial_2022_Economic_MW_Before Competition Groups_Refrigerated Display Case LED
Commercial | Com ¦ Elec Storage WH 2.30 Et | 2022 | Economic | MW | Before Competition Groups | 3.8889 | 0 | 0 | 1707.037 | 0.0022782 | 36 | Commercial_2022_Economic_MW_Before Competition Groups_36 | Elec Storage WH 2.30 Et | 0.2278% | 0 | 3.8889 | Commercial_2022_Economic_MW_Before Competition Groups_Elec Storage WH 2.30 Et
Commercial | Com ¦ Temperature Adjustment in Commercial Freezers | 2022 | Economic | MW | Before Competition Groups | 3.8832 | 0 | 0 | 1707.037 | 0.0022748 | 37 | Commercial_2022_Economic_MW_Before Competition Groups_37 | Temperature Adjustment in Commercial Freezers | 0.2275% | 0 | 3.8832 | Commercial_2022_Economic_MW_Before Competition Groups_Temperature Adjustment in Commercial Freezers
Commercial | Com ¦ BEVERAGE VENDING MACHINE CONTROLS | 2022 | Economic | MW | Before Competition Groups | 3.8615 | 0 | 0 | 1707.037 | 0.0022621 | 38 | Commercial_2022_Economic_MW_Before Competition Groups_38 | BEVERAGE VENDING MACHINE CONTROLS | 0.2262% | 0 | 3.8615 | Commercial_2022_Economic_MW_Before Competition Groups_BEVERAGE VENDING MACHINE CONTROLS
Commercial | Com ¦ Water Source Heat Pump (4 ton) | 2022 | Economic | MW | Before Competition Groups | 3.5531 | 0 | 0 | 1707.037 | 0.0020814 | 39 | Commercial_2022_Economic_MW_Before Competition Groups_39 | Water Source Heat Pump (4 ton) | 0.2081% | 0 | 3.5531 | Commercial_2022_Economic_MW_Before Competition Groups_Water Source Heat Pump (4 ton)
Commercial | Com ¦ Networked/Connected - High Impact Application | 2022 | Economic | MW | Before Competition Groups | 3.534 | 0 | 0 | 1707.037 | 0.0020702 | 40 | Commercial_2022_Economic_MW_Before Competition Groups_40 | Networked/Connected - High Impact Application | 0.207% | 0 | 3.534 | Commercial_2022_Economic_MW_Before Competition Groups_Networked/Connected - High Impact Application
Commercial | Com ¦ Vertical Night Covers | 2022 | Economic | MW | Before Competition Groups | 3.2113 | 0 | 0 | 1707.037 | 0.0018812 | 41 | Commercial_2022_Economic_MW_Before Competition Groups_41 | Vertical Night Covers | 0.1881% | 0 | 3.2113 | Commercial_2022_Economic_MW_Before Competition Groups_Vertical Night Covers
Commercial | Com ¦ LED street light fixture | 2022 | Economic | MW | Before Competition Groups | 3.1544 | 0 | 0 | 1707.037 | 0.0018479 | 42 | Commercial_2022_Economic_MW_Before Competition Groups_42 | LED street light fixture | 0.1848% | 0 | 3.1544 | Commercial_2022_Economic_MW_Before Competition Groups_LED street light fixture
Commercial | Com ¦ Energy Efficient Laboratory Fume Hood | 2022 | Economic | MW | Before Competition Groups | 3.1397 | 0 | 0 | 1707.037 | 0.0018393 | 43 | Commercial_2022_Economic_MW_Before Competition Groups_43 | Energy Efficient Laboratory Fume Hood | 0.1839% | 0 | 3.1397 | Commercial_2022_Economic_MW_Before Competition Groups_Energy Efficient Laboratory Fume Hood
Commercial | Com ¦ CO Sensors for parking garage exhaust fans | 2022 | Economic | MW | Before Competition Groups | 3.0127 | 0 | 0 | 1707.037 | 0.0017649 | 44 | Commercial_2022_Economic_MW_Before Competition Groups_44 | CO Sensors for parking garage exhaust fans | 0.1765% | 0 | 3.0127 | Commercial_2022_Economic_MW_Before Competition Groups_CO Sensors for parking garage exhaust fans
Commercial | Com ¦ ENERGY STAR Griddle (74% eff) | 2022 | Economic | MW | Before Competition Groups | 2.6704 | 0 | 0 | 1707.037 | 0.0015644 | 45 | Commercial_2022_Economic_MW_Before Competition Groups_45 | ENERGY STAR Griddle (74% eff) | 0.1564% | 0 | 2.6704 | Commercial_2022_Economic_MW_Before Competition Groups_ENERGY STAR Griddle (74% eff)
Commercial | Com ¦ Water Heating (DHW) Pipe Insulation (Add 3/4\ Foam)" | 2022 | Economic | MW | Before Competition Groups | 2.4506 | 0 | 0 | 1707.037 | 0.0014356 | 46 | Commercial_2022_Economic_MW_Before Competition Groups_46 | Water Heating (DHW) Pipe Insulation (Add 3/4\ Foam)" | 0.1436% | 0 | 2.4506 | Commercial_2022_Economic_MW_Before Competition Groups_Water Heating (DHW) Pipe Insulation (Add 3/4\ Foam)"
Commercial | Com ¦ Outside Air Economizer | 2022 | Economic | MW | Before Competition Groups | 1.7706 | 0 | 0 | 1707.037 | 0.0010372 | 47 | Commercial_2022_Economic_MW_Before Competition Groups_47 | Outside Air Economizer | 0.1037% | 0 | 1.7706 | Commercial_2022_Economic_MW_Before Competition Groups_Outside Air Economizer
Commercial | Com ¦ Suction Pipe Insulation Freezer/Refrigerator | 2022 | Economic | MW | Before Competition Groups | 1.669 | 0 | 0 | 1707.037 | 0.00097771 | 48 | Commercial_2022_Economic_MW_Before Competition Groups_48 | Suction Pipe Insulation Freezer/Refrigerator | 0.09777% | 0 | 1.669 | Commercial_2022_Economic_MW_Before Competition Groups_Suction Pipe Insulation Freezer/Refrigerator
Commercial | Com ¦ ENERGY STAR Dishwasher | 2022 | Economic | MW | Before Competition Groups | 1.0794 | 0 | 0 | 1707.037 | 0.00063233 | 49 | Commercial_2022_Economic_MW_Before Competition Groups_49 | ENERGY STAR Dishwasher | 0.06323% | 0 | 1.0794 | Commercial_2022_Economic_MW_Before Competition Groups_ENERGY STAR Dishwasher
Commercial | Com ¦ ENERGY STAR Fryer (84% eff) | 2022 | Economic | MW | Before Competition Groups | 0.75723 | 0 | 0 | 1707.037 | 0.00044359 | 50 | Commercial_2022_Economic_MW_Before Competition Groups_50 | ENERGY STAR Fryer (84% eff) | 0.04436% | 0 | 0.75723 | Commercial_2022_Economic_MW_Before Competition Groups_ENERGY STAR Fryer (84% eff)
Commercial | Com ¦ Ozone Laundry Treatment | 2022 | Economic | MW | Before Competition Groups | 0.73975 | 0 | 0 | 1707.037 | 0.00043335 | 51 | Commercial_2022_Economic_MW_Before Competition Groups_51 | Ozone Laundry Treatment | 0.04334% | 0 | 0.73975 | Commercial_2022_Economic_MW_Before Competition Groups_Ozone Laundry Treatment
Commercial | Com ¦ ENERGY STAR Steam Cookers | 2022 | Economic | MW | Before Competition Groups | 0.49376 | 0 | 0 | 1707.037 | 0.00028925 | 52 | Commercial_2022_Economic_MW_Before Competition Groups_52 | ENERGY STAR Steam Cookers | 0.02892% | 0 | 0.49376 | Commercial_2022_Economic_MW_Before Competition Groups_ENERGY STAR Steam Cookers
Commercial | Com ¦ Thermostat Setback | 2022 | Economic | MW | Before Competition Groups | 0.44614 | 0 | 0 | 1707.037 | 0.00026135 | 53 | Commercial_2022_Economic_MW_Before Competition Groups_53 | Thermostat Setback | 0.02614% | 0 | 0.44614 | Commercial_2022_Economic_MW_Before Competition Groups_Thermostat Setback
Commercial | Com ¦ High Efficiency Small Instantaneous Water Heater | 2022 | Economic | MW | Before Competition Groups | 0.34762 | 0 | 0 | 1707.037 | 0.00020364 | 54 | Commercial_2022_Economic_MW_Before Competition Groups_54 | High Efficiency Small Instantaneous Water Heater | 0.02036% | 0 | 0.34762 | Commercial_2022_Economic_MW_Before Competition Groups_High Efficiency Small Instantaneous Water Heater
Commercial | Com ¦ PTAC (12 EER/10,000 BTU) | 2022 | Economic | MW | Before Competition Groups | 0.29652 | 0 | 0 | 1707.037 | 0.00017371 | 55 | Commercial_2022_Economic_MW_Before Competition Groups_55 | PTAC (12 EER/10,000 BTU) | 0.01737% | 0 | 0.29652 | Commercial_2022_Economic_MW_Before Competition Groups_PTAC (12 EER/10,000 BTU)
Commercial | Com ¦ ECM MOTORS FOR HVAC APPLICATION (FAN-POWERED VAV BOX) | 2022 | Economic | MW | Before Competition Groups | 0.28398 | 0 | 0 | 1707.037 | 0.00016636 | 56 | Commercial_2022_Economic_MW_Before Competition Groups_56 | ECM MOTORS FOR HVAC APPLICATION (FAN-POWERED VAV BOX) | 0.01664% | 0 | 0.28398 | Commercial_2022_Economic_MW_Before Competition Groups_ECM MOTORS FOR HVAC APPLICATION (FAN-POWERED VAV BOX)
Commercial | Com ¦ Notched V belts for HVAC Systems | 2022 | Economic | MW | Before Competition Groups | 0.18159 | 0 | 0 | 1707.037 | 0.00010638 | 57 | Commercial_2022_Economic_MW_Before Competition Groups_57 | Notched V belts for HVAC Systems | 0.01064% | 0 | 0.18159 | Commercial_2022_Economic_MW_Before Competition Groups_Notched V belts for HVAC Systems
Commercial | Com ¦ Auto Off Time Switch or Time Clock control | 2022 | Economic | MW | Before Competition Groups | 0.17774 | 0 | 0 | 1707.037 | 0.00010412 | 58 | Commercial_2022_Economic_MW_Before Competition Groups_58 | Auto Off Time Switch or Time Clock control | 0.01041% | 0 | 0.17774 | Commercial_2022_Economic_MW_Before Competition Groups_Auto Off Time Switch or Time Clock control
Commercial | Com ¦ Demand controlled Circulating Systems | 2022 | Economic | MW | Before Competition Groups | 0.15723 | 0 | 0 | 1707.037 | 9.2106e-05 | 59 | Commercial_2022_Economic_MW_Before Competition Groups_59 | Demand controlled Circulating Systems | 0.009211% | 0 | 0.15723 | Commercial_2022_Economic_MW_Before Competition Groups_Demand controlled Circulating Systems
Commercial | Com ¦ Solar Water Preheat (Pools/DHW) | 2022 | Economic | MW | Before Competition Groups | 0.14502 | 0 | 0 | 1707.037 | 8.4957e-05 | 60 | Commercial_2022_Economic_MW_Before Competition Groups_60 | Solar Water Preheat (Pools/DHW) | 0.008496% | 0 | 0.14502 | Commercial_2022_Economic_MW_Before Competition Groups_Solar Water Preheat (Pools/DHW)
Commercial | COM ¦ Ductless Mini-Split Heat Pumps | 2022 | Economic | MW | Before Competition Groups | 0.14299 | 0 | 0 | 1707.037 | 8.3763e-05 | 61 | Commercial_2022_Economic_MW_Before Competition Groups_61 | Ductless Mini-Split Heat Pumps | 0.008376% | 0 | 0.14299 | Commercial_2022_Economic_MW_Before Competition Groups_Ductless Mini-Split Heat Pumps
Commercial | Com ¦ HVAC Optimization | 2022 | Economic | MW | Before Competition Groups | 0.086687 | 0 | 0 | 1707.037 | 5.0782e-05 | 62 | Commercial_2022_Economic_MW_Before Competition Groups_62 | HVAC Optimization | 0.005078% | 0 | 0.086687 | Commercial_2022_Economic_MW_Before Competition Groups_HVAC Optimization
Commercial | Com ¦ CEE Tier 2/Energy Star Clothes Washers | 2022 | Economic | MW | Before Competition Groups | 0.08333 | 0 | 0 | 1707.037 | 4.8816e-05 | 63 | Commercial_2022_Economic_MW_Before Competition Groups_63 | CEE Tier 2/Energy Star Clothes Washers | 0.004882% | 0 | 0.08333 | Commercial_2022_Economic_MW_Before Competition Groups_CEE Tier 2/Energy Star Clothes Washers
Commercial | Com ¦ Condensing Make Up Air Unit | 2022 | Economic | MW | Before Competition Groups | 0.076173 | 0 | 0 | 1707.037 | 4.4623e-05 | 64 | Commercial_2022_Economic_MW_Before Competition Groups_64 | Condensing Make Up Air Unit | 0.004462% | 0 | 0.076173 | Commercial_2022_Economic_MW_Before Competition Groups_Condensing Make Up Air Unit
Commercial | Com ¦ Low Flow Pre-Rinse Spray Nozzle | 2022 | Economic | MW | Before Competition Groups | 0.068009 | 0 | 0 | 1707.037 | 3.9841e-05 | 65 | Commercial_2022_Economic_MW_Before Competition Groups_65 | Low Flow Pre-Rinse Spray Nozzle | 0.003984% | 0 | 0.068009 | Commercial_2022_Economic_MW_Before Competition Groups_Low Flow Pre-Rinse Spray Nozzle
Commercial | Com ¦ Wall Insulation | 2022 | Economic | MW | Before Competition Groups | 0.058686 | 0 | 0 | 1707.037 | 3.4379e-05 | 66 | Commercial_2022_Economic_MW_Before Competition Groups_66 | Wall Insulation | 0.003438% | 0 | 0.058686 | Commercial_2022_Economic_MW_Before Competition Groups_Wall Insulation
Commercial | Com ¦ Condensing Unit Heaters or other Efficient Unit Heating System | 2022 | Economic | MW | Before Competition Groups | 0.054758 | 0 | 0 | 1707.037 | 3.2078e-05 | 67 | Commercial_2022_Economic_MW_Before Competition Groups_67 | Condensing Unit Heaters or other Efficient Unit Heating System | 0.003208% | 0 | 0.054758 | Commercial_2022_Economic_MW_Before Competition Groups_Condensing Unit Heaters or other Efficient Unit Heating System
Commercial | Com ¦ Commercial Hot Food Holding Cabinets | 2022 | Economic | MW | Before Competition Groups | 0.044518 | 0 | 0 | 1707.037 | 2.6079e-05 | 68 | Commercial_2022_Economic_MW_Before Competition Groups_68 | Commercial Hot Food Holding Cabinets | 0.002608% | 0 | 0.044518 | Commercial_2022_Economic_MW_Before Competition Groups_Commercial Hot Food Holding Cabinets
Commercial | Com ¦ Room AC (w/ louvered sides) 14 SEER from 12 SEER code | 2022 | Economic | MW | Before Competition Groups | 0.037169 | 0 | 0 | 1707.037 | 2.1774e-05 | 69 | Commercial_2022_Economic_MW_Before Competition Groups_69 | Room AC (w/ louvered sides) 14 SEER from 12 SEER code | 0.002177% | 0 | 0.037169 | Commercial_2022_Economic_MW_Before Competition Groups_Room AC (w/ louvered sides) 14 SEER from 12 SEER code
Commercial | Com ¦ Energy Recovery Ventilation and Ventilation (Enhanced) | 2022 | Economic | MW | Before Competition Groups | 0.025217 | 0 | 0 | 1707.037 | 1.4772e-05 | 70 | Commercial_2022_Economic_MW_Before Competition Groups_70 | Energy Recovery Ventilation and Ventilation (Enhanced) | 0.001477% | 0 | 0.025217 | Commercial_2022_Economic_MW_Before Competition Groups_Energy Recovery Ventilation and Ventilation (Enhanced)
Commercial | Com ¦ VSD Air Compressor | 2022 | Economic | MW | Before Competition Groups | 0.012495 | 0 | 0 | 1707.037 | 7.3197e-06 | 71 | Commercial_2022_Economic_MW_Before Competition Groups_71 | VSD Air Compressor | 0.000732% | 0 | 0.012495 | Commercial_2022_Economic_MW_Before Competition Groups_VSD Air Compressor
Commercial | Com ¦ High Efficiency Chiller (avg of water and air cooled) | 2022 | Economic | MW | Before Competition Groups | 0.011279 | 0 | 0 | 1707.037 | 6.6071e-06 | 72 | Commercial_2022_Economic_MW_Before Competition Groups_72 | High Efficiency Chiller (avg of water and air cooled) | 0.0006607% | 0 | 0.011279 | Commercial_2022_Economic_MW_Before Competition Groups_High Efficiency Chiller (avg of water and air cooled)
Commercial | Com ¦ Air Curtains | 2022 | Economic | MW | Before Competition Groups | 0.0063148 | 0 | 0 | 1707.037 | 3.6993e-06 | 73 | Commercial_2022_Economic_MW_Before Competition Groups_73 | Air Curtains | 0.0003699% | 0 | 0.0063148 | Commercial_2022_Economic_MW_Before Competition Groups_Air Curtains
Commercial | Com ¦ EC Plug Fan for Data Center (under cabinet) | 2022 | Economic | MW | Before Competition Groups | 0.002712 | 0 | 0 | 1707.037 | 1.5887e-06 | 74 | Commercial_2022_Economic_MW_Before Competition Groups_74 | EC Plug Fan for Data Center (under cabinet) | 0.0001589% | 0 | 0.002712 | Commercial_2022_Economic_MW_Before Competition Groups_EC Plug Fan for Data Center (under cabinet)
Commercial | Com ¦ Electric Convection Combination Ovens | 2022 | Economic | MW | Before Competition Groups | 0.00015531 | 0 | 0 | 1707.037 | 9.0983e-08 | 75 | Commercial_2022_Economic_MW_Before Competition Groups_75 | Electric Convection Combination Ovens | 9.098e-06% | 0 | 0.00015531 | Commercial_2022_Economic_MW_Before Competition Groups_Electric Convection Combination Ovens
Commercial | Com ¦ Door Gasket Freezer/Refrigerator | 2022 | Economic | MW | Before Competition Groups | 0 | 0 | 0 | 1707.037 | 0 | 76 | Commercial_2022_Economic_MW_Before Competition Groups_76 | Door Gasket Freezer/Refrigerator | 0% | 0 | 0 | Commercial_2022_Economic_MW_Before Competition Groups_Door Gasket Freezer/Refrigerator
Commercial | Com ¦ Efficient compressor motor | 2022 | Economic | MW | Before Competition Groups | 0 | 0 | 0 | 1707.037 | 0 | 77 | Commercial_2022_Economic_MW_Before Competition Groups_77 | Efficient compressor motor | 0% | 0 | 0 | Commercial_2022_Economic_MW_Before Competition Groups_Efficient compressor motor
Commercial | Com ¦ Indoor Daylight Sensors/Photocell Dimming Control | 2022 | Economic | MW | Before Competition Groups | 0 | 0 | 0 | 1707.037 | 0 | 78 | Commercial_2022_Economic_MW_Before Competition Groups_78 | Indoor Daylight Sensors/Photocell Dimming Control | 0% | 0 | 0 | Commercial_2022_Economic_MW_Before Competition Groups_Indoor Daylight Sensors/Photocell Dimming Control
Commercial | Com ¦ LED RECESSED DOWNLIGHTS | 2022 | Economic | MW | Before Competition Groups | 0 | 0 | 0 | 1707.037 | 0 | 79 | Commercial_2022_Economic_MW_Before Competition Groups_79 | LED RECESSED DOWNLIGHTS | 0% | 0 | 0 | Commercial_2022_Economic_MW_Before Competition Groups_LED RECESSED DOWNLIGHTS
Commercial | Com ¦ Variable Refrigerant Flow Heat Pump | 2022 | Economic | MW | Before Competition Groups | 0 | 0 | 0 | 1707.037 | 0 | 80 | Commercial_2022_Economic_MW_Before Competition Groups_80 | Variable Refrigerant Flow Heat Pump | 0% | 0 | 0 | Commercial_2022_Economic_MW_Before Competition Groups_Variable Refrigerant Flow Heat Pump
Commercial | Com ¦ ENERGY STAR LED LAMPS (REFLECTOR LAMPs/MR16/PAR 16) | 2022 | SC A | MW | Before Competition Groups | 58.5903 | 0 | 0 | 267.0919 | 0.21936 | 1 | Commercial_2022_SC A_MW_Before Competition Groups_1 | ENERGY STAR LED LAMPS (REFLECTOR LAMPs/MR16/PAR 16) | 21.94% | 0 | 58.5903 | Commercial_2022_SC A_MW_Before Competition Groups_ENERGY STAR LED LAMPS (REFLECTOR LAMPs/MR16/PAR 16)
Commercial | Com ¦ LED Low/High Bay | 2022 | SC A | MW | Before Competition Groups | 25.3333 | 0 | 0 | 267.0919 | 0.094849 | 2 | Commercial_2022_SC A_MW_Before Competition Groups_2 | LED Low/High Bay | 9.485% | 0 | 25.3333 | Commercial_2022_SC A_MW_Before Competition Groups_LED Low/High Bay
Commercial | Com ¦ LED Troffer/Surface/Suspended | 2022 | SC A | MW | Before Competition Groups | 24.9985 | 0 | 0 | 267.0919 | 0.093595 | 3 | Commercial_2022_SC A_MW_Before Competition Groups_3 | LED Troffer/Surface/Suspended | 9.36% | 0 | 24.9985 | Commercial_2022_SC A_MW_Before Competition Groups_LED Troffer/Surface/Suspended
Commercial | Com ¦ LED Replacement Lamp (Tube) | 2022 | SC A | MW | Before Competition Groups | 23.9393 | 0 | 0 | 267.0919 | 0.089629 | 4 | Commercial_2022_SC A_MW_Before Competition Groups_4 | LED Replacement Lamp (Tube) | 8.963% | 0 | 23.9393 | Commercial_2022_SC A_MW_Before Competition Groups_LED Replacement Lamp (Tube)
Commercial | Com ¦ High Efficiency Air Source Heat Pump | 2022 | SC A | MW | Before Competition Groups | 17.1924 | 0 | 0 | 267.0919 | 0.064369 | 5 | Commercial_2022_SC A_MW_Before Competition Groups_5 | High Efficiency Air Source Heat Pump | 6.437% | 0 | 17.1924 | Commercial_2022_SC A_MW_Before Competition Groups_High Efficiency Air Source Heat Pump
Commercial | Com ¦ Building Recommissioning, Operations and Maintenance (O&M) Improvements | 2022 | SC A | MW | Before Competition Groups | 12.1783 | 0 | 0 | 267.0919 | 0.045596 | 6 | Commercial_2022_SC A_MW_Before Competition Groups_6 | Building Recommissioning, Operations and Maintenance (O&M) Improvements | 4.56% | 0 | 12.1783 | Commercial_2022_SC A_MW_Before Competition Groups_Building Recommissioning, Operations and Maintenance (O&M) Improvements
Commercial | Com ¦ Data Center Storage/Server Virtualization | 2022 | SC A | MW | Before Competition Groups | 11.1975 | 0 | 0 | 267.0919 | 0.041924 | 7 | Commercial_2022_SC A_MW_Before Competition Groups_7 | Data Center Storage/Server Virtualization | 4.192% | 0 | 11.1975 | Commercial_2022_SC A_MW_Before Competition Groups_Data Center Storage/Server Virtualization
Commercial | Com ¦ Education and Capacity Building/Energy Behavior | 2022 | SC A | MW | Before Competition Groups | 11.1357 | 0 | 0 | 267.0919 | 0.041692 | 8 | Commercial_2022_SC A_MW_Before Competition Groups_8 | Education and Capacity Building/Energy Behavior | 4.169% | 0 | 11.1357 | Commercial_2022_SC A_MW_Before Competition Groups_Education and Capacity Building/Energy Behavior
Commercial | Com ¦ ENERGY STAR LED LAMPS (General Service Lamps) | 2022 | SC A | MW | Before Competition Groups | 9.1623 | 0 | 0 | 267.0919 | 0.034304 | 9 | Commercial_2022_SC A_MW_Before Competition Groups_9 | ENERGY STAR LED LAMPS (General Service Lamps) | 3.43% | 0 | 9.1623 | Commercial_2022_SC A_MW_Before Competition Groups_ENERGY STAR LED LAMPS (General Service Lamps)
Commercial | Com ¦ LED or Equivalent Sign Lighting | 2022 | SC A | MW | Before Competition Groups | 7.6737 | 0 | 0 | 267.0919 | 0.02873 | 10 | Commercial_2022_SC A_MW_Before Competition Groups_10 | LED or Equivalent Sign Lighting | 2.873% | 0 | 7.6737 | Commercial_2022_SC A_MW_Before Competition Groups_LED or Equivalent Sign Lighting
Commercial | Com ¦ Advanced BAS/Controllers | 2022 | SC A | MW | Before Competition Groups | 7.6643 | 0 | 0 | 267.0919 | 0.028695 | 11 | Commercial_2022_SC A_MW_Before Competition Groups_11 | Advanced BAS/Controllers | 2.87% | 0 | 7.6643 | Commercial_2022_SC A_MW_Before Competition Groups_Advanced BAS/Controllers
Commercial | Com ¦ Reach-in Shaded Pole to ECM/PSC Evaporator Fan Motor | 2022 | SC A | MW | Before Competition Groups | 6.7032 | 0 | 0 | 267.0919 | 0.025097 | 12 | Commercial_2022_SC A_MW_Before Competition Groups_12 | Reach-in Shaded Pole to ECM/PSC Evaporator Fan Motor | 2.51% | 0 | 6.7032 | Commercial_2022_SC A_MW_Before Competition Groups_Reach-in Shaded Pole to ECM/PSC Evaporator Fan Motor
Commercial | Com ¦ Adaptive Thermostats | 2022 | SC A | MW | Before Competition Groups | 4.7056 | 0 | 0 | 267.0919 | 0.017618 | 13 | Commercial_2022_SC A_MW_Before Competition Groups_13 | Adaptive Thermostats | 1.762% | 0 | 4.7056 | Commercial_2022_SC A_MW_Before Competition Groups_Adaptive Thermostats
Commercial | Com ¦ Strip Curtains | 2022 | SC A | MW | Before Competition Groups | 4.599 | 0 | 0 | 267.0919 | 0.017219 | 14 | Commercial_2022_SC A_MW_Before Competition Groups_14 | Strip Curtains | 1.722% | 0 | 4.599 | Commercial_2022_SC A_MW_Before Competition Groups_Strip Curtains
Commercial | Com ¦ Furnace Tune-Up | 2022 | SC A | MW | Before Competition Groups | 3.353 | 0 | 0 | 267.0919 | 0.012554 | 15 | Commercial_2022_SC A_MW_Before Competition Groups_15 | Furnace Tune-Up | 1.255% | 0 | 3.353 | Commercial_2022_SC A_MW_Before Competition Groups_Furnace Tune-Up
Commercial | Com ¦ Chilled Water Optimization | 2022 | SC A | MW | Before Competition Groups | 3.2707 | 0 | 0 | 267.0919 | 0.012245 | 16 | Commercial_2022_SC A_MW_Before Competition Groups_16 | Chilled Water Optimization | 1.225% | 0 | 3.2707 | Commercial_2022_SC A_MW_Before Competition Groups_Chilled Water Optimization
Commercial | Com ¦ Unitary Air-Conditioning Unit | 2022 | SC A | MW | Before Competition Groups | 2.9606 | 0 | 0 | 267.0919 | 0.011085 | 17 | Commercial_2022_SC A_MW_Before Competition Groups_17 | Unitary Air-Conditioning Unit | 1.108% | 0 | 2.9606 | Commercial_2022_SC A_MW_Before Competition Groups_Unitary Air-Conditioning Unit
Commercial | Com ¦ Centrally controlled desktop PC/NETWORK PC POWER MANAGEMENT SOFTWARE | 2022 | SC A | MW | Before Competition Groups | 2.7203 | 0 | 0 | 267.0919 | 0.010185 | 18 | Commercial_2022_SC A_MW_Before Competition Groups_18 | Centrally controlled desktop PC/NETWORK PC POWER MANAGEMENT SOFTWARE | 1.019% | 0 | 2.7203 | Commercial_2022_SC A_MW_Before Competition Groups_Centrally controlled desktop PC/NETWORK PC POWER MANAGEMENT SOFTWARE
Commercial | Com ¦ LED parking lot fixture | 2022 | SC A | MW | Before Competition Groups | 2.6521 | 0 | 0 | 267.0919 | 0.0099296 | 19 | Commercial_2022_SC A_MW_Before Competition Groups_19 | LED parking lot fixture | 0.993% | 0 | 2.6521 | Commercial_2022_SC A_MW_Before Competition Groups_LED parking lot fixture
Commercial | Com ¦ LED EXTERIOR AREA LIGHTS - LED fixture (200W) | 2022 | SC A | MW | Before Competition Groups | 2.6504 | 0 | 0 | 267.0919 | 0.0099231 | 20 | Commercial_2022_SC A_MW_Before Competition Groups_20 | LED EXTERIOR AREA LIGHTS - LED fixture (200W) | 0.9923% | 0 | 2.6504 | Commercial_2022_SC A_MW_Before Competition Groups_LED EXTERIOR AREA LIGHTS - LED fixture (200W)
Commercial | Com ¦ Variable Frequency Drive (VFD) | 2022 | SC A | MW | Before Competition Groups | 2.3594 | 0 | 0 | 267.0919 | 0.0088336 | 21 | Commercial_2022_SC A_MW_Before Competition Groups_21 | Variable Frequency Drive (VFD) | 0.8834% | 0 | 2.3594 | Commercial_2022_SC A_MW_Before Competition Groups_Variable Frequency Drive (VFD)
Commercial | Com ¦ VFD on Pumps | 2022 | SC A | MW | Before Competition Groups | 2.1929 | 0 | 0 | 267.0919 | 0.0082102 | 22 | Commercial_2022_SC A_MW_Before Competition Groups_22 | VFD on Pumps | 0.821% | 0 | 2.1929 | Commercial_2022_SC A_MW_Before Competition Groups_VFD on Pumps
Commercial | Com ¦ Demand Control Ventilation | 2022 | SC A | MW | Before Competition Groups | 2.1306 | 0 | 0 | 267.0919 | 0.0079769 | 23 | Commercial_2022_SC A_MW_Before Competition Groups_23 | Demand Control Ventilation | 0.7977% | 0 | 2.1306 | Commercial_2022_SC A_MW_Before Competition Groups_Demand Control Ventilation
Commercial | Com ¦ Refrigerated Display Case LED | 2022 | SC A | MW | Before Competition Groups | 1.9956 | 0 | 0 | 267.0919 | 0.0074717 | 24 | Commercial_2022_SC A_MW_Before Competition Groups_24 | Refrigerated Display Case LED | 0.7472% | 0 | 1.9956 | Commercial_2022_SC A_MW_Before Competition Groups_Refrigerated Display Case LED
Commercial | Com ¦ Refrigerated Display Case Doors | 2022 | SC A | MW | Before Competition Groups | 1.9117 | 0 | 0 | 267.0919 | 0.0071576 | 25 | Commercial_2022_SC A_MW_Before Competition Groups_25 | Refrigerated Display Case Doors | 0.7158% | 0 | 1.9117 | Commercial_2022_SC A_MW_Before Competition Groups_Refrigerated Display Case Doors
Commercial | Com ¦ LED street light fixture | 2022 | SC A | MW | Before Competition Groups | 1.4587 | 0 | 0 | 267.0919 | 0.0054616 | 26 | Commercial_2022_SC A_MW_Before Competition Groups_26 | LED street light fixture | 0.5462% | 0 | 1.4587 | Commercial_2022_SC A_MW_Before Competition Groups_LED street light fixture
Commercial | Com ¦ ENERGY STAR Griddle (74% eff) | 2022 | SC A | MW | Before Competition Groups | 1.3581 | 0 | 0 | 267.0919 | 0.0050847 | 27 | Commercial_2022_SC A_MW_Before Competition Groups_27 | ENERGY STAR Griddle (74% eff) | 0.5085% | 0 | 1.3581 | Commercial_2022_SC A_MW_Before Competition Groups_ENERGY STAR Griddle (74% eff)
Commercial | Com ¦ ECM MOTORS FOR EVAPORATOR FANS for refrigeration (WALK-IN) | 2022 | SC A | MW | Before Competition Groups | 1.2098 | 0 | 0 | 267.0919 | 0.0045295 | 28 | Commercial_2022_SC A_MW_Before Competition Groups_28 | ECM MOTORS FOR EVAPORATOR FANS for refrigeration (WALK-IN) | 0.453% | 0 | 1.2098 | Commercial_2022_SC A_MW_Before Competition Groups_ECM MOTORS FOR EVAPORATOR FANS for refrigeration (WALK-IN)
Commercial | Com ¦ Air Handler with Dedicated Outdoor Air Systems | 2022 | SC A | MW | Before Competition Groups | 1.1963 | 0 | 0 | 267.0919 | 0.0044791 | 29 | Commercial_2022_SC A_MW_Before Competition Groups_29 | Air Handler with Dedicated Outdoor Air Systems | 0.4479% | 0 | 1.1963 | Commercial_2022_SC A_MW_Before Competition Groups_Air Handler with Dedicated Outdoor Air Systems
Commercial | Com ¦ Evaporator Fan Controls | 2022 | SC A | MW | Before Competition Groups | 1.0169 | 0 | 0 | 267.0919 | 0.0038072 | 30 | Commercial_2022_SC A_MW_Before Competition Groups_30 | Evaporator Fan Controls | 0.3807% | 0 | 1.0169 | Commercial_2022_SC A_MW_Before Competition Groups_Evaporator Fan Controls
Commercial | Com ¦ Freezer Case Light Sensor | 2022 | SC A | MW | Before Competition Groups | 0.87794 | 0 | 0 | 267.0919 | 0.003287 | 31 | Commercial_2022_SC A_MW_Before Competition Groups_31 | Freezer Case Light Sensor | 0.3287% | 0 | 0.87794 | Commercial_2022_SC A_MW_Before Competition Groups_Freezer Case Light Sensor
Commercial | Com ¦ Demand Control Kitchen Ventilation | 2022 | SC A | MW | Before Competition Groups | 0.85368 | 0 | 0 | 267.0919 | 0.0031962 | 32 | Commercial_2022_SC A_MW_Before Competition Groups_32 | Demand Control Kitchen Ventilation | 0.3196% | 0 | 0.85368 | Commercial_2022_SC A_MW_Before Competition Groups_Demand Control Kitchen Ventilation
Commercial | Com ¦ Occupancy Sensors | 2022 | SC A | MW | Before Competition Groups | 0.84086 | 0 | 0 | 267.0919 | 0.0031482 | 33 | Commercial_2022_SC A_MW_Before Competition Groups_33 | Occupancy Sensors | 0.3148% | 0 | 0.84086 | Commercial_2022_SC A_MW_Before Competition Groups_Occupancy Sensors
Commercial | Com ¦ Duct Insulation, R8 | 2022 | SC A | MW | Before Competition Groups | 0.61125 | 0 | 0 | 267.0919 | 0.0022885 | 34 | Commercial_2022_SC A_MW_Before Competition Groups_34 | Duct Insulation, R8 | 0.2289% | 0 | 0.61125 | Commercial_2022_SC A_MW_Before Competition Groups_Duct Insulation, R8
Commercial | Com ¦ ENERGY STAR Fryer (84% eff) | 2022 | SC A | MW | Before Competition Groups | 0.39239 | 0 | 0 | 267.0919 | 0.0014691 | 35 | Commercial_2022_SC A_MW_Before Competition Groups_35 | ENERGY STAR Fryer (84% eff) | 0.1469% | 0 | 0.39239 | Commercial_2022_SC A_MW_Before Competition Groups_ENERGY STAR Fryer (84% eff)
Commercial | Com ¦ Water Source Heat Pump (4 ton) | 2022 | SC A | MW | Before Competition Groups | 0.38885 | 0 | 0 | 267.0919 | 0.0014559 | 36 | Commercial_2022_SC A_MW_Before Competition Groups_36 | Water Source Heat Pump (4 ton) | 0.1456% | 0 | 0.38885 | Commercial_2022_SC A_MW_Before Competition Groups_Water Source Heat Pump (4 ton)
Commercial | Com ¦ Thermostat Setback | 2022 | SC A | MW | Before Competition Groups | 0.37419 | 0 | 0 | 267.0919 | 0.001401 | 37 | Commercial_2022_SC A_MW_Before Competition Groups_37 | Thermostat Setback | 0.1401% | 0 | 0.37419 | Commercial_2022_SC A_MW_Before Competition Groups_Thermostat Setback
Commercial | Com ¦ Temperature Adjustment in Commercial Freezers | 2022 | SC A | MW | Before Competition Groups | 0.37212 | 0 | 0 | 267.0919 | 0.0013932 | 38 | Commercial_2022_SC A_MW_Before Competition Groups_38 | Temperature Adjustment in Commercial Freezers | 0.1393% | 0 | 0.37212 | Commercial_2022_SC A_MW_Before Competition Groups_Temperature Adjustment in Commercial Freezers
Commercial | Com ¦ Elec Storage WH 2.30 Et | 2022 | SC A | MW | Before Competition Groups | 0.34428 | 0 | 0 | 267.0919 | 0.001289 | 39 | Commercial_2022_SC A_MW_Before Competition Groups_39 | Elec Storage WH 2.30 Et | 0.1289% | 0 | 0.34428 | Commercial_2022_SC A_MW_Before Competition Groups_Elec Storage WH 2.30 Et
Commercial | Com ¦ Vertical Night Covers | 2022 | SC A | MW | Before Competition Groups | 0.3016 | 0 | 0 | 267.0919 | 0.0011292 | 40 | Commercial_2022_SC A_MW_Before Competition Groups_40 | Vertical Night Covers | 0.1129% | 0 | 0.3016 | Commercial_2022_SC A_MW_Before Competition Groups_Vertical Night Covers
Commercial | Com ¦ BEVERAGE VENDING MACHINE CONTROLS | 2022 | SC A | MW | Before Competition Groups | 0.28883 | 0 | 0 | 267.0919 | 0.0010814 | 41 | Commercial_2022_SC A_MW_Before Competition Groups_41 | BEVERAGE VENDING MACHINE CONTROLS | 0.1081% | 0 | 0.28883 | Commercial_2022_SC A_MW_Before Competition Groups_BEVERAGE VENDING MACHINE CONTROLS
Commercial | Com ¦ Outside Air Economizer | 2022 | SC A | MW | Before Competition Groups | 0.28396 | 0 | 0 | 267.0919 | 0.0010631 | 42 | Commercial_2022_SC A_MW_Before Competition Groups_42 | Outside Air Economizer | 0.1063% | 0 | 0.28396 | Commercial_2022_SC A_MW_Before Competition Groups_Outside Air Economizer
Commercial | Com ¦ CO Sensors for parking garage exhaust fans | 2022 | SC A | MW | Before Competition Groups | 0.27559 | 0 | 0 | 267.0919 | 0.0010318 | 43 | Commercial_2022_SC A_MW_Before Competition Groups_43 | CO Sensors for parking garage exhaust fans | 0.1032% | 0 | 0.27559 | Commercial_2022_SC A_MW_Before Competition Groups_CO Sensors for parking garage exhaust fans
Commercial | Com ¦ Energy Efficient Laboratory Fume Hood | 2022 | SC A | MW | Before Competition Groups | 0.25489 | 0 | 0 | 267.0919 | 0.00095432 | 44 | Commercial_2022_SC A_MW_Before Competition Groups_44 | Energy Efficient Laboratory Fume Hood | 0.09543% | 0 | 0.25489 | Commercial_2022_SC A_MW_Before Competition Groups_Energy Efficient Laboratory Fume Hood
Commercial | Com ¦ ENERGY STAR Steam Cookers | 2022 | SC A | MW | Before Competition Groups | 0.24992 | 0 | 0 | 267.0919 | 0.00093571 | 45 | Commercial_2022_SC A_MW_Before Competition Groups_45 | ENERGY STAR Steam Cookers | 0.09357% | 0 | 0.24992 | Commercial_2022_SC A_MW_Before Competition Groups_ENERGY STAR Steam Cookers
Commercial | Com ¦ Water Heating (DHW) Pipe Insulation (Add 3/4\ Foam)" | 2022 | SC A | MW | Before Competition Groups | 0.23593 | 0 | 0 | 267.0919 | 0.00088333 | 46 | Commercial_2022_SC A_MW_Before Competition Groups_46 | Water Heating (DHW) Pipe Insulation (Add 3/4\ Foam)" | 0.08833% | 0 | 0.23593 | Commercial_2022_SC A_MW_Before Competition Groups_Water Heating (DHW) Pipe Insulation (Add 3/4\ Foam)"
Commercial | Com ¦ ENERGY STAR Dishwasher | 2022 | SC A | MW | Before Competition Groups | 0.16497 | 0 | 0 | 267.0919 | 0.00061764 | 47 | Commercial_2022_SC A_MW_Before Competition Groups_47 | ENERGY STAR Dishwasher | 0.06176% | 0 | 0.16497 | Commercial_2022_SC A_MW_Before Competition Groups_ENERGY STAR Dishwasher
Commercial | Com ¦ Suction Pipe Insulation Freezer/Refrigerator | 2022 | SC A | MW | Before Competition Groups | 0.15528 | 0 | 0 | 267.0919 | 0.00058138 | 48 | Commercial_2022_SC A_MW_Before Competition Groups_48 | Suction Pipe Insulation Freezer/Refrigerator | 0.05814% | 0 | 0.15528 | Commercial_2022_SC A_MW_Before Competition Groups_Suction Pipe Insulation Freezer/Refrigerator
Commercial | Com ¦ Ozone Laundry Treatment | 2022 | SC A | MW | Before Competition Groups | 0.061005 | 0 | 0 | 267.0919 | 0.0002284 | 49 | Commercial_2022_SC A_MW_Before Competition Groups_49 | Ozone Laundry Treatment | 0.02284% | 0 | 0.061005 | Commercial_2022_SC A_MW_Before Competition Groups_Ozone Laundry Treatment
Commercial | Com ¦ HVAC Optimization | 2022 | SC A | MW | Before Competition Groups | 0.037841 | 0 | 0 | 267.0919 | 0.00014168 | 50 | Commercial_2022_SC A_MW_Before Competition Groups_50 | HVAC Optimization | 0.01417% | 0 | 0.037841 | Commercial_2022_SC A_MW_Before Competition Groups_HVAC Optimization
Commercial | Com ¦ ECM MOTORS FOR HVAC APPLICATION (FAN-POWERED VAV BOX) | 2022 | SC A | MW | Before Competition Groups | 0.036096 | 0 | 0 | 267.0919 | 0.00013514 | 51 | Commercial_2022_SC A_MW_Before Competition Groups_51 | ECM MOTORS FOR HVAC APPLICATION (FAN-POWERED VAV BOX) | 0.01351% | 0 | 0.036096 | Commercial_2022_SC A_MW_Before Competition Groups_ECM MOTORS FOR HVAC APPLICATION (FAN-POWERED VAV BOX)
Commercial | Com ¦ CEE Tier 2/Energy Star Clothes Washers | 2022 | SC A | MW | Before Competition Groups | 0.03301 | 0 | 0 | 267.0919 | 0.00012359 | 52 | Commercial_2022_SC A_MW_Before Competition Groups_52 | CEE Tier 2/Energy Star Clothes Washers | 0.01236% | 0 | 0.03301 | Commercial_2022_SC A_MW_Before Competition Groups_CEE Tier 2/Energy Star Clothes Washers
Commercial | COM ¦ Ductless Mini-Split Heat Pumps | 2022 | SC A | MW | Before Competition Groups | 0.028866 | 0 | 0 | 267.0919 | 0.00010807 | 53 | Commercial_2022_SC A_MW_Before Competition Groups_53 | Ductless Mini-Split Heat Pumps | 0.01081% | 0 | 0.028866 | Commercial_2022_SC A_MW_Before Competition Groups_Ductless Mini-Split Heat Pumps
Commercial | Com ¦ Low Flow Pre-Rinse Spray Nozzle | 2022 | SC A | MW | Before Competition Groups | 0.020254 | 0 | 0 | 267.0919 | 7.5833e-05 | 54 | Commercial_2022_SC A_MW_Before Competition Groups_54 | Low Flow Pre-Rinse Spray Nozzle | 0.007583% | 0 | 0.020254 | Commercial_2022_SC A_MW_Before Competition Groups_Low Flow Pre-Rinse Spray Nozzle
Commercial | Com ¦ Auto Off Time Switch or Time Clock control | 2022 | SC A | MW | Before Competition Groups | 0.016672 | 0 | 0 | 267.0919 | 6.2421e-05 | 55 | Commercial_2022_SC A_MW_Before Competition Groups_55 | Auto Off Time Switch or Time Clock control | 0.006242% | 0 | 0.016672 | Commercial_2022_SC A_MW_Before Competition Groups_Auto Off Time Switch or Time Clock control
Commercial | Com ¦ Demand controlled Circulating Systems | 2022 | SC A | MW | Before Competition Groups | 0.015954 | 0 | 0 | 267.0919 | 5.9731e-05 | 56 | Commercial_2022_SC A_MW_Before Competition Groups_56 | Demand controlled Circulating Systems | 0.005973% | 0 | 0.015954 | Commercial_2022_SC A_MW_Before Competition Groups_Demand controlled Circulating Systems
Commercial | Com ¦ Condensing Make Up Air Unit | 2022 | SC A | MW | Before Competition Groups | 0.010452 | 0 | 0 | 267.0919 | 3.9133e-05 | 57 | Commercial_2022_SC A_MW_Before Competition Groups_57 | Condensing Make Up Air Unit | 0.003913% | 0 | 0.010452 | Commercial_2022_SC A_MW_Before Competition Groups_Condensing Make Up Air Unit
Commercial | Com ¦ PTAC (12 EER/10,000 BTU) | 2022 | SC A | MW | Before Competition Groups | 0.0099809 | 0 | 0 | 267.0919 | 3.7369e-05 | 58 | Commercial_2022_SC A_MW_Before Competition Groups_58 | PTAC (12 EER/10,000 BTU) | 0.003737% | 0 | 0.0099809 | Commercial_2022_SC A_MW_Before Competition Groups_PTAC (12 EER/10,000 BTU)
Commercial | Com ¦ Commercial Hot Food Holding Cabinets | 2022 | SC A | MW | Before Competition Groups | 0.0079825 | 0 | 0 | 267.0919 | 2.9887e-05 | 59 | Commercial_2022_SC A_MW_Before Competition Groups_59 | Commercial Hot Food Holding Cabinets | 0.002989% | 0 | 0.0079825 | Commercial_2022_SC A_MW_Before Competition Groups_Commercial Hot Food Holding Cabinets
Commercial | Com ¦ Wall Insulation | 2022 | SC A | MW | Before Competition Groups | 0.0055168 | 0 | 0 | 267.0919 | 2.0655e-05 | 60 | Commercial_2022_SC A_MW_Before Competition Groups_60 | Wall Insulation | 0.002066% | 0 | 0.0055168 | Commercial_2022_SC A_MW_Before Competition Groups_Wall Insulation
Commercial | Com ¦ Condensing Unit Heaters or other Efficient Unit Heating System | 2022 | SC A | MW | Before Competition Groups | 0.0053054 | 0 | 0 | 267.0919 | 1.9864e-05 | 61 | Commercial_2022_SC A_MW_Before Competition Groups_61 | Condensing Unit Heaters or other Efficient Unit Heating System | 0.001986% | 0 | 0.0053054 | Commercial_2022_SC A_MW_Before Competition Groups_Condensing Unit Heaters or other Efficient Unit Heating System
Commercial | Com ¦ Notched V belts for HVAC Systems | 2022 | SC A | MW | Before Competition Groups | 0.0046842 | 0 | 0 | 267.0919 | 1.7538e-05 | 62 | Commercial_2022_SC A_MW_Before Competition Groups_62 | Notched V belts for HVAC Systems | 0.001754% | 0 | 0.0046842 | Commercial_2022_SC A_MW_Before Competition Groups_Notched V belts for HVAC Systems
Commercial | Com ¦ VSD Air Compressor | 2022 | SC A | MW | Before Competition Groups | 0.0044902 | 0 | 0 | 267.0919 | 1.6811e-05 | 63 | Commercial_2022_SC A_MW_Before Competition Groups_63 | VSD Air Compressor | 0.001681% | 0 | 0.0044902 | Commercial_2022_SC A_MW_Before Competition Groups_VSD Air Compressor
Commercial | Com ¦ Solar Water Preheat (Pools/DHW) | 2022 | SC A | MW | Before Competition Groups | 0.0042769 | 0 | 0 | 267.0919 | 1.6013e-05 | 64 | Commercial_2022_SC A_MW_Before Competition Groups_64 | Solar Water Preheat (Pools/DHW) | 0.001601% | 0 | 0.0042769 | Commercial_2022_SC A_MW_Before Competition Groups_Solar Water Preheat (Pools/DHW)
Commercial | Com ¦ Air Curtains | 2022 | SC A | MW | Before Competition Groups | 0.0041105 | 0 | 0 | 267.0919 | 1.539e-05 | 65 | Commercial_2022_SC A_MW_Before Competition Groups_65 | Air Curtains | 0.001539% | 0 | 0.0041105 | Commercial_2022_SC A_MW_Before Competition Groups_Air Curtains
Commercial | Com ¦ LLLC - Low Impact Application | 2022 | SC A | MW | Before Competition Groups | 0.0029494 | 0 | 0 | 267.0919 | 1.1043e-05 | 66 | Commercial_2022_SC A_MW_Before Competition Groups_66 | LLLC - Low Impact Application | 0.001104% | 0 | 0.0029494 | Commercial_2022_SC A_MW_Before Competition Groups_LLLC - Low Impact Application
Commercial | Com ¦ LLLC - High Impact Application | 2022 | SC A | MW | Before Competition Groups | 0.0025688 | 0 | 0 | 267.0919 | 9.6178e-06 | 67 | Commercial_2022_SC A_MW_Before Competition Groups_67 | LLLC - High Impact Application | 0.0009618% | 0 | 0.0025688 | Commercial_2022_SC A_MW_Before Competition Groups_LLLC - High Impact Application
Commercial | Com ¦ High Efficiency Chiller (avg of water and air cooled) | 2022 | SC A | MW | Before Competition Groups | 0.00097763 | 0 | 0 | 267.0919 | 3.6603e-06 | 68 | Commercial_2022_SC A_MW_Before Competition Groups_68 | High Efficiency Chiller (avg of water and air cooled) | 0.000366% | 0 | 0.00097763 | Commercial_2022_SC A_MW_Before Competition Groups_High Efficiency Chiller (avg of water and air cooled)
Commercial | Com ¦ Room AC (w/ louvered sides) 14 SEER from 12 SEER code | 2022 | SC A | MW | Before Competition Groups | 0.00087228 | 0 | 0 | 267.0919 | 3.2658e-06 | 69 | Commercial_2022_SC A_MW_Before Competition Groups_69 | Room AC (w/ louvered sides) 14 SEER from 12 SEER code | 0.0003266% | 0 | 0.00087228 | Commercial_2022_SC A_MW_Before Competition Groups_Room AC (w/ louvered sides) 14 SEER from 12 SEER code
Commercial | Com ¦ Energy Recovery Ventilation and Ventilation (Enhanced) | 2022 | SC A | MW | Before Competition Groups | 0.00059092 | 0 | 0 | 267.0919 | 2.2124e-06 | 70 | Commercial_2022_SC A_MW_Before Competition Groups_70 | Energy Recovery Ventilation and Ventilation (Enhanced) | 0.0002212% | 0 | 0.00059092 | Commercial_2022_SC A_MW_Before Competition Groups_Energy Recovery Ventilation and Ventilation (Enhanced)
Commercial | Com ¦ EC Plug Fan for Data Center (under cabinet) | 2022 | SC A | MW | Before Competition Groups | 0.00033558 | 0 | 0 | 267.0919 | 1.2564e-06 | 71 | Commercial_2022_SC A_MW_Before Competition Groups_71 | EC Plug Fan for Data Center (under cabinet) | 0.0001256% | 0 | 0.00033558 | Commercial_2022_SC A_MW_Before Competition Groups_EC Plug Fan for Data Center (under cabinet)
Commercial | Com ¦ Electric Convection Combination Ovens | 2022 | SC A | MW | Before Competition Groups | 8.828e-05 | 0 | 0 | 267.0919 | 3.3052e-07 | 72 | Commercial_2022_SC A_MW_Before Competition Groups_72 | Electric Convection Combination Ovens | 3.305e-05% | 0 | 8.828e-05 | Commercial_2022_SC A_MW_Before Competition Groups_Electric Convection Combination Ovens
Commercial | Com ¦ Networked/Connected - High Impact Application | 2022 | SC A | MW | Before Competition Groups | 5.6159e-05 | 0 | 0 | 267.0919 | 2.1026e-07 | 73 | Commercial_2022_SC A_MW_Before Competition Groups_73 | Networked/Connected - High Impact Application | 2.103e-05% | 0 | 5.6159e-05 | Commercial_2022_SC A_MW_Before Competition Groups_Networked/Connected - High Impact Application
Commercial | Com ¦ High Efficiency Small Instantaneous Water Heater | 2022 | SC A | MW | Before Competition Groups | 4.1692e-06 | 0 | 0 | 267.0919 | 1.561e-08 | 74 | Commercial_2022_SC A_MW_Before Competition Groups_74 | High Efficiency Small Instantaneous Water Heater | 1.561e-06% | 0 | 4.1692e-06 | Commercial_2022_SC A_MW_Before Competition Groups_High Efficiency Small Instantaneous Water Heater
Commercial | Com ¦ Networked/Connected - Low Impact Application | 2022 | SC A | MW | Before Competition Groups | 2.0745e-06 | 0 | 0 | 267.0919 | 7.7669e-09 | 75 | Commercial_2022_SC A_MW_Before Competition Groups_75 | Networked/Connected - Low Impact Application | 7.767e-07% | 0 | 2.0745e-06 | Commercial_2022_SC A_MW_Before Competition Groups_Networked/Connected - Low Impact Application
Commercial | Com ¦ Door Gasket Freezer/Refrigerator | 2022 | SC A | MW | Before Competition Groups | 0 | 0 | 0 | 267.0919 | 0 | 76 | Commercial_2022_SC A_MW_Before Competition Groups_76 | Door Gasket Freezer/Refrigerator | 0% | 0 | 0 | Commercial_2022_SC A_MW_Before Competition Groups_Door Gasket Freezer/Refrigerator
Commercial | Com ¦ Efficient compressor motor | 2022 | SC A | MW | Before Competition Groups | 0 | 0 | 0 | 267.0919 | 0 | 77 | Commercial_2022_SC A_MW_Before Competition Groups_77 | Efficient compressor motor | 0% | 0 | 0 | Commercial_2022_SC A_MW_Before Competition Groups_Efficient compressor motor
Commercial | Com ¦ Indoor Daylight Sensors/Photocell Dimming Control | 2022 | SC A | MW | Before Competition Groups | 0 | 0 | 0 | 267.0919 | 0 | 78 | Commercial_2022_SC A_MW_Before Competition Groups_78 | Indoor Daylight Sensors/Photocell Dimming Control | 0% | 0 | 0 | Commercial_2022_SC A_MW_Before Competition Groups_Indoor Daylight Sensors/Photocell Dimming Control
Commercial | Com ¦ LED RECESSED DOWNLIGHTS | 2022 | SC A | MW | Before Competition Groups | 0 | 0 | 0 | 267.0919 | 0 | 79 | Commercial_2022_SC A_MW_Before Competition Groups_79 | LED RECESSED DOWNLIGHTS | 0% | 0 | 0 | Commercial_2022_SC A_MW_Before Competition Groups_LED RECESSED DOWNLIGHTS
Commercial | Com ¦ Variable Refrigerant Flow Heat Pump | 2022 | SC A | MW | Before Competition Groups | 0 | 0 | 0 | 267.0919 | 0 | 80 | Commercial_2022_SC A_MW_Before Competition Groups_80 | Variable Refrigerant Flow Heat Pump | 0% | 0 | 0 | Commercial_2022_SC A_MW_Before Competition Groups_Variable Refrigerant Flow Heat Pump
Commercial | Com ¦ ENERGY STAR LED LAMPS (REFLECTOR LAMPs/MR16/PAR 16) | 2022 | SC B | MW | Before Competition Groups | 58.5903 | 0 | 0 | 381.1713 | 0.15371 | 1 | Commercial_2022_SC B_MW_Before Competition Groups_1 | ENERGY STAR LED LAMPS (REFLECTOR LAMPs/MR16/PAR 16) | 15.37% | 0 | 58.5903 | Commercial_2022_SC B_MW_Before Competition Groups_ENERGY STAR LED LAMPS (REFLECTOR LAMPs/MR16/PAR 16)
Commercial | Com ¦ Education and Capacity Building/Energy Behavior | 2022 | SC B | MW | Before Competition Groups | 55.6784 | 0 | 0 | 381.1713 | 0.14607 | 2 | Commercial_2022_SC B_MW_Before Competition Groups_2 | Education and Capacity Building/Energy Behavior | 14.61% | 0 | 55.6784 | Commercial_2022_SC B_MW_Before Competition Groups_Education and Capacity Building/Energy Behavior
Commercial | Com ¦ LED Troffer/Surface/Suspended | 2022 | SC B | MW | Before Competition Groups | 28.7739 | 0 | 0 | 381.1713 | 0.075488 | 3 | Commercial_2022_SC B_MW_Before Competition Groups_3 | LED Troffer/Surface/Suspended | 7.549% | 0 | 28.7739 | Commercial_2022_SC B_MW_Before Competition Groups_LED Troffer/Surface/Suspended
Commercial | Com ¦ LED Low/High Bay | 2022 | SC B | MW | Before Competition Groups | 28.6053 | 0 | 0 | 381.1713 | 0.075046 | 4 | Commercial_2022_SC B_MW_Before Competition Groups_4 | LED Low/High Bay | 7.505% | 0 | 28.6053 | Commercial_2022_SC B_MW_Before Competition Groups_LED Low/High Bay
Commercial | Com ¦ LED Replacement Lamp (Tube) | 2022 | SC B | MW | Before Competition Groups | 23.9393 | 0 | 0 | 381.1713 | 0.062805 | 5 | Commercial_2022_SC B_MW_Before Competition Groups_5 | LED Replacement Lamp (Tube) | 6.28% | 0 | 23.9393 | Commercial_2022_SC B_MW_Before Competition Groups_LED Replacement Lamp (Tube)
Commercial | Com ¦ High Efficiency Air Source Heat Pump | 2022 | SC B | MW | Before Competition Groups | 17.1923 | 0 | 0 | 381.1713 | 0.045104 | 6 | Commercial_2022_SC B_MW_Before Competition Groups_6 | High Efficiency Air Source Heat Pump | 4.51% | 0 | 17.1923 | Commercial_2022_SC B_MW_Before Competition Groups_High Efficiency Air Source Heat Pump
Commercial | Com ¦ Building Recommissioning, Operations and Maintenance (O&M) Improvements | 2022 | SC B | MW | Before Competition Groups | 15.1525 | 0 | 0 | 381.1713 | 0.039752 | 7 | Commercial_2022_SC B_MW_Before Competition Groups_7 | Building Recommissioning, Operations and Maintenance (O&M) Improvements | 3.975% | 0 | 15.1525 | Commercial_2022_SC B_MW_Before Competition Groups_Building Recommissioning, Operations and Maintenance (O&M) Improvements
Commercial | Com ¦ Data Center Storage/Server Virtualization | 2022 | SC B | MW | Before Competition Groups | 12.7242 | 0 | 0 | 381.1713 | 0.033382 | 8 | Commercial_2022_SC B_MW_Before Competition Groups_8 | Data Center Storage/Server Virtualization | 3.338% | 0 | 12.7242 | Commercial_2022_SC B_MW_Before Competition Groups_Data Center Storage/Server Virtualization
Commercial | Com ¦ Adaptive Thermostats | 2022 | SC B | MW | Before Competition Groups | 10.9378 | 0 | 0 | 381.1713 | 0.028695 | 9 | Commercial_2022_SC B_MW_Before Competition Groups_9 | Adaptive Thermostats | 2.87% | 0 | 10.9378 | Commercial_2022_SC B_MW_Before Competition Groups_Adaptive Thermostats
Commercial | Com ¦ LED or Equivalent Sign Lighting | 2022 | SC B | MW | Before Competition Groups | 9.8187 | 0 | 0 | 381.1713 | 0.025759 | 10 | Commercial_2022_SC B_MW_Before Competition Groups_10 | LED or Equivalent Sign Lighting | 2.576% | 0 | 9.8187 | Commercial_2022_SC B_MW_Before Competition Groups_LED or Equivalent Sign Lighting
Commercial | Com ¦ Advanced BAS/Controllers | 2022 | SC B | MW | Before Competition Groups | 9.2484 | 0 | 0 | 381.1713 | 0.024263 | 11 | Commercial_2022_SC B_MW_Before Competition Groups_11 | Advanced BAS/Controllers | 2.426% | 0 | 9.2484 | Commercial_2022_SC B_MW_Before Competition Groups_Advanced BAS/Controllers
Commercial | Com ¦ ENERGY STAR LED LAMPS (General Service Lamps) | 2022 | SC B | MW | Before Competition Groups | 9.1623 | 0 | 0 | 381.1713 | 0.024037 | 12 | Commercial_2022_SC B_MW_Before Competition Groups_12 | ENERGY STAR LED LAMPS (General Service Lamps) | 2.404% | 0 | 9.1623 | Commercial_2022_SC B_MW_Before Competition Groups_ENERGY STAR LED LAMPS (General Service Lamps)
Commercial | Com ¦ Furnace Tune-Up | 2022 | SC B | MW | Before Competition Groups | 8.9913 | 0 | 0 | 381.1713 | 0.023588 | 13 | Commercial_2022_SC B_MW_Before Competition Groups_13 | Furnace Tune-Up | 2.359% | 0 | 8.9913 | Commercial_2022_SC B_MW_Before Competition Groups_Furnace Tune-Up
Commercial | Com ¦ Strip Curtains | 2022 | SC B | MW | Before Competition Groups | 8.8292 | 0 | 0 | 381.1713 | 0.023163 | 14 | Commercial_2022_SC B_MW_Before Competition Groups_14 | Strip Curtains | 2.316% | 0 | 8.8292 | Commercial_2022_SC B_MW_Before Competition Groups_Strip Curtains
Commercial | Com ¦ Unitary Air-Conditioning Unit | 2022 | SC B | MW | Before Competition Groups | 8.3272 | 0 | 0 | 381.1713 | 0.021846 | 15 | Commercial_2022_SC B_MW_Before Competition Groups_15 | Unitary Air-Conditioning Unit | 2.185% | 0 | 8.3272 | Commercial_2022_SC B_MW_Before Competition Groups_Unitary Air-Conditioning Unit
Commercial | Com ¦ Reach-in Shaded Pole to ECM/PSC Evaporator Fan Motor | 2022 | SC B | MW | Before Competition Groups | 7.1552 | 0 | 0 | 381.1713 | 0.018772 | 16 | Commercial_2022_SC B_MW_Before Competition Groups_16 | Reach-in Shaded Pole to ECM/PSC Evaporator Fan Motor | 1.877% | 0 | 7.1552 | Commercial_2022_SC B_MW_Before Competition Groups_Reach-in Shaded Pole to ECM/PSC Evaporator Fan Motor
Commercial | Com ¦ Variable Frequency Drive (VFD) | 2022 | SC B | MW | Before Competition Groups | 6.3259 | 0 | 0 | 381.1713 | 0.016596 | 17 | Commercial_2022_SC B_MW_Before Competition Groups_17 | Variable Frequency Drive (VFD) | 1.66% | 0 | 6.3259 | Commercial_2022_SC B_MW_Before Competition Groups_Variable Frequency Drive (VFD)
Commercial | Com ¦ Demand Control Ventilation | 2022 | SC B | MW | Before Competition Groups | 6.0973 | 0 | 0 | 381.1713 | 0.015996 | 18 | Commercial_2022_SC B_MW_Before Competition Groups_18 | Demand Control Ventilation | 1.6% | 0 | 6.0973 | Commercial_2022_SC B_MW_Before Competition Groups_Demand Control Ventilation
Commercial | Com ¦ VFD on Pumps | 2022 | SC B | MW | Before Competition Groups | 5.9086 | 0 | 0 | 381.1713 | 0.015501 | 19 | Commercial_2022_SC B_MW_Before Competition Groups_19 | VFD on Pumps | 1.55% | 0 | 5.9086 | Commercial_2022_SC B_MW_Before Competition Groups_VFD on Pumps
Commercial | Com ¦ Centrally controlled desktop PC/NETWORK PC POWER MANAGEMENT SOFTWARE | 2022 | SC B | MW | Before Competition Groups | 5.0203 | 0 | 0 | 381.1713 | 0.013171 | 20 | Commercial_2022_SC B_MW_Before Competition Groups_20 | Centrally controlled desktop PC/NETWORK PC POWER MANAGEMENT SOFTWARE | 1.317% | 0 | 5.0203 | Commercial_2022_SC B_MW_Before Competition Groups_Centrally controlled desktop PC/NETWORK PC POWER MANAGEMENT SOFTWARE
Commercial | Com ¦ Air Handler with Dedicated Outdoor Air Systems | 2022 | SC B | MW | Before Competition Groups | 4.763 | 0 | 0 | 381.1713 | 0.012496 | 21 | Commercial_2022_SC B_MW_Before Competition Groups_21 | Air Handler with Dedicated Outdoor Air Systems | 1.25% | 0 | 4.763 | Commercial_2022_SC B_MW_Before Competition Groups_Air Handler with Dedicated Outdoor Air Systems
Commercial | Com ¦ Chilled Water Optimization | 2022 | SC B | MW | Before Competition Groups | 4.2847 | 0 | 0 | 381.1713 | 0.011241 | 22 | Commercial_2022_SC B_MW_Before Competition Groups_22 | Chilled Water Optimization | 1.124% | 0 | 4.2847 | Commercial_2022_SC B_MW_Before Competition Groups_Chilled Water Optimization
Commercial | Com ¦ ECM MOTORS FOR EVAPORATOR FANS for refrigeration (WALK-IN) | 2022 | SC B | MW | Before Competition Groups | 3.2443 | 0 | 0 | 381.1713 | 0.0085114 | 23 | Commercial_2022_SC B_MW_Before Competition Groups_23 | ECM MOTORS FOR EVAPORATOR FANS for refrigeration (WALK-IN) | 0.8511% | 0 | 3.2443 | Commercial_2022_SC B_MW_Before Competition Groups_ECM MOTORS FOR EVAPORATOR FANS for refrigeration (WALK-IN)
Commercial | Com ¦ Refrigerated Display Case Doors | 2022 | SC B | MW | Before Competition Groups | 3.0653 | 0 | 0 | 381.1713 | 0.0080417 | 24 | Commercial_2022_SC B_MW_Before Competition Groups_24 | Refrigerated Display Case Doors | 0.8042% | 0 | 3.0653 | Commercial_2022_SC B_MW_Before Competition Groups_Refrigerated Display Case Doors
Commercial | Com ¦ Freezer Case Light Sensor | 2022 | SC B | MW | Before Competition Groups | 2.799 | 0 | 0 | 381.1713 | 0.0073432 | 25 | Commercial_2022_SC B_MW_Before Competition Groups_25 | Freezer Case Light Sensor | 0.7343% | 0 | 2.799 | Commercial_2022_SC B_MW_Before Competition Groups_Freezer Case Light Sensor
Commercial | Com ¦ Evaporator Fan Controls | 2022 | SC B | MW | Before Competition Groups | 2.727 | 0 | 0 | 381.1713 | 0.0071544 | 26 | Commercial_2022_SC B_MW_Before Competition Groups_26 | Evaporator Fan Controls | 0.7154% | 0 | 2.727 | Commercial_2022_SC B_MW_Before Competition Groups_Evaporator Fan Controls
Commercial | Com ¦ LED parking lot fixture | 2022 | SC B | MW | Before Competition Groups | 2.6521 | 0 | 0 | 381.1713 | 0.0069578 | 27 | Commercial_2022_SC B_MW_Before Competition Groups_27 | LED parking lot fixture | 0.6958% | 0 | 2.6521 | Commercial_2022_SC B_MW_Before Competition Groups_LED parking lot fixture
Commercial | Com ¦ LED EXTERIOR AREA LIGHTS - LED fixture (200W) | 2022 | SC B | MW | Before Competition Groups | 2.6506 | 0 | 0 | 381.1713 | 0.0069539 | 28 | Commercial_2022_SC B_MW_Before Competition Groups_28 | LED EXTERIOR AREA LIGHTS - LED fixture (200W) | 0.6954% | 0 | 2.6506 | Commercial_2022_SC B_MW_Before Competition Groups_LED EXTERIOR AREA LIGHTS - LED fixture (200W)
Commercial | Com ¦ Refrigerated Display Case LED | 2022 | SC B | MW | Before Competition Groups | 2.3135 | 0 | 0 | 381.1713 | 0.0060693 | 29 | Commercial_2022_SC B_MW_Before Competition Groups_29 | Refrigerated Display Case LED | 0.6069% | 0 | 2.3135 | Commercial_2022_SC B_MW_Before Competition Groups_Refrigerated Display Case LED
Commercial | Com ¦ Demand Control Kitchen Ventilation | 2022 | SC B | MW | Before Competition Groups | 1.8693 | 0 | 0 | 381.1713 | 0.0049042 | 30 | Commercial_2022_SC B_MW_Before Competition Groups_30 | Demand Control Kitchen Ventilation | 0.4904% | 0 | 1.8693 | Commercial_2022_SC B_MW_Before Competition Groups_Demand Control Kitchen Ventilation
Commercial | Com ¦ Duct Insulation, R8 | 2022 | SC B | MW | Before Competition Groups | 1.6678 | 0 | 0 | 381.1713 | 0.0043754 | 31 | Commercial_2022_SC B_MW_Before Competition Groups_31 | Duct Insulation, R8 | 0.4375% | 0 | 1.6678 | Commercial_2022_SC B_MW_Before Competition Groups_Duct Insulation, R8
Commercial | Com ¦ LED street light fixture | 2022 | SC B | MW | Before Competition Groups | 1.4824 | 0 | 0 | 381.1713 | 0.0038889 | 32 | Commercial_2022_SC B_MW_Before Competition Groups_32 | LED street light fixture | 0.3889% | 0 | 1.4824 | Commercial_2022_SC B_MW_Before Competition Groups_LED street light fixture
Commercial | Com ¦ ENERGY STAR Griddle (74% eff) | 2022 | SC B | MW | Before Competition Groups | 1.3581 | 0 | 0 | 381.1713 | 0.0035629 | 33 | Commercial_2022_SC B_MW_Before Competition Groups_33 | ENERGY STAR Griddle (74% eff) | 0.3563% | 0 | 1.3581 | Commercial_2022_SC B_MW_Before Competition Groups_ENERGY STAR Griddle (74% eff)
Commercial | Com ¦ Temperature Adjustment in Commercial Freezers | 2022 | SC B | MW | Before Competition Groups | 0.99794 | 0 | 0 | 381.1713 | 0.0026181 | 34 | Commercial_2022_SC B_MW_Before Competition Groups_34 | Temperature Adjustment in Commercial Freezers | 0.2618% | 0 | 0.99794 | Commercial_2022_SC B_MW_Before Competition Groups_Temperature Adjustment in Commercial Freezers
Commercial | Com ¦ Occupancy Sensors | 2022 | SC B | MW | Before Competition Groups | 0.84086 | 0 | 0 | 381.1713 | 0.002206 | 35 | Commercial_2022_SC B_MW_Before Competition Groups_35 | Occupancy Sensors | 0.2206% | 0 | 0.84086 | Commercial_2022_SC B_MW_Before Competition Groups_Occupancy Sensors
Commercial | Com ¦ Vertical Night Covers | 2022 | SC B | MW | Before Competition Groups | 0.82448 | 0 | 0 | 381.1713 | 0.002163 | 36 | Commercial_2022_SC B_MW_Before Competition Groups_36 | Vertical Night Covers | 0.2163% | 0 | 0.82448 | Commercial_2022_SC B_MW_Before Competition Groups_Vertical Night Covers
Commercial | Com ¦ Elec Storage WH 2.30 Et | 2022 | SC B | MW | Before Competition Groups | 0.80914 | 0 | 0 | 381.1713 | 0.0021228 | 37 | Commercial_2022_SC B_MW_Before Competition Groups_37 | Elec Storage WH 2.30 Et | 0.2123% | 0 | 0.80914 | Commercial_2022_SC B_MW_Before Competition Groups_Elec Storage WH 2.30 Et
Commercial | Com ¦ BEVERAGE VENDING MACHINE CONTROLS | 2022 | SC B | MW | Before Competition Groups | 0.74989 | 0 | 0 | 381.1713 | 0.0019673 | 38 | Commercial_2022_SC B_MW_Before Competition Groups_38 | BEVERAGE VENDING MACHINE CONTROLS | 0.1967% | 0 | 0.74989 | Commercial_2022_SC B_MW_Before Competition Groups_BEVERAGE VENDING MACHINE CONTROLS
Commercial | Com ¦ CO Sensors for parking garage exhaust fans | 2022 | SC B | MW | Before Competition Groups | 0.74413 | 0 | 0 | 381.1713 | 0.0019522 | 39 | Commercial_2022_SC B_MW_Before Competition Groups_39 | CO Sensors for parking garage exhaust fans | 0.1952% | 0 | 0.74413 | Commercial_2022_SC B_MW_Before Competition Groups_CO Sensors for parking garage exhaust fans
Commercial | Com ¦ Energy Efficient Laboratory Fume Hood | 2022 | SC B | MW | Before Competition Groups | 0.73604 | 0 | 0 | 381.1713 | 0.001931 | 40 | Commercial_2022_SC B_MW_Before Competition Groups_40 | Energy Efficient Laboratory Fume Hood | 0.1931% | 0 | 0.73604 | Commercial_2022_SC B_MW_Before Competition Groups_Energy Efficient Laboratory Fume Hood
Commercial | Com ¦ Water Source Heat Pump (4 ton) | 2022 | SC B | MW | Before Competition Groups | 0.68843 | 0 | 0 | 381.1713 | 0.0018061 | 41 | Commercial_2022_SC B_MW_Before Competition Groups_41 | Water Source Heat Pump (4 ton) | 0.1806% | 0 | 0.68843 | Commercial_2022_SC B_MW_Before Competition Groups_Water Source Heat Pump (4 ton)
Commercial | Com ¦ Water Heating (DHW) Pipe Insulation (Add 3/4\ Foam)" | 2022 | SC B | MW | Before Competition Groups | 0.63266 | 0 | 0 | 381.1713 | 0.0016598 | 42 | Commercial_2022_SC B_MW_Before Competition Groups_42 | Water Heating (DHW) Pipe Insulation (Add 3/4\ Foam)" | 0.166% | 0 | 0.63266 | Commercial_2022_SC B_MW_Before Competition Groups_Water Heating (DHW) Pipe Insulation (Add 3/4\ Foam)"
Commercial | Com ¦ Outside Air Economizer | 2022 | SC B | MW | Before Competition Groups | 0.53675 | 0 | 0 | 381.1713 | 0.0014082 | 43 | Commercial_2022_SC B_MW_Before Competition Groups_43 | Outside Air Economizer | 0.1408% | 0 | 0.53675 | Commercial_2022_SC B_MW_Before Competition Groups_Outside Air Economizer
Commercial | Com ¦ Suction Pipe Insulation Freezer/Refrigerator | 2022 | SC B | MW | Before Competition Groups | 0.42913 | 0 | 0 | 381.1713 | 0.0011258 | 44 | Commercial_2022_SC B_MW_Before Competition Groups_44 | Suction Pipe Insulation Freezer/Refrigerator | 0.1126% | 0 | 0.42913 | Commercial_2022_SC B_MW_Before Competition Groups_Suction Pipe Insulation Freezer/Refrigerator
Commercial | Com ¦ ENERGY STAR Fryer (84% eff) | 2022 | SC B | MW | Before Competition Groups | 0.39239 | 0 | 0 | 381.1713 | 0.0010294 | 45 | Commercial_2022_SC B_MW_Before Competition Groups_45 | ENERGY STAR Fryer (84% eff) | 0.1029% | 0 | 0.39239 | Commercial_2022_SC B_MW_Before Competition Groups_ENERGY STAR Fryer (84% eff)
Commercial | Com ¦ Thermostat Setback | 2022 | SC B | MW | Before Competition Groups | 0.37891 | 0 | 0 | 381.1713 | 0.00099406 | 46 | Commercial_2022_SC B_MW_Before Competition Groups_46 | Thermostat Setback | 0.09941% | 0 | 0.37891 | Commercial_2022_SC B_MW_Before Competition Groups_Thermostat Setback
Commercial | Com ¦ ENERGY STAR Steam Cookers | 2022 | SC B | MW | Before Competition Groups | 0.24992 | 0 | 0 | 381.1713 | 0.00065566 | 47 | Commercial_2022_SC B_MW_Before Competition Groups_47 | ENERGY STAR Steam Cookers | 0.06557% | 0 | 0.24992 | Commercial_2022_SC B_MW_Before Competition Groups_ENERGY STAR Steam Cookers
Commercial | Com ¦ Ozone Laundry Treatment | 2022 | SC B | MW | Before Competition Groups | 0.18716 | 0 | 0 | 381.1713 | 0.00049102 | 48 | Commercial_2022_SC B_MW_Before Competition Groups_48 | Ozone Laundry Treatment | 0.0491% | 0 | 0.18716 | Commercial_2022_SC B_MW_Before Competition Groups_Ozone Laundry Treatment
Commercial | Com ¦ ENERGY STAR Dishwasher | 2022 | SC B | MW | Before Competition Groups | 0.18669 | 0 | 0 | 381.1713 | 0.00048979 | 49 | Commercial_2022_SC B_MW_Before Competition Groups_49 | ENERGY STAR Dishwasher | 0.04898% | 0 | 0.18669 | Commercial_2022_SC B_MW_Before Competition Groups_ENERGY STAR Dishwasher