Industrial | Ind ¦ Air Leak Survey and Repair | 2033 | SC C | GWh | Before Competition Groups | 297.0238 | 0 | 0 | 2658.7902 | 0.11171 | 3 | Industrial_2033_SC C_GWh_Before Competition Groups_3 | Air Leak Survey and Repair | 11.17% | 0 | 297.0238 | Industrial_2033_SC C_GWh_Before Competition Groups_Air Leak Survey and Repair
Industrial | Ind ¦ Pump Equipment Upgrade | 2033 | SC C | GWh | Before Competition Groups | 255.533 | 0 | 0 | 2658.7902 | 0.096109 | 4 | Industrial_2033_SC C_GWh_Before Competition Groups_4 | Pump Equipment Upgrade | 9.611% | 0 | 255.533 | Industrial_2033_SC C_GWh_Before Competition Groups_Pump Equipment Upgrade
Industrial | Ind ¦ Recommissioning | 2033 | SC C | GWh | Before Competition Groups | 210.3355 | 0 | 0 | 2658.7902 | 0.079109 | 5 | Industrial_2033_SC C_GWh_Before Competition Groups_5 | Recommissioning | 7.911% | 0 | 210.3355 | Industrial_2033_SC C_GWh_Before Competition Groups_Recommissioning
Industrial | Ind ¦ SEM | 2033 | SC C | GWh | Before Competition Groups | 210.3355 | 0 | 0 | 2658.7902 | 0.079109 | 6 | Industrial_2033_SC C_GWh_Before Competition Groups_6 | SEM | 7.911% | 0 | 210.3355 | Industrial_2033_SC C_GWh_Before Competition Groups_SEM
Industrial | Ind ¦ Efficient Compressed Air Nozzles | 2033 | SC C | GWh | Before Competition Groups | 172.1424 | 0 | 0 | 2658.7902 | 0.064745 | 7 | Industrial_2033_SC C_GWh_Before Competition Groups_7 | Efficient Compressed Air Nozzles | 6.474% | 0 | 172.1424 | Industrial_2033_SC C_GWh_Before Competition Groups_Efficient Compressed Air Nozzles
Industrial | Ind ¦ High Efficiency HVAC Fans | 2033 | SC C | GWh | Before Competition Groups | 128.7473 | 0 | 0 | 2658.7902 | 0.048423 | 8 | Industrial_2033_SC C_GWh_Before Competition Groups_8 | High Efficiency HVAC Fans | 4.842% | 0 | 128.7473 | Industrial_2033_SC C_GWh_Before Competition Groups_High Efficiency HVAC Fans
Industrial | Ind ¦ Greenhouse Grow Lights | 2033 | SC C | GWh | Before Competition Groups | 82.4462 | 0 | 0 | 2658.7902 | 0.031009 | 9 | Industrial_2033_SC C_GWh_Before Competition Groups_9 | Greenhouse Grow Lights | 3.101% | 0 | 82.4462 | Industrial_2033_SC C_GWh_Before Competition Groups_Greenhouse Grow Lights
Industrial | Ind ¦ HE Lighting | 2033 | SC C | GWh | Before Competition Groups | 71.0609 | 0 | 0 | 2658.7902 | 0.026727 | 10 | Industrial_2033_SC C_GWh_Before Competition Groups_10 | HE Lighting | 2.673% | 0 | 71.0609 | Industrial_2033_SC C_GWh_Before Competition Groups_HE Lighting
Industrial | Ind ¦ Fan System Optimization | 2033 | SC C | GWh | Before Competition Groups | 55.8633 | 0 | 0 | 2658.7902 | 0.021011 | 11 | Industrial_2033_SC C_GWh_Before Competition Groups_11 | Fan System Optimization | 2.101% | 0 | 55.8633 | Industrial_2033_SC C_GWh_Before Competition Groups_Fan System Optimization
Industrial | Ind ¦ Material Handling Improvements | 2033 | SC C | GWh | Before Competition Groups | 40.9475 | 0 | 0 | 2658.7902 | 0.015401 | 12 | Industrial_2033_SC C_GWh_Before Competition Groups_12 | Material Handling Improvements | 1.54% | 0 | 40.9475 | Industrial_2033_SC C_GWh_Before Competition Groups_Material Handling Improvements
Industrial | Ind ¦ Process Optimization (Elec) | 2033 | SC C | GWh | Before Competition Groups | 38.6143 | 0 | 0 | 2658.7902 | 0.014523 | 13 | Industrial_2033_SC C_GWh_Before Competition Groups_13 | Process Optimization (Elec) | 1.452% | 0 | 38.6143 | Industrial_2033_SC C_GWh_Before Competition Groups_Process Optimization (Elec)
Industrial | Ind ¦ Pulp and Paper Process Improvements | 2033 | SC C | GWh | Before Competition Groups | 29.2904 | 0 | 0 | 2658.7902 | 0.011016 | 14 | Industrial_2033_SC C_GWh_Before Competition Groups_14 | Pulp and Paper Process Improvements | 1.102% | 0 | 29.2904 | Industrial_2033_SC C_GWh_Before Competition Groups_Pulp and Paper Process Improvements
Industrial | Ind ¦ Refiner Plate Improvements | 2033 | SC C | GWh | Before Competition Groups | 19.59 | 0 | 0 | 2658.7902 | 0.007368 | 15 | Industrial_2033_SC C_GWh_Before Competition Groups_15 | Refiner Plate Improvements | 0.7368% | 0 | 19.59 | Industrial_2033_SC C_GWh_Before Competition Groups_Refiner Plate Improvements
Industrial | Ind ¦ Process Heat Recovery | 2033 | SC C | GWh | Before Competition Groups | 17.6722 | 0 | 0 | 2658.7902 | 0.0066467 | 16 | Industrial_2033_SC C_GWh_Before Competition Groups_16 | Process Heat Recovery | 0.6647% | 0 | 17.6722 | Industrial_2033_SC C_GWh_Before Competition Groups_Process Heat Recovery
Industrial | Ind ¦ VAV Conversion Project | 2033 | SC C | GWh | Before Competition Groups | 13.0338 | 0 | 0 | 2658.7902 | 0.0049021 | 17 | Industrial_2033_SC C_GWh_Before Competition Groups_17 | VAV Conversion Project | 0.4902% | 0 | 13.0338 | Industrial_2033_SC C_GWh_Before Competition Groups_VAV Conversion Project
Industrial | Ind ¦ High Efficiency Battery Charger | 2033 | SC C | GWh | Before Competition Groups | 11.0473 | 0 | 0 | 2658.7902 | 0.004155 | 18 | Industrial_2033_SC C_GWh_Before Competition Groups_18 | High Efficiency Battery Charger | 0.4155% | 0 | 11.0473 | Industrial_2033_SC C_GWh_Before Competition Groups_High Efficiency Battery Charger
Industrial | Ind ¦ Improved Controls - Process Cooling | 2033 | SC C | GWh | Before Competition Groups | 10.6386 | 0 | 0 | 2658.7902 | 0.0040013 | 19 | Industrial_2033_SC C_GWh_Before Competition Groups_19 | Improved Controls - Process Cooling | 0.4001% | 0 | 10.6386 | Industrial_2033_SC C_GWh_Before Competition Groups_Improved Controls - Process Cooling
Industrial | Ind ¦ Ventilation Optimization | 2033 | SC C | GWh | Before Competition Groups | 10.52 | 0 | 0 | 2658.7902 | 0.0039567 | 20 | Industrial_2033_SC C_GWh_Before Competition Groups_20 | Ventilation Optimization | 0.3957% | 0 | 10.52 | Industrial_2033_SC C_GWh_Before Competition Groups_Ventilation Optimization
Industrial | Ind ¦ Process Improvements | 2033 | SC C | GWh | Before Competition Groups | 8.4106 | 0 | 0 | 2658.7902 | 0.0031633 | 21 | Industrial_2033_SC C_GWh_Before Competition Groups_21 | Process Improvements | 0.3163% | 0 | 8.4106 | Industrial_2033_SC C_GWh_Before Competition Groups_Process Improvements
Industrial | Ind ¦ Cooling Tower Optimization | 2033 | SC C | GWh | Before Competition Groups | 7.939 | 0 | 0 | 2658.7902 | 0.0029859 | 22 | Industrial_2033_SC C_GWh_Before Competition Groups_22 | Cooling Tower Optimization | 0.2986% | 0 | 7.939 | Industrial_2033_SC C_GWh_Before Competition Groups_Cooling Tower Optimization
Industrial | Ind ¦ Refrigeration Compressor VFD | 2033 | SC C | GWh | Before Competition Groups | 7.1542 | 0 | 0 | 2658.7902 | 0.0026908 | 23 | Industrial_2033_SC C_GWh_Before Competition Groups_23 | Refrigeration Compressor VFD | 0.2691% | 0 | 7.1542 | Industrial_2033_SC C_GWh_Before Competition Groups_Refrigeration Compressor VFD
Industrial | Ind ¦ Improved Controls - Process Heating | 2033 | SC C | GWh | Before Competition Groups | 5.3635 | 0 | 0 | 2658.7902 | 0.0020173 | 24 | Industrial_2033_SC C_GWh_Before Competition Groups_24 | Improved Controls - Process Heating | 0.2017% | 0 | 5.3635 | Industrial_2033_SC C_GWh_Before Competition Groups_Improved Controls - Process Heating
Industrial | Ind ¦ Efficient Irrigation | 2033 | SC C | GWh | Before Competition Groups | 4.1304 | 0 | 0 | 2658.7902 | 0.0015535 | 25 | Industrial_2033_SC C_GWh_Before Competition Groups_25 | Efficient Irrigation | 0.1553% | 0 | 4.1304 | Industrial_2033_SC C_GWh_Before Competition Groups_Efficient Irrigation
Industrial | Ind ¦ Engine Block Heater Timer | 2033 | SC C | GWh | Before Competition Groups | 3.1642 | 0 | 0 | 2658.7902 | 0.0011901 | 26 | Industrial_2033_SC C_GWh_Before Competition Groups_26 | Engine Block Heater Timer | 0.119% | 0 | 3.1642 | Industrial_2033_SC C_GWh_Before Competition Groups_Engine Block Heater Timer
Industrial | Ind ¦ Free Cooling | 2033 | SC C | GWh | Before Competition Groups | 2.9315 | 0 | 0 | 2658.7902 | 0.0011026 | 27 | Industrial_2033_SC C_GWh_Before Competition Groups_27 | Free Cooling | 0.1103% | 0 | 2.9315 | Industrial_2033_SC C_GWh_Before Competition Groups_Free Cooling
Industrial | Ind ¦ Dairy Pre-Cooler | 2033 | SC C | GWh | Before Competition Groups | 1.6684 | 0 | 0 | 2658.7902 | 0.00062749 | 28 | Industrial_2033_SC C_GWh_Before Competition Groups_28 | Dairy Pre-Cooler | 0.06275% | 0 | 1.6684 | Industrial_2033_SC C_GWh_Before Competition Groups_Dairy Pre-Cooler
Industrial | Ind ¦ Air Compressor Heat Recovery | 2033 | SC C | GWh | Before Competition Groups | 1.4365 | 0 | 0 | 2658.7902 | 0.00054029 | 29 | Industrial_2033_SC C_GWh_Before Competition Groups_29 | Air Compressor Heat Recovery | 0.05403% | 0 | 1.4365 | Industrial_2033_SC C_GWh_Before Competition Groups_Air Compressor Heat Recovery
Industrial | Ind ¦ Efficient Refrigeration Compressor | 2033 | SC C | GWh | Before Competition Groups | 0.72426 | 0 | 0 | 2658.7902 | 0.0002724 | 30 | Industrial_2033_SC C_GWh_Before Competition Groups_30 | Efficient Refrigeration Compressor | 0.02724% | 0 | 0.72426 | Industrial_2033_SC C_GWh_Before Competition Groups_Efficient Refrigeration Compressor
Industrial | Ind ¦ Heat Lamps/Heat Pad | 2033 | SC C | GWh | Before Competition Groups | 0.46571 | 0 | 0 | 2658.7902 | 0.00017516 | 31 | Industrial_2033_SC C_GWh_Before Competition Groups_31 | Heat Lamps/Heat Pad | 0.01752% | 0 | 0.46571 | Industrial_2033_SC C_GWh_Before Competition Groups_Heat Lamps/Heat Pad
Industrial | Ind ¦ Dairy Water Heater | 2033 | SC C | GWh | Before Competition Groups | 0.10061 | 0 | 0 | 2658.7902 | 3.7841e-05 | 32 | Industrial_2033_SC C_GWh_Before Competition Groups_32 | Dairy Water Heater | 0.003784% | 0 | 0.10061 | Industrial_2033_SC C_GWh_Before Competition Groups_Dairy Water Heater
Industrial | Ind ¦ Air Compressor Optimization | 2033 | SC D | GWh | Before Competition Groups | 376.1404 | 0 | 0 | 2125.4852 | 0.17697 | 1 | Industrial_2033_SC D_GWh_Before Competition Groups_1 | Air Compressor Optimization | 17.7% | 0 | 376.1404 | Industrial_2033_SC D_GWh_Before Competition Groups_Air Compressor Optimization
Industrial | Ind ¦ Pump System Optimization | 2033 | SC D | GWh | Before Competition Groups | 319.2254 | 0 | 0 | 2125.4852 | 0.15019 | 2 | Industrial_2033_SC D_GWh_Before Competition Groups_2 | Pump System Optimization | 15.02% | 0 | 319.2254 | Industrial_2033_SC D_GWh_Before Competition Groups_Pump System Optimization
Industrial | Ind ¦ Air Leak Survey and Repair | 2033 | SC D | GWh | Before Competition Groups | 296.494 | 0 | 0 | 2125.4852 | 0.13949 | 3 | Industrial_2033_SC D_GWh_Before Competition Groups_3 | Air Leak Survey and Repair | 13.95% | 0 | 296.494 | Industrial_2033_SC D_GWh_Before Competition Groups_Air Leak Survey and Repair
Industrial | Ind ¦ SEM | 2033 | SC D | GWh | Before Competition Groups | 210.3355 | 0 | 0 | 2125.4852 | 0.098959 | 4 | Industrial_2033_SC D_GWh_Before Competition Groups_4 | SEM | 9.896% | 0 | 210.3355 | Industrial_2033_SC D_GWh_Before Competition Groups_SEM
Industrial | Ind ¦ Recommissioning | 2033 | SC D | GWh | Before Competition Groups | 203.1414 | 0 | 0 | 2125.4852 | 0.095574 | 5 | Industrial_2033_SC D_GWh_Before Competition Groups_5 | Recommissioning | 9.557% | 0 | 203.1414 | Industrial_2033_SC D_GWh_Before Competition Groups_Recommissioning
Industrial | Ind ¦ Efficient Compressed Air Nozzles | 2033 | SC D | GWh | Before Competition Groups | 172.1424 | 0 | 0 | 2125.4852 | 0.08099 | 6 | Industrial_2033_SC D_GWh_Before Competition Groups_6 | Efficient Compressed Air Nozzles | 8.099% | 0 | 172.1424 | Industrial_2033_SC D_GWh_Before Competition Groups_Efficient Compressed Air Nozzles
Industrial | Ind ¦ Pump Equipment Upgrade | 2033 | SC D | GWh | Before Competition Groups | 138.6948 | 0 | 0 | 2125.4852 | 0.065253 | 7 | Industrial_2033_SC D_GWh_Before Competition Groups_7 | Pump Equipment Upgrade | 6.525% | 0 | 138.6948 | Industrial_2033_SC D_GWh_Before Competition Groups_Pump Equipment Upgrade
Industrial | Ind ¦ High Efficiency HVAC Fans | 2033 | SC D | GWh | Before Competition Groups | 121.9497 | 0 | 0 | 2125.4852 | 0.057375 | 8 | Industrial_2033_SC D_GWh_Before Competition Groups_8 | High Efficiency HVAC Fans | 5.737% | 0 | 121.9497 | Industrial_2033_SC D_GWh_Before Competition Groups_High Efficiency HVAC Fans
Industrial | Ind ¦ Fan System Optimization | 2033 | SC D | GWh | Before Competition Groups | 55.8633 | 0 | 0 | 2125.4852 | 0.026283 | 9 | Industrial_2033_SC D_GWh_Before Competition Groups_9 | Fan System Optimization | 2.628% | 0 | 55.8633 | Industrial_2033_SC D_GWh_Before Competition Groups_Fan System Optimization
Industrial | Ind ¦ Greenhouse Grow Lights | 2033 | SC D | GWh | Before Competition Groups | 43.3714 | 0 | 0 | 2125.4852 | 0.020405 | 10 | Industrial_2033_SC D_GWh_Before Competition Groups_10 | Greenhouse Grow Lights | 2.041% | 0 | 43.3714 | Industrial_2033_SC D_GWh_Before Competition Groups_Greenhouse Grow Lights
Industrial | Ind ¦ Material Handling Improvements | 2033 | SC D | GWh | Before Competition Groups | 40.9475 | 0 | 0 | 2125.4852 | 0.019265 | 11 | Industrial_2033_SC D_GWh_Before Competition Groups_11 | Material Handling Improvements | 1.927% | 0 | 40.9475 | Industrial_2033_SC D_GWh_Before Competition Groups_Material Handling Improvements
Industrial | Ind ¦ Process Optimization (Elec) | 2033 | SC D | GWh | Before Competition Groups | 38.6143 | 0 | 0 | 2125.4852 | 0.018167 | 12 | Industrial_2033_SC D_GWh_Before Competition Groups_12 | Process Optimization (Elec) | 1.817% | 0 | 38.6143 | Industrial_2033_SC D_GWh_Before Competition Groups_Process Optimization (Elec)
Industrial | Ind ¦ Refiner Plate Improvements | 2033 | SC D | GWh | Before Competition Groups | 19.59 | 0 | 0 | 2125.4852 | 0.0092167 | 13 | Industrial_2033_SC D_GWh_Before Competition Groups_13 | Refiner Plate Improvements | 0.9217% | 0 | 19.59 | Industrial_2033_SC D_GWh_Before Competition Groups_Refiner Plate Improvements
Industrial | Ind ¦ Process Heat Recovery | 2033 | SC D | GWh | Before Competition Groups | 13.2657 | 0 | 0 | 2125.4852 | 0.0062413 | 14 | Industrial_2033_SC D_GWh_Before Competition Groups_14 | Process Heat Recovery | 0.6241% | 0 | 13.2657 | Industrial_2033_SC D_GWh_Before Competition Groups_Process Heat Recovery
Industrial | Ind ¦ Improved Controls - Process Cooling | 2033 | SC D | GWh | Before Competition Groups | 10.6386 | 0 | 0 | 2125.4852 | 0.0050053 | 15 | Industrial_2033_SC D_GWh_Before Competition Groups_15 | Improved Controls - Process Cooling | 0.5005% | 0 | 10.6386 | Industrial_2033_SC D_GWh_Before Competition Groups_Improved Controls - Process Cooling
Industrial | Ind ¦ Ventilation Optimization | 2033 | SC D | GWh | Before Competition Groups | 9.295 | 0 | 0 | 2125.4852 | 0.0043731 | 16 | Industrial_2033_SC D_GWh_Before Competition Groups_16 | Ventilation Optimization | 0.4373% | 0 | 9.295 | Industrial_2033_SC D_GWh_Before Competition Groups_Ventilation Optimization
Industrial | Ind ¦ VAV Conversion Project | 2033 | SC D | GWh | Before Competition Groups | 8.7897 | 0 | 0 | 2125.4852 | 0.0041354 | 17 | Industrial_2033_SC D_GWh_Before Competition Groups_17 | VAV Conversion Project | 0.4135% | 0 | 8.7897 | Industrial_2033_SC D_GWh_Before Competition Groups_VAV Conversion Project
Industrial | Ind ¦ HE Lighting | 2033 | SC D | GWh | Before Competition Groups | 7.9703 | 0 | 0 | 2125.4852 | 0.0037499 | 18 | Industrial_2033_SC D_GWh_Before Competition Groups_18 | HE Lighting | 0.375% | 0 | 7.9703 | Industrial_2033_SC D_GWh_Before Competition Groups_HE Lighting
Industrial | Ind ¦ Cooling Tower Optimization | 2033 | SC D | GWh | Before Competition Groups | 7.5887 | 0 | 0 | 2125.4852 | 0.0035703 | 19 | Industrial_2033_SC D_GWh_Before Competition Groups_19 | Cooling Tower Optimization | 0.357% | 0 | 7.5887 | Industrial_2033_SC D_GWh_Before Competition Groups_Cooling Tower Optimization
Industrial | Ind ¦ Process Improvements | 2033 | SC D | GWh | Before Competition Groups | 7.3562 | 0 | 0 | 2125.4852 | 0.0034609 | 20 | Industrial_2033_SC D_GWh_Before Competition Groups_20 | Process Improvements | 0.3461% | 0 | 7.3562 | Industrial_2033_SC D_GWh_Before Competition Groups_Process Improvements
Industrial | Ind ¦ High Efficiency Battery Charger | 2033 | SC D | GWh | Before Competition Groups | 4.9232 | 0 | 0 | 2125.4852 | 0.0023163 | 21 | Industrial_2033_SC D_GWh_Before Competition Groups_21 | High Efficiency Battery Charger | 0.2316% | 0 | 4.9232 | Industrial_2033_SC D_GWh_Before Competition Groups_High Efficiency Battery Charger
Industrial | Ind ¦ Improved Controls - Process Heating | 2033 | SC D | GWh | Before Competition Groups | 4.7915 | 0 | 0 | 2125.4852 | 0.0022543 | 22 | Industrial_2033_SC D_GWh_Before Competition Groups_22 | Improved Controls - Process Heating | 0.2254% | 0 | 4.7915 | Industrial_2033_SC D_GWh_Before Competition Groups_Improved Controls - Process Heating
Industrial | Ind ¦ Refrigeration Compressor VFD | 2033 | SC D | GWh | Before Competition Groups | 3.3714 | 0 | 0 | 2125.4852 | 0.0015862 | 23 | Industrial_2033_SC D_GWh_Before Competition Groups_23 | Refrigeration Compressor VFD | 0.1586% | 0 | 3.3714 | Industrial_2033_SC D_GWh_Before Competition Groups_Refrigeration Compressor VFD
Industrial | Ind ¦ Engine Block Heater Timer | 2033 | SC D | GWh | Before Competition Groups | 2.9983 | 0 | 0 | 2125.4852 | 0.0014106 | 24 | Industrial_2033_SC D_GWh_Before Competition Groups_24 | Engine Block Heater Timer | 0.1411% | 0 | 2.9983 | Industrial_2033_SC D_GWh_Before Competition Groups_Engine Block Heater Timer
Industrial | Ind ¦ Pulp and Paper Process Improvements | 2033 | SC D | GWh | Before Competition Groups | 2.9518 | 0 | 0 | 2125.4852 | 0.0013888 | 25 | Industrial_2033_SC D_GWh_Before Competition Groups_25 | Pulp and Paper Process Improvements | 0.1389% | 0 | 2.9518 | Industrial_2033_SC D_GWh_Before Competition Groups_Pulp and Paper Process Improvements
Industrial | Ind ¦ Efficient Irrigation | 2033 | SC D | GWh | Before Competition Groups | 1.5672 | 0 | 0 | 2125.4852 | 0.00073732 | 26 | Industrial_2033_SC D_GWh_Before Competition Groups_26 | Efficient Irrigation | 0.07373% | 0 | 1.5672 | Industrial_2033_SC D_GWh_Before Competition Groups_Efficient Irrigation
Industrial | Ind ¦ Air Compressor Heat Recovery | 2033 | SC D | GWh | Before Competition Groups | 1.3038 | 0 | 0 | 2125.4852 | 0.00061343 | 27 | Industrial_2033_SC D_GWh_Before Competition Groups_27 | Air Compressor Heat Recovery | 0.06134% | 0 | 1.3038 | Industrial_2033_SC D_GWh_Before Competition Groups_Air Compressor Heat Recovery
Industrial | Ind ¦ Dairy Pre-Cooler | 2033 | SC D | GWh | Before Competition Groups | 0.8466 | 0 | 0 | 2125.4852 | 0.00039831 | 28 | Industrial_2033_SC D_GWh_Before Competition Groups_28 | Dairy Pre-Cooler | 0.03983% | 0 | 0.8466 | Industrial_2033_SC D_GWh_Before Competition Groups_Dairy Pre-Cooler
Industrial | Ind ¦ Efficient Refrigeration Compressor | 2033 | SC D | GWh | Before Competition Groups | 0.71559 | 0 | 0 | 2125.4852 | 0.00033667 | 29 | Industrial_2033_SC D_GWh_Before Competition Groups_29 | Efficient Refrigeration Compressor | 0.03367% | 0 | 0.71559 | Industrial_2033_SC D_GWh_Before Competition Groups_Efficient Refrigeration Compressor
Industrial | Ind ¦ Free Cooling | 2033 | SC D | GWh | Before Competition Groups | 0.3256 | 0 | 0 | 2125.4852 | 0.00015319 | 30 | Industrial_2033_SC D_GWh_Before Competition Groups_30 | Free Cooling | 0.01532% | 0 | 0.3256 | Industrial_2033_SC D_GWh_Before Competition Groups_Free Cooling
Industrial | Ind ¦ Heat Lamps/Heat Pad | 2033 | SC D | GWh | Before Competition Groups | 0.27596 | 0 | 0 | 2125.4852 | 0.00012983 | 31 | Industrial_2033_SC D_GWh_Before Competition Groups_31 | Heat Lamps/Heat Pad | 0.01298% | 0 | 0.27596 | Industrial_2033_SC D_GWh_Before Competition Groups_Heat Lamps/Heat Pad
Industrial | Ind ¦ Pump System Optimization | 2033 | Technical | GWh | Before Competition Groups | 862.5276 | 0 | 0 | 5798.3897 | 0.14875 | 1 | Industrial_2033_Technical_GWh_Before Competition Groups_1 | Pump System Optimization | 14.88% | 0 | 862.5276 | Industrial_2033_Technical_GWh_Before Competition Groups_Pump System Optimization
Industrial | Ind ¦ HE Lighting | 2033 | Technical | GWh | Before Competition Groups | 676.8067 | 0 | 0 | 5798.3897 | 0.11672 | 2 | Industrial_2033_Technical_GWh_Before Competition Groups_2 | HE Lighting | 11.67% | 0 | 676.8067 | Industrial_2033_Technical_GWh_Before Competition Groups_HE Lighting
Industrial | Ind ¦ Air Leak Survey and Repair | 2033 | Technical | GWh | Before Competition Groups | 609.1031 | 0 | 0 | 5798.3897 | 0.10505 | 3 | Industrial_2033_Technical_GWh_Before Competition Groups_3 | Air Leak Survey and Repair | 10.5% | 0 | 609.1031 | Industrial_2033_Technical_GWh_Before Competition Groups_Air Leak Survey and Repair
Industrial | Ind ¦ Air Compressor Optimization | 2033 | Technical | GWh | Before Competition Groups | 469.6184 | 0 | 0 | 5798.3897 | 0.080991 | 4 | Industrial_2033_Technical_GWh_Before Competition Groups_4 | Air Compressor Optimization | 8.099% | 0 | 469.6184 | Industrial_2033_Technical_GWh_Before Competition Groups_Air Compressor Optimization
Industrial | Ind ¦ Efficient Compressed Air Nozzles | 2033 | Technical | GWh | Before Competition Groups | 458.1269 | 0 | 0 | 5798.3897 | 0.079009 | 5 | Industrial_2033_Technical_GWh_Before Competition Groups_5 | Efficient Compressed Air Nozzles | 7.901% | 0 | 458.1269 | Industrial_2033_Technical_GWh_Before Competition Groups_Efficient Compressed Air Nozzles
Industrial | Ind ¦ Recommissioning | 2033 | Technical | GWh | Before Competition Groups | 427.3024 | 0 | 0 | 5798.3897 | 0.073693 | 6 | Industrial_2033_Technical_GWh_Before Competition Groups_6 | Recommissioning | 7.369% | 0 | 427.3024 | Industrial_2033_Technical_GWh_Before Competition Groups_Recommissioning
Industrial | Ind ¦ SEM | 2033 | Technical | GWh | Before Competition Groups | 427.3024 | 0 | 0 | 5798.3897 | 0.073693 | 7 | Industrial_2033_Technical_GWh_Before Competition Groups_7 | SEM | 7.369% | 0 | 427.3024 | Industrial_2033_Technical_GWh_Before Competition Groups_SEM
Industrial | Ind ¦ Pump Equipment Upgrade | 2033 | Technical | GWh | Before Competition Groups | 385.2415 | 0 | 0 | 5798.3897 | 0.066439 | 8 | Industrial_2033_Technical_GWh_Before Competition Groups_8 | Pump Equipment Upgrade | 6.644% | 0 | 385.2415 | Industrial_2033_Technical_GWh_Before Competition Groups_Pump Equipment Upgrade
Industrial | Ind ¦ High Efficiency HVAC Fans | 2033 | Technical | GWh | Before Competition Groups | 243.2452 | 0 | 0 | 5798.3897 | 0.04195 | 9 | Industrial_2033_Technical_GWh_Before Competition Groups_9 | High Efficiency HVAC Fans | 4.195% | 0 | 243.2452 | Industrial_2033_Technical_GWh_Before Competition Groups_High Efficiency HVAC Fans
Industrial | Ind ¦ Process Optimization (Elec) | 2033 | Technical | GWh | Before Competition Groups | 172.974 | 0 | 0 | 5798.3897 | 0.029831 | 10 | Industrial_2033_Technical_GWh_Before Competition Groups_10 | Process Optimization (Elec) | 2.983% | 0 | 172.974 | Industrial_2033_Technical_GWh_Before Competition Groups_Process Optimization (Elec)
Industrial | Ind ¦ Premium Efficient Motors | 2033 | Technical | GWh | Before Competition Groups | 171.2921 | 0 | 0 | 5798.3897 | 0.029541 | 11 | Industrial_2033_Technical_GWh_Before Competition Groups_11 | Premium Efficient Motors | 2.954% | 0 | 171.2921 | Industrial_2033_Technical_GWh_Before Competition Groups_Premium Efficient Motors
Industrial | Ind ¦ Greenhouse Grow Lights | 2033 | Technical | GWh | Before Competition Groups | 165.6354 | 0 | 0 | 5798.3897 | 0.028566 | 12 | Industrial_2033_Technical_GWh_Before Competition Groups_12 | Greenhouse Grow Lights | 2.857% | 0 | 165.6354 | Industrial_2033_Technical_GWh_Before Competition Groups_Greenhouse Grow Lights
Industrial | Ind ¦ HE HVAC Controls | 2033 | Technical | GWh | Before Competition Groups | 77.8178 | 0 | 0 | 5798.3897 | 0.013421 | 13 | Industrial_2033_Technical_GWh_Before Competition Groups_13 | HE HVAC Controls | 1.342% | 0 | 77.8178 | Industrial_2033_Technical_GWh_Before Competition Groups_HE HVAC Controls
Industrial | Ind ¦ Material Handling Improvements | 2033 | Technical | GWh | Before Competition Groups | 73.6055 | 0 | 0 | 5798.3897 | 0.012694 | 14 | Industrial_2033_Technical_GWh_Before Competition Groups_14 | Material Handling Improvements | 1.269% | 0 | 73.6055 | Industrial_2033_Technical_GWh_Before Competition Groups_Material Handling Improvements
Industrial | Ind ¦ Fan System Optimization | 2033 | Technical | GWh | Before Competition Groups | 66.578 | 0 | 0 | 5798.3897 | 0.011482 | 15 | Industrial_2033_Technical_GWh_Before Competition Groups_15 | Fan System Optimization | 1.148% | 0 | 66.578 | Industrial_2033_Technical_GWh_Before Competition Groups_Fan System Optimization
Industrial | Ind ¦ Pulp and Paper Process Improvements | 2033 | Technical | GWh | Before Competition Groups | 65.4098 | 0 | 0 | 5798.3897 | 0.011281 | 16 | Industrial_2033_Technical_GWh_Before Competition Groups_16 | Pulp and Paper Process Improvements | 1.128% | 0 | 65.4098 | Industrial_2033_Technical_GWh_Before Competition Groups_Pulp and Paper Process Improvements
Industrial | Ind ¦ Refiner Plate Improvements | 2033 | Technical | GWh | Before Competition Groups | 55.5851 | 0 | 0 | 5798.3897 | 0.0095863 | 17 | Industrial_2033_Technical_GWh_Before Competition Groups_17 | Refiner Plate Improvements | 0.9586% | 0 | 55.5851 | Industrial_2033_Technical_GWh_Before Competition Groups_Refiner Plate Improvements
Industrial | Ind ¦ HE HVAC Units | 2033 | Technical | GWh | Before Competition Groups | 52.4053 | 0 | 0 | 5798.3897 | 0.0090379 | 18 | Industrial_2033_Technical_GWh_Before Competition Groups_18 | HE HVAC Units | 0.9038% | 0 | 52.4053 | Industrial_2033_Technical_GWh_Before Competition Groups_HE HVAC Units
Industrial | Ind ¦ Process Heat Recovery | 2033 | Technical | GWh | Before Competition Groups | 36.9026 | 0 | 0 | 5798.3897 | 0.0063643 | 19 | Industrial_2033_Technical_GWh_Before Competition Groups_19 | Process Heat Recovery | 0.6364% | 0 | 36.9026 | Industrial_2033_Technical_GWh_Before Competition Groups_Process Heat Recovery
Industrial | Ind ¦ Ventilation Optimization | 2033 | Technical | GWh | Before Competition Groups | 35.1591 | 0 | 0 | 5798.3897 | 0.0060636 | 20 | Industrial_2033_Technical_GWh_Before Competition Groups_20 | Ventilation Optimization | 0.6064% | 0 | 35.1591 | Industrial_2033_Technical_GWh_Before Competition Groups_Ventilation Optimization
Industrial | Ind ¦ Cold Storage Retrofit | 2033 | Technical | GWh | Before Competition Groups | 23.8821 | 0 | 0 | 5798.3897 | 0.0041187 | 21 | Industrial_2033_Technical_GWh_Before Competition Groups_21 | Cold Storage Retrofit | 0.4119% | 0 | 23.8821 | Industrial_2033_Technical_GWh_Before Competition Groups_Cold Storage Retrofit
Industrial | Ind ¦ VAV Conversion Project | 2033 | Technical | GWh | Before Competition Groups | 23.2587 | 0 | 0 | 5798.3897 | 0.0040112 | 22 | Industrial_2033_Technical_GWh_Before Competition Groups_22 | VAV Conversion Project | 0.4011% | 0 | 23.2587 | Industrial_2033_Technical_GWh_Before Competition Groups_VAV Conversion Project
Industrial | Ind ¦ High Efficiency Battery Charger | 2033 | Technical | GWh | Before Competition Groups | 23.1592 | 0 | 0 | 5798.3897 | 0.0039941 | 23 | Industrial_2033_Technical_GWh_Before Competition Groups_23 | High Efficiency Battery Charger | 0.3994% | 0 | 23.1592 | Industrial_2033_Technical_GWh_Before Competition Groups_High Efficiency Battery Charger
Industrial | Ind ¦ Synchronous Belts | 2033 | Technical | GWh | Before Competition Groups | 21.5201 | 0 | 0 | 5798.3897 | 0.0037114 | 24 | Industrial_2033_Technical_GWh_Before Competition Groups_24 | Synchronous Belts | 0.3711% | 0 | 21.5201 | Industrial_2033_Technical_GWh_Before Competition Groups_Synchronous Belts
Industrial | Ind ¦ Improved Controls - Process Cooling | 2033 | Technical | GWh | Before Competition Groups | 20.7146 | 0 | 0 | 5798.3897 | 0.0035725 | 25 | Industrial_2033_Technical_GWh_Before Competition Groups_25 | Improved Controls - Process Cooling | 0.3572% | 0 | 20.7146 | Industrial_2033_Technical_GWh_Before Competition Groups_Improved Controls - Process Cooling
Industrial | Ind ¦ HVLS Fans | 2033 | Technical | GWh | Before Competition Groups | 19.3828 | 0 | 0 | 5798.3897 | 0.0033428 | 26 | Industrial_2033_Technical_GWh_Before Competition Groups_26 | HVLS Fans | 0.3343% | 0 | 19.3828 | Industrial_2033_Technical_GWh_Before Competition Groups_HVLS Fans
Industrial | Ind ¦ Efficient Irrigation | 2033 | Technical | GWh | Before Competition Groups | 18.7835 | 0 | 0 | 5798.3897 | 0.0032394 | 27 | Industrial_2033_Technical_GWh_Before Competition Groups_27 | Efficient Irrigation | 0.3239% | 0 | 18.7835 | Industrial_2033_Technical_GWh_Before Competition Groups_Efficient Irrigation
Industrial | Ind ¦ Process Improvements | 2033 | Technical | GWh | Before Competition Groups | 17.6648 | 0 | 0 | 5798.3897 | 0.0030465 | 28 | Industrial_2033_Technical_GWh_Before Competition Groups_28 | Process Improvements | 0.3047% | 0 | 17.6648 | Industrial_2033_Technical_GWh_Before Competition Groups_Process Improvements
Industrial | Ind ¦ Refrigeration Compressor VFD | 2033 | Technical | GWh | Before Competition Groups | 12.7288 | 0 | 0 | 5798.3897 | 0.0021952 | 29 | Industrial_2033_Technical_GWh_Before Competition Groups_29 | Refrigeration Compressor VFD | 0.2195% | 0 | 12.7288 | Industrial_2033_Technical_GWh_Before Competition Groups_Refrigeration Compressor VFD
Industrial | Ind ¦ Efficient Transformer | 2033 | Technical | GWh | Before Competition Groups | 11.5796 | 0 | 0 | 5798.3897 | 0.001997 | 30 | Industrial_2033_Technical_GWh_Before Competition Groups_30 | Efficient Transformer | 0.1997% | 0 | 11.5796 | Industrial_2033_Technical_GWh_Before Competition Groups_Efficient Transformer
Industrial | Ind ¦ Chiller Optimization | 2033 | Technical | GWh | Before Competition Groups | 11.1728 | 0 | 0 | 5798.3897 | 0.0019269 | 31 | Industrial_2033_Technical_GWh_Before Competition Groups_31 | Chiller Optimization | 0.1927% | 0 | 11.1728 | Industrial_2033_Technical_GWh_Before Competition Groups_Chiller Optimization
Industrial | Ind ¦ Improved Controls - Process Heating | 2033 | Technical | GWh | Before Competition Groups | 10.7341 | 0 | 0 | 5798.3897 | 0.0018512 | 32 | Industrial_2033_Technical_GWh_Before Competition Groups_32 | Improved Controls - Process Heating | 0.1851% | 0 | 10.7341 | Industrial_2033_Technical_GWh_Before Competition Groups_Improved Controls - Process Heating
Industrial | Ind ¦ High Efficiency Welders | 2033 | Technical | GWh | Before Competition Groups | 9.2432 | 0 | 0 | 5798.3897 | 0.0015941 | 33 | Industrial_2033_Technical_GWh_Before Competition Groups_33 | High Efficiency Welders | 0.1594% | 0 | 9.2432 | Industrial_2033_Technical_GWh_Before Competition Groups_High Efficiency Welders
Industrial | Ind ¦ Cooling Tower Optimization | 2033 | Technical | GWh | Before Competition Groups | 8.7706 | 0 | 0 | 5798.3897 | 0.0015126 | 34 | Industrial_2033_Technical_GWh_Before Competition Groups_34 | Cooling Tower Optimization | 0.1513% | 0 | 8.7706 | Industrial_2033_Technical_GWh_Before Competition Groups_Cooling Tower Optimization
Industrial | Ind ¦ Low Energy Livestock Waterers | 2033 | Technical | GWh | Before Competition Groups | 6.8082 | 0 | 0 | 5798.3897 | 0.0011741 | 35 | Industrial_2033_Technical_GWh_Before Competition Groups_35 | Low Energy Livestock Waterers | 0.1174% | 0 | 6.8082 | Industrial_2033_Technical_GWh_Before Competition Groups_Low Energy Livestock Waterers
Industrial | Ind ¦ Engine Block Heater Timer | 2033 | Technical | GWh | Before Competition Groups | 6.7659 | 0 | 0 | 5798.3897 | 0.0011669 | 36 | Industrial_2033_Technical_GWh_Before Competition Groups_36 | Engine Block Heater Timer | 0.1167% | 0 | 6.7659 | Industrial_2033_Technical_GWh_Before Competition Groups_Engine Block Heater Timer
Industrial | Ind ¦ Free Cooling | 2033 | Technical | GWh | Before Competition Groups | 5.3671 | 0 | 0 | 5798.3897 | 0.00092561 | 37 | Industrial_2033_Technical_GWh_Before Competition Groups_37 | Free Cooling | 0.09256% | 0 | 5.3671 | Industrial_2033_Technical_GWh_Before Competition Groups_Free Cooling
Industrial | Ind ¦ Dairy Pre-Cooler | 2033 | Technical | GWh | Before Competition Groups | 5.1054 | 0 | 0 | 5798.3897 | 0.00088048 | 38 | Industrial_2033_Technical_GWh_Before Competition Groups_38 | Dairy Pre-Cooler | 0.08805% | 0 | 5.1054 | Industrial_2033_Technical_GWh_Before Competition Groups_Dairy Pre-Cooler
Industrial | Ind ¦ Air Compressor Heat Recovery | 2033 | Technical | GWh | Before Competition Groups | 2.8595 | 0 | 0 | 5798.3897 | 0.00049315 | 39 | Industrial_2033_Technical_GWh_Before Competition Groups_39 | Air Compressor Heat Recovery | 0.04931% | 0 | 2.8595 | Industrial_2033_Technical_GWh_Before Competition Groups_Air Compressor Heat Recovery
Industrial | Ind ¦ Optimize Compressed Air Dryer | 2033 | Technical | GWh | Before Competition Groups | 2.1113 | 0 | 0 | 5798.3897 | 0.00036412 | 40 | Industrial_2033_Technical_GWh_Before Competition Groups_40 | Optimize Compressed Air Dryer | 0.03641% | 0 | 2.1113 | Industrial_2033_Technical_GWh_Before Competition Groups_Optimize Compressed Air Dryer
Industrial | Ind ¦ Heat Lamps/Heat Pad | 2033 | Technical | GWh | Before Competition Groups | 1.4831 | 0 | 0 | 5798.3897 | 0.00025579 | 41 | Industrial_2033_Technical_GWh_Before Competition Groups_41 | Heat Lamps/Heat Pad | 0.02558% | 0 | 1.4831 | Industrial_2033_Technical_GWh_Before Competition Groups_Heat Lamps/Heat Pad
Industrial | Ind ¦ Efficient Refrigeration Compressor | 2033 | Technical | GWh | Before Competition Groups | 1.0562 | 0 | 0 | 5798.3897 | 0.00018215 | 42 | Industrial_2033_Technical_GWh_Before Competition Groups_42 | Efficient Refrigeration Compressor | 0.01821% | 0 | 1.0562 | Industrial_2033_Technical_GWh_Before Competition Groups_Efficient Refrigeration Compressor
Industrial | Ind ¦ Creep Heat Controller | 2033 | Technical | GWh | Before Competition Groups | 0.9177 | 0 | 0 | 5798.3897 | 0.00015827 | 43 | Industrial_2033_Technical_GWh_Before Competition Groups_43 | Creep Heat Controller | 0.01583% | 0 | 0.9177 | Industrial_2033_Technical_GWh_Before Competition Groups_Creep Heat Controller
Industrial | Ind ¦ Dual and Natural Exhaust Ventilation Systems | 2033 | Technical | GWh | Before Competition Groups | 0.3992 | 0 | 0 | 5798.3897 | 6.8847e-05 | 44 | Industrial_2033_Technical_GWh_Before Competition Groups_44 | Dual and Natural Exhaust Ventilation Systems | 0.006885% | 0 | 0.3992 | Industrial_2033_Technical_GWh_Before Competition Groups_Dual and Natural Exhaust Ventilation Systems
Industrial | Ind ¦ Dairy Water Heater | 2033 | Technical | GWh | Before Competition Groups | 0.28227 | 0 | 0 | 5798.3897 | 4.8681e-05 | 45 | Industrial_2033_Technical_GWh_Before Competition Groups_45 | Dairy Water Heater | 0.004868% | 0 | 0.28227 | Industrial_2033_Technical_GWh_Before Competition Groups_Dairy Water Heater
Industrial | Ind ¦ Pump System Optimization | 2034 | Economic | GWh | Before Competition Groups | 851.9955 | 0 | 0 | 5399.4441 | 0.15779 | 1 | Industrial_2034_Economic_GWh_Before Competition Groups_1 | Pump System Optimization | 15.78% | 0 | 851.9955 | Industrial_2034_Economic_GWh_Before Competition Groups_Pump System Optimization
Industrial | Ind ¦ HE Lighting | 2034 | Economic | GWh | Before Competition Groups | 688.1244 | 0 | 0 | 5399.4441 | 0.12744 | 2 | Industrial_2034_Economic_GWh_Before Competition Groups_2 | HE Lighting | 12.74% | 0 | 688.1244 | Industrial_2034_Economic_GWh_Before Competition Groups_HE Lighting
Industrial | Ind ¦ Air Leak Survey and Repair | 2034 | Economic | GWh | Before Competition Groups | 609.5745 | 0 | 0 | 5399.4441 | 0.1129 | 3 | Industrial_2034_Economic_GWh_Before Competition Groups_3 | Air Leak Survey and Repair | 11.29% | 0 | 609.5745 | Industrial_2034_Economic_GWh_Before Competition Groups_Air Leak Survey and Repair
Industrial | Ind ¦ Air Compressor Optimization | 2034 | Economic | GWh | Before Competition Groups | 477.488 | 0 | 0 | 5399.4441 | 0.088433 | 4 | Industrial_2034_Economic_GWh_Before Competition Groups_4 | Air Compressor Optimization | 8.843% | 0 | 477.488 | Industrial_2034_Economic_GWh_Before Competition Groups_Air Compressor Optimization
Industrial | Ind ¦ Efficient Compressed Air Nozzles | 2034 | Economic | GWh | Before Competition Groups | 465.2782 | 0 | 0 | 5399.4441 | 0.086172 | 5 | Industrial_2034_Economic_GWh_Before Competition Groups_5 | Efficient Compressed Air Nozzles | 8.617% | 0 | 465.2782 | Industrial_2034_Economic_GWh_Before Competition Groups_Efficient Compressed Air Nozzles
Industrial | Ind ¦ Recommissioning | 2034 | Economic | GWh | Before Competition Groups | 426.6038 | 0 | 0 | 5399.4441 | 0.079009 | 6 | Industrial_2034_Economic_GWh_Before Competition Groups_6 | Recommissioning | 7.901% | 0 | 426.6038 | Industrial_2034_Economic_GWh_Before Competition Groups_Recommissioning
Industrial | Ind ¦ SEM | 2034 | Economic | GWh | Before Competition Groups | 426.6038 | 0 | 0 | 5399.4441 | 0.079009 | 7 | Industrial_2034_Economic_GWh_Before Competition Groups_7 | SEM | 7.901% | 0 | 426.6038 | Industrial_2034_Economic_GWh_Before Competition Groups_SEM
Industrial | Ind ¦ Pump Equipment Upgrade | 2034 | Economic | GWh | Before Competition Groups | 391.6093 | 0 | 0 | 5399.4441 | 0.072528 | 8 | Industrial_2034_Economic_GWh_Before Competition Groups_8 | Pump Equipment Upgrade | 7.253% | 0 | 391.6093 | Industrial_2034_Economic_GWh_Before Competition Groups_Pump Equipment Upgrade
Industrial | Ind ¦ High Efficiency HVAC Fans | 2034 | Economic | GWh | Before Competition Groups | 247.1258 | 0 | 0 | 5399.4441 | 0.045769 | 9 | Industrial_2034_Economic_GWh_Before Competition Groups_9 | High Efficiency HVAC Fans | 4.577% | 0 | 247.1258 | Industrial_2034_Economic_GWh_Before Competition Groups_High Efficiency HVAC Fans
Industrial | Ind ¦ Process Optimization (Elec) | 2034 | Economic | GWh | Before Competition Groups | 172.5214 | 0 | 0 | 5399.4441 | 0.031952 | 10 | Industrial_2034_Economic_GWh_Before Competition Groups_10 | Process Optimization (Elec) | 3.195% | 0 | 172.5214 | Industrial_2034_Economic_GWh_Before Competition Groups_Process Optimization (Elec)
Industrial | Ind ¦ Greenhouse Grow Lights | 2034 | Economic | GWh | Before Competition Groups | 167.6422 | 0 | 0 | 5399.4441 | 0.031048 | 11 | Industrial_2034_Economic_GWh_Before Competition Groups_11 | Greenhouse Grow Lights | 3.105% | 0 | 167.6422 | Industrial_2034_Economic_GWh_Before Competition Groups_Greenhouse Grow Lights
Industrial | Ind ¦ Material Handling Improvements | 2034 | Economic | GWh | Before Competition Groups | 74.6883 | 0 | 0 | 5399.4441 | 0.013833 | 12 | Industrial_2034_Economic_GWh_Before Competition Groups_12 | Material Handling Improvements | 1.383% | 0 | 74.6883 | Industrial_2034_Economic_GWh_Before Competition Groups_Material Handling Improvements
Industrial | Ind ¦ Fan System Optimization | 2034 | Economic | GWh | Before Competition Groups | 67.1449 | 0 | 0 | 5399.4441 | 0.012436 | 13 | Industrial_2034_Economic_GWh_Before Competition Groups_13 | Fan System Optimization | 1.244% | 0 | 67.1449 | Industrial_2034_Economic_GWh_Before Competition Groups_Fan System Optimization
Industrial | Ind ¦ Pulp and Paper Process Improvements | 2034 | Economic | GWh | Before Competition Groups | 65.4913 | 0 | 0 | 5399.4441 | 0.012129 | 14 | Industrial_2034_Economic_GWh_Before Competition Groups_14 | Pulp and Paper Process Improvements | 1.213% | 0 | 65.4913 | Industrial_2034_Economic_GWh_Before Competition Groups_Pulp and Paper Process Improvements
Industrial | Ind ¦ Refiner Plate Improvements | 2034 | Economic | GWh | Before Competition Groups | 56.9305 | 0 | 0 | 5399.4441 | 0.010544 | 15 | Industrial_2034_Economic_GWh_Before Competition Groups_15 | Refiner Plate Improvements | 1.054% | 0 | 56.9305 | Industrial_2034_Economic_GWh_Before Competition Groups_Refiner Plate Improvements
Industrial | Ind ¦ Process Heat Recovery | 2034 | Economic | GWh | Before Competition Groups | 36.8599 | 0 | 0 | 5399.4441 | 0.0068266 | 16 | Industrial_2034_Economic_GWh_Before Competition Groups_16 | Process Heat Recovery | 0.6827% | 0 | 36.8599 | Industrial_2034_Economic_GWh_Before Competition Groups_Process Heat Recovery
Industrial | Ind ¦ High Efficiency Battery Charger | 2034 | Economic | GWh | Before Competition Groups | 23.55 | 0 | 0 | 5399.4441 | 0.0043616 | 17 | Industrial_2034_Economic_GWh_Before Competition Groups_17 | High Efficiency Battery Charger | 0.4362% | 0 | 23.55 | Industrial_2034_Economic_GWh_Before Competition Groups_High Efficiency Battery Charger
Industrial | Ind ¦ VAV Conversion Project | 2034 | Economic | GWh | Before Competition Groups | 23.2016 | 0 | 0 | 5399.4441 | 0.004297 | 18 | Industrial_2034_Economic_GWh_Before Competition Groups_18 | VAV Conversion Project | 0.4297% | 0 | 23.2016 | Industrial_2034_Economic_GWh_Before Competition Groups_VAV Conversion Project
Industrial | Ind ¦ Improved Controls - Process Cooling | 2034 | Economic | GWh | Before Competition Groups | 20.6614 | 0 | 0 | 5399.4441 | 0.0038266 | 19 | Industrial_2034_Economic_GWh_Before Competition Groups_19 | Improved Controls - Process Cooling | 0.3827% | 0 | 20.6614 | Industrial_2034_Economic_GWh_Before Competition Groups_Improved Controls - Process Cooling
Industrial | Ind ¦ Efficient Irrigation | 2034 | Economic | GWh | Before Competition Groups | 19.05 | 0 | 0 | 5399.4441 | 0.0035281 | 20 | Industrial_2034_Economic_GWh_Before Competition Groups_20 | Efficient Irrigation | 0.3528% | 0 | 19.05 | Industrial_2034_Economic_GWh_Before Competition Groups_Efficient Irrigation
Industrial | Ind ¦ Process Improvements | 2034 | Economic | GWh | Before Competition Groups | 17.6169 | 0 | 0 | 5399.4441 | 0.0032627 | 21 | Industrial_2034_Economic_GWh_Before Competition Groups_21 | Process Improvements | 0.3263% | 0 | 17.6169 | Industrial_2034_Economic_GWh_Before Competition Groups_Process Improvements
Industrial | Ind ¦ Ventilation Optimization | 2034 | Economic | GWh | Before Competition Groups | 15.8395 | 0 | 0 | 5399.4441 | 0.0029335 | 22 | Industrial_2034_Economic_GWh_Before Competition Groups_22 | Ventilation Optimization | 0.2934% | 0 | 15.8395 | Industrial_2034_Economic_GWh_Before Competition Groups_Ventilation Optimization
Industrial | Ind ¦ Refrigeration Compressor VFD | 2034 | Economic | GWh | Before Competition Groups | 12.9251 | 0 | 0 | 5399.4441 | 0.0023938 | 23 | Industrial_2034_Economic_GWh_Before Competition Groups_23 | Refrigeration Compressor VFD | 0.2394% | 0 | 12.9251 | Industrial_2034_Economic_GWh_Before Competition Groups_Refrigeration Compressor VFD
Industrial | Ind ¦ Improved Controls - Process Heating | 2034 | Economic | GWh | Before Competition Groups | 10.7302 | 0 | 0 | 5399.4441 | 0.0019873 | 24 | Industrial_2034_Economic_GWh_Before Competition Groups_24 | Improved Controls - Process Heating | 0.1987% | 0 | 10.7302 | Industrial_2034_Economic_GWh_Before Competition Groups_Improved Controls - Process Heating
Industrial | Ind ¦ Cooling Tower Optimization | 2034 | Economic | GWh | Before Competition Groups | 8.7462 | 0 | 0 | 5399.4441 | 0.0016198 | 25 | Industrial_2034_Economic_GWh_Before Competition Groups_25 | Cooling Tower Optimization | 0.162% | 0 | 8.7462 | Industrial_2034_Economic_GWh_Before Competition Groups_Cooling Tower Optimization
Industrial | Ind ¦ Engine Block Heater Timer | 2034 | Economic | GWh | Before Competition Groups | 6.7502 | 0 | 0 | 5399.4441 | 0.0012502 | 26 | Industrial_2034_Economic_GWh_Before Competition Groups_26 | Engine Block Heater Timer | 0.125% | 0 | 6.7502 | Industrial_2034_Economic_GWh_Before Competition Groups_Engine Block Heater Timer
Industrial | Ind ¦ Free Cooling | 2034 | Economic | GWh | Before Competition Groups | 5.3601 | 0 | 0 | 5399.4441 | 0.00099271 | 27 | Industrial_2034_Economic_GWh_Before Competition Groups_27 | Free Cooling | 0.09927% | 0 | 5.3601 | Industrial_2034_Economic_GWh_Before Competition Groups_Free Cooling
Industrial | Ind ¦ Dairy Pre-Cooler | 2034 | Economic | GWh | Before Competition Groups | 5.1645 | 0 | 0 | 5399.4441 | 0.00095648 | 28 | Industrial_2034_Economic_GWh_Before Competition Groups_28 | Dairy Pre-Cooler | 0.09565% | 0 | 5.1645 | Industrial_2034_Economic_GWh_Before Competition Groups_Dairy Pre-Cooler
Industrial | Ind ¦ Air Compressor Heat Recovery | 2034 | Economic | GWh | Before Competition Groups | 2.8472 | 0 | 0 | 5399.4441 | 0.00052731 | 29 | Industrial_2034_Economic_GWh_Before Competition Groups_29 | Air Compressor Heat Recovery | 0.05273% | 0 | 2.8472 | Industrial_2034_Economic_GWh_Before Competition Groups_Air Compressor Heat Recovery
Industrial | Ind ¦ Efficient Refrigeration Compressor | 2034 | Economic | GWh | Before Competition Groups | 1.07 | 0 | 0 | 5399.4441 | 0.00019816 | 30 | Industrial_2034_Economic_GWh_Before Competition Groups_30 | Efficient Refrigeration Compressor | 0.01982% | 0 | 1.07 | Industrial_2034_Economic_GWh_Before Competition Groups_Efficient Refrigeration Compressor
Industrial | Ind ¦ Dairy Water Heater | 2034 | Economic | GWh | Before Competition Groups | 0.13211 | 0 | 0 | 5399.4441 | 2.4466e-05 | 31 | Industrial_2034_Economic_GWh_Before Competition Groups_31 | Dairy Water Heater | 0.002447% | 0 | 0.13211 | Industrial_2034_Economic_GWh_Before Competition Groups_Dairy Water Heater
Industrial | Ind ¦ Heat Lamps/Heat Pad | 2034 | Economic | GWh | Before Competition Groups | 0.1174 | 0 | 0 | 5399.4441 | 2.1742e-05 | 32 | Industrial_2034_Economic_GWh_Before Competition Groups_32 | Heat Lamps/Heat Pad | 0.002174% | 0 | 0.1174 | Industrial_2034_Economic_GWh_Before Competition Groups_Heat Lamps/Heat Pad
Industrial | Ind ¦ Pump System Optimization | 2034 | SC A | GWh | Before Competition Groups | 404.7348 | 0 | 0 | 2415.7652 | 0.16754 | 1 | Industrial_2034_SC A_GWh_Before Competition Groups_1 | Pump System Optimization | 16.75% | 0 | 404.7348 | Industrial_2034_SC A_GWh_Before Competition Groups_Pump System Optimization
Industrial | Ind ¦ Air Compressor Optimization | 2034 | SC A | GWh | Before Competition Groups | 390.4935 | 0 | 0 | 2415.7652 | 0.16164 | 2 | Industrial_2034_SC A_GWh_Before Competition Groups_2 | Air Compressor Optimization | 16.16% | 0 | 390.4935 | Industrial_2034_SC A_GWh_Before Competition Groups_Air Compressor Optimization
Industrial | Ind ¦ Air Leak Survey and Repair | 2034 | SC A | GWh | Before Competition Groups | 323.407 | 0 | 0 | 2415.7652 | 0.13387 | 3 | Industrial_2034_SC A_GWh_Before Competition Groups_3 | Air Leak Survey and Repair | 13.39% | 0 | 323.407 | Industrial_2034_SC A_GWh_Before Competition Groups_Air Leak Survey and Repair
Industrial | Ind ¦ Recommissioning | 2034 | SC A | GWh | Before Competition Groups | 229.037 | 0 | 0 | 2415.7652 | 0.094809 | 4 | Industrial_2034_SC A_GWh_Before Competition Groups_4 | Recommissioning | 9.481% | 0 | 229.037 | Industrial_2034_SC A_GWh_Before Competition Groups_Recommissioning
Industrial | Ind ¦ SEM | 2034 | SC A | GWh | Before Competition Groups | 229.037 | 0 | 0 | 2415.7652 | 0.094809 | 5 | Industrial_2034_SC A_GWh_Before Competition Groups_5 | SEM | 9.481% | 0 | 229.037 | Industrial_2034_SC A_GWh_Before Competition Groups_SEM
Industrial | Ind ¦ Efficient Compressed Air Nozzles | 2034 | SC A | GWh | Before Competition Groups | 190.833 | 0 | 0 | 2415.7652 | 0.078995 | 6 | Industrial_2034_SC A_GWh_Before Competition Groups_6 | Efficient Compressed Air Nozzles | 7.899% | 0 | 190.833 | Industrial_2034_SC A_GWh_Before Competition Groups_Efficient Compressed Air Nozzles
Industrial | Ind ¦ Pump Equipment Upgrade | 2034 | SC A | GWh | Before Competition Groups | 175.6479 | 0 | 0 | 2415.7652 | 0.072709 | 7 | Industrial_2034_SC A_GWh_Before Competition Groups_7 | Pump Equipment Upgrade | 7.271% | 0 | 175.6479 | Industrial_2034_SC A_GWh_Before Competition Groups_Pump Equipment Upgrade
Industrial | Ind ¦ High Efficiency HVAC Fans | 2034 | SC A | GWh | Before Competition Groups | 138.9781 | 0 | 0 | 2415.7652 | 0.05753 | 8 | Industrial_2034_SC A_GWh_Before Competition Groups_8 | High Efficiency HVAC Fans | 5.753% | 0 | 138.9781 | Industrial_2034_SC A_GWh_Before Competition Groups_High Efficiency HVAC Fans
Industrial | Ind ¦ Fan System Optimization | 2034 | SC A | GWh | Before Competition Groups | 55.4258 | 0 | 0 | 2415.7652 | 0.022943 | 9 | Industrial_2034_SC A_GWh_Before Competition Groups_9 | Fan System Optimization | 2.294% | 0 | 55.4258 | Industrial_2034_SC A_GWh_Before Competition Groups_Fan System Optimization
Industrial | Ind ¦ Greenhouse Grow Lights | 2034 | SC A | GWh | Before Competition Groups | 53.8686 | 0 | 0 | 2415.7652 | 0.022299 | 10 | Industrial_2034_SC A_GWh_Before Competition Groups_10 | Greenhouse Grow Lights | 2.23% | 0 | 53.8686 | Industrial_2034_SC A_GWh_Before Competition Groups_Greenhouse Grow Lights
Industrial | Ind ¦ Material Handling Improvements | 2034 | SC A | GWh | Before Competition Groups | 43.635 | 0 | 0 | 2415.7652 | 0.018063 | 11 | Industrial_2034_SC A_GWh_Before Competition Groups_11 | Material Handling Improvements | 1.806% | 0 | 43.635 | Industrial_2034_SC A_GWh_Before Competition Groups_Material Handling Improvements
Industrial | Ind ¦ Process Optimization (Elec) | 2034 | SC A | GWh | Before Competition Groups | 42.645 | 0 | 0 | 2415.7652 | 0.017653 | 12 | Industrial_2034_SC A_GWh_Before Competition Groups_12 | Process Optimization (Elec) | 1.765% | 0 | 42.645 | Industrial_2034_SC A_GWh_Before Competition Groups_Process Optimization (Elec)
Industrial | Ind ¦ Refiner Plate Improvements | 2034 | SC A | GWh | Before Competition Groups | 21.8818 | 0 | 0 | 2415.7652 | 0.0090579 | 13 | Industrial_2034_SC A_GWh_Before Competition Groups_13 | Refiner Plate Improvements | 0.9058% | 0 | 21.8818 | Industrial_2034_SC A_GWh_Before Competition Groups_Refiner Plate Improvements
Industrial | Ind ¦ Process Heat Recovery | 2034 | SC A | GWh | Before Competition Groups | 19.2619 | 0 | 0 | 2415.7652 | 0.0079734 | 14 | Industrial_2034_SC A_GWh_Before Competition Groups_14 | Process Heat Recovery | 0.7973% | 0 | 19.2619 | Industrial_2034_SC A_GWh_Before Competition Groups_Process Heat Recovery
Industrial | Ind ¦ HE Lighting | 2034 | SC A | GWh | Before Competition Groups | 16.5813 | 0 | 0 | 2415.7652 | 0.0068638 | 15 | Industrial_2034_SC A_GWh_Before Competition Groups_15 | HE Lighting | 0.6864% | 0 | 16.5813 | Industrial_2034_SC A_GWh_Before Competition Groups_HE Lighting
Industrial | Ind ¦ VAV Conversion Project | 2034 | SC A | GWh | Before Competition Groups | 13.8819 | 0 | 0 | 2415.7652 | 0.0057464 | 16 | Industrial_2034_SC A_GWh_Before Competition Groups_16 | VAV Conversion Project | 0.5746% | 0 | 13.8819 | Industrial_2034_SC A_GWh_Before Competition Groups_VAV Conversion Project
Industrial | Ind ¦ Pulp and Paper Process Improvements | 2034 | SC A | GWh | Before Competition Groups | 11.8102 | 0 | 0 | 2415.7652 | 0.0048888 | 17 | Industrial_2034_SC A_GWh_Before Competition Groups_17 | Pulp and Paper Process Improvements | 0.4889% | 0 | 11.8102 | Industrial_2034_SC A_GWh_Before Competition Groups_Pulp and Paper Process Improvements
Industrial | Ind ¦ Improved Controls - Process Cooling | 2034 | SC A | GWh | Before Competition Groups | 11.5772 | 0 | 0 | 2415.7652 | 0.0047923 | 18 | Industrial_2034_SC A_GWh_Before Competition Groups_18 | Improved Controls - Process Cooling | 0.4792% | 0 | 11.5772 | Industrial_2034_SC A_GWh_Before Competition Groups_Improved Controls - Process Cooling
Industrial | Ind ¦ Process Improvements | 2034 | SC A | GWh | Before Competition Groups | 8.7544 | 0 | 0 | 2415.7652 | 0.0036239 | 19 | Industrial_2034_SC A_GWh_Before Competition Groups_19 | Process Improvements | 0.3624% | 0 | 8.7544 | Industrial_2034_SC A_GWh_Before Competition Groups_Process Improvements
Industrial | Ind ¦ High Efficiency Battery Charger | 2034 | SC A | GWh | Before Competition Groups | 7.6345 | 0 | 0 | 2415.7652 | 0.0031603 | 20 | Industrial_2034_SC A_GWh_Before Competition Groups_20 | High Efficiency Battery Charger | 0.316% | 0 | 7.6345 | Industrial_2034_SC A_GWh_Before Competition Groups_High Efficiency Battery Charger
Industrial | Ind ¦ Improved Controls - Process Heating | 2034 | SC A | GWh | Before Competition Groups | 5.8329 | 0 | 0 | 2415.7652 | 0.0024145 | 21 | Industrial_2034_SC A_GWh_Before Competition Groups_21 | Improved Controls - Process Heating | 0.2415% | 0 | 5.8329 | Industrial_2034_SC A_GWh_Before Competition Groups_Improved Controls - Process Heating
Industrial | Ind ¦ Ventilation Optimization | 2034 | SC A | GWh | Before Competition Groups | 4.7983 | 0 | 0 | 2415.7652 | 0.0019862 | 22 | Industrial_2034_SC A_GWh_Before Competition Groups_22 | Ventilation Optimization | 0.1986% | 0 | 4.7983 | Industrial_2034_SC A_GWh_Before Competition Groups_Ventilation Optimization
Industrial | Ind ¦ Refrigeration Compressor VFD | 2034 | SC A | GWh | Before Competition Groups | 4.5863 | 0 | 0 | 2415.7652 | 0.0018985 | 23 | Industrial_2034_SC A_GWh_Before Competition Groups_23 | Refrigeration Compressor VFD | 0.1898% | 0 | 4.5863 | Industrial_2034_SC A_GWh_Before Competition Groups_Refrigeration Compressor VFD
Industrial | Ind ¦ Engine Block Heater Timer | 2034 | SC A | GWh | Before Competition Groups | 3.4401 | 0 | 0 | 2415.7652 | 0.001424 | 24 | Industrial_2034_SC A_GWh_Before Competition Groups_24 | Engine Block Heater Timer | 0.1424% | 0 | 3.4401 | Industrial_2034_SC A_GWh_Before Competition Groups_Engine Block Heater Timer
Industrial | Ind ¦ Efficient Irrigation | 2034 | SC A | GWh | Before Competition Groups | 2.5924 | 0 | 0 | 2415.7652 | 0.0010731 | 25 | Industrial_2034_SC A_GWh_Before Competition Groups_25 | Efficient Irrigation | 0.1073% | 0 | 2.5924 | Industrial_2034_SC A_GWh_Before Competition Groups_Efficient Irrigation
Industrial | Ind ¦ Air Compressor Heat Recovery | 2034 | SC A | GWh | Before Competition Groups | 1.5619 | 0 | 0 | 2415.7652 | 0.00064654 | 26 | Industrial_2034_SC A_GWh_Before Competition Groups_26 | Air Compressor Heat Recovery | 0.06465% | 0 | 1.5619 | Industrial_2034_SC A_GWh_Before Competition Groups_Air Compressor Heat Recovery
Industrial | Ind ¦ Dairy Pre-Cooler | 2034 | SC A | GWh | Before Competition Groups | 1.4724 | 0 | 0 | 2415.7652 | 0.00060949 | 27 | Industrial_2034_SC A_GWh_Before Competition Groups_27 | Dairy Pre-Cooler | 0.06095% | 0 | 1.4724 | Industrial_2034_SC A_GWh_Before Competition Groups_Dairy Pre-Cooler
Industrial | Ind ¦ Cooling Tower Optimization | 2034 | SC A | GWh | Before Competition Groups | 1.0732 | 0 | 0 | 2415.7652 | 0.00044426 | 28 | Industrial_2034_SC A_GWh_Before Competition Groups_28 | Cooling Tower Optimization | 0.04443% | 0 | 1.0732 | Industrial_2034_SC A_GWh_Before Competition Groups_Cooling Tower Optimization
Industrial | Ind ¦ Efficient Refrigeration Compressor | 2034 | SC A | GWh | Before Competition Groups | 0.76273 | 0 | 0 | 2415.7652 | 0.00031573 | 29 | Industrial_2034_SC A_GWh_Before Competition Groups_29 | Efficient Refrigeration Compressor | 0.03157% | 0 | 0.76273 | Industrial_2034_SC A_GWh_Before Competition Groups_Efficient Refrigeration Compressor
Industrial | Ind ¦ Heat Lamps/Heat Pad | 2034 | SC A | GWh | Before Competition Groups | 0.4259 | 0 | 0 | 2415.7652 | 0.0001763 | 30 | Industrial_2034_SC A_GWh_Before Competition Groups_30 | Heat Lamps/Heat Pad | 0.01763% | 0 | 0.4259 | Industrial_2034_SC A_GWh_Before Competition Groups_Heat Lamps/Heat Pad
Industrial | Ind ¦ Dairy Water Heater | 2034 | SC A | GWh | Before Competition Groups | 0.076258 | 0 | 0 | 2415.7652 | 3.1567e-05 | 31 | Industrial_2034_SC A_GWh_Before Competition Groups_31 | Dairy Water Heater | 0.003157% | 0 | 0.076258 | Industrial_2034_SC A_GWh_Before Competition Groups_Dairy Water Heater
Industrial | Ind ¦ Free Cooling | 2034 | SC A | GWh | Before Competition Groups | 0.016838 | 0 | 0 | 2415.7652 | 6.97e-06 | 32 | Industrial_2034_SC A_GWh_Before Competition Groups_32 | Free Cooling | 0.000697% | 0 | 0.016838 | Industrial_2034_SC A_GWh_Before Competition Groups_Free Cooling
Industrial | Ind ¦ Pump System Optimization | 2034 | SC B | GWh | Before Competition Groups | 603.0118 | 0 | 0 | 3888.8601 | 0.15506 | 1 | Industrial_2034_SC B_GWh_Before Competition Groups_1 | Pump System Optimization | 15.51% | 0 | 603.0118 | Industrial_2034_SC B_GWh_Before Competition Groups_Pump System Optimization
Industrial | Ind ¦ Air Leak Survey and Repair | 2034 | SC B | GWh | Before Competition Groups | 558.1185 | 0 | 0 | 3888.8601 | 0.14352 | 2 | Industrial_2034_SC B_GWh_Before Competition Groups_2 | Air Leak Survey and Repair | 14.35% | 0 | 558.1185 | Industrial_2034_SC B_GWh_Before Competition Groups_Air Leak Survey and Repair
Industrial | Ind ¦ Recommissioning | 2034 | SC B | GWh | Before Competition Groups | 395.0765 | 0 | 0 | 3888.8601 | 0.10159 | 3 | Industrial_2034_SC B_GWh_Before Competition Groups_3 | Recommissioning | 10.16% | 0 | 395.0765 | Industrial_2034_SC B_GWh_Before Competition Groups_Recommissioning
Industrial | Ind ¦ SEM | 2034 | SC B | GWh | Before Competition Groups | 395.0765 | 0 | 0 | 3888.8601 | 0.10159 | 4 | Industrial_2034_SC B_GWh_Before Competition Groups_4 | SEM | 10.16% | 0 | 395.0765 | Industrial_2034_SC B_GWh_Before Competition Groups_SEM
Industrial | Ind ¦ Air Compressor Optimization | 2034 | SC B | GWh | Before Competition Groups | 390.4935 | 0 | 0 | 3888.8601 | 0.10041 | 5 | Industrial_2034_SC B_GWh_Before Competition Groups_5 | Air Compressor Optimization | 10.04% | 0 | 390.4935 | Industrial_2034_SC B_GWh_Before Competition Groups_Air Compressor Optimization
Industrial | Ind ¦ Efficient Compressed Air Nozzles | 2034 | SC B | GWh | Before Competition Groups | 335.3926 | 0 | 0 | 3888.8601 | 0.086244 | 6 | Industrial_2034_SC B_GWh_Before Competition Groups_6 | Efficient Compressed Air Nozzles | 8.624% | 0 | 335.3926 | Industrial_2034_SC B_GWh_Before Competition Groups_Efficient Compressed Air Nozzles
Industrial | Ind ¦ Pump Equipment Upgrade | 2034 | SC B | GWh | Before Competition Groups | 274.8762 | 0 | 0 | 3888.8601 | 0.070683 | 7 | Industrial_2034_SC B_GWh_Before Competition Groups_7 | Pump Equipment Upgrade | 7.068% | 0 | 274.8762 | Industrial_2034_SC B_GWh_Before Competition Groups_Pump Equipment Upgrade
Industrial | Ind ¦ High Efficiency HVAC Fans | 2034 | SC B | GWh | Before Competition Groups | 202.7753 | 0 | 0 | 3888.8601 | 0.052143 | 8 | Industrial_2034_SC B_GWh_Before Competition Groups_8 | High Efficiency HVAC Fans | 5.214% | 0 | 202.7753 | Industrial_2034_SC B_GWh_Before Competition Groups_High Efficiency HVAC Fans
Industrial | Ind ¦ HE Lighting | 2034 | SC B | GWh | Before Competition Groups | 169.899 | 0 | 0 | 3888.8601 | 0.043689 | 9 | Industrial_2034_SC B_GWh_Before Competition Groups_9 | HE Lighting | 4.369% | 0 | 169.899 | Industrial_2034_SC B_GWh_Before Competition Groups_HE Lighting
Industrial | Ind ¦ Greenhouse Grow Lights | 2034 | SC B | GWh | Before Competition Groups | 127.0472 | 0 | 0 | 3888.8601 | 0.03267 | 10 | Industrial_2034_SC B_GWh_Before Competition Groups_10 | Greenhouse Grow Lights | 3.267% | 0 | 127.0472 | Industrial_2034_SC B_GWh_Before Competition Groups_Greenhouse Grow Lights
Industrial | Ind ¦ Material Handling Improvements | 2034 | SC B | GWh | Before Competition Groups | 59.5439 | 0 | 0 | 3888.8601 | 0.015311 | 11 | Industrial_2034_SC B_GWh_Before Competition Groups_11 | Material Handling Improvements | 1.531% | 0 | 59.5439 | Industrial_2034_SC B_GWh_Before Competition Groups_Material Handling Improvements
Industrial | Ind ¦ Fan System Optimization | 2034 | SC B | GWh | Before Competition Groups | 57.672 | 0 | 0 | 3888.8601 | 0.01483 | 12 | Industrial_2034_SC B_GWh_Before Competition Groups_12 | Fan System Optimization | 1.483% | 0 | 57.672 | Industrial_2034_SC B_GWh_Before Competition Groups_Fan System Optimization
Industrial | Ind ¦ Pulp and Paper Process Improvements | 2034 | SC B | GWh | Before Competition Groups | 57.2166 | 0 | 0 | 3888.8601 | 0.014713 | 13 | Industrial_2034_SC B_GWh_Before Competition Groups_13 | Pulp and Paper Process Improvements | 1.471% | 0 | 57.2166 | Industrial_2034_SC B_GWh_Before Competition Groups_Pulp and Paper Process Improvements
Industrial | Ind ¦ Process Optimization (Elec) | 2034 | SC B | GWh | Before Competition Groups | 42.645 | 0 | 0 | 3888.8601 | 0.010966 | 14 | Industrial_2034_SC B_GWh_Before Competition Groups_14 | Process Optimization (Elec) | 1.097% | 0 | 42.645 | Industrial_2034_SC B_GWh_Before Competition Groups_Process Optimization (Elec)
Industrial | Ind ¦ Refiner Plate Improvements | 2034 | SC B | GWh | Before Competition Groups | 39.6193 | 0 | 0 | 3888.8601 | 0.010188 | 15 | Industrial_2034_SC B_GWh_Before Competition Groups_15 | Refiner Plate Improvements | 1.019% | 0 | 39.6193 | Industrial_2034_SC B_GWh_Before Competition Groups_Refiner Plate Improvements
Industrial | Ind ¦ Process Heat Recovery | 2034 | SC B | GWh | Before Competition Groups | 33.8719 | 0 | 0 | 3888.8601 | 0.00871 | 16 | Industrial_2034_SC B_GWh_Before Competition Groups_16 | Process Heat Recovery | 0.871% | 0 | 33.8719 | Industrial_2034_SC B_GWh_Before Competition Groups_Process Heat Recovery
Industrial | Ind ¦ VAV Conversion Project | 2034 | SC B | GWh | Before Competition Groups | 24.5966 | 0 | 0 | 3888.8601 | 0.0063249 | 17 | Industrial_2034_SC B_GWh_Before Competition Groups_17 | VAV Conversion Project | 0.6325% | 0 | 24.5966 | Industrial_2034_SC B_GWh_Before Competition Groups_VAV Conversion Project
Industrial | Ind ¦ Improved Controls - Process Cooling | 2034 | SC B | GWh | Before Competition Groups | 19.975 | 0 | 0 | 3888.8601 | 0.0051365 | 18 | Industrial_2034_SC B_GWh_Before Competition Groups_18 | Improved Controls - Process Cooling | 0.5136% | 0 | 19.975 | Industrial_2034_SC B_GWh_Before Competition Groups_Improved Controls - Process Cooling
Industrial | Ind ¦ High Efficiency Battery Charger | 2034 | SC B | GWh | Before Competition Groups | 18.0375 | 0 | 0 | 3888.8601 | 0.0046383 | 19 | Industrial_2034_SC B_GWh_Before Competition Groups_19 | High Efficiency Battery Charger | 0.4638% | 0 | 18.0375 | Industrial_2034_SC B_GWh_Before Competition Groups_High Efficiency Battery Charger
Industrial | Ind ¦ Process Improvements | 2034 | SC B | GWh | Before Competition Groups | 15.8075 | 0 | 0 | 3888.8601 | 0.0040648 | 20 | Industrial_2034_SC B_GWh_Before Competition Groups_20 | Process Improvements | 0.4065% | 0 | 15.8075 | Industrial_2034_SC B_GWh_Before Competition Groups_Process Improvements
Industrial | Ind ¦ Ventilation Optimization | 2034 | SC B | GWh | Before Competition Groups | 11.0781 | 0 | 0 | 3888.8601 | 0.0028487 | 21 | Industrial_2034_SC B_GWh_Before Competition Groups_21 | Ventilation Optimization | 0.2849% | 0 | 11.0781 | Industrial_2034_SC B_GWh_Before Competition Groups_Ventilation Optimization
Industrial | Ind ¦ Refrigeration Compressor VFD | 2034 | SC B | GWh | Before Competition Groups | 10.7187 | 0 | 0 | 3888.8601 | 0.0027563 | 22 | Industrial_2034_SC B_GWh_Before Competition Groups_22 | Refrigeration Compressor VFD | 0.2756% | 0 | 10.7187 | Industrial_2034_SC B_GWh_Before Competition Groups_Refrigeration Compressor VFD
Industrial | Ind ¦ Efficient Irrigation | 2034 | SC B | GWh | Before Competition Groups | 10.4578 | 0 | 0 | 3888.8601 | 0.0026892 | 23 | Industrial_2034_SC B_GWh_Before Competition Groups_23 | Efficient Irrigation | 0.2689% | 0 | 10.4578 | Industrial_2034_SC B_GWh_Before Competition Groups_Efficient Irrigation
Industrial | Ind ¦ Improved Controls - Process Heating | 2034 | SC B | GWh | Before Competition Groups | 9.8334 | 0 | 0 | 3888.8601 | 0.0025286 | 24 | Industrial_2034_SC B_GWh_Before Competition Groups_24 | Improved Controls - Process Heating | 0.2529% | 0 | 9.8334 | Industrial_2034_SC B_GWh_Before Competition Groups_Improved Controls - Process Heating
Industrial | Ind ¦ Cooling Tower Optimization | 2034 | SC B | GWh | Before Competition Groups | 8.167 | 0 | 0 | 3888.8601 | 0.0021001 | 25 | Industrial_2034_SC B_GWh_Before Competition Groups_25 | Cooling Tower Optimization | 0.21% | 0 | 8.167 | Industrial_2034_SC B_GWh_Before Competition Groups_Cooling Tower Optimization
Industrial | Ind ¦ Engine Block Heater Timer | 2034 | SC B | GWh | Before Competition Groups | 6.0015 | 0 | 0 | 3888.8601 | 0.0015432 | 26 | Industrial_2034_SC B_GWh_Before Competition Groups_26 | Engine Block Heater Timer | 0.1543% | 0 | 6.0015 | Industrial_2034_SC B_GWh_Before Competition Groups_Engine Block Heater Timer
Industrial | Ind ¦ Free Cooling | 2034 | SC B | GWh | Before Competition Groups | 5.2479 | 0 | 0 | 3888.8601 | 0.0013495 | 27 | Industrial_2034_SC B_GWh_Before Competition Groups_27 | Free Cooling | 0.1349% | 0 | 5.2479 | Industrial_2034_SC B_GWh_Before Competition Groups_Free Cooling
Industrial | Ind ¦ Air Compressor Heat Recovery | 2034 | SC B | GWh | Before Competition Groups | 2.6873 | 0 | 0 | 3888.8601 | 0.00069103 | 28 | Industrial_2034_SC B_GWh_Before Competition Groups_28 | Air Compressor Heat Recovery | 0.0691% | 0 | 2.6873 | Industrial_2034_SC B_GWh_Before Competition Groups_Air Compressor Heat Recovery
Industrial | Ind ¦ Dairy Pre-Cooler | 2034 | SC B | GWh | Before Competition Groups | 2.2919 | 0 | 0 | 3888.8601 | 0.00058934 | 29 | Industrial_2034_SC B_GWh_Before Competition Groups_29 | Dairy Pre-Cooler | 0.05893% | 0 | 2.2919 | Industrial_2034_SC B_GWh_Before Competition Groups_Dairy Pre-Cooler
Industrial | Ind ¦ Efficient Refrigeration Compressor | 2034 | SC B | GWh | Before Competition Groups | 0.95493 | 0 | 0 | 3888.8601 | 0.00024555 | 30 | Industrial_2034_SC B_GWh_Before Competition Groups_30 | Efficient Refrigeration Compressor | 0.02456% | 0 | 0.95493 | Industrial_2034_SC B_GWh_Before Competition Groups_Efficient Refrigeration Compressor
Industrial | Ind ¦ Heat Lamps/Heat Pad | 2034 | SC B | GWh | Before Competition Groups | 0.55589 | 0 | 0 | 3888.8601 | 0.00014294 | 31 | Industrial_2034_SC B_GWh_Before Competition Groups_31 | Heat Lamps/Heat Pad | 0.01429% | 0 | 0.55589 | Industrial_2034_SC B_GWh_Before Competition Groups_Heat Lamps/Heat Pad
Industrial | Ind ¦ Dairy Water Heater | 2034 | SC B | GWh | Before Competition Groups | 0.11308 | 0 | 0 | 3888.8601 | 2.9078e-05 | 32 | Industrial_2034_SC B_GWh_Before Competition Groups_32 | Dairy Water Heater | 0.002908% | 0 | 0.11308 | Industrial_2034_SC B_GWh_Before Competition Groups_Dairy Water Heater
Industrial | Ind ¦ Pump System Optimization | 2034 | SC C | GWh | Before Competition Groups | 603.0118 | 0 | 0 | 2870.1326 | 0.2101 | 1 | Industrial_2034_SC C_GWh_Before Competition Groups_1 | Pump System Optimization | 21.01% | 0 | 603.0118 | Industrial_2034_SC C_GWh_Before Competition Groups_Pump System Optimization
Industrial | Ind ¦ Air Compressor Optimization | 2034 | SC C | GWh | Before Competition Groups | 390.4935 | 0 | 0 | 2870.1326 | 0.13605 | 2 | Industrial_2034_SC C_GWh_Before Competition Groups_2 | Air Compressor Optimization | 13.61% | 0 | 390.4935 | Industrial_2034_SC C_GWh_Before Competition Groups_Air Compressor Optimization
Industrial | Ind ¦ Air Leak Survey and Repair | 2034 | SC C | GWh | Before Competition Groups | 323.407 | 0 | 0 | 2870.1326 | 0.11268 | 3 | Industrial_2034_SC C_GWh_Before Competition Groups_3 | Air Leak Survey and Repair | 11.27% | 0 | 323.407 | Industrial_2034_SC C_GWh_Before Competition Groups_Air Leak Survey and Repair
Industrial | Ind ¦ Pump Equipment Upgrade | 2034 | SC C | GWh | Before Competition Groups | 274.8762 | 0 | 0 | 2870.1326 | 0.095771 | 4 | Industrial_2034_SC C_GWh_Before Competition Groups_4 | Pump Equipment Upgrade | 9.577% | 0 | 274.8762 | Industrial_2034_SC C_GWh_Before Competition Groups_Pump Equipment Upgrade
Industrial | Ind ¦ Recommissioning | 2034 | SC C | GWh | Before Competition Groups | 229.037 | 0 | 0 | 2870.1326 | 0.0798 | 5 | Industrial_2034_SC C_GWh_Before Competition Groups_5 | Recommissioning | 7.98% | 0 | 229.037 | Industrial_2034_SC C_GWh_Before Competition Groups_Recommissioning
Industrial | Ind ¦ SEM | 2034 | SC C | GWh | Before Competition Groups | 229.037 | 0 | 0 | 2870.1326 | 0.0798 | 6 | Industrial_2034_SC C_GWh_Before Competition Groups_6 | SEM | 7.98% | 0 | 229.037 | Industrial_2034_SC C_GWh_Before Competition Groups_SEM
Industrial | Ind ¦ Efficient Compressed Air Nozzles | 2034 | SC C | GWh | Before Competition Groups | 190.833 | 0 | 0 | 2870.1326 | 0.066489 | 7 | Industrial_2034_SC C_GWh_Before Competition Groups_7 | Efficient Compressed Air Nozzles | 6.649% | 0 | 190.833 | Industrial_2034_SC C_GWh_Before Competition Groups_Efficient Compressed Air Nozzles
Industrial | Ind ¦ High Efficiency HVAC Fans | 2034 | SC C | GWh | Before Competition Groups | 138.9781 | 0 | 0 | 2870.1326 | 0.048422 | 8 | Industrial_2034_SC C_GWh_Before Competition Groups_8 | High Efficiency HVAC Fans | 4.842% | 0 | 138.9781 | Industrial_2034_SC C_GWh_Before Competition Groups_High Efficiency HVAC Fans
Industrial | Ind ¦ Greenhouse Grow Lights | 2034 | SC C | GWh | Before Competition Groups | 89.1342 | 0 | 0 | 2870.1326 | 0.031056 | 9 | Industrial_2034_SC C_GWh_Before Competition Groups_9 | Greenhouse Grow Lights | 3.106% | 0 | 89.1342 | Industrial_2034_SC C_GWh_Before Competition Groups_Greenhouse Grow Lights
Industrial | Ind ¦ HE Lighting | 2034 | SC C | GWh | Before Competition Groups | 88.3399 | 0 | 0 | 2870.1326 | 0.030779 | 10 | Industrial_2034_SC C_GWh_Before Competition Groups_10 | HE Lighting | 3.078% | 0 | 88.3399 | Industrial_2034_SC C_GWh_Before Competition Groups_HE Lighting
Industrial | Ind ¦ Fan System Optimization | 2034 | SC C | GWh | Before Competition Groups | 57.672 | 0 | 0 | 2870.1326 | 0.020094 | 11 | Industrial_2034_SC C_GWh_Before Competition Groups_11 | Fan System Optimization | 2.009% | 0 | 57.672 | Industrial_2034_SC C_GWh_Before Competition Groups_Fan System Optimization
Industrial | Ind ¦ Material Handling Improvements | 2034 | SC C | GWh | Before Competition Groups | 43.635 | 0 | 0 | 2870.1326 | 0.015203 | 12 | Industrial_2034_SC C_GWh_Before Competition Groups_12 | Material Handling Improvements | 1.52% | 0 | 43.635 | Industrial_2034_SC C_GWh_Before Competition Groups_Material Handling Improvements
Industrial | Ind ¦ Process Optimization (Elec) | 2034 | SC C | GWh | Before Competition Groups | 42.645 | 0 | 0 | 2870.1326 | 0.014858 | 13 | Industrial_2034_SC C_GWh_Before Competition Groups_13 | Process Optimization (Elec) | 1.486% | 0 | 42.645 | Industrial_2034_SC C_GWh_Before Competition Groups_Process Optimization (Elec)
Industrial | Ind ¦ Pulp and Paper Process Improvements | 2034 | SC C | GWh | Before Competition Groups | 31.9639 | 0 | 0 | 2870.1326 | 0.011137 | 14 | Industrial_2034_SC C_GWh_Before Competition Groups_14 | Pulp and Paper Process Improvements | 1.114% | 0 | 31.9639 | Industrial_2034_SC C_GWh_Before Competition Groups_Pulp and Paper Process Improvements
Industrial | Ind ¦ Refiner Plate Improvements | 2034 | SC C | GWh | Before Competition Groups | 21.8818 | 0 | 0 | 2870.1326 | 0.007624 | 15 | Industrial_2034_SC C_GWh_Before Competition Groups_15 | Refiner Plate Improvements | 0.7624% | 0 | 21.8818 | Industrial_2034_SC C_GWh_Before Competition Groups_Refiner Plate Improvements
Industrial | Ind ¦ Process Heat Recovery | 2034 | SC C | GWh | Before Competition Groups | 19.2619 | 0 | 0 | 2870.1326 | 0.0067112 | 16 | Industrial_2034_SC C_GWh_Before Competition Groups_16 | Process Heat Recovery | 0.6711% | 0 | 19.2619 | Industrial_2034_SC C_GWh_Before Competition Groups_Process Heat Recovery
Industrial | Ind ¦ VAV Conversion Project | 2034 | SC C | GWh | Before Competition Groups | 14.1859 | 0 | 0 | 2870.1326 | 0.0049426 | 17 | Industrial_2034_SC C_GWh_Before Competition Groups_17 | VAV Conversion Project | 0.4943% | 0 | 14.1859 | Industrial_2034_SC C_GWh_Before Competition Groups_VAV Conversion Project
Industrial | Ind ¦ High Efficiency Battery Charger | 2034 | SC C | GWh | Before Competition Groups | 11.999 | 0 | 0 | 2870.1326 | 0.0041806 | 18 | Industrial_2034_SC C_GWh_Before Competition Groups_18 | High Efficiency Battery Charger | 0.4181% | 0 | 11.999 | Industrial_2034_SC C_GWh_Before Competition Groups_High Efficiency Battery Charger
Industrial | Ind ¦ Improved Controls - Process Cooling | 2034 | SC C | GWh | Before Competition Groups | 11.5966 | 0 | 0 | 2870.1326 | 0.0040404 | 19 | Industrial_2034_SC C_GWh_Before Competition Groups_19 | Improved Controls - Process Cooling | 0.404% | 0 | 11.5966 | Industrial_2034_SC C_GWh_Before Competition Groups_Improved Controls - Process Cooling
Industrial | Ind ¦ Ventilation Optimization | 2034 | SC C | GWh | Before Competition Groups | 11.0781 | 0 | 0 | 2870.1326 | 0.0038598 | 20 | Industrial_2034_SC C_GWh_Before Competition Groups_20 | Ventilation Optimization | 0.386% | 0 | 11.0781 | Industrial_2034_SC C_GWh_Before Competition Groups_Ventilation Optimization
Industrial | Ind ¦ Process Improvements | 2034 | SC C | GWh | Before Competition Groups | 9.1565 | 0 | 0 | 2870.1326 | 0.0031903 | 21 | Industrial_2034_SC C_GWh_Before Competition Groups_21 | Process Improvements | 0.319% | 0 | 9.1565 | Industrial_2034_SC C_GWh_Before Competition Groups_Process Improvements
Industrial | Ind ¦ Cooling Tower Optimization | 2034 | SC C | GWh | Before Competition Groups | 8.167 | 0 | 0 | 2870.1326 | 0.0028455 | 22 | Industrial_2034_SC C_GWh_Before Competition Groups_22 | Cooling Tower Optimization | 0.2846% | 0 | 8.167 | Industrial_2034_SC C_GWh_Before Competition Groups_Cooling Tower Optimization
Industrial | Ind ¦ Refrigeration Compressor VFD | 2034 | SC C | GWh | Before Competition Groups | 7.6543 | 0 | 0 | 2870.1326 | 0.0026669 | 23 | Industrial_2034_SC C_GWh_Before Competition Groups_23 | Refrigeration Compressor VFD | 0.2667% | 0 | 7.6543 | Industrial_2034_SC C_GWh_Before Competition Groups_Refrigeration Compressor VFD
Industrial | Ind ¦ Improved Controls - Process Heating | 2034 | SC C | GWh | Before Competition Groups | 5.8425 | 0 | 0 | 2870.1326 | 0.0020356 | 24 | Industrial_2034_SC C_GWh_Before Competition Groups_24 | Improved Controls - Process Heating | 0.2036% | 0 | 5.8425 | Industrial_2034_SC C_GWh_Before Competition Groups_Improved Controls - Process Heating
Industrial | Ind ¦ Efficient Irrigation | 2034 | SC C | GWh | Before Competition Groups | 4.8569 | 0 | 0 | 2870.1326 | 0.0016922 | 25 | Industrial_2034_SC C_GWh_Before Competition Groups_25 | Efficient Irrigation | 0.1692% | 0 | 4.8569 | Industrial_2034_SC C_GWh_Before Competition Groups_Efficient Irrigation
Industrial | Ind ¦ Engine Block Heater Timer | 2034 | SC C | GWh | Before Competition Groups | 3.4469 | 0 | 0 | 2870.1326 | 0.001201 | 26 | Industrial_2034_SC C_GWh_Before Competition Groups_26 | Engine Block Heater Timer | 0.1201% | 0 | 3.4469 | Industrial_2034_SC C_GWh_Before Competition Groups_Engine Block Heater Timer
Industrial | Ind ¦ Free Cooling | 2034 | SC C | GWh | Before Competition Groups | 3.1896 | 0 | 0 | 2870.1326 | 0.0011113 | 27 | Industrial_2034_SC C_GWh_Before Competition Groups_27 | Free Cooling | 0.1111% | 0 | 3.1896 | Industrial_2034_SC C_GWh_Before Competition Groups_Free Cooling
Industrial | Ind ¦ Dairy Pre-Cooler | 2034 | SC C | GWh | Before Competition Groups | 1.8246 | 0 | 0 | 2870.1326 | 0.00063572 | 28 | Industrial_2034_SC C_GWh_Before Competition Groups_28 | Dairy Pre-Cooler | 0.06357% | 0 | 1.8246 | Industrial_2034_SC C_GWh_Before Competition Groups_Dairy Pre-Cooler
Industrial | Ind ¦ Air Compressor Heat Recovery | 2034 | SC C | GWh | Before Competition Groups | 1.5619 | 0 | 0 | 2870.1326 | 0.00054418 | 29 | Industrial_2034_SC C_GWh_Before Competition Groups_29 | Air Compressor Heat Recovery | 0.05442% | 0 | 1.5619 | Industrial_2034_SC C_GWh_Before Competition Groups_Air Compressor Heat Recovery
Industrial | Ind ¦ Efficient Refrigeration Compressor | 2034 | SC C | GWh | Before Competition Groups | 0.76273 | 0 | 0 | 2870.1326 | 0.00026575 | 30 | Industrial_2034_SC C_GWh_Before Competition Groups_30 | Efficient Refrigeration Compressor | 0.02657% | 0 | 0.76273 | Industrial_2034_SC C_GWh_Before Competition Groups_Efficient Refrigeration Compressor
Industrial | Ind ¦ Heat Lamps/Heat Pad | 2034 | SC C | GWh | Before Competition Groups | 0.49705 | 0 | 0 | 2870.1326 | 0.00017318 | 31 | Industrial_2034_SC C_GWh_Before Competition Groups_31 | Heat Lamps/Heat Pad | 0.01732% | 0 | 0.49705 | Industrial_2034_SC C_GWh_Before Competition Groups_Heat Lamps/Heat Pad
Industrial | Ind ¦ Dairy Water Heater | 2034 | SC C | GWh | Before Competition Groups | 0.10565 | 0 | 0 | 2870.1326 | 3.6809e-05 | 32 | Industrial_2034_SC C_GWh_Before Competition Groups_32 | Dairy Water Heater | 0.003681% | 0 | 0.10565 | Industrial_2034_SC C_GWh_Before Competition Groups_Dairy Water Heater
Industrial | Ind ¦ Air Compressor Optimization | 2034 | SC D | GWh | Before Competition Groups | 390.4935 | 0 | 0 | 2277.3413 | 0.17147 | 1 | Industrial_2034_SC D_GWh_Before Competition Groups_1 | Air Compressor Optimization | 17.15% | 0 | 390.4935 | Industrial_2034_SC D_GWh_Before Competition Groups_Air Compressor Optimization
Industrial | Ind ¦ Pump System Optimization | 2034 | SC D | GWh | Before Competition Groups | 336.5488 | 0 | 0 | 2277.3413 | 0.14778 | 2 | Industrial_2034_SC D_GWh_Before Competition Groups_2 | Pump System Optimization | 14.78% | 0 | 336.5488 | Industrial_2034_SC D_GWh_Before Competition Groups_Pump System Optimization
Industrial | Ind ¦ Air Leak Survey and Repair | 2034 | SC D | GWh | Before Competition Groups | 322.8476 | 0 | 0 | 2277.3413 | 0.14177 | 3 | Industrial_2034_SC D_GWh_Before Competition Groups_3 | Air Leak Survey and Repair | 14.18% | 0 | 322.8476 | Industrial_2034_SC D_GWh_Before Competition Groups_Air Leak Survey and Repair
Industrial | Ind ¦ SEM | 2034 | SC D | GWh | Before Competition Groups | 229.037 | 0 | 0 | 2277.3413 | 0.10057 | 4 | Industrial_2034_SC D_GWh_Before Competition Groups_4 | SEM | 10.06% | 0 | 229.037 | Industrial_2034_SC D_GWh_Before Competition Groups_SEM
Industrial | Ind ¦ Recommissioning | 2034 | SC D | GWh | Before Competition Groups | 221.4239 | 0 | 0 | 2277.3413 | 0.097229 | 5 | Industrial_2034_SC D_GWh_Before Competition Groups_5 | Recommissioning | 9.723% | 0 | 221.4239 | Industrial_2034_SC D_GWh_Before Competition Groups_Recommissioning
Industrial | Ind ¦ Efficient Compressed Air Nozzles | 2034 | SC D | GWh | Before Competition Groups | 190.833 | 0 | 0 | 2277.3413 | 0.083796 | 6 | Industrial_2034_SC D_GWh_Before Competition Groups_6 | Efficient Compressed Air Nozzles | 8.38% | 0 | 190.833 | Industrial_2034_SC D_GWh_Before Competition Groups_Efficient Compressed Air Nozzles
Industrial | Ind ¦ Pump Equipment Upgrade | 2034 | SC D | GWh | Before Competition Groups | 145.6188 | 0 | 0 | 2277.3413 | 0.063942 | 7 | Industrial_2034_SC D_GWh_Before Competition Groups_7 | Pump Equipment Upgrade | 6.394% | 0 | 145.6188 | Industrial_2034_SC D_GWh_Before Competition Groups_Pump Equipment Upgrade
Industrial | Ind ¦ High Efficiency HVAC Fans | 2034 | SC D | GWh | Before Competition Groups | 131.7448 | 0 | 0 | 2277.3413 | 0.05785 | 8 | Industrial_2034_SC D_GWh_Before Competition Groups_8 | High Efficiency HVAC Fans | 5.785% | 0 | 131.7448 | Industrial_2034_SC D_GWh_Before Competition Groups_High Efficiency HVAC Fans
Industrial | Ind ¦ Fan System Optimization | 2034 | SC D | GWh | Before Competition Groups | 57.672 | 0 | 0 | 2277.3413 | 0.025324 | 9 | Industrial_2034_SC D_GWh_Before Competition Groups_9 | Fan System Optimization | 2.532% | 0 | 57.672 | Industrial_2034_SC D_GWh_Before Competition Groups_Fan System Optimization
Industrial | Ind ¦ Greenhouse Grow Lights | 2034 | SC D | GWh | Before Competition Groups | 46.0766 | 0 | 0 | 2277.3413 | 0.020233 | 10 | Industrial_2034_SC D_GWh_Before Competition Groups_10 | Greenhouse Grow Lights | 2.023% | 0 | 46.0766 | Industrial_2034_SC D_GWh_Before Competition Groups_Greenhouse Grow Lights
Industrial | Ind ¦ Material Handling Improvements | 2034 | SC D | GWh | Before Competition Groups | 43.635 | 0 | 0 | 2277.3413 | 0.01916 | 11 | Industrial_2034_SC D_GWh_Before Competition Groups_11 | Material Handling Improvements | 1.916% | 0 | 43.635 | Industrial_2034_SC D_GWh_Before Competition Groups_Material Handling Improvements
Industrial | Ind ¦ Process Optimization (Elec) | 2034 | SC D | GWh | Before Competition Groups | 42.645 | 0 | 0 | 2277.3413 | 0.018726 | 12 | Industrial_2034_SC D_GWh_Before Competition Groups_12 | Process Optimization (Elec) | 1.873% | 0 | 42.645 | Industrial_2034_SC D_GWh_Before Competition Groups_Process Optimization (Elec)
Industrial | Ind ¦ Refiner Plate Improvements | 2034 | SC D | GWh | Before Competition Groups | 21.8818 | 0 | 0 | 2277.3413 | 0.0096085 | 13 | Industrial_2034_SC D_GWh_Before Competition Groups_13 | Refiner Plate Improvements | 0.9608% | 0 | 21.8818 | Industrial_2034_SC D_GWh_Before Competition Groups_Refiner Plate Improvements
Industrial | Ind ¦ Process Heat Recovery | 2034 | SC D | GWh | Before Competition Groups | 14.5113 | 0 | 0 | 2277.3413 | 0.006372 | 14 | Industrial_2034_SC D_GWh_Before Competition Groups_14 | Process Heat Recovery | 0.6372% | 0 | 14.5113 | Industrial_2034_SC D_GWh_Before Competition Groups_Process Heat Recovery
Industrial | Ind ¦ Improved Controls - Process Cooling | 2034 | SC D | GWh | Before Competition Groups | 11.5966 | 0 | 0 | 2277.3413 | 0.0050921 | 15 | Industrial_2034_SC D_GWh_Before Competition Groups_15 | Improved Controls - Process Cooling | 0.5092% | 0 | 11.5966 | Industrial_2034_SC D_GWh_Before Competition Groups_Improved Controls - Process Cooling
Industrial | Ind ¦ Ventilation Optimization | 2034 | SC D | GWh | Before Competition Groups | 9.7835 | 0 | 0 | 2277.3413 | 0.004296 | 16 | Industrial_2034_SC D_GWh_Before Competition Groups_16 | Ventilation Optimization | 0.4296% | 0 | 9.7835 | Industrial_2034_SC D_GWh_Before Competition Groups_Ventilation Optimization
Industrial | Ind ¦ VAV Conversion Project | 2034 | SC D | GWh | Before Competition Groups | 9.6102 | 0 | 0 | 2277.3413 | 0.0042199 | 17 | Industrial_2034_SC D_GWh_Before Competition Groups_17 | VAV Conversion Project | 0.422% | 0 | 9.6102 | Industrial_2034_SC D_GWh_Before Competition Groups_VAV Conversion Project
Industrial | Ind ¦ HE Lighting | 2034 | SC D | GWh | Before Competition Groups | 9.4708 | 0 | 0 | 2277.3413 | 0.0041587 | 18 | Industrial_2034_SC D_GWh_Before Competition Groups_18 | HE Lighting | 0.4159% | 0 | 9.4708 | Industrial_2034_SC D_GWh_Before Competition Groups_HE Lighting
Industrial | Ind ¦ Process Improvements | 2034 | SC D | GWh | Before Competition Groups | 8.0334 | 0 | 0 | 2277.3413 | 0.0035275 | 19 | Industrial_2034_SC D_GWh_Before Competition Groups_19 | Process Improvements | 0.3528% | 0 | 8.0334 | Industrial_2034_SC D_GWh_Before Competition Groups_Process Improvements
Industrial | Ind ¦ Cooling Tower Optimization | 2034 | SC D | GWh | Before Competition Groups | 7.8566 | 0 | 0 | 2277.3413 | 0.0034499 | 20 | Industrial_2034_SC D_GWh_Before Competition Groups_20 | Cooling Tower Optimization | 0.345% | 0 | 7.8566 | Industrial_2034_SC D_GWh_Before Competition Groups_Cooling Tower Optimization
Industrial | Ind ¦ High Efficiency Battery Charger | 2034 | SC D | GWh | Before Competition Groups | 5.32 | 0 | 0 | 2277.3413 | 0.0023361 | 21 | Industrial_2034_SC D_GWh_Before Competition Groups_21 | High Efficiency Battery Charger | 0.2336% | 0 | 5.32 | Industrial_2034_SC D_GWh_Before Competition Groups_High Efficiency Battery Charger
Industrial | Ind ¦ Improved Controls - Process Heating | 2034 | SC D | GWh | Before Competition Groups | 5.2356 | 0 | 0 | 2277.3413 | 0.002299 | 22 | Industrial_2034_SC D_GWh_Before Competition Groups_22 | Improved Controls - Process Heating | 0.2299% | 0 | 5.2356 | Industrial_2034_SC D_GWh_Before Competition Groups_Improved Controls - Process Heating
Industrial | Ind ¦ Refrigeration Compressor VFD | 2034 | SC D | GWh | Before Competition Groups | 3.5159 | 0 | 0 | 2277.3413 | 0.0015439 | 23 | Industrial_2034_SC D_GWh_Before Competition Groups_23 | Refrigeration Compressor VFD | 0.1544% | 0 | 3.5159 | Industrial_2034_SC D_GWh_Before Competition Groups_Refrigeration Compressor VFD
Industrial | Ind ¦ Engine Block Heater Timer | 2034 | SC D | GWh | Before Competition Groups | 3.2706 | 0 | 0 | 2277.3413 | 0.0014361 | 24 | Industrial_2034_SC D_GWh_Before Competition Groups_24 | Engine Block Heater Timer | 0.1436% | 0 | 3.2706 | Industrial_2034_SC D_GWh_Before Competition Groups_Engine Block Heater Timer
Industrial | Ind ¦ Pulp and Paper Process Improvements | 2034 | SC D | GWh | Before Competition Groups | 3.1677 | 0 | 0 | 2277.3413 | 0.001391 | 25 | Industrial_2034_SC D_GWh_Before Competition Groups_25 | Pulp and Paper Process Improvements | 0.1391% | 0 | 3.1677 | Industrial_2034_SC D_GWh_Before Competition Groups_Pulp and Paper Process Improvements
Industrial | Ind ¦ Efficient Irrigation | 2034 | SC D | GWh | Before Competition Groups | 1.7937 | 0 | 0 | 2277.3413 | 0.00078762 | 26 | Industrial_2034_SC D_GWh_Before Competition Groups_26 | Efficient Irrigation | 0.07876% | 0 | 1.7937 | Industrial_2034_SC D_GWh_Before Competition Groups_Efficient Irrigation
Industrial | Ind ¦ Air Compressor Heat Recovery | 2034 | SC D | GWh | Before Competition Groups | 1.4211 | 0 | 0 | 2277.3413 | 0.00062402 | 27 | Industrial_2034_SC D_GWh_Before Competition Groups_27 | Air Compressor Heat Recovery | 0.0624% | 0 | 1.4211 | Industrial_2034_SC D_GWh_Before Competition Groups_Air Compressor Heat Recovery
Industrial | Ind ¦ Dairy Pre-Cooler | 2034 | SC D | GWh | Before Competition Groups | 0.89937 | 0 | 0 | 2277.3413 | 0.00039492 | 28 | Industrial_2034_SC D_GWh_Before Competition Groups_28 | Dairy Pre-Cooler | 0.03949% | 0 | 0.89937 | Industrial_2034_SC D_GWh_Before Competition Groups_Dairy Pre-Cooler
Industrial | Ind ¦ Efficient Refrigeration Compressor | 2034 | SC D | GWh | Before Competition Groups | 0.7537 | 0 | 0 | 2277.3413 | 0.00033096 | 29 | Industrial_2034_SC D_GWh_Before Competition Groups_29 | Efficient Refrigeration Compressor | 0.0331% | 0 | 0.7537 | Industrial_2034_SC D_GWh_Before Competition Groups_Efficient Refrigeration Compressor
Industrial | Ind ¦ Free Cooling | 2034 | SC D | GWh | Before Competition Groups | 0.35057 | 0 | 0 | 2277.3413 | 0.00015394 | 30 | Industrial_2034_SC D_GWh_Before Competition Groups_30 | Free Cooling | 0.01539% | 0 | 0.35057 | Industrial_2034_SC D_GWh_Before Competition Groups_Free Cooling
Industrial | Ind ¦ Heat Lamps/Heat Pad | 2034 | SC D | GWh | Before Competition Groups | 0.29288 | 0 | 0 | 2277.3413 | 0.00012861 | 31 | Industrial_2034_SC D_GWh_Before Competition Groups_31 | Heat Lamps/Heat Pad | 0.01286% | 0 | 0.29288 | Industrial_2034_SC D_GWh_Before Competition Groups_Heat Lamps/Heat Pad
Industrial | Ind ¦ Pump System Optimization | 2034 | Technical | GWh | Before Competition Groups | 879.8038 | 0 | 0 | 5860.1036 | 0.15013 | 1 | Industrial_2034_Technical_GWh_Before Competition Groups_1 | Pump System Optimization | 15.01% | 0 | 879.8038 | Industrial_2034_Technical_GWh_Before Competition Groups_Pump System Optimization
Industrial | Ind ¦ HE Lighting | 2034 | Technical | GWh | Before Competition Groups | 688.1244 | 0 | 0 | 5860.1036 | 0.11743 | 2 | Industrial_2034_Technical_GWh_Before Competition Groups_2 | HE Lighting | 11.74% | 0 | 688.1244 | Industrial_2034_Technical_GWh_Before Competition Groups_HE Lighting
Industrial | Ind ¦ Air Leak Survey and Repair | 2034 | Technical | GWh | Before Competition Groups | 609.5745 | 0 | 0 | 5860.1036 | 0.10402 | 3 | Industrial_2034_Technical_GWh_Before Competition Groups_3 | Air Leak Survey and Repair | 10.4% | 0 | 609.5745 | Industrial_2034_Technical_GWh_Before Competition Groups_Air Leak Survey and Repair
Industrial | Ind ¦ Air Compressor Optimization | 2034 | Technical | GWh | Before Competition Groups | 477.488 | 0 | 0 | 5860.1036 | 0.081481 | 4 | Industrial_2034_Technical_GWh_Before Competition Groups_4 | Air Compressor Optimization | 8.148% | 0 | 477.488 | Industrial_2034_Technical_GWh_Before Competition Groups_Air Compressor Optimization
Industrial | Ind ¦ Efficient Compressed Air Nozzles | 2034 | Technical | GWh | Before Competition Groups | 465.2782 | 0 | 0 | 5860.1036 | 0.079398 | 5 | Industrial_2034_Technical_GWh_Before Competition Groups_5 | Efficient Compressed Air Nozzles | 7.94% | 0 | 465.2782 | Industrial_2034_Technical_GWh_Before Competition Groups_Efficient Compressed Air Nozzles
Industrial | Ind ¦ Recommissioning | 2034 | Technical | GWh | Before Competition Groups | 426.6038 | 0 | 0 | 5860.1036 | 0.072798 | 6 | Industrial_2034_Technical_GWh_Before Competition Groups_6 | Recommissioning | 7.28% | 0 | 426.6038 | Industrial_2034_Technical_GWh_Before Competition Groups_Recommissioning
Industrial | Ind ¦ SEM | 2034 | Technical | GWh | Before Competition Groups | 426.6038 | 0 | 0 | 5860.1036 | 0.072798 | 7 | Industrial_2034_Technical_GWh_Before Competition Groups_7 | SEM | 7.28% | 0 | 426.6038 | Industrial_2034_Technical_GWh_Before Competition Groups_SEM
Industrial | Ind ¦ Pump Equipment Upgrade | 2034 | Technical | GWh | Before Competition Groups | 391.6093 | 0 | 0 | 5860.1036 | 0.066826 | 8 | Industrial_2034_Technical_GWh_Before Competition Groups_8 | Pump Equipment Upgrade | 6.683% | 0 | 391.6093 | Industrial_2034_Technical_GWh_Before Competition Groups_Pump Equipment Upgrade
Industrial | Ind ¦ High Efficiency HVAC Fans | 2034 | Technical | GWh | Before Competition Groups | 247.1258 | 0 | 0 | 5860.1036 | 0.042171 | 9 | Industrial_2034_Technical_GWh_Before Competition Groups_9 | High Efficiency HVAC Fans | 4.217% | 0 | 247.1258 | Industrial_2034_Technical_GWh_Before Competition Groups_High Efficiency HVAC Fans
Industrial | Ind ¦ Premium Efficient Motors | 2034 | Technical | GWh | Before Competition Groups | 173.206 | 0 | 0 | 5860.1036 | 0.029557 | 10 | Industrial_2034_Technical_GWh_Before Competition Groups_10 | Premium Efficient Motors | 2.956% | 0 | 173.206 | Industrial_2034_Technical_GWh_Before Competition Groups_Premium Efficient Motors
Industrial | Ind ¦ Process Optimization (Elec) | 2034 | Technical | GWh | Before Competition Groups | 172.5214 | 0 | 0 | 5860.1036 | 0.02944 | 11 | Industrial_2034_Technical_GWh_Before Competition Groups_11 | Process Optimization (Elec) | 2.944% | 0 | 172.5214 | Industrial_2034_Technical_GWh_Before Competition Groups_Process Optimization (Elec)
Industrial | Ind ¦ Greenhouse Grow Lights | 2034 | Technical | GWh | Before Competition Groups | 167.6422 | 0 | 0 | 5860.1036 | 0.028607 | 12 | Industrial_2034_Technical_GWh_Before Competition Groups_12 | Greenhouse Grow Lights | 2.861% | 0 | 167.6422 | Industrial_2034_Technical_GWh_Before Competition Groups_Greenhouse Grow Lights
Industrial | Ind ¦ HE HVAC Controls | 2034 | Technical | GWh | Before Competition Groups | 77.6674 | 0 | 0 | 5860.1036 | 0.013254 | 13 | Industrial_2034_Technical_GWh_Before Competition Groups_13 | HE HVAC Controls | 1.325% | 0 | 77.6674 | Industrial_2034_Technical_GWh_Before Competition Groups_HE HVAC Controls
Industrial | Ind ¦ Material Handling Improvements | 2034 | Technical | GWh | Before Competition Groups | 74.6883 | 0 | 0 | 5860.1036 | 0.012745 | 14 | Industrial_2034_Technical_GWh_Before Competition Groups_14 | Material Handling Improvements | 1.275% | 0 | 74.6883 | Industrial_2034_Technical_GWh_Before Competition Groups_Material Handling Improvements
Industrial | Ind ¦ Fan System Optimization | 2034 | Technical | GWh | Before Competition Groups | 67.1449 | 0 | 0 | 5860.1036 | 0.011458 | 15 | Industrial_2034_Technical_GWh_Before Competition Groups_15 | Fan System Optimization | 1.146% | 0 | 67.1449 | Industrial_2034_Technical_GWh_Before Competition Groups_Fan System Optimization
Industrial | Ind ¦ Pulp and Paper Process Improvements | 2034 | Technical | GWh | Before Competition Groups | 65.4913 | 0 | 0 | 5860.1036 | 0.011176 | 16 | Industrial_2034_Technical_GWh_Before Competition Groups_16 | Pulp and Paper Process Improvements | 1.118% | 0 | 65.4913 | Industrial_2034_Technical_GWh_Before Competition Groups_Pulp and Paper Process Improvements
Industrial | Ind ¦ Refiner Plate Improvements | 2034 | Technical | GWh | Before Competition Groups | 56.9305 | 0 | 0 | 5860.1036 | 0.0097149 | 17 | Industrial_2034_Technical_GWh_Before Competition Groups_17 | Refiner Plate Improvements | 0.9715% | 0 | 56.9305 | Industrial_2034_Technical_GWh_Before Competition Groups_Refiner Plate Improvements
Industrial | Ind ¦ HE HVAC Units | 2034 | Technical | GWh | Before Competition Groups | 52.9657 | 0 | 0 | 5860.1036 | 0.0090384 | 18 | Industrial_2034_Technical_GWh_Before Competition Groups_18 | HE HVAC Units | 0.9038% | 0 | 52.9657 | Industrial_2034_Technical_GWh_Before Competition Groups_HE HVAC Units
Industrial | Ind ¦ Process Heat Recovery | 2034 | Technical | GWh | Before Competition Groups | 36.8599 | 0 | 0 | 5860.1036 | 0.00629 | 19 | Industrial_2034_Technical_GWh_Before Competition Groups_19 | Process Heat Recovery | 0.629% | 0 | 36.8599 | Industrial_2034_Technical_GWh_Before Competition Groups_Process Heat Recovery
Industrial | Ind ¦ Ventilation Optimization | 2034 | Technical | GWh | Before Competition Groups | 35.7143 | 0 | 0 | 5860.1036 | 0.0060945 | 20 | Industrial_2034_Technical_GWh_Before Competition Groups_20 | Ventilation Optimization | 0.6094% | 0 | 35.7143 | Industrial_2034_Technical_GWh_Before Competition Groups_Ventilation Optimization
Industrial | Ind ¦ Cold Storage Retrofit | 2034 | Technical | GWh | Before Competition Groups | 23.8489 | 0 | 0 | 5860.1036 | 0.0040697 | 21 | Industrial_2034_Technical_GWh_Before Competition Groups_21 | Cold Storage Retrofit | 0.407% | 0 | 23.8489 | Industrial_2034_Technical_GWh_Before Competition Groups_Cold Storage Retrofit
Industrial | Ind ¦ High Efficiency Battery Charger | 2034 | Technical | GWh | Before Competition Groups | 23.55 | 0 | 0 | 5860.1036 | 0.0040187 | 22 | Industrial_2034_Technical_GWh_Before Competition Groups_22 | High Efficiency Battery Charger | 0.4019% | 0 | 23.55 | Industrial_2034_Technical_GWh_Before Competition Groups_High Efficiency Battery Charger
Industrial | Ind ¦ VAV Conversion Project | 2034 | Technical | GWh | Before Competition Groups | 23.2016 | 0 | 0 | 5860.1036 | 0.0039593 | 23 | Industrial_2034_Technical_GWh_Before Competition Groups_23 | VAV Conversion Project | 0.3959% | 0 | 23.2016 | Industrial_2034_Technical_GWh_Before Competition Groups_VAV Conversion Project
Industrial | Ind ¦ Synchronous Belts | 2034 | Technical | GWh | Before Competition Groups | 21.4773 | 0 | 0 | 5860.1036 | 0.003665 | 24 | Industrial_2034_Technical_GWh_Before Competition Groups_24 | Synchronous Belts | 0.3665% | 0 | 21.4773 | Industrial_2034_Technical_GWh_Before Competition Groups_Synchronous Belts
Industrial | Ind ¦ Improved Controls - Process Cooling | 2034 | Technical | GWh | Before Competition Groups | 20.6614 | 0 | 0 | 5860.1036 | 0.0035258 | 25 | Industrial_2034_Technical_GWh_Before Competition Groups_25 | Improved Controls - Process Cooling | 0.3526% | 0 | 20.6614 | Industrial_2034_Technical_GWh_Before Competition Groups_Improved Controls - Process Cooling
Industrial | Ind ¦ HVLS Fans | 2034 | Technical | GWh | Before Competition Groups | 19.6604 | 0 | 0 | 5860.1036 | 0.003355 | 26 | Industrial_2034_Technical_GWh_Before Competition Groups_26 | HVLS Fans | 0.3355% | 0 | 19.6604 | Industrial_2034_Technical_GWh_Before Competition Groups_HVLS Fans
Industrial | Ind ¦ Efficient Irrigation | 2034 | Technical | GWh | Before Competition Groups | 19.05 | 0 | 0 | 5860.1036 | 0.0032508 | 27 | Industrial_2034_Technical_GWh_Before Competition Groups_27 | Efficient Irrigation | 0.3251% | 0 | 19.05 | Industrial_2034_Technical_GWh_Before Competition Groups_Efficient Irrigation
Industrial | Ind ¦ Process Improvements | 2034 | Technical | GWh | Before Competition Groups | 17.6169 | 0 | 0 | 5860.1036 | 0.0030063 | 28 | Industrial_2034_Technical_GWh_Before Competition Groups_28 | Process Improvements | 0.3006% | 0 | 17.6169 | Industrial_2034_Technical_GWh_Before Competition Groups_Process Improvements
Industrial | Ind ¦ Refrigeration Compressor VFD | 2034 | Technical | GWh | Before Competition Groups | 12.9251 | 0 | 0 | 5860.1036 | 0.0022056 | 29 | Industrial_2034_Technical_GWh_Before Competition Groups_29 | Refrigeration Compressor VFD | 0.2206% | 0 | 12.9251 | Industrial_2034_Technical_GWh_Before Competition Groups_Refrigeration Compressor VFD
Industrial | Ind ¦ Efficient Transformer | 2034 | Technical | GWh | Before Competition Groups | 11.775 | 0 | 0 | 5860.1036 | 0.0020094 | 30 | Industrial_2034_Technical_GWh_Before Competition Groups_30 | Efficient Transformer | 0.2009% | 0 | 11.775 | Industrial_2034_Technical_GWh_Before Competition Groups_Efficient Transformer
Industrial | Ind ¦ Chiller Optimization | 2034 | Technical | GWh | Before Competition Groups | 11.1344 | 0 | 0 | 5860.1036 | 0.0019 | 31 | Industrial_2034_Technical_GWh_Before Competition Groups_31 | Chiller Optimization | 0.19% | 0 | 11.1344 | Industrial_2034_Technical_GWh_Before Competition Groups_Chiller Optimization
Industrial | Ind ¦ Improved Controls - Process Heating | 2034 | Technical | GWh | Before Competition Groups | 10.7302 | 0 | 0 | 5860.1036 | 0.0018311 | 32 | Industrial_2034_Technical_GWh_Before Competition Groups_32 | Improved Controls - Process Heating | 0.1831% | 0 | 10.7302 | Industrial_2034_Technical_GWh_Before Competition Groups_Improved Controls - Process Heating
Industrial | Ind ¦ High Efficiency Welders | 2034 | Technical | GWh | Before Competition Groups | 9.4062 | 0 | 0 | 5860.1036 | 0.0016051 | 33 | Industrial_2034_Technical_GWh_Before Competition Groups_33 | High Efficiency Welders | 0.1605% | 0 | 9.4062 | Industrial_2034_Technical_GWh_Before Competition Groups_High Efficiency Welders
Industrial | Ind ¦ Cooling Tower Optimization | 2034 | Technical | GWh | Before Competition Groups | 8.7462 | 0 | 0 | 5860.1036 | 0.0014925 | 34 | Industrial_2034_Technical_GWh_Before Competition Groups_34 | Cooling Tower Optimization | 0.1492% | 0 | 8.7462 | Industrial_2034_Technical_GWh_Before Competition Groups_Cooling Tower Optimization
Industrial | Ind ¦ Low Energy Livestock Waterers | 2034 | Technical | GWh | Before Competition Groups | 6.8812 | 0 | 0 | 5860.1036 | 0.0011742 | 35 | Industrial_2034_Technical_GWh_Before Competition Groups_35 | Low Energy Livestock Waterers | 0.1174% | 0 | 6.8812 | Industrial_2034_Technical_GWh_Before Competition Groups_Low Energy Livestock Waterers
Industrial | Ind ¦ Engine Block Heater Timer | 2034 | Technical | GWh | Before Competition Groups | 6.7502 | 0 | 0 | 5860.1036 | 0.0011519 | 36 | Industrial_2034_Technical_GWh_Before Competition Groups_36 | Engine Block Heater Timer | 0.1152% | 0 | 6.7502 | Industrial_2034_Technical_GWh_Before Competition Groups_Engine Block Heater Timer
Industrial | Ind ¦ Free Cooling | 2034 | Technical | GWh | Before Competition Groups | 5.3601 | 0 | 0 | 5860.1036 | 0.00091467 | 37 | Industrial_2034_Technical_GWh_Before Competition Groups_37 | Free Cooling | 0.09147% | 0 | 5.3601 | Industrial_2034_Technical_GWh_Before Competition Groups_Free Cooling
Industrial | Ind ¦ Dairy Pre-Cooler | 2034 | Technical | GWh | Before Competition Groups | 5.1645 | 0 | 0 | 5860.1036 | 0.00088129 | 38 | Industrial_2034_Technical_GWh_Before Competition Groups_38 | Dairy Pre-Cooler | 0.08813% | 0 | 5.1645 | Industrial_2034_Technical_GWh_Before Competition Groups_Dairy Pre-Cooler
Industrial | Ind ¦ Air Compressor Heat Recovery | 2034 | Technical | GWh | Before Competition Groups | 2.8472 | 0 | 0 | 5860.1036 | 0.00048586 | 39 | Industrial_2034_Technical_GWh_Before Competition Groups_39 | Air Compressor Heat Recovery | 0.04859% | 0 | 2.8472 | Industrial_2034_Technical_GWh_Before Competition Groups_Air Compressor Heat Recovery
Industrial | Ind ¦ Optimize Compressed Air Dryer | 2034 | Technical | GWh | Before Competition Groups | 2.1081 | 0 | 0 | 5860.1036 | 0.00035974 | 40 | Industrial_2034_Technical_GWh_Before Competition Groups_40 | Optimize Compressed Air Dryer | 0.03597% | 0 | 2.1081 | Industrial_2034_Technical_GWh_Before Competition Groups_Optimize Compressed Air Dryer
Industrial | Ind ¦ Heat Lamps/Heat Pad | 2034 | Technical | GWh | Before Competition Groups | 1.488 | 0 | 0 | 5860.1036 | 0.00025392 | 41 | Industrial_2034_Technical_GWh_Before Competition Groups_41 | Heat Lamps/Heat Pad | 0.02539% | 0 | 1.488 | Industrial_2034_Technical_GWh_Before Competition Groups_Heat Lamps/Heat Pad
Industrial | Ind ¦ Efficient Refrigeration Compressor | 2034 | Technical | GWh | Before Competition Groups | 1.07 | 0 | 0 | 5860.1036 | 0.00018258 | 42 | Industrial_2034_Technical_GWh_Before Competition Groups_42 | Efficient Refrigeration Compressor | 0.01826% | 0 | 1.07 | Industrial_2034_Technical_GWh_Before Competition Groups_Efficient Refrigeration Compressor
Industrial | Ind ¦ Creep Heat Controller | 2034 | Technical | GWh | Before Competition Groups | 0.91754 | 0 | 0 | 5860.1036 | 0.00015657 | 43 | Industrial_2034_Technical_GWh_Before Competition Groups_43 | Creep Heat Controller | 0.01566% | 0 | 0.91754 | Industrial_2034_Technical_GWh_Before Competition Groups_Creep Heat Controller
Industrial | Ind ¦ Dual and Natural Exhaust Ventilation Systems | 2034 | Technical | GWh | Before Competition Groups | 0.40486 | 0 | 0 | 5860.1036 | 6.9088e-05 | 44 | Industrial_2034_Technical_GWh_Before Competition Groups_44 | Dual and Natural Exhaust Ventilation Systems | 0.006909% | 0 | 0.40486 | Industrial_2034_Technical_GWh_Before Competition Groups_Dual and Natural Exhaust Ventilation Systems
Industrial | Ind ¦ Dairy Water Heater | 2034 | Technical | GWh | Before Competition Groups | 0.28494 | 0 | 0 | 5860.1036 | 4.8623e-05 | 45 | Industrial_2034_Technical_GWh_Before Competition Groups_45 | Dairy Water Heater | 0.004862% | 0 | 0.28494 | Industrial_2034_Technical_GWh_Before Competition Groups_Dairy Water Heater
Industrial | Ind ¦ Pump System Optimization | 2035 | Economic | GWh | Before Competition Groups | 870.6834 | 0 | 0 | 5459.7405 | 0.15947 | 1 | Industrial_2035_Economic_GWh_Before Competition Groups_1 | Pump System Optimization | 15.95% | 0 | 870.6834 | Industrial_2035_Economic_GWh_Before Competition Groups_Pump System Optimization
Industrial | Ind ¦ HE Lighting | 2035 | Economic | GWh | Before Competition Groups | 700.0786 | 0 | 0 | 5459.7405 | 0.12823 | 2 | Industrial_2035_Economic_GWh_Before Competition Groups_2 | HE Lighting | 12.82% | 0 | 700.0786 | Industrial_2035_Economic_GWh_Before Competition Groups_HE Lighting
Industrial | Ind ¦ Air Leak Survey and Repair | 2035 | Economic | GWh | Before Competition Groups | 611.0422 | 0 | 0 | 5459.7405 | 0.11192 | 3 | Industrial_2035_Economic_GWh_Before Competition Groups_3 | Air Leak Survey and Repair | 11.19% | 0 | 611.0422 | Industrial_2035_Economic_GWh_Before Competition Groups_Air Leak Survey and Repair
Industrial | Ind ¦ Air Compressor Optimization | 2035 | Economic | GWh | Before Competition Groups | 485.1409 | 0 | 0 | 5459.7405 | 0.088858 | 4 | Industrial_2035_Economic_GWh_Before Competition Groups_4 | Air Compressor Optimization | 8.886% | 0 | 485.1409 | Industrial_2035_Economic_GWh_Before Competition Groups_Air Compressor Optimization
Industrial | Ind ¦ Efficient Compressed Air Nozzles | 2035 | Economic | GWh | Before Competition Groups | 472.4398 | 0 | 0 | 5459.7405 | 0.086532 | 5 | Industrial_2035_Economic_GWh_Before Competition Groups_5 | Efficient Compressed Air Nozzles | 8.653% | 0 | 472.4398 | Industrial_2035_Economic_GWh_Before Competition Groups_Efficient Compressed Air Nozzles
Industrial | Ind ¦ Recommissioning | 2035 | Economic | GWh | Before Competition Groups | 425.6507 | 0 | 0 | 5459.7405 | 0.077962 | 6 | Industrial_2035_Economic_GWh_Before Competition Groups_6 | Recommissioning | 7.796% | 0 | 425.6507 | Industrial_2035_Economic_GWh_Before Competition Groups_Recommissioning
Industrial | Ind ¦ SEM | 2035 | Economic | GWh | Before Competition Groups | 425.6507 | 0 | 0 | 5459.7405 | 0.077962 | 7 | Industrial_2035_Economic_GWh_Before Competition Groups_7 | SEM | 7.796% | 0 | 425.6507 | Industrial_2035_Economic_GWh_Before Competition Groups_SEM
Industrial | Ind ¦ Pump Equipment Upgrade | 2035 | Economic | GWh | Before Competition Groups | 397.5707 | 0 | 0 | 5459.7405 | 0.072819 | 8 | Industrial_2035_Economic_GWh_Before Competition Groups_8 | Pump Equipment Upgrade | 7.282% | 0 | 397.5707 | Industrial_2035_Economic_GWh_Before Competition Groups_Pump Equipment Upgrade
Industrial | Ind ¦ High Efficiency HVAC Fans | 2035 | Economic | GWh | Before Competition Groups | 251.7676 | 0 | 0 | 5459.7405 | 0.046113 | 9 | Industrial_2035_Economic_GWh_Before Competition Groups_9 | High Efficiency HVAC Fans | 4.611% | 0 | 251.7676 | Industrial_2035_Economic_GWh_Before Competition Groups_High Efficiency HVAC Fans
Industrial | Ind ¦ Process Optimization (Elec) | 2035 | Economic | GWh | Before Competition Groups | 171.9876 | 0 | 0 | 5459.7405 | 0.031501 | 10 | Industrial_2035_Economic_GWh_Before Competition Groups_10 | Process Optimization (Elec) | 3.15% | 0 | 171.9876 | Industrial_2035_Economic_GWh_Before Competition Groups_Process Optimization (Elec)
Industrial | Ind ¦ Greenhouse Grow Lights | 2035 | Economic | GWh | Before Competition Groups | 169.4442 | 0 | 0 | 5459.7405 | 0.031035 | 11 | Industrial_2035_Economic_GWh_Before Competition Groups_11 | Greenhouse Grow Lights | 3.104% | 0 | 169.4442 | Industrial_2035_Economic_GWh_Before Competition Groups_Greenhouse Grow Lights
Industrial | Ind ¦ Material Handling Improvements | 2035 | Economic | GWh | Before Competition Groups | 75.7613 | 0 | 0 | 5459.7405 | 0.013876 | 12 | Industrial_2035_Economic_GWh_Before Competition Groups_12 | Material Handling Improvements | 1.388% | 0 | 75.7613 | Industrial_2035_Economic_GWh_Before Competition Groups_Material Handling Improvements
Industrial | Ind ¦ Fan System Optimization | 2035 | Economic | GWh | Before Competition Groups | 67.6984 | 0 | 0 | 5459.7405 | 0.0124 | 13 | Industrial_2035_Economic_GWh_Before Competition Groups_13 | Fan System Optimization | 1.24% | 0 | 67.6984 | Industrial_2035_Economic_GWh_Before Competition Groups_Fan System Optimization
Industrial | Ind ¦ Pulp and Paper Process Improvements | 2035 | Economic | GWh | Before Competition Groups | 65.2231 | 0 | 0 | 5459.7405 | 0.011946 | 14 | Industrial_2035_Economic_GWh_Before Competition Groups_14 | Pulp and Paper Process Improvements | 1.195% | 0 | 65.2231 | Industrial_2035_Economic_GWh_Before Competition Groups_Pulp and Paper Process Improvements
Industrial | Ind ¦ Refiner Plate Improvements | 2035 | Economic | GWh | Before Competition Groups | 57.7737 | 0 | 0 | 5459.7405 | 0.010582 | 15 | Industrial_2035_Economic_GWh_Before Competition Groups_15 | Refiner Plate Improvements | 1.058% | 0 | 57.7737 | Industrial_2035_Economic_GWh_Before Competition Groups_Refiner Plate Improvements
Industrial | Ind ¦ Process Heat Recovery | 2035 | Economic | GWh | Before Competition Groups | 36.8106 | 0 | 0 | 5459.7405 | 0.0067422 | 16 | Industrial_2035_Economic_GWh_Before Competition Groups_16 | Process Heat Recovery | 0.6742% | 0 | 36.8106 | Industrial_2035_Economic_GWh_Before Competition Groups_Process Heat Recovery
Industrial | Ind ¦ High Efficiency Battery Charger | 2035 | Economic | GWh | Before Competition Groups | 23.9481 | 0 | 0 | 5459.7405 | 0.0043863 | 17 | Industrial_2035_Economic_GWh_Before Competition Groups_17 | High Efficiency Battery Charger | 0.4386% | 0 | 23.9481 | Industrial_2035_Economic_GWh_Before Competition Groups_High Efficiency Battery Charger
Industrial | Ind ¦ VAV Conversion Project | 2035 | Economic | GWh | Before Competition Groups | 23.235 | 0 | 0 | 5459.7405 | 0.0042557 | 18 | Industrial_2035_Economic_GWh_Before Competition Groups_18 | VAV Conversion Project | 0.4256% | 0 | 23.235 | Industrial_2035_Economic_GWh_Before Competition Groups_VAV Conversion Project
Industrial | Ind ¦ Improved Controls - Process Cooling | 2035 | Economic | GWh | Before Competition Groups | 20.5525 | 0 | 0 | 5459.7405 | 0.0037644 | 19 | Industrial_2035_Economic_GWh_Before Competition Groups_19 | Improved Controls - Process Cooling | 0.3764% | 0 | 20.5525 | Industrial_2035_Economic_GWh_Before Competition Groups_Improved Controls - Process Cooling
Industrial | Ind ¦ Efficient Irrigation | 2035 | Economic | GWh | Before Competition Groups | 19.2973 | 0 | 0 | 5459.7405 | 0.0035345 | 20 | Industrial_2035_Economic_GWh_Before Competition Groups_20 | Efficient Irrigation | 0.3534% | 0 | 19.2973 | Industrial_2035_Economic_GWh_Before Competition Groups_Efficient Irrigation
Industrial | Ind ¦ Process Improvements | 2035 | Economic | GWh | Before Competition Groups | 17.5197 | 0 | 0 | 5459.7405 | 0.0032089 | 21 | Industrial_2035_Economic_GWh_Before Competition Groups_21 | Process Improvements | 0.3209% | 0 | 17.5197 | Industrial_2035_Economic_GWh_Before Competition Groups_Process Improvements
Industrial | Ind ¦ Ventilation Optimization | 2035 | Economic | GWh | Before Competition Groups | 16.4355 | 0 | 0 | 5459.7405 | 0.0030103 | 22 | Industrial_2035_Economic_GWh_Before Competition Groups_22 | Ventilation Optimization | 0.301% | 0 | 16.4355 | Industrial_2035_Economic_GWh_Before Competition Groups_Ventilation Optimization
Industrial | Ind ¦ Refrigeration Compressor VFD | 2035 | Economic | GWh | Before Competition Groups | 13.135 | 0 | 0 | 5459.7405 | 0.0024058 | 23 | Industrial_2035_Economic_GWh_Before Competition Groups_23 | Refrigeration Compressor VFD | 0.2406% | 0 | 13.135 | Industrial_2035_Economic_GWh_Before Competition Groups_Refrigeration Compressor VFD
Industrial | Ind ¦ Improved Controls - Process Heating | 2035 | Economic | GWh | Before Competition Groups | 10.7256 | 0 | 0 | 5459.7405 | 0.0019645 | 24 | Industrial_2035_Economic_GWh_Before Competition Groups_24 | Improved Controls - Process Heating | 0.1964% | 0 | 10.7256 | Industrial_2035_Economic_GWh_Before Competition Groups_Improved Controls - Process Heating
Industrial | Ind ¦ Cooling Tower Optimization | 2035 | Economic | GWh | Before Competition Groups | 8.7174 | 0 | 0 | 5459.7405 | 0.0015967 | 25 | Industrial_2035_Economic_GWh_Before Competition Groups_25 | Cooling Tower Optimization | 0.1597% | 0 | 8.7174 | Industrial_2035_Economic_GWh_Before Competition Groups_Cooling Tower Optimization
Industrial | Ind ¦ Engine Block Heater Timer | 2035 | Economic | GWh | Before Competition Groups | 6.7164 | 0 | 0 | 5459.7405 | 0.0012302 | 26 | Industrial_2035_Economic_GWh_Before Competition Groups_26 | Engine Block Heater Timer | 0.123% | 0 | 6.7164 | Industrial_2035_Economic_GWh_Before Competition Groups_Engine Block Heater Timer
Industrial | Ind ¦ Free Cooling | 2035 | Economic | GWh | Before Competition Groups | 5.3463 | 0 | 0 | 5459.7405 | 0.00097922 | 27 | Industrial_2035_Economic_GWh_Before Competition Groups_27 | Free Cooling | 0.09792% | 0 | 5.3463 | Industrial_2035_Economic_GWh_Before Competition Groups_Free Cooling
Industrial | Ind ¦ Dairy Pre-Cooler | 2035 | Economic | GWh | Before Competition Groups | 5.2175 | 0 | 0 | 5459.7405 | 0.00095564 | 28 | Industrial_2035_Economic_GWh_Before Competition Groups_28 | Dairy Pre-Cooler | 0.09556% | 0 | 5.2175 | Industrial_2035_Economic_GWh_Before Competition Groups_Dairy Pre-Cooler
Industrial | Ind ¦ Air Compressor Heat Recovery | 2035 | Economic | GWh | Before Competition Groups | 2.8329 | 0 | 0 | 5459.7405 | 0.00051887 | 29 | Industrial_2035_Economic_GWh_Before Competition Groups_29 | Air Compressor Heat Recovery | 0.05189% | 0 | 2.8329 | Industrial_2035_Economic_GWh_Before Competition Groups_Air Compressor Heat Recovery
Industrial | Ind ¦ Efficient Refrigeration Compressor | 2035 | Economic | GWh | Before Competition Groups | 1.0826 | 0 | 0 | 5459.7405 | 0.00019828 | 30 | Industrial_2035_Economic_GWh_Before Competition Groups_30 | Efficient Refrigeration Compressor | 0.01983% | 0 | 1.0826 | Industrial_2035_Economic_GWh_Before Competition Groups_Efficient Refrigeration Compressor
Industrial | Ind ¦ Dairy Water Heater | 2035 | Economic | GWh | Before Competition Groups | 0.13443 | 0 | 0 | 5459.7405 | 2.4621e-05 | 31 | Industrial_2035_Economic_GWh_Before Competition Groups_31 | Dairy Water Heater | 0.002462% | 0 | 0.13443 | Industrial_2035_Economic_GWh_Before Competition Groups_Dairy Water Heater
Industrial | Ind ¦ Heat Lamps/Heat Pad | 2035 | Economic | GWh | Before Competition Groups | 0.12078 | 0 | 0 | 5459.7405 | 2.2122e-05 | 32 | Industrial_2035_Economic_GWh_Before Competition Groups_32 | Heat Lamps/Heat Pad | 0.002212% | 0 | 0.12078 | Industrial_2035_Economic_GWh_Before Competition Groups_Heat Lamps/Heat Pad
Industrial | Ind ¦ Pump System Optimization | 2035 | SC A | GWh | Before Competition Groups | 430.3012 | 0 | 0 | 2580.0876 | 0.16678 | 1 | Industrial_2035_SC A_GWh_Before Competition Groups_1 | Pump System Optimization | 16.68% | 0 | 430.3012 | Industrial_2035_SC A_GWh_Before Competition Groups_Pump System Optimization
Industrial | Ind ¦ Air Compressor Optimization | 2035 | SC A | GWh | Before Competition Groups | 403.3659 | 0 | 0 | 2580.0876 | 0.15634 | 2 | Industrial_2035_SC A_GWh_Before Competition Groups_2 | Air Compressor Optimization | 15.63% | 0 | 403.3659 | Industrial_2035_SC A_GWh_Before Competition Groups_Air Compressor Optimization
Industrial | Ind ¦ Air Leak Survey and Repair | 2035 | SC A | GWh | Before Competition Groups | 349.2488 | 0 | 0 | 2580.0876 | 0.13536 | 3 | Industrial_2035_SC A_GWh_Before Competition Groups_3 | Air Leak Survey and Repair | 13.54% | 0 | 349.2488 | Industrial_2035_SC A_GWh_Before Competition Groups_Air Leak Survey and Repair
Industrial | Ind ¦ Recommissioning | 2035 | SC A | GWh | Before Competition Groups | 247.3594 | 0 | 0 | 2580.0876 | 0.095872 | 4 | Industrial_2035_SC A_GWh_Before Competition Groups_4 | Recommissioning | 9.587% | 0 | 247.3594 | Industrial_2035_SC A_GWh_Before Competition Groups_Recommissioning
Industrial | Ind ¦ SEM | 2035 | SC A | GWh | Before Competition Groups | 247.3594 | 0 | 0 | 2580.0876 | 0.095872 | 5 | Industrial_2035_SC A_GWh_Before Competition Groups_5 | SEM | 9.587% | 0 | 247.3594 | Industrial_2035_SC A_GWh_Before Competition Groups_SEM
Industrial | Ind ¦ Efficient Compressed Air Nozzles | 2035 | SC A | GWh | Before Competition Groups | 209.6966 | 0 | 0 | 2580.0876 | 0.081275 | 6 | Industrial_2035_SC A_GWh_Before Competition Groups_6 | Efficient Compressed Air Nozzles | 8.128% | 0 | 209.6966 | Industrial_2035_SC A_GWh_Before Competition Groups_Efficient Compressed Air Nozzles
Industrial | Ind ¦ Pump Equipment Upgrade | 2035 | SC A | GWh | Before Competition Groups | 185.2691 | 0 | 0 | 2580.0876 | 0.071807 | 7 | Industrial_2035_SC A_GWh_Before Competition Groups_7 | Pump Equipment Upgrade | 7.181% | 0 | 185.2691 | Industrial_2035_SC A_GWh_Before Competition Groups_Pump Equipment Upgrade
Industrial | Ind ¦ High Efficiency HVAC Fans | 2035 | SC A | GWh | Before Competition Groups | 149.3553 | 0 | 0 | 2580.0876 | 0.057888 | 8 | Industrial_2035_SC A_GWh_Before Competition Groups_8 | High Efficiency HVAC Fans | 5.789% | 0 | 149.3553 | Industrial_2035_SC A_GWh_Before Competition Groups_High Efficiency HVAC Fans
Industrial | Ind ¦ Fan System Optimization | 2035 | SC A | GWh | Before Competition Groups | 57.1146 | 0 | 0 | 2580.0876 | 0.022137 | 9 | Industrial_2035_SC A_GWh_Before Competition Groups_9 | Fan System Optimization | 2.214% | 0 | 57.1146 | Industrial_2035_SC A_GWh_Before Competition Groups_Fan System Optimization
Industrial | Ind ¦ Greenhouse Grow Lights | 2035 | SC A | GWh | Before Competition Groups | 56.96 | 0 | 0 | 2580.0876 | 0.022077 | 10 | Industrial_2035_SC A_GWh_Before Competition Groups_10 | Greenhouse Grow Lights | 2.208% | 0 | 56.96 | Industrial_2035_SC A_GWh_Before Competition Groups_Greenhouse Grow Lights
Industrial | Ind ¦ Process Optimization (Elec) | 2035 | SC A | GWh | Before Competition Groups | 46.853 | 0 | 0 | 2580.0876 | 0.018159 | 11 | Industrial_2035_SC A_GWh_Before Competition Groups_11 | Process Optimization (Elec) | 1.816% | 0 | 46.853 | Industrial_2035_SC A_GWh_Before Competition Groups_Process Optimization (Elec)
Industrial | Ind ¦ Material Handling Improvements | 2035 | SC A | GWh | Before Competition Groups | 46.3042 | 0 | 0 | 2580.0876 | 0.017947 | 12 | Industrial_2035_SC A_GWh_Before Competition Groups_12 | Material Handling Improvements | 1.795% | 0 | 46.3042 | Industrial_2035_SC A_GWh_Before Competition Groups_Material Handling Improvements
Industrial | Ind ¦ Refiner Plate Improvements | 2035 | SC A | GWh | Before Competition Groups | 24.0782 | 0 | 0 | 2580.0876 | 0.0093323 | 13 | Industrial_2035_SC A_GWh_Before Competition Groups_13 | Refiner Plate Improvements | 0.9332% | 0 | 24.0782 | Industrial_2035_SC A_GWh_Before Competition Groups_Refiner Plate Improvements
Industrial | Ind ¦ Process Heat Recovery | 2035 | SC A | GWh | Before Competition Groups | 20.8275 | 0 | 0 | 2580.0876 | 0.0080724 | 14 | Industrial_2035_SC A_GWh_Before Competition Groups_14 | Process Heat Recovery | 0.8072% | 0 | 20.8275 | Industrial_2035_SC A_GWh_Before Competition Groups_Process Heat Recovery
Industrial | Ind ¦ HE Lighting | 2035 | SC A | GWh | Before Competition Groups | 19.402 | 0 | 0 | 2580.0876 | 0.0075199 | 15 | Industrial_2035_SC A_GWh_Before Competition Groups_15 | HE Lighting | 0.752% | 0 | 19.402 | Industrial_2035_SC A_GWh_Before Competition Groups_HE Lighting
Industrial | Ind ¦ VAV Conversion Project | 2035 | SC A | GWh | Before Competition Groups | 14.9989 | 0 | 0 | 2580.0876 | 0.0058133 | 16 | Industrial_2035_SC A_GWh_Before Competition Groups_16 | VAV Conversion Project | 0.5813% | 0 | 14.9989 | Industrial_2035_SC A_GWh_Before Competition Groups_VAV Conversion Project
Industrial | Ind ¦ Pulp and Paper Process Improvements | 2035 | SC A | GWh | Before Competition Groups | 12.8159 | 0 | 0 | 2580.0876 | 0.0049672 | 17 | Industrial_2035_SC A_GWh_Before Competition Groups_17 | Pulp and Paper Process Improvements | 0.4967% | 0 | 12.8159 | Industrial_2035_SC A_GWh_Before Competition Groups_Pulp and Paper Process Improvements
Industrial | Ind ¦ Improved Controls - Process Cooling | 2035 | SC A | GWh | Before Competition Groups | 12.5166 | 0 | 0 | 2580.0876 | 0.0048512 | 18 | Industrial_2035_SC A_GWh_Before Competition Groups_18 | Improved Controls - Process Cooling | 0.4851% | 0 | 12.5166 | Industrial_2035_SC A_GWh_Before Competition Groups_Improved Controls - Process Cooling
Industrial | Ind ¦ Process Improvements | 2035 | SC A | GWh | Before Competition Groups | 9.4684 | 0 | 0 | 2580.0876 | 0.0036698 | 19 | Industrial_2035_SC A_GWh_Before Competition Groups_19 | Process Improvements | 0.367% | 0 | 9.4684 | Industrial_2035_SC A_GWh_Before Competition Groups_Process Improvements
Industrial | Ind ¦ High Efficiency Battery Charger | 2035 | SC A | GWh | Before Competition Groups | 8.2739 | 0 | 0 | 2580.0876 | 0.0032068 | 20 | Industrial_2035_SC A_GWh_Before Competition Groups_20 | High Efficiency Battery Charger | 0.3207% | 0 | 8.2739 | Industrial_2035_SC A_GWh_Before Competition Groups_High Efficiency Battery Charger
Industrial | Ind ¦ Improved Controls - Process Heating | 2035 | SC A | GWh | Before Competition Groups | 6.3001 | 0 | 0 | 2580.0876 | 0.0024418 | 21 | Industrial_2035_SC A_GWh_Before Competition Groups_21 | Improved Controls - Process Heating | 0.2442% | 0 | 6.3001 | Industrial_2035_SC A_GWh_Before Competition Groups_Improved Controls - Process Heating
Industrial | Ind ¦ Ventilation Optimization | 2035 | SC A | GWh | Before Competition Groups | 5.0131 | 0 | 0 | 2580.0876 | 0.001943 | 22 | Industrial_2035_SC A_GWh_Before Competition Groups_22 | Ventilation Optimization | 0.1943% | 0 | 5.0131 | Industrial_2035_SC A_GWh_Before Competition Groups_Ventilation Optimization
Industrial | Ind ¦ Refrigeration Compressor VFD | 2035 | SC A | GWh | Before Competition Groups | 4.8083 | 0 | 0 | 2580.0876 | 0.0018636 | 23 | Industrial_2035_SC A_GWh_Before Competition Groups_23 | Refrigeration Compressor VFD | 0.1864% | 0 | 4.8083 | Industrial_2035_SC A_GWh_Before Competition Groups_Refrigeration Compressor VFD
Industrial | Ind ¦ Engine Block Heater Timer | 2035 | SC A | GWh | Before Competition Groups | 3.7176 | 0 | 0 | 2580.0876 | 0.0014409 | 24 | Industrial_2035_SC A_GWh_Before Competition Groups_24 | Engine Block Heater Timer | 0.1441% | 0 | 3.7176 | Industrial_2035_SC A_GWh_Before Competition Groups_Engine Block Heater Timer
Industrial | Ind ¦ Efficient Irrigation | 2035 | SC A | GWh | Before Competition Groups | 2.9435 | 0 | 0 | 2580.0876 | 0.0011409 | 25 | Industrial_2035_SC A_GWh_Before Competition Groups_25 | Efficient Irrigation | 0.1141% | 0 | 2.9435 | Industrial_2035_SC A_GWh_Before Competition Groups_Efficient Irrigation
Industrial | Ind ¦ Air Compressor Heat Recovery | 2035 | SC A | GWh | Before Competition Groups | 1.6843 | 0 | 0 | 2580.0876 | 0.0006528 | 26 | Industrial_2035_SC A_GWh_Before Competition Groups_26 | Air Compressor Heat Recovery | 0.06528% | 0 | 1.6843 | Industrial_2035_SC A_GWh_Before Competition Groups_Air Compressor Heat Recovery
Industrial | Ind ¦ Dairy Pre-Cooler | 2035 | SC A | GWh | Before Competition Groups | 1.5595 | 0 | 0 | 2580.0876 | 0.00060445 | 27 | Industrial_2035_SC A_GWh_Before Competition Groups_27 | Dairy Pre-Cooler | 0.06045% | 0 | 1.5595 | Industrial_2035_SC A_GWh_Before Competition Groups_Dairy Pre-Cooler
Industrial | Ind ¦ Cooling Tower Optimization | 2035 | SC A | GWh | Before Competition Groups | 1.1472 | 0 | 0 | 2580.0876 | 0.00044465 | 28 | Industrial_2035_SC A_GWh_Before Competition Groups_28 | Cooling Tower Optimization | 0.04447% | 0 | 1.1472 | Industrial_2035_SC A_GWh_Before Competition Groups_Cooling Tower Optimization
Industrial | Ind ¦ Efficient Refrigeration Compressor | 2035 | SC A | GWh | Before Competition Groups | 0.7992 | 0 | 0 | 2580.0876 | 0.00030976 | 29 | Industrial_2035_SC A_GWh_Before Competition Groups_29 | Efficient Refrigeration Compressor | 0.03098% | 0 | 0.7992 | Industrial_2035_SC A_GWh_Before Competition Groups_Efficient Refrigeration Compressor
Industrial | Ind ¦ Heat Lamps/Heat Pad | 2035 | SC A | GWh | Before Competition Groups | 0.44866 | 0 | 0 | 2580.0876 | 0.00017389 | 30 | Industrial_2035_SC A_GWh_Before Competition Groups_30 | Heat Lamps/Heat Pad | 0.01739% | 0 | 0.44866 | Industrial_2035_SC A_GWh_Before Competition Groups_Heat Lamps/Heat Pad
Industrial | Ind ¦ Dairy Water Heater | 2035 | SC A | GWh | Before Competition Groups | 0.079449 | 0 | 0 | 2580.0876 | 3.0793e-05 | 31 | Industrial_2035_SC A_GWh_Before Competition Groups_31 | Dairy Water Heater | 0.003079% | 0 | 0.079449 | Industrial_2035_SC A_GWh_Before Competition Groups_Dairy Water Heater
Industrial | Ind ¦ Free Cooling | 2035 | SC A | GWh | Before Competition Groups | 0.017843 | 0 | 0 | 2580.0876 | 6.9157e-06 | 32 | Industrial_2035_SC A_GWh_Before Competition Groups_32 | Free Cooling | 0.0006916% | 0 | 0.017843 | Industrial_2035_SC A_GWh_Before Competition Groups_Free Cooling
Industrial | Ind ¦ Pump System Optimization | 2035 | SC B | GWh | Before Competition Groups | 640.4205 | 0 | 0 | 4064.9419 | 0.15755 | 1 | Industrial_2035_SC B_GWh_Before Competition Groups_1 | Pump System Optimization | 15.75% | 0 | 640.4205 | Industrial_2035_SC B_GWh_Before Competition Groups_Pump System Optimization
Industrial | Ind ¦ Air Leak Survey and Repair | 2035 | SC B | GWh | Before Competition Groups | 571.0122 | 0 | 0 | 4064.9419 | 0.14047 | 2 | Industrial_2035_SC B_GWh_Before Competition Groups_2 | Air Leak Survey and Repair | 14.05% | 0 | 571.0122 | Industrial_2035_SC B_GWh_Before Competition Groups_Air Leak Survey and Repair
Industrial | Ind ¦ Recommissioning | 2035 | SC B | GWh | Before Competition Groups | 404.2156 | 0 | 0 | 4064.9419 | 0.099439 | 3 | Industrial_2035_SC B_GWh_Before Competition Groups_3 | Recommissioning | 9.944% | 0 | 404.2156 | Industrial_2035_SC B_GWh_Before Competition Groups_Recommissioning
Industrial | Ind ¦ SEM | 2035 | SC B | GWh | Before Competition Groups | 404.2156 | 0 | 0 | 4064.9419 | 0.099439 | 4 | Industrial_2035_SC B_GWh_Before Competition Groups_4 | SEM | 9.944% | 0 | 404.2156 | Industrial_2035_SC B_GWh_Before Competition Groups_SEM
Industrial | Ind ¦ Air Compressor Optimization | 2035 | SC B | GWh | Before Competition Groups | 403.3659 | 0 | 0 | 4064.9419 | 0.09923 | 5 | Industrial_2035_SC B_GWh_Before Competition Groups_5 | Air Compressor Optimization | 9.923% | 0 | 403.3659 | Industrial_2035_SC B_GWh_Before Competition Groups_Air Compressor Optimization
Industrial | Ind ¦ Efficient Compressed Air Nozzles | 2035 | SC B | GWh | Before Competition Groups | 349.818 | 0 | 0 | 4064.9419 | 0.086057 | 6 | Industrial_2035_SC B_GWh_Before Competition Groups_6 | Efficient Compressed Air Nozzles | 8.606% | 0 | 349.818 | Industrial_2035_SC B_GWh_Before Competition Groups_Efficient Compressed Air Nozzles
Industrial | Ind ¦ Pump Equipment Upgrade | 2035 | SC B | GWh | Before Competition Groups | 292.5506 | 0 | 0 | 4064.9419 | 0.071969 | 7 | Industrial_2035_SC B_GWh_Before Competition Groups_7 | Pump Equipment Upgrade | 7.197% | 0 | 292.5506 | Industrial_2035_SC B_GWh_Before Competition Groups_Pump Equipment Upgrade
Industrial | Ind ¦ High Efficiency HVAC Fans | 2035 | SC B | GWh | Before Competition Groups | 210.2014 | 0 | 0 | 4064.9419 | 0.051711 | 8 | Industrial_2035_SC B_GWh_Before Competition Groups_8 | High Efficiency HVAC Fans | 5.171% | 0 | 210.2014 | Industrial_2035_SC B_GWh_Before Competition Groups_High Efficiency HVAC Fans
Industrial | Ind ¦ HE Lighting | 2035 | SC B | GWh | Before Competition Groups | 203.1496 | 0 | 0 | 4064.9419 | 0.049976 | 9 | Industrial_2035_SC B_GWh_Before Competition Groups_9 | HE Lighting | 4.998% | 0 | 203.1496 | Industrial_2035_SC B_GWh_Before Competition Groups_HE Lighting
Industrial | Ind ¦ Greenhouse Grow Lights | 2035 | SC B | GWh | Before Competition Groups | 131.8635 | 0 | 0 | 4064.9419 | 0.032439 | 10 | Industrial_2035_SC B_GWh_Before Competition Groups_10 | Greenhouse Grow Lights | 3.244% | 0 | 131.8635 | Industrial_2035_SC B_GWh_Before Competition Groups_Greenhouse Grow Lights
Industrial | Ind ¦ Material Handling Improvements | 2035 | SC B | GWh | Before Competition Groups | 61.3937 | 0 | 0 | 4064.9419 | 0.015103 | 11 | Industrial_2035_SC B_GWh_Before Competition Groups_11 | Material Handling Improvements | 1.51% | 0 | 61.3937 | Industrial_2035_SC B_GWh_Before Competition Groups_Material Handling Improvements
Industrial | Ind ¦ Fan System Optimization | 2035 | SC B | GWh | Before Competition Groups | 59.2303 | 0 | 0 | 4064.9419 | 0.014571 | 12 | Industrial_2035_SC B_GWh_Before Competition Groups_12 | Fan System Optimization | 1.457% | 0 | 59.2303 | Industrial_2035_SC B_GWh_Before Competition Groups_Fan System Optimization
Industrial | Ind ¦ Pulp and Paper Process Improvements | 2035 | SC B | GWh | Before Competition Groups | 58.7319 | 0 | 0 | 4064.9419 | 0.014448 | 13 | Industrial_2035_SC B_GWh_Before Competition Groups_13 | Pulp and Paper Process Improvements | 1.445% | 0 | 58.7319 | Industrial_2035_SC B_GWh_Before Competition Groups_Pulp and Paper Process Improvements
Industrial | Ind ¦ Process Optimization (Elec) | 2035 | SC B | GWh | Before Competition Groups | 46.853 | 0 | 0 | 4064.9419 | 0.011526 | 14 | Industrial_2035_SC B_GWh_Before Competition Groups_14 | Process Optimization (Elec) | 1.153% | 0 | 46.853 | Industrial_2035_SC B_GWh_Before Competition Groups_Process Optimization (Elec)
Industrial | Ind ¦ Refiner Plate Improvements | 2035 | SC B | GWh | Before Competition Groups | 41.4312 | 0 | 0 | 4064.9419 | 0.010192 | 15 | Industrial_2035_SC B_GWh_Before Competition Groups_15 | Refiner Plate Improvements | 1.019% | 0 | 41.4312 | Industrial_2035_SC B_GWh_Before Competition Groups_Refiner Plate Improvements
Industrial | Ind ¦ Process Heat Recovery | 2035 | SC B | GWh | Before Competition Groups | 34.7095 | 0 | 0 | 4064.9419 | 0.0085387 | 16 | Industrial_2035_SC B_GWh_Before Competition Groups_16 | Process Heat Recovery | 0.8539% | 0 | 34.7095 | Industrial_2035_SC B_GWh_Before Competition Groups_Process Heat Recovery
Industrial | Ind ¦ VAV Conversion Project | 2035 | SC B | GWh | Before Competition Groups | 25.1658 | 0 | 0 | 4064.9419 | 0.0061909 | 17 | Industrial_2035_SC B_GWh_Before Competition Groups_17 | VAV Conversion Project | 0.6191% | 0 | 25.1658 | Industrial_2035_SC B_GWh_Before Competition Groups_VAV Conversion Project
Industrial | Ind ¦ Improved Controls - Process Cooling | 2035 | SC B | GWh | Before Competition Groups | 20.4432 | 0 | 0 | 4064.9419 | 0.0050291 | 18 | Industrial_2035_SC B_GWh_Before Competition Groups_18 | Improved Controls - Process Cooling | 0.5029% | 0 | 20.4432 | Industrial_2035_SC B_GWh_Before Competition Groups_Improved Controls - Process Cooling
Industrial | Ind ¦ High Efficiency Battery Charger | 2035 | SC B | GWh | Before Competition Groups | 18.7484 | 0 | 0 | 4064.9419 | 0.0046122 | 19 | Industrial_2035_SC B_GWh_Before Competition Groups_19 | High Efficiency Battery Charger | 0.4612% | 0 | 18.7484 | Industrial_2035_SC B_GWh_Before Competition Groups_High Efficiency Battery Charger
Industrial | Ind ¦ Process Improvements | 2035 | SC B | GWh | Before Competition Groups | 16.1722 | 0 | 0 | 4064.9419 | 0.0039785 | 20 | Industrial_2035_SC B_GWh_Before Competition Groups_20 | Process Improvements | 0.3978% | 0 | 16.1722 | Industrial_2035_SC B_GWh_Before Competition Groups_Process Improvements
Industrial | Ind ¦ Ventilation Optimization | 2035 | SC B | GWh | Before Competition Groups | 11.6175 | 0 | 0 | 4064.9419 | 0.002858 | 21 | Industrial_2035_SC B_GWh_Before Competition Groups_21 | Ventilation Optimization | 0.2858% | 0 | 11.6175 | Industrial_2035_SC B_GWh_Before Competition Groups_Ventilation Optimization
Industrial | Ind ¦ Efficient Irrigation | 2035 | SC B | GWh | Before Competition Groups | 11.6124 | 0 | 0 | 4064.9419 | 0.0028567 | 22 | Industrial_2035_SC B_GWh_Before Competition Groups_22 | Efficient Irrigation | 0.2857% | 0 | 11.6124 | Industrial_2035_SC B_GWh_Before Competition Groups_Efficient Irrigation
Industrial | Ind ¦ Refrigeration Compressor VFD | 2035 | SC B | GWh | Before Competition Groups | 11.1591 | 0 | 0 | 4064.9419 | 0.0027452 | 23 | Industrial_2035_SC B_GWh_Before Competition Groups_23 | Refrigeration Compressor VFD | 0.2745% | 0 | 11.1591 | Industrial_2035_SC B_GWh_Before Competition Groups_Refrigeration Compressor VFD
Industrial | Ind ¦ Improved Controls - Process Heating | 2035 | SC B | GWh | Before Competition Groups | 10.0501 | 0 | 0 | 4064.9419 | 0.0024724 | 24 | Industrial_2035_SC B_GWh_Before Competition Groups_24 | Improved Controls - Process Heating | 0.2472% | 0 | 10.0501 | Industrial_2035_SC B_GWh_Before Competition Groups_Improved Controls - Process Heating
Industrial | Ind ¦ Cooling Tower Optimization | 2035 | SC B | GWh | Before Competition Groups | 8.3481 | 0 | 0 | 4064.9419 | 0.0020537 | 25 | Industrial_2035_SC B_GWh_Before Competition Groups_25 | Cooling Tower Optimization | 0.2054% | 0 | 8.3481 | Industrial_2035_SC B_GWh_Before Competition Groups_Cooling Tower Optimization
Industrial | Ind ¦ Engine Block Heater Timer | 2035 | SC B | GWh | Before Competition Groups | 6.1447 | 0 | 0 | 4064.9419 | 0.0015116 | 26 | Industrial_2035_SC B_GWh_Before Competition Groups_26 | Engine Block Heater Timer | 0.1512% | 0 | 6.1447 | Industrial_2035_SC B_GWh_Before Competition Groups_Engine Block Heater Timer
Industrial | Ind ¦ Free Cooling | 2035 | SC B | GWh | Before Competition Groups | 5.3521 | 0 | 0 | 4064.9419 | 0.0013166 | 27 | Industrial_2035_SC B_GWh_Before Competition Groups_27 | Free Cooling | 0.1317% | 0 | 5.3521 | Industrial_2035_SC B_GWh_Before Competition Groups_Free Cooling
Industrial | Ind ¦ Air Compressor Heat Recovery | 2035 | SC B | GWh | Before Competition Groups | 2.7467 | 0 | 0 | 4064.9419 | 0.0006757 | 28 | Industrial_2035_SC B_GWh_Before Competition Groups_28 | Air Compressor Heat Recovery | 0.06757% | 0 | 2.7467 | Industrial_2035_SC B_GWh_Before Competition Groups_Air Compressor Heat Recovery
Industrial | Ind ¦ Dairy Pre-Cooler | 2035 | SC B | GWh | Before Competition Groups | 2.5501 | 0 | 0 | 4064.9419 | 0.00062735 | 29 | Industrial_2035_SC B_GWh_Before Competition Groups_29 | Dairy Pre-Cooler | 0.06273% | 0 | 2.5501 | Industrial_2035_SC B_GWh_Before Competition Groups_Dairy Pre-Cooler
Industrial | Ind ¦ Efficient Refrigeration Compressor | 2035 | SC B | GWh | Before Competition Groups | 0.9763 | 0 | 0 | 4064.9419 | 0.00024018 | 30 | Industrial_2035_SC B_GWh_Before Competition Groups_30 | Efficient Refrigeration Compressor | 0.02402% | 0 | 0.9763 | Industrial_2035_SC B_GWh_Before Competition Groups_Efficient Refrigeration Compressor
Industrial | Ind ¦ Heat Lamps/Heat Pad | 2035 | SC B | GWh | Before Competition Groups | 0.57535 | 0 | 0 | 4064.9419 | 0.00014154 | 31 | Industrial_2035_SC B_GWh_Before Competition Groups_31 | Heat Lamps/Heat Pad | 0.01415% | 0 | 0.57535 | Industrial_2035_SC B_GWh_Before Competition Groups_Heat Lamps/Heat Pad
Industrial | Ind ¦ Dairy Water Heater | 2035 | SC B | GWh | Before Competition Groups | 0.11737 | 0 | 0 | 4064.9419 | 2.8873e-05 | 32 | Industrial_2035_SC B_GWh_Before Competition Groups_32 | Dairy Water Heater | 0.002887% | 0 | 0.11737 | Industrial_2035_SC B_GWh_Before Competition Groups_Dairy Water Heater
Industrial | Ind ¦ Pump System Optimization | 2035 | SC C | GWh | Before Competition Groups | 640.4205 | 0 | 0 | 3077.6161 | 0.20809 | 1 | Industrial_2035_SC C_GWh_Before Competition Groups_1 | Pump System Optimization | 20.81% | 0 | 640.4205 | Industrial_2035_SC C_GWh_Before Competition Groups_Pump System Optimization
Industrial | Ind ¦ Air Compressor Optimization | 2035 | SC C | GWh | Before Competition Groups | 403.3659 | 0 | 0 | 3077.6161 | 0.13106 | 2 | Industrial_2035_SC C_GWh_Before Competition Groups_2 | Air Compressor Optimization | 13.11% | 0 | 403.3659 | Industrial_2035_SC C_GWh_Before Competition Groups_Air Compressor Optimization
Industrial | Ind ¦ Air Leak Survey and Repair | 2035 | SC C | GWh | Before Competition Groups | 349.2488 | 0 | 0 | 3077.6161 | 0.11348 | 3 | Industrial_2035_SC C_GWh_Before Competition Groups_3 | Air Leak Survey and Repair | 11.35% | 0 | 349.2488 | Industrial_2035_SC C_GWh_Before Competition Groups_Air Leak Survey and Repair
Industrial | Ind ¦ Pump Equipment Upgrade | 2035 | SC C | GWh | Before Competition Groups | 292.5506 | 0 | 0 | 3077.6161 | 0.095058 | 4 | Industrial_2035_SC C_GWh_Before Competition Groups_4 | Pump Equipment Upgrade | 9.506% | 0 | 292.5506 | Industrial_2035_SC C_GWh_Before Competition Groups_Pump Equipment Upgrade
Industrial | Ind ¦ Recommissioning | 2035 | SC C | GWh | Before Competition Groups | 247.3594 | 0 | 0 | 3077.6161 | 0.080374 | 5 | Industrial_2035_SC C_GWh_Before Competition Groups_5 | Recommissioning | 8.037% | 0 | 247.3594 | Industrial_2035_SC C_GWh_Before Competition Groups_Recommissioning
Industrial | Ind ¦ SEM | 2035 | SC C | GWh | Before Competition Groups | 247.3594 | 0 | 0 | 3077.6161 | 0.080374 | 6 | Industrial_2035_SC C_GWh_Before Competition Groups_6 | SEM | 8.037% | 0 | 247.3594 | Industrial_2035_SC C_GWh_Before Competition Groups_SEM
Industrial | Ind ¦ Efficient Compressed Air Nozzles | 2035 | SC C | GWh | Before Competition Groups | 209.6966 | 0 | 0 | 3077.6161 | 0.068136 | 7 | Industrial_2035_SC C_GWh_Before Competition Groups_7 | Efficient Compressed Air Nozzles | 6.814% | 0 | 209.6966 | Industrial_2035_SC C_GWh_Before Competition Groups_Efficient Compressed Air Nozzles
Industrial | Ind ¦ High Efficiency HVAC Fans | 2035 | SC C | GWh | Before Competition Groups | 149.3553 | 0 | 0 | 3077.6161 | 0.04853 | 8 | Industrial_2035_SC C_GWh_Before Competition Groups_8 | High Efficiency HVAC Fans | 4.853% | 0 | 149.3553 | Industrial_2035_SC C_GWh_Before Competition Groups_High Efficiency HVAC Fans
Industrial | Ind ¦ HE Lighting | 2035 | SC C | GWh | Before Competition Groups | 107.6546 | 0 | 0 | 3077.6161 | 0.03498 | 9 | Industrial_2035_SC C_GWh_Before Competition Groups_9 | HE Lighting | 3.498% | 0 | 107.6546 | Industrial_2035_SC C_GWh_Before Competition Groups_HE Lighting
Industrial | Ind ¦ Greenhouse Grow Lights | 2035 | SC C | GWh | Before Competition Groups | 95.6364 | 0 | 0 | 3077.6161 | 0.031075 | 10 | Industrial_2035_SC C_GWh_Before Competition Groups_10 | Greenhouse Grow Lights | 3.107% | 0 | 95.6364 | Industrial_2035_SC C_GWh_Before Competition Groups_Greenhouse Grow Lights
Industrial | Ind ¦ Fan System Optimization | 2035 | SC C | GWh | Before Competition Groups | 59.2303 | 0 | 0 | 3077.6161 | 0.019246 | 11 | Industrial_2035_SC C_GWh_Before Competition Groups_11 | Fan System Optimization | 1.925% | 0 | 59.2303 | Industrial_2035_SC C_GWh_Before Competition Groups_Fan System Optimization
Industrial | Ind ¦ Process Optimization (Elec) | 2035 | SC C | GWh | Before Competition Groups | 46.853 | 0 | 0 | 3077.6161 | 0.015224 | 12 | Industrial_2035_SC C_GWh_Before Competition Groups_12 | Process Optimization (Elec) | 1.522% | 0 | 46.853 | Industrial_2035_SC C_GWh_Before Competition Groups_Process Optimization (Elec)
Industrial | Ind ¦ Material Handling Improvements | 2035 | SC C | GWh | Before Competition Groups | 46.3042 | 0 | 0 | 3077.6161 | 0.015045 | 13 | Industrial_2035_SC C_GWh_Before Competition Groups_13 | Material Handling Improvements | 1.505% | 0 | 46.3042 | Industrial_2035_SC C_GWh_Before Competition Groups_Material Handling Improvements
Industrial | Ind ¦ Pulp and Paper Process Improvements | 2035 | SC C | GWh | Before Competition Groups | 34.612 | 0 | 0 | 3077.6161 | 0.011246 | 14 | Industrial_2035_SC C_GWh_Before Competition Groups_14 | Pulp and Paper Process Improvements | 1.125% | 0 | 34.612 | Industrial_2035_SC C_GWh_Before Competition Groups_Pulp and Paper Process Improvements
Industrial | Ind ¦ Refiner Plate Improvements | 2035 | SC C | GWh | Before Competition Groups | 24.0782 | 0 | 0 | 3077.6161 | 0.0078236 | 15 | Industrial_2035_SC C_GWh_Before Competition Groups_15 | Refiner Plate Improvements | 0.7824% | 0 | 24.0782 | Industrial_2035_SC C_GWh_Before Competition Groups_Refiner Plate Improvements
Industrial | Ind ¦ Process Heat Recovery | 2035 | SC C | GWh | Before Competition Groups | 20.8275 | 0 | 0 | 3077.6161 | 0.0067674 | 16 | Industrial_2035_SC C_GWh_Before Competition Groups_16 | Process Heat Recovery | 0.6767% | 0 | 20.8275 | Industrial_2035_SC C_GWh_Before Competition Groups_Process Heat Recovery
Industrial | Ind ¦ VAV Conversion Project | 2035 | SC C | GWh | Before Competition Groups | 15.3152 | 0 | 0 | 3077.6161 | 0.0049763 | 17 | Industrial_2035_SC C_GWh_Before Competition Groups_17 | VAV Conversion Project | 0.4976% | 0 | 15.3152 | Industrial_2035_SC C_GWh_Before Competition Groups_VAV Conversion Project
Industrial | Ind ¦ High Efficiency Battery Charger | 2035 | SC C | GWh | Before Competition Groups | 12.9781 | 0 | 0 | 3077.6161 | 0.0042169 | 18 | Industrial_2035_SC C_GWh_Before Competition Groups_18 | High Efficiency Battery Charger | 0.4217% | 0 | 12.9781 | Industrial_2035_SC C_GWh_Before Competition Groups_High Efficiency Battery Charger
Industrial | Ind ¦ Improved Controls - Process Cooling | 2035 | SC C | GWh | Before Competition Groups | 12.5368 | 0 | 0 | 3077.6161 | 0.0040735 | 19 | Industrial_2035_SC C_GWh_Before Competition Groups_19 | Improved Controls - Process Cooling | 0.4074% | 0 | 12.5368 | Industrial_2035_SC C_GWh_Before Competition Groups_Improved Controls - Process Cooling
Industrial | Ind ¦ Ventilation Optimization | 2035 | SC C | GWh | Before Competition Groups | 11.6175 | 0 | 0 | 3077.6161 | 0.0037748 | 20 | Industrial_2035_SC C_GWh_Before Competition Groups_20 | Ventilation Optimization | 0.3775% | 0 | 11.6175 | Industrial_2035_SC C_GWh_Before Competition Groups_Ventilation Optimization
Industrial | Ind ¦ Process Improvements | 2035 | SC C | GWh | Before Competition Groups | 9.8875 | 0 | 0 | 3077.6161 | 0.0032127 | 21 | Industrial_2035_SC C_GWh_Before Competition Groups_21 | Process Improvements | 0.3213% | 0 | 9.8875 | Industrial_2035_SC C_GWh_Before Competition Groups_Process Improvements
Industrial | Ind ¦ Cooling Tower Optimization | 2035 | SC C | GWh | Before Competition Groups | 8.3481 | 0 | 0 | 3077.6161 | 0.0027125 | 22 | Industrial_2035_SC C_GWh_Before Competition Groups_22 | Cooling Tower Optimization | 0.2713% | 0 | 8.3481 | Industrial_2035_SC C_GWh_Before Competition Groups_Cooling Tower Optimization
Industrial | Ind ¦ Refrigeration Compressor VFD | 2035 | SC C | GWh | Before Competition Groups | 8.1818 | 0 | 0 | 3077.6161 | 0.0026585 | 23 | Industrial_2035_SC C_GWh_Before Competition Groups_23 | Refrigeration Compressor VFD | 0.2658% | 0 | 8.1818 | Industrial_2035_SC C_GWh_Before Competition Groups_Refrigeration Compressor VFD
Industrial | Ind ¦ Improved Controls - Process Heating | 2035 | SC C | GWh | Before Competition Groups | 6.3101 | 0 | 0 | 3077.6161 | 0.0020503 | 24 | Industrial_2035_SC C_GWh_Before Competition Groups_24 | Improved Controls - Process Heating | 0.205% | 0 | 6.3101 | Industrial_2035_SC C_GWh_Before Competition Groups_Improved Controls - Process Heating
Industrial | Ind ¦ Efficient Irrigation | 2035 | SC C | GWh | Before Competition Groups | 5.6237 | 0 | 0 | 3077.6161 | 0.0018273 | 25 | Industrial_2035_SC C_GWh_Before Competition Groups_25 | Efficient Irrigation | 0.1827% | 0 | 5.6237 | Industrial_2035_SC C_GWh_Before Competition Groups_Efficient Irrigation
Industrial | Ind ¦ Engine Block Heater Timer | 2035 | SC C | GWh | Before Competition Groups | 3.7247 | 0 | 0 | 3077.6161 | 0.0012103 | 26 | Industrial_2035_SC C_GWh_Before Competition Groups_26 | Engine Block Heater Timer | 0.121% | 0 | 3.7247 | Industrial_2035_SC C_GWh_Before Competition Groups_Engine Block Heater Timer
Industrial | Ind ¦ Free Cooling | 2035 | SC C | GWh | Before Competition Groups | 3.44 | 0 | 0 | 3077.6161 | 0.0011177 | 27 | Industrial_2035_SC C_GWh_Before Competition Groups_27 | Free Cooling | 0.1118% | 0 | 3.44 | Industrial_2035_SC C_GWh_Before Competition Groups_Free Cooling
Industrial | Ind ¦ Dairy Pre-Cooler | 2035 | SC C | GWh | Before Competition Groups | 1.9822 | 0 | 0 | 3077.6161 | 0.00064406 | 28 | Industrial_2035_SC C_GWh_Before Competition Groups_28 | Dairy Pre-Cooler | 0.06441% | 0 | 1.9822 | Industrial_2035_SC C_GWh_Before Competition Groups_Dairy Pre-Cooler
Industrial | Ind ¦ Air Compressor Heat Recovery | 2035 | SC C | GWh | Before Competition Groups | 1.6843 | 0 | 0 | 3077.6161 | 0.00054727 | 29 | Industrial_2035_SC C_GWh_Before Competition Groups_29 | Air Compressor Heat Recovery | 0.05473% | 0 | 1.6843 | Industrial_2035_SC C_GWh_Before Competition Groups_Air Compressor Heat Recovery
Industrial | Ind ¦ Efficient Refrigeration Compressor | 2035 | SC C | GWh | Before Competition Groups | 0.7992 | 0 | 0 | 3077.6161 | 0.00025968 | 30 | Industrial_2035_SC C_GWh_Before Competition Groups_30 | Efficient Refrigeration Compressor | 0.02597% | 0 | 0.7992 | Industrial_2035_SC C_GWh_Before Competition Groups_Efficient Refrigeration Compressor
Industrial | Ind ¦ Heat Lamps/Heat Pad | 2035 | SC C | GWh | Before Competition Groups | 0.5241 | 0 | 0 | 3077.6161 | 0.0001703 | 31 | Industrial_2035_SC C_GWh_Before Competition Groups_31 | Heat Lamps/Heat Pad | 0.01703% | 0 | 0.5241 | Industrial_2035_SC C_GWh_Before Competition Groups_Heat Lamps/Heat Pad
Industrial | Ind ¦ Dairy Water Heater | 2035 | SC C | GWh | Before Competition Groups | 0.11021 | 0 | 0 | 3077.6161 | 3.5811e-05 | 32 | Industrial_2035_SC C_GWh_Before Competition Groups_32 | Dairy Water Heater | 0.003581% | 0 | 0.11021 | Industrial_2035_SC C_GWh_Before Competition Groups_Dairy Water Heater
Industrial | Ind ¦ Air Compressor Optimization | 2035 | SC D | GWh | Before Competition Groups | 403.3659 | 0 | 0 | 2428.3851 | 0.1661 | 1 | Industrial_2035_SC D_GWh_Before Competition Groups_1 | Air Compressor Optimization | 16.61% | 0 | 403.3659 | Industrial_2035_SC D_GWh_Before Competition Groups_Air Compressor Optimization
Industrial | Ind ¦ Pump System Optimization | 2035 | SC D | GWh | Before Competition Groups | 355.5616 | 0 | 0 | 2428.3851 | 0.14642 | 2 | Industrial_2035_SC D_GWh_Before Competition Groups_2 | Pump System Optimization | 14.64% | 0 | 355.5616 | Industrial_2035_SC D_GWh_Before Competition Groups_Pump System Optimization
Industrial | Ind ¦ Air Leak Survey and Repair | 2035 | SC D | GWh | Before Competition Groups | 348.6679 | 0 | 0 | 2428.3851 | 0.14358 | 3 | Industrial_2035_SC D_GWh_Before Competition Groups_3 | Air Leak Survey and Repair | 14.36% | 0 | 348.6679 | Industrial_2035_SC D_GWh_Before Competition Groups_Air Leak Survey and Repair
Industrial | Ind ¦ SEM | 2035 | SC D | GWh | Before Competition Groups | 247.3594 | 0 | 0 | 2428.3851 | 0.10186 | 4 | Industrial_2035_SC D_GWh_Before Competition Groups_4 | SEM | 10.19% | 0 | 247.3594 | Industrial_2035_SC D_GWh_Before Competition Groups_SEM
Industrial | Ind ¦ Recommissioning | 2035 | SC D | GWh | Before Competition Groups | 239.4343 | 0 | 0 | 2428.3851 | 0.098598 | 5 | Industrial_2035_SC D_GWh_Before Competition Groups_5 | Recommissioning | 9.86% | 0 | 239.4343 | Industrial_2035_SC D_GWh_Before Competition Groups_Recommissioning
Industrial | Ind ¦ Efficient Compressed Air Nozzles | 2035 | SC D | GWh | Before Competition Groups | 209.6966 | 0 | 0 | 2428.3851 | 0.086352 | 6 | Industrial_2035_SC D_GWh_Before Competition Groups_6 | Efficient Compressed Air Nozzles | 8.635% | 0 | 209.6966 | Industrial_2035_SC D_GWh_Before Competition Groups_Efficient Compressed Air Nozzles
Industrial | Ind ¦ Pump Equipment Upgrade | 2035 | SC D | GWh | Before Competition Groups | 152.3852 | 0 | 0 | 2428.3851 | 0.062752 | 7 | Industrial_2035_SC D_GWh_Before Competition Groups_7 | Pump Equipment Upgrade | 6.275% | 0 | 152.3852 | Industrial_2035_SC D_GWh_Before Competition Groups_Pump Equipment Upgrade
Industrial | Ind ¦ High Efficiency HVAC Fans | 2035 | SC D | GWh | Before Competition Groups | 141.7781 | 0 | 0 | 2428.3851 | 0.058384 | 8 | Industrial_2035_SC D_GWh_Before Competition Groups_8 | High Efficiency HVAC Fans | 5.838% | 0 | 141.7781 | Industrial_2035_SC D_GWh_Before Competition Groups_High Efficiency HVAC Fans
Industrial | Ind ¦ Fan System Optimization | 2035 | SC D | GWh | Before Competition Groups | 59.2303 | 0 | 0 | 2428.3851 | 0.024391 | 9 | Industrial_2035_SC D_GWh_Before Competition Groups_9 | Fan System Optimization | 2.439% | 0 | 59.2303 | Industrial_2035_SC D_GWh_Before Competition Groups_Fan System Optimization
Industrial | Ind ¦ Greenhouse Grow Lights | 2035 | SC D | GWh | Before Competition Groups | 48.6786 | 0 | 0 | 2428.3851 | 0.020046 | 10 | Industrial_2035_SC D_GWh_Before Competition Groups_10 | Greenhouse Grow Lights | 2.005% | 0 | 48.6786 | Industrial_2035_SC D_GWh_Before Competition Groups_Greenhouse Grow Lights
Industrial | Ind ¦ Process Optimization (Elec) | 2035 | SC D | GWh | Before Competition Groups | 46.853 | 0 | 0 | 2428.3851 | 0.019294 | 11 | Industrial_2035_SC D_GWh_Before Competition Groups_11 | Process Optimization (Elec) | 1.929% | 0 | 46.853 | Industrial_2035_SC D_GWh_Before Competition Groups_Process Optimization (Elec)
Industrial | Ind ¦ Material Handling Improvements | 2035 | SC D | GWh | Before Competition Groups | 46.3042 | 0 | 0 | 2428.3851 | 0.019068 | 12 | Industrial_2035_SC D_GWh_Before Competition Groups_12 | Material Handling Improvements | 1.907% | 0 | 46.3042 | Industrial_2035_SC D_GWh_Before Competition Groups_Material Handling Improvements
Industrial | Ind ¦ Refiner Plate Improvements | 2035 | SC D | GWh | Before Competition Groups | 24.0782 | 0 | 0 | 2428.3851 | 0.0099153 | 13 | Industrial_2035_SC D_GWh_Before Competition Groups_13 | Refiner Plate Improvements | 0.9915% | 0 | 24.0782 | Industrial_2035_SC D_GWh_Before Competition Groups_Refiner Plate Improvements
Industrial | Ind ¦ Process Heat Recovery | 2035 | SC D | GWh | Before Competition Groups | 15.7815 | 0 | 0 | 2428.3851 | 0.0064988 | 14 | Industrial_2035_SC D_GWh_Before Competition Groups_14 | Process Heat Recovery | 0.6499% | 0 | 15.7815 | Industrial_2035_SC D_GWh_Before Competition Groups_Process Heat Recovery
Industrial | Ind ¦ Improved Controls - Process Cooling | 2035 | SC D | GWh | Before Competition Groups | 12.5368 | 0 | 0 | 2428.3851 | 0.0051626 | 15 | Industrial_2035_SC D_GWh_Before Competition Groups_15 | Improved Controls - Process Cooling | 0.5163% | 0 | 12.5368 | Industrial_2035_SC D_GWh_Before Competition Groups_Improved Controls - Process Cooling
Industrial | Ind ¦ HE Lighting | 2035 | SC D | GWh | Before Competition Groups | 11.1401 | 0 | 0 | 2428.3851 | 0.0045874 | 16 | Industrial_2035_SC D_GWh_Before Competition Groups_16 | HE Lighting | 0.4587% | 0 | 11.1401 | Industrial_2035_SC D_GWh_Before Competition Groups_HE Lighting
Industrial | Ind ¦ VAV Conversion Project | 2035 | SC D | GWh | Before Competition Groups | 10.4513 | 0 | 0 | 2428.3851 | 0.0043038 | 17 | Industrial_2035_SC D_GWh_Before Competition Groups_17 | VAV Conversion Project | 0.4304% | 0 | 10.4513 | Industrial_2035_SC D_GWh_Before Competition Groups_VAV Conversion Project
Industrial | Ind ¦ Ventilation Optimization | 2035 | SC D | GWh | Before Competition Groups | 10.2583 | 0 | 0 | 2428.3851 | 0.0042243 | 18 | Industrial_2035_SC D_GWh_Before Competition Groups_18 | Ventilation Optimization | 0.4224% | 0 | 10.2583 | Industrial_2035_SC D_GWh_Before Competition Groups_Ventilation Optimization
Industrial | Ind ¦ Process Improvements | 2035 | SC D | GWh | Before Competition Groups | 8.7096 | 0 | 0 | 2428.3851 | 0.0035866 | 19 | Industrial_2035_SC D_GWh_Before Competition Groups_19 | Process Improvements | 0.3587% | 0 | 8.7096 | Industrial_2035_SC D_GWh_Before Competition Groups_Process Improvements
Industrial | Ind ¦ Cooling Tower Optimization | 2035 | SC D | GWh | Before Competition Groups | 8.0779 | 0 | 0 | 2428.3851 | 0.0033264 | 20 | Industrial_2035_SC D_GWh_Before Competition Groups_20 | Cooling Tower Optimization | 0.3326% | 0 | 8.0779 | Industrial_2035_SC D_GWh_Before Competition Groups_Cooling Tower Optimization
Industrial | Ind ¦ High Efficiency Battery Charger | 2035 | SC D | GWh | Before Competition Groups | 5.753 | 0 | 0 | 2428.3851 | 0.0023691 | 21 | Industrial_2035_SC D_GWh_Before Competition Groups_21 | High Efficiency Battery Charger | 0.2369% | 0 | 5.753 | Industrial_2035_SC D_GWh_Before Competition Groups_High Efficiency Battery Charger
Industrial | Ind ¦ Improved Controls - Process Heating | 2035 | SC D | GWh | Before Competition Groups | 5.6765 | 0 | 0 | 2428.3851 | 0.0023376 | 22 | Industrial_2035_SC D_GWh_Before Competition Groups_22 | Improved Controls - Process Heating | 0.2338% | 0 | 5.6765 | Industrial_2035_SC D_GWh_Before Competition Groups_Improved Controls - Process Heating
Industrial | Ind ¦ Refrigeration Compressor VFD | 2035 | SC D | GWh | Before Competition Groups | 3.6816 | 0 | 0 | 2428.3851 | 0.0015161 | 23 | Industrial_2035_SC D_GWh_Before Competition Groups_23 | Refrigeration Compressor VFD | 0.1516% | 0 | 3.6816 | Industrial_2035_SC D_GWh_Before Competition Groups_Refrigeration Compressor VFD
Industrial | Ind ¦ Engine Block Heater Timer | 2035 | SC D | GWh | Before Competition Groups | 3.5404 | 0 | 0 | 2428.3851 | 0.0014579 | 24 | Industrial_2035_SC D_GWh_Before Competition Groups_24 | Engine Block Heater Timer | 0.1458% | 0 | 3.5404 | Industrial_2035_SC D_GWh_Before Competition Groups_Engine Block Heater Timer
Industrial | Ind ¦ Pulp and Paper Process Improvements | 2035 | SC D | GWh | Before Competition Groups | 3.3905 | 0 | 0 | 2428.3851 | 0.0013962 | 25 | Industrial_2035_SC D_GWh_Before Competition Groups_25 | Pulp and Paper Process Improvements | 0.1396% | 0 | 3.3905 | Industrial_2035_SC D_GWh_Before Competition Groups_Pulp and Paper Process Improvements
Industrial | Ind ¦ Efficient Irrigation | 2035 | SC D | GWh | Before Competition Groups | 2.0311 | 0 | 0 | 2428.3851 | 0.00083642 | 26 | Industrial_2035_SC D_GWh_Before Competition Groups_26 | Efficient Irrigation | 0.08364% | 0 | 2.0311 | Industrial_2035_SC D_GWh_Before Competition Groups_Efficient Irrigation
Industrial | Ind ¦ Air Compressor Heat Recovery | 2035 | SC D | GWh | Before Competition Groups | 1.5373 | 0 | 0 | 2428.3851 | 0.00063306 | 27 | Industrial_2035_SC D_GWh_Before Competition Groups_27 | Air Compressor Heat Recovery | 0.06331% | 0 | 1.5373 | Industrial_2035_SC D_GWh_Before Competition Groups_Air Compressor Heat Recovery
Industrial | Ind ¦ Dairy Pre-Cooler | 2035 | SC D | GWh | Before Competition Groups | 0.95122 | 0 | 0 | 2428.3851 | 0.00039171 | 28 | Industrial_2035_SC D_GWh_Before Competition Groups_28 | Dairy Pre-Cooler | 0.03917% | 0 | 0.95122 | Industrial_2035_SC D_GWh_Before Competition Groups_Dairy Pre-Cooler
Industrial | Ind ¦ Efficient Refrigeration Compressor | 2035 | SC D | GWh | Before Competition Groups | 0.78996 | 0 | 0 | 2428.3851 | 0.0003253 | 29 | Industrial_2035_SC D_GWh_Before Competition Groups_29 | Efficient Refrigeration Compressor | 0.03253% | 0 | 0.78996 | Industrial_2035_SC D_GWh_Before Competition Groups_Efficient Refrigeration Compressor
Industrial | Ind ¦ Free Cooling | 2035 | SC D | GWh | Before Competition Groups | 0.37637 | 0 | 0 | 2428.3851 | 0.00015499 | 30 | Industrial_2035_SC D_GWh_Before Competition Groups_30 | Free Cooling | 0.0155% | 0 | 0.37637 | Industrial_2035_SC D_GWh_Before Competition Groups_Free Cooling
Industrial | Ind ¦ Heat Lamps/Heat Pad | 2035 | SC D | GWh | Before Competition Groups | 0.30845 | 0 | 0 | 2428.3851 | 0.00012702 | 31 | Industrial_2035_SC D_GWh_Before Competition Groups_31 | Heat Lamps/Heat Pad | 0.0127% | 0 | 0.30845 | Industrial_2035_SC D_GWh_Before Competition Groups_Heat Lamps/Heat Pad
Industrial | Ind ¦ Pump System Optimization | 2035 | Technical | GWh | Before Competition Groups | 898.947 | 0 | 0 | 5923.8128 | 0.15175 | 1 | Industrial_2035_Technical_GWh_Before Competition Groups_1 | Pump System Optimization | 15.18% | 0 | 898.947 | Industrial_2035_Technical_GWh_Before Competition Groups_Pump System Optimization
Industrial | Ind ¦ HE Lighting | 2035 | Technical | GWh | Before Competition Groups | 700.0786 | 0 | 0 | 5923.8128 | 0.11818 | 2 | Industrial_2035_Technical_GWh_Before Competition Groups_2 | HE Lighting | 11.82% | 0 | 700.0786 | Industrial_2035_Technical_GWh_Before Competition Groups_HE Lighting
Industrial | Ind ¦ Air Leak Survey and Repair | 2035 | Technical | GWh | Before Competition Groups | 611.0422 | 0 | 0 | 5923.8128 | 0.10315 | 3 | Industrial_2035_Technical_GWh_Before Competition Groups_3 | Air Leak Survey and Repair | 10.32% | 0 | 611.0422 | Industrial_2035_Technical_GWh_Before Competition Groups_Air Leak Survey and Repair
Industrial | Ind ¦ Air Compressor Optimization | 2035 | Technical | GWh | Before Competition Groups | 485.1409 | 0 | 0 | 5923.8128 | 0.081897 | 4 | Industrial_2035_Technical_GWh_Before Competition Groups_4 | Air Compressor Optimization | 8.19% | 0 | 485.1409 | Industrial_2035_Technical_GWh_Before Competition Groups_Air Compressor Optimization
Industrial | Ind ¦ Efficient Compressed Air Nozzles | 2035 | Technical | GWh | Before Competition Groups | 472.4398 | 0 | 0 | 5923.8128 | 0.079753 | 5 | Industrial_2035_Technical_GWh_Before Competition Groups_5 | Efficient Compressed Air Nozzles | 7.975% | 0 | 472.4398 | Industrial_2035_Technical_GWh_Before Competition Groups_Efficient Compressed Air Nozzles
Industrial | Ind ¦ Recommissioning | 2035 | Technical | GWh | Before Competition Groups | 425.6507 | 0 | 0 | 5923.8128 | 0.071854 | 6 | Industrial_2035_Technical_GWh_Before Competition Groups_6 | Recommissioning | 7.185% | 0 | 425.6507 | Industrial_2035_Technical_GWh_Before Competition Groups_Recommissioning
Industrial | Ind ¦ SEM | 2035 | Technical | GWh | Before Competition Groups | 425.6507 | 0 | 0 | 5923.8128 | 0.071854 | 7 | Industrial_2035_Technical_GWh_Before Competition Groups_7 | SEM | 7.185% | 0 | 425.6507 | Industrial_2035_Technical_GWh_Before Competition Groups_SEM
Industrial | Ind ¦ Pump Equipment Upgrade | 2035 | Technical | GWh | Before Competition Groups | 397.5707 | 0 | 0 | 5923.8128 | 0.067114 | 8 | Industrial_2035_Technical_GWh_Before Competition Groups_8 | Pump Equipment Upgrade | 6.711% | 0 | 397.5707 | Industrial_2035_Technical_GWh_Before Competition Groups_Pump Equipment Upgrade
Industrial | Ind ¦ High Efficiency HVAC Fans | 2035 | Technical | GWh | Before Competition Groups | 251.7676 | 0 | 0 | 5923.8128 | 0.042501 | 9 | Industrial_2035_Technical_GWh_Before Competition Groups_9 | High Efficiency HVAC Fans | 4.25% | 0 | 251.7676 | Industrial_2035_Technical_GWh_Before Competition Groups_High Efficiency HVAC Fans
Industrial | Ind ¦ Premium Efficient Motors | 2035 | Technical | GWh | Before Competition Groups | 175.3538 | 0 | 0 | 5923.8128 | 0.029602 | 10 | Industrial_2035_Technical_GWh_Before Competition Groups_10 | Premium Efficient Motors | 2.96% | 0 | 175.3538 | Industrial_2035_Technical_GWh_Before Competition Groups_Premium Efficient Motors
Industrial | Ind ¦ Process Optimization (Elec) | 2035 | Technical | GWh | Before Competition Groups | 171.9876 | 0 | 0 | 5923.8128 | 0.029033 | 11 | Industrial_2035_Technical_GWh_Before Competition Groups_11 | Process Optimization (Elec) | 2.903% | 0 | 171.9876 | Industrial_2035_Technical_GWh_Before Competition Groups_Process Optimization (Elec)
Industrial | Ind ¦ Greenhouse Grow Lights | 2035 | Technical | GWh | Before Competition Groups | 169.4442 | 0 | 0 | 5923.8128 | 0.028604 | 12 | Industrial_2035_Technical_GWh_Before Competition Groups_12 | Greenhouse Grow Lights | 2.86% | 0 | 169.4442 | Industrial_2035_Technical_GWh_Before Competition Groups_Greenhouse Grow Lights
Industrial | Ind ¦ HE HVAC Controls | 2035 | Technical | GWh | Before Competition Groups | 77.4922 | 0 | 0 | 5923.8128 | 0.013081 | 13 | Industrial_2035_Technical_GWh_Before Competition Groups_13 | HE HVAC Controls | 1.308% | 0 | 77.4922 | Industrial_2035_Technical_GWh_Before Competition Groups_HE HVAC Controls
Industrial | Ind ¦ Material Handling Improvements | 2035 | Technical | GWh | Before Competition Groups | 75.7613 | 0 | 0 | 5923.8128 | 0.012789 | 14 | Industrial_2035_Technical_GWh_Before Competition Groups_14 | Material Handling Improvements | 1.279% | 0 | 75.7613 | Industrial_2035_Technical_GWh_Before Competition Groups_Material Handling Improvements
Industrial | Ind ¦ Fan System Optimization | 2035 | Technical | GWh | Before Competition Groups | 67.6984 | 0 | 0 | 5923.8128 | 0.011428 | 15 | Industrial_2035_Technical_GWh_Before Competition Groups_15 | Fan System Optimization | 1.143% | 0 | 67.6984 | Industrial_2035_Technical_GWh_Before Competition Groups_Fan System Optimization
Industrial | Ind ¦ Pulp and Paper Process Improvements | 2035 | Technical | GWh | Before Competition Groups | 65.2231 | 0 | 0 | 5923.8128 | 0.01101 | 16 | Industrial_2035_Technical_GWh_Before Competition Groups_16 | Pulp and Paper Process Improvements | 1.101% | 0 | 65.2231 | Industrial_2035_Technical_GWh_Before Competition Groups_Pulp and Paper Process Improvements
Industrial | Ind ¦ Refiner Plate Improvements | 2035 | Technical | GWh | Before Competition Groups | 57.7737 | 0 | 0 | 5923.8128 | 0.0097528 | 17 | Industrial_2035_Technical_GWh_Before Competition Groups_17 | Refiner Plate Improvements | 0.9753% | 0 | 57.7737 | Industrial_2035_Technical_GWh_Before Competition Groups_Refiner Plate Improvements
Industrial | Ind ¦ HE HVAC Units | 2035 | Technical | GWh | Before Competition Groups | 53.4936 | 0 | 0 | 5923.8128 | 0.0090303 | 18 | Industrial_2035_Technical_GWh_Before Competition Groups_18 | HE HVAC Units | 0.903% | 0 | 53.4936 | Industrial_2035_Technical_GWh_Before Competition Groups_HE HVAC Units
Industrial | Ind ¦ Process Heat Recovery | 2035 | Technical | GWh | Before Competition Groups | 36.8106 | 0 | 0 | 5923.8128 | 0.006214 | 19 | Industrial_2035_Technical_GWh_Before Competition Groups_19 | Process Heat Recovery | 0.6214% | 0 | 36.8106 | Industrial_2035_Technical_GWh_Before Competition Groups_Process Heat Recovery
Industrial | Ind ¦ Ventilation Optimization | 2035 | Technical | GWh | Before Competition Groups | 36.2418 | 0 | 0 | 5923.8128 | 0.006118 | 20 | Industrial_2035_Technical_GWh_Before Competition Groups_20 | Ventilation Optimization | 0.6118% | 0 | 36.2418 | Industrial_2035_Technical_GWh_Before Competition Groups_Ventilation Optimization
Industrial | Ind ¦ High Efficiency Battery Charger | 2035 | Technical | GWh | Before Competition Groups | 23.9481 | 0 | 0 | 5923.8128 | 0.0040427 | 21 | Industrial_2035_Technical_GWh_Before Competition Groups_21 | High Efficiency Battery Charger | 0.4043% | 0 | 23.9481 | Industrial_2035_Technical_GWh_Before Competition Groups_High Efficiency Battery Charger
Industrial | Ind ¦ Cold Storage Retrofit | 2035 | Technical | GWh | Before Competition Groups | 23.8127 | 0 | 0 | 5923.8128 | 0.0040198 | 22 | Industrial_2035_Technical_GWh_Before Competition Groups_22 | Cold Storage Retrofit | 0.402% | 0 | 23.8127 | Industrial_2035_Technical_GWh_Before Competition Groups_Cold Storage Retrofit
Industrial | Ind ¦ VAV Conversion Project | 2035 | Technical | GWh | Before Competition Groups | 23.235 | 0 | 0 | 5923.8128 | 0.0039223 | 23 | Industrial_2035_Technical_GWh_Before Competition Groups_23 | VAV Conversion Project | 0.3922% | 0 | 23.235 | Industrial_2035_Technical_GWh_Before Competition Groups_VAV Conversion Project
Industrial | Ind ¦ Synchronous Belts | 2035 | Technical | GWh | Before Competition Groups | 21.4118 | 0 | 0 | 5923.8128 | 0.0036145 | 24 | Industrial_2035_Technical_GWh_Before Competition Groups_24 | Synchronous Belts | 0.3615% | 0 | 21.4118 | Industrial_2035_Technical_GWh_Before Competition Groups_Synchronous Belts
Industrial | Ind ¦ Improved Controls - Process Cooling | 2035 | Technical | GWh | Before Competition Groups | 20.5525 | 0 | 0 | 5923.8128 | 0.0034695 | 25 | Industrial_2035_Technical_GWh_Before Competition Groups_25 | Improved Controls - Process Cooling | 0.3469% | 0 | 20.5525 | Industrial_2035_Technical_GWh_Before Competition Groups_Improved Controls - Process Cooling
Industrial | Ind ¦ HVLS Fans | 2035 | Technical | GWh | Before Competition Groups | 19.9052 | 0 | 0 | 5923.8128 | 0.0033602 | 26 | Industrial_2035_Technical_GWh_Before Competition Groups_26 | HVLS Fans | 0.336% | 0 | 19.9052 | Industrial_2035_Technical_GWh_Before Competition Groups_HVLS Fans
Industrial | Ind ¦ Efficient Irrigation | 2035 | Technical | GWh | Before Competition Groups | 19.2973 | 0 | 0 | 5923.8128 | 0.0032576 | 27 | Industrial_2035_Technical_GWh_Before Competition Groups_27 | Efficient Irrigation | 0.3258% | 0 | 19.2973 | Industrial_2035_Technical_GWh_Before Competition Groups_Efficient Irrigation
Industrial | Ind ¦ Process Improvements | 2035 | Technical | GWh | Before Competition Groups | 17.5197 | 0 | 0 | 5923.8128 | 0.0029575 | 28 | Industrial_2035_Technical_GWh_Before Competition Groups_28 | Process Improvements | 0.2958% | 0 | 17.5197 | Industrial_2035_Technical_GWh_Before Competition Groups_Process Improvements
Industrial | Ind ¦ Refrigeration Compressor VFD | 2035 | Technical | GWh | Before Competition Groups | 13.135 | 0 | 0 | 5923.8128 | 0.0022173 | 29 | Industrial_2035_Technical_GWh_Before Competition Groups_29 | Refrigeration Compressor VFD | 0.2217% | 0 | 13.135 | Industrial_2035_Technical_GWh_Before Competition Groups_Refrigeration Compressor VFD
Industrial | Ind ¦ Efficient Transformer | 2035 | Technical | GWh | Before Competition Groups | 11.9741 | 0 | 0 | 5923.8128 | 0.0020213 | 30 | Industrial_2035_Technical_GWh_Before Competition Groups_30 | Efficient Transformer | 0.2021% | 0 | 11.9741 | Industrial_2035_Technical_GWh_Before Competition Groups_Efficient Transformer
Industrial | Ind ¦ Chiller Optimization | 2035 | Technical | GWh | Before Competition Groups | 11.089 | 0 | 0 | 5923.8128 | 0.0018719 | 31 | Industrial_2035_Technical_GWh_Before Competition Groups_31 | Chiller Optimization | 0.1872% | 0 | 11.089 | Industrial_2035_Technical_GWh_Before Competition Groups_Chiller Optimization
Industrial | Ind ¦ Improved Controls - Process Heating | 2035 | Technical | GWh | Before Competition Groups | 10.7256 | 0 | 0 | 5923.8128 | 0.0018106 | 32 | Industrial_2035_Technical_GWh_Before Competition Groups_32 | Improved Controls - Process Heating | 0.1811% | 0 | 10.7256 | Industrial_2035_Technical_GWh_Before Competition Groups_Improved Controls - Process Heating
Industrial | Ind ¦ High Efficiency Welders | 2035 | Technical | GWh | Before Competition Groups | 9.5701 | 0 | 0 | 5923.8128 | 0.0016155 | 33 | Industrial_2035_Technical_GWh_Before Competition Groups_33 | High Efficiency Welders | 0.1616% | 0 | 9.5701 | Industrial_2035_Technical_GWh_Before Competition Groups_High Efficiency Welders
Industrial | Ind ¦ Cooling Tower Optimization | 2035 | Technical | GWh | Before Competition Groups | 8.7174 | 0 | 0 | 5923.8128 | 0.0014716 | 34 | Industrial_2035_Technical_GWh_Before Competition Groups_34 | Cooling Tower Optimization | 0.1472% | 0 | 8.7174 | Industrial_2035_Technical_GWh_Before Competition Groups_Cooling Tower Optimization
Industrial | Ind ¦ Low Energy Livestock Waterers | 2035 | Technical | GWh | Before Competition Groups | 6.9455 | 0 | 0 | 5923.8128 | 0.0011725 | 35 | Industrial_2035_Technical_GWh_Before Competition Groups_35 | Low Energy Livestock Waterers | 0.1172% | 0 | 6.9455 | Industrial_2035_Technical_GWh_Before Competition Groups_Low Energy Livestock Waterers
Industrial | Ind ¦ Engine Block Heater Timer | 2035 | Technical | GWh | Before Competition Groups | 6.7164 | 0 | 0 | 5923.8128 | 0.0011338 | 36 | Industrial_2035_Technical_GWh_Before Competition Groups_36 | Engine Block Heater Timer | 0.1134% | 0 | 6.7164 | Industrial_2035_Technical_GWh_Before Competition Groups_Engine Block Heater Timer
Industrial | Ind ¦ Free Cooling | 2035 | Technical | GWh | Before Competition Groups | 5.3463 | 0 | 0 | 5923.8128 | 0.0009025 | 37 | Industrial_2035_Technical_GWh_Before Competition Groups_37 | Free Cooling | 0.09025% | 0 | 5.3463 | Industrial_2035_Technical_GWh_Before Competition Groups_Free Cooling
Industrial | Ind ¦ Dairy Pre-Cooler | 2035 | Technical | GWh | Before Competition Groups | 5.2175 | 0 | 0 | 5923.8128 | 0.00088077 | 38 | Industrial_2035_Technical_GWh_Before Competition Groups_38 | Dairy Pre-Cooler | 0.08808% | 0 | 5.2175 | Industrial_2035_Technical_GWh_Before Competition Groups_Dairy Pre-Cooler
Industrial | Ind ¦ Air Compressor Heat Recovery | 2035 | Technical | GWh | Before Competition Groups | 2.8329 | 0 | 0 | 5923.8128 | 0.00047822 | 39 | Industrial_2035_Technical_GWh_Before Competition Groups_39 | Air Compressor Heat Recovery | 0.04782% | 0 | 2.8329 | Industrial_2035_Technical_GWh_Before Competition Groups_Air Compressor Heat Recovery
Industrial | Ind ¦ Optimize Compressed Air Dryer | 2035 | Technical | GWh | Before Competition Groups | 2.1041 | 0 | 0 | 5923.8128 | 0.00035519 | 40 | Industrial_2035_Technical_GWh_Before Competition Groups_40 | Optimize Compressed Air Dryer | 0.03552% | 0 | 2.1041 | Industrial_2035_Technical_GWh_Before Competition Groups_Optimize Compressed Air Dryer
Industrial | Ind ¦ Heat Lamps/Heat Pad | 2035 | Technical | GWh | Before Competition Groups | 1.4909 | 0 | 0 | 5923.8128 | 0.00025169 | 41 | Industrial_2035_Technical_GWh_Before Competition Groups_41 | Heat Lamps/Heat Pad | 0.02517% | 0 | 1.4909 | Industrial_2035_Technical_GWh_Before Competition Groups_Heat Lamps/Heat Pad
Industrial | Ind ¦ Efficient Refrigeration Compressor | 2035 | Technical | GWh | Before Competition Groups | 1.0826 | 0 | 0 | 5923.8128 | 0.00018275 | 42 | Industrial_2035_Technical_GWh_Before Competition Groups_42 | Efficient Refrigeration Compressor | 0.01827% | 0 | 1.0826 | Industrial_2035_Technical_GWh_Before Competition Groups_Efficient Refrigeration Compressor
Industrial | Ind ¦ Creep Heat Controller | 2035 | Technical | GWh | Before Competition Groups | 0.91743 | 0 | 0 | 5923.8128 | 0.00015487 | 43 | Industrial_2035_Technical_GWh_Before Competition Groups_43 | Creep Heat Controller | 0.01549% | 0 | 0.91743 | Industrial_2035_Technical_GWh_Before Competition Groups_Creep Heat Controller
Industrial | Ind ¦ Dual and Natural Exhaust Ventilation Systems | 2035 | Technical | GWh | Before Competition Groups | 0.41012 | 0 | 0 | 5923.8128 | 6.9233e-05 | 44 | Industrial_2035_Technical_GWh_Before Competition Groups_44 | Dual and Natural Exhaust Ventilation Systems | 0.006923% | 0 | 0.41012 | Industrial_2035_Technical_GWh_Before Competition Groups_Dual and Natural Exhaust Ventilation Systems
Industrial | Ind ¦ Dairy Water Heater | 2035 | Technical | GWh | Before Competition Groups | 0.28717 | 0 | 0 | 5923.8128 | 4.8477e-05 | 45 | Industrial_2035_Technical_GWh_Before Competition Groups_45 | Dairy Water Heater | 0.004848% | 0 | 0.28717 | Industrial_2035_Technical_GWh_Before Competition Groups_Dairy Water Heater
Industrial | Ind ¦ Pump System Optimization | 2036 | Economic | GWh | Before Competition Groups | 886.258 | 0 | 0 | 5512.6422 | 0.16077 | 1 | Industrial_2036_Economic_GWh_Before Competition Groups_1 | Pump System Optimization | 16.08% | 0 | 886.258 | Industrial_2036_Economic_GWh_Before Competition Groups_Pump System Optimization
Industrial | Ind ¦ HE Lighting | 2036 | Economic | GWh | Before Competition Groups | 710.3616 | 0 | 0 | 5512.6422 | 0.12886 | 2 | Industrial_2036_Economic_GWh_Before Competition Groups_2 | HE Lighting | 12.89% | 0 | 710.3616 | Industrial_2036_Economic_GWh_Before Competition Groups_HE Lighting
Industrial | Ind ¦ Air Leak Survey and Repair | 2036 | Economic | GWh | Before Competition Groups | 612.121 | 0 | 0 | 5512.6422 | 0.11104 | 3 | Industrial_2036_Economic_GWh_Before Competition Groups_3 | Air Leak Survey and Repair | 11.1% | 0 | 612.121 | Industrial_2036_Economic_GWh_Before Competition Groups_Air Leak Survey and Repair
Industrial | Ind ¦ Air Compressor Optimization | 2036 | Economic | GWh | Before Competition Groups | 492.0707 | 0 | 0 | 5512.6422 | 0.089262 | 4 | Industrial_2036_Economic_GWh_Before Competition Groups_4 | Air Compressor Optimization | 8.926% | 0 | 492.0707 | Industrial_2036_Economic_GWh_Before Competition Groups_Air Compressor Optimization
Industrial | Ind ¦ Efficient Compressed Air Nozzles | 2036 | Economic | GWh | Before Competition Groups | 478.3314 | 0 | 0 | 5512.6422 | 0.08677 | 5 | Industrial_2036_Economic_GWh_Before Competition Groups_5 | Efficient Compressed Air Nozzles | 8.677% | 0 | 478.3314 | Industrial_2036_Economic_GWh_Before Competition Groups_Efficient Compressed Air Nozzles
Industrial | Ind ¦ Recommissioning | 2036 | Economic | GWh | Before Competition Groups | 425.1158 | 0 | 0 | 5512.6422 | 0.077117 | 6 | Industrial_2036_Economic_GWh_Before Competition Groups_6 | Recommissioning | 7.712% | 0 | 425.1158 | Industrial_2036_Economic_GWh_Before Competition Groups_Recommissioning
Industrial | Ind ¦ SEM | 2036 | Economic | GWh | Before Competition Groups | 425.1158 | 0 | 0 | 5512.6422 | 0.077117 | 7 | Industrial_2036_Economic_GWh_Before Competition Groups_7 | SEM | 7.712% | 0 | 425.1158 | Industrial_2036_Economic_GWh_Before Competition Groups_SEM
Industrial | Ind ¦ Pump Equipment Upgrade | 2036 | Economic | GWh | Before Competition Groups | 403.1322 | 0 | 0 | 5512.6422 | 0.073129 | 8 | Industrial_2036_Economic_GWh_Before Competition Groups_8 | Pump Equipment Upgrade | 7.313% | 0 | 403.1322 | Industrial_2036_Economic_GWh_Before Competition Groups_Pump Equipment Upgrade
Industrial | Ind ¦ High Efficiency HVAC Fans | 2036 | Economic | GWh | Before Competition Groups | 255.6197 | 0 | 0 | 5512.6422 | 0.04637 | 9 | Industrial_2036_Economic_GWh_Before Competition Groups_9 | High Efficiency HVAC Fans | 4.637% | 0 | 255.6197 | Industrial_2036_Economic_GWh_Before Competition Groups_High Efficiency HVAC Fans
Industrial | Ind ¦ Process Optimization (Elec) | 2036 | Economic | GWh | Before Competition Groups | 171.6289 | 0 | 0 | 5512.6422 | 0.031134 | 10 | Industrial_2036_Economic_GWh_Before Competition Groups_10 | Process Optimization (Elec) | 3.113% | 0 | 171.6289 | Industrial_2036_Economic_GWh_Before Competition Groups_Process Optimization (Elec)
Industrial | Ind ¦ Greenhouse Grow Lights | 2036 | Economic | GWh | Before Competition Groups | 171.0181 | 0 | 0 | 5512.6422 | 0.031023 | 11 | Industrial_2036_Economic_GWh_Before Competition Groups_11 | Greenhouse Grow Lights | 3.102% | 0 | 171.0181 | Industrial_2036_Economic_GWh_Before Competition Groups_Greenhouse Grow Lights
Industrial | Ind ¦ Material Handling Improvements | 2036 | Economic | GWh | Before Competition Groups | 76.6735 | 0 | 0 | 5512.6422 | 0.013909 | 12 | Industrial_2036_Economic_GWh_Before Competition Groups_12 | Material Handling Improvements | 1.391% | 0 | 76.6735 | Industrial_2036_Economic_GWh_Before Competition Groups_Material Handling Improvements
Industrial | Ind ¦ Fan System Optimization | 2036 | Economic | GWh | Before Competition Groups | 68.1894 | 0 | 0 | 5512.6422 | 0.01237 | 13 | Industrial_2036_Economic_GWh_Before Competition Groups_13 | Fan System Optimization | 1.237% | 0 | 68.1894 | Industrial_2036_Economic_GWh_Before Competition Groups_Fan System Optimization
Industrial | Ind ¦ Pulp and Paper Process Improvements | 2036 | Economic | GWh | Before Competition Groups | 65.3337 | 0 | 0 | 5512.6422 | 0.011852 | 14 | Industrial_2036_Economic_GWh_Before Competition Groups_14 | Pulp and Paper Process Improvements | 1.185% | 0 | 65.3337 | Industrial_2036_Economic_GWh_Before Competition Groups_Pulp and Paper Process Improvements
Industrial | Ind ¦ Refiner Plate Improvements | 2036 | Economic | GWh | Before Competition Groups | 58.6939 | 0 | 0 | 5512.6422 | 0.010647 | 15 | Industrial_2036_Economic_GWh_Before Competition Groups_15 | Refiner Plate Improvements | 1.065% | 0 | 58.6939 | Industrial_2036_Economic_GWh_Before Competition Groups_Refiner Plate Improvements
Industrial | Ind ¦ Process Heat Recovery | 2036 | Economic | GWh | Before Competition Groups | 36.7763 | 0 | 0 | 5512.6422 | 0.0066713 | 16 | Industrial_2036_Economic_GWh_Before Competition Groups_16 | Process Heat Recovery | 0.6671% | 0 | 36.7763 | Industrial_2036_Economic_GWh_Before Competition Groups_Process Heat Recovery
Industrial | Ind ¦ High Efficiency Battery Charger | 2036 | Economic | GWh | Before Competition Groups | 24.3131 | 0 | 0 | 5512.6422 | 0.0044104 | 17 | Industrial_2036_Economic_GWh_Before Competition Groups_17 | High Efficiency Battery Charger | 0.441% | 0 | 24.3131 | Industrial_2036_Economic_GWh_Before Competition Groups_High Efficiency Battery Charger
Industrial | Ind ¦ VAV Conversion Project | 2036 | Economic | GWh | Before Competition Groups | 23.2515 | 0 | 0 | 5512.6422 | 0.0042178 | 18 | Industrial_2036_Economic_GWh_Before Competition Groups_18 | VAV Conversion Project | 0.4218% | 0 | 23.2515 | Industrial_2036_Economic_GWh_Before Competition Groups_VAV Conversion Project
Industrial | Ind ¦ Improved Controls - Process Cooling | 2036 | Economic | GWh | Before Competition Groups | 20.4903 | 0 | 0 | 5512.6422 | 0.003717 | 19 | Industrial_2036_Economic_GWh_Before Competition Groups_19 | Improved Controls - Process Cooling | 0.3717% | 0 | 20.4903 | Industrial_2036_Economic_GWh_Before Competition Groups_Improved Controls - Process Cooling
Industrial | Ind ¦ Efficient Irrigation | 2036 | Economic | GWh | Before Competition Groups | 19.5073 | 0 | 0 | 5512.6422 | 0.0035386 | 20 | Industrial_2036_Economic_GWh_Before Competition Groups_20 | Efficient Irrigation | 0.3539% | 0 | 19.5073 | Industrial_2036_Economic_GWh_Before Competition Groups_Efficient Irrigation
Industrial | Ind ¦ Process Improvements | 2036 | Economic | GWh | Before Competition Groups | 17.4609 | 0 | 0 | 5512.6422 | 0.0031674 | 21 | Industrial_2036_Economic_GWh_Before Competition Groups_21 | Process Improvements | 0.3167% | 0 | 17.4609 | Industrial_2036_Economic_GWh_Before Competition Groups_Process Improvements
Industrial | Ind ¦ Ventilation Optimization | 2036 | Economic | GWh | Before Competition Groups | 16.9687 | 0 | 0 | 5512.6422 | 0.0030781 | 22 | Industrial_2036_Economic_GWh_Before Competition Groups_22 | Ventilation Optimization | 0.3078% | 0 | 16.9687 | Industrial_2036_Economic_GWh_Before Competition Groups_Ventilation Optimization
Industrial | Ind ¦ Refrigeration Compressor VFD | 2036 | Economic | GWh | Before Competition Groups | 13.3073 | 0 | 0 | 5512.6422 | 0.002414 | 23 | Industrial_2036_Economic_GWh_Before Competition Groups_23 | Refrigeration Compressor VFD | 0.2414% | 0 | 13.3073 | Industrial_2036_Economic_GWh_Before Competition Groups_Refrigeration Compressor VFD
Industrial | Ind ¦ Improved Controls - Process Heating | 2036 | Economic | GWh | Before Competition Groups | 10.7239 | 0 | 0 | 5512.6422 | 0.0019453 | 24 | Industrial_2036_Economic_GWh_Before Competition Groups_24 | Improved Controls - Process Heating | 0.1945% | 0 | 10.7239 | Industrial_2036_Economic_GWh_Before Competition Groups_Improved Controls - Process Heating
Industrial | Ind ¦ Cooling Tower Optimization | 2036 | Economic | GWh | Before Competition Groups | 8.7076 | 0 | 0 | 5512.6422 | 0.0015796 | 25 | Industrial_2036_Economic_GWh_Before Competition Groups_25 | Cooling Tower Optimization | 0.158% | 0 | 8.7076 | Industrial_2036_Economic_GWh_Before Competition Groups_Cooling Tower Optimization
Industrial | Ind ¦ Engine Block Heater Timer | 2036 | Economic | GWh | Before Competition Groups | 6.6961 | 0 | 0 | 5512.6422 | 0.0012147 | 26 | Industrial_2036_Economic_GWh_Before Competition Groups_26 | Engine Block Heater Timer | 0.1215% | 0 | 6.6961 | Industrial_2036_Economic_GWh_Before Competition Groups_Engine Block Heater Timer
Industrial | Ind ¦ Free Cooling | 2036 | Economic | GWh | Before Competition Groups | 5.3386 | 0 | 0 | 5512.6422 | 0.00096843 | 27 | Industrial_2036_Economic_GWh_Before Competition Groups_27 | Free Cooling | 0.09684% | 0 | 5.3386 | Industrial_2036_Economic_GWh_Before Competition Groups_Free Cooling
Industrial | Ind ¦ Dairy Pre-Cooler | 2036 | Economic | GWh | Before Competition Groups | 5.2602 | 0 | 0 | 5512.6422 | 0.00095421 | 28 | Industrial_2036_Economic_GWh_Before Competition Groups_28 | Dairy Pre-Cooler | 0.09542% | 0 | 5.2602 | Industrial_2036_Economic_GWh_Before Competition Groups_Dairy Pre-Cooler
Industrial | Ind ¦ Air Compressor Heat Recovery | 2036 | Economic | GWh | Before Competition Groups | 2.8239 | 0 | 0 | 5512.6422 | 0.00051225 | 29 | Industrial_2036_Economic_GWh_Before Competition Groups_29 | Air Compressor Heat Recovery | 0.05123% | 0 | 2.8239 | Industrial_2036_Economic_GWh_Before Competition Groups_Air Compressor Heat Recovery
Industrial | Ind ¦ Efficient Refrigeration Compressor | 2036 | Economic | GWh | Before Competition Groups | 1.0934 | 0 | 0 | 5512.6422 | 0.00019834 | 30 | Industrial_2036_Economic_GWh_Before Competition Groups_30 | Efficient Refrigeration Compressor | 0.01983% | 0 | 1.0934 | Industrial_2036_Economic_GWh_Before Competition Groups_Efficient Refrigeration Compressor
Industrial | Ind ¦ Dairy Water Heater | 2036 | Economic | GWh | Before Competition Groups | 0.13645 | 0 | 0 | 5512.6422 | 2.4752e-05 | 31 | Industrial_2036_Economic_GWh_Before Competition Groups_31 | Dairy Water Heater | 0.002475% | 0 | 0.13645 | Industrial_2036_Economic_GWh_Before Competition Groups_Dairy Water Heater
Industrial | Ind ¦ Heat Lamps/Heat Pad | 2036 | Economic | GWh | Before Competition Groups | 0.123 | 0 | 0 | 5512.6422 | 2.2312e-05 | 32 | Industrial_2036_Economic_GWh_Before Competition Groups_32 | Heat Lamps/Heat Pad | 0.002231% | 0 | 0.123 | Industrial_2036_Economic_GWh_Before Competition Groups_Heat Lamps/Heat Pad
Industrial | Ind ¦ Pump System Optimization | 2036 | SC A | GWh | Before Competition Groups | 453.2836 | 0 | 0 | 2735.2994 | 0.16572 | 1 | Industrial_2036_SC A_GWh_Before Competition Groups_1 | Pump System Optimization | 16.57% | 0 | 453.2836 | Industrial_2036_SC A_GWh_Before Competition Groups_Pump System Optimization
Industrial | Ind ¦ Air Compressor Optimization | 2036 | SC A | GWh | Before Competition Groups | 414.261 | 0 | 0 | 2735.2994 | 0.15145 | 2 | Industrial_2036_SC A_GWh_Before Competition Groups_2 | Air Compressor Optimization | 15.14% | 0 | 414.261 | Industrial_2036_SC A_GWh_Before Competition Groups_Air Compressor Optimization
Industrial | Ind ¦ Air Leak Survey and Repair | 2036 | SC A | GWh | Before Competition Groups | 374.2315 | 0 | 0 | 2735.2994 | 0.13682 | 3 | Industrial_2036_SC A_GWh_Before Competition Groups_3 | Air Leak Survey and Repair | 13.68% | 0 | 374.2315 | Industrial_2036_SC A_GWh_Before Competition Groups_Air Leak Survey and Repair
Industrial | Ind ¦ Recommissioning | 2036 | SC A | GWh | Before Competition Groups | 265.0797 | 0 | 0 | 2735.2994 | 0.096911 | 4 | Industrial_2036_SC A_GWh_Before Competition Groups_4 | Recommissioning | 9.691% | 0 | 265.0797 | Industrial_2036_SC A_GWh_Before Competition Groups_Recommissioning
Industrial | Ind ¦ SEM | 2036 | SC A | GWh | Before Competition Groups | 265.0797 | 0 | 0 | 2735.2994 | 0.096911 | 5 | Industrial_2036_SC A_GWh_Before Competition Groups_5 | SEM | 9.691% | 0 | 265.0797 | Industrial_2036_SC A_GWh_Before Competition Groups_SEM
Industrial | Ind ¦ Efficient Compressed Air Nozzles | 2036 | SC A | GWh | Before Competition Groups | 228.0154 | 0 | 0 | 2735.2994 | 0.08336 | 6 | Industrial_2036_SC A_GWh_Before Competition Groups_6 | Efficient Compressed Air Nozzles | 8.336% | 0 | 228.0154 | Industrial_2036_SC A_GWh_Before Competition Groups_Efficient Compressed Air Nozzles
Industrial | Ind ¦ Pump Equipment Upgrade | 2036 | SC A | GWh | Before Competition Groups | 194.4529 | 0 | 0 | 2735.2994 | 0.07109 | 7 | Industrial_2036_SC A_GWh_Before Competition Groups_7 | Pump Equipment Upgrade | 7.109% | 0 | 194.4529 | Industrial_2036_SC A_GWh_Before Competition Groups_Pump Equipment Upgrade
Industrial | Ind ¦ High Efficiency HVAC Fans | 2036 | SC A | GWh | Before Competition Groups | 159.0665 | 0 | 0 | 2735.2994 | 0.058153 | 8 | Industrial_2036_SC A_GWh_Before Competition Groups_8 | High Efficiency HVAC Fans | 5.815% | 0 | 159.0665 | Industrial_2036_SC A_GWh_Before Competition Groups_High Efficiency HVAC Fans
Industrial | Ind ¦ Greenhouse Grow Lights | 2036 | SC A | GWh | Before Competition Groups | 59.8478 | 0 | 0 | 2735.2994 | 0.02188 | 9 | Industrial_2036_SC A_GWh_Before Competition Groups_9 | Greenhouse Grow Lights | 2.188% | 0 | 59.8478 | Industrial_2036_SC A_GWh_Before Competition Groups_Greenhouse Grow Lights
Industrial | Ind ¦ Fan System Optimization | 2036 | SC A | GWh | Before Competition Groups | 58.5029 | 0 | 0 | 2735.2994 | 0.021388 | 10 | Industrial_2036_SC A_GWh_Before Competition Groups_10 | Fan System Optimization | 2.139% | 0 | 58.5029 | Industrial_2036_SC A_GWh_Before Competition Groups_Fan System Optimization
Industrial | Ind ¦ Process Optimization (Elec) | 2036 | SC A | GWh | Before Competition Groups | 51.2226 | 0 | 0 | 2735.2994 | 0.018727 | 11 | Industrial_2036_SC A_GWh_Before Competition Groups_11 | Process Optimization (Elec) | 1.873% | 0 | 51.2226 | Industrial_2036_SC A_GWh_Before Competition Groups_Process Optimization (Elec)
Industrial | Ind ¦ Material Handling Improvements | 2036 | SC A | GWh | Before Competition Groups | 48.7692 | 0 | 0 | 2735.2994 | 0.01783 | 12 | Industrial_2036_SC A_GWh_Before Competition Groups_12 | Material Handling Improvements | 1.783% | 0 | 48.7692 | Industrial_2036_SC A_GWh_Before Competition Groups_Material Handling Improvements
Industrial | Ind ¦ Refiner Plate Improvements | 2036 | SC A | GWh | Before Competition Groups | 26.2529 | 0 | 0 | 2735.2994 | 0.0095978 | 13 | Industrial_2036_SC A_GWh_Before Competition Groups_13 | Refiner Plate Improvements | 0.9598% | 0 | 26.2529 | Industrial_2036_SC A_GWh_Before Competition Groups_Refiner Plate Improvements
Industrial | Ind ¦ Process Heat Recovery | 2036 | SC A | GWh | Before Competition Groups | 22.3504 | 0 | 0 | 2735.2994 | 0.0081711 | 14 | Industrial_2036_SC A_GWh_Before Competition Groups_14 | Process Heat Recovery | 0.8171% | 0 | 22.3504 | Industrial_2036_SC A_GWh_Before Competition Groups_Process Heat Recovery
Industrial | Ind ¦ HE Lighting | 2036 | SC A | GWh | Before Competition Groups | 22.1788 | 0 | 0 | 2735.2994 | 0.0081084 | 15 | Industrial_2036_SC A_GWh_Before Competition Groups_15 | HE Lighting | 0.8108% | 0 | 22.1788 | Industrial_2036_SC A_GWh_Before Competition Groups_HE Lighting
Industrial | Ind ¦ VAV Conversion Project | 2036 | SC A | GWh | Before Competition Groups | 16.0836 | 0 | 0 | 2735.2994 | 0.00588 | 16 | Industrial_2036_SC A_GWh_Before Competition Groups_16 | VAV Conversion Project | 0.588% | 0 | 16.0836 | Industrial_2036_SC A_GWh_Before Competition Groups_VAV Conversion Project
Industrial | Ind ¦ Pulp and Paper Process Improvements | 2036 | SC A | GWh | Before Competition Groups | 13.8545 | 0 | 0 | 2735.2994 | 0.0050651 | 17 | Industrial_2036_SC A_GWh_Before Competition Groups_17 | Pulp and Paper Process Improvements | 0.5065% | 0 | 13.8545 | Industrial_2036_SC A_GWh_Before Competition Groups_Pulp and Paper Process Improvements
Industrial | Ind ¦ Improved Controls - Process Cooling | 2036 | SC A | GWh | Before Competition Groups | 13.4273 | 0 | 0 | 2735.2994 | 0.0049089 | 18 | Industrial_2036_SC A_GWh_Before Competition Groups_18 | Improved Controls - Process Cooling | 0.4909% | 0 | 13.4273 | Industrial_2036_SC A_GWh_Before Competition Groups_Improved Controls - Process Cooling
Industrial | Ind ¦ Process Improvements | 2036 | SC A | GWh | Before Competition Groups | 10.1646 | 0 | 0 | 2735.2994 | 0.0037161 | 19 | Industrial_2036_SC A_GWh_Before Competition Groups_19 | Process Improvements | 0.3716% | 0 | 10.1646 | Industrial_2036_SC A_GWh_Before Competition Groups_Process Improvements
Industrial | Ind ¦ High Efficiency Battery Charger | 2036 | SC A | GWh | Before Competition Groups | 8.8824 | 0 | 0 | 2735.2994 | 0.0032473 | 20 | Industrial_2036_SC A_GWh_Before Competition Groups_20 | High Efficiency Battery Charger | 0.3247% | 0 | 8.8824 | Industrial_2036_SC A_GWh_Before Competition Groups_High Efficiency Battery Charger
Industrial | Ind ¦ Improved Controls - Process Heating | 2036 | SC A | GWh | Before Competition Groups | 6.7502 | 0 | 0 | 2735.2994 | 0.0024678 | 21 | Industrial_2036_SC A_GWh_Before Competition Groups_21 | Improved Controls - Process Heating | 0.2468% | 0 | 6.7502 | Industrial_2036_SC A_GWh_Before Competition Groups_Improved Controls - Process Heating
Industrial | Ind ¦ Ventilation Optimization | 2036 | SC A | GWh | Before Competition Groups | 5.2064 | 0 | 0 | 2735.2994 | 0.0019034 | 22 | Industrial_2036_SC A_GWh_Before Competition Groups_22 | Ventilation Optimization | 0.1903% | 0 | 5.2064 | Industrial_2036_SC A_GWh_Before Competition Groups_Ventilation Optimization
Industrial | Ind ¦ Refrigeration Compressor VFD | 2036 | SC A | GWh | Before Competition Groups | 4.9905 | 0 | 0 | 2735.2994 | 0.0018245 | 23 | Industrial_2036_SC A_GWh_Before Competition Groups_23 | Refrigeration Compressor VFD | 0.1824% | 0 | 4.9905 | Industrial_2036_SC A_GWh_Before Competition Groups_Refrigeration Compressor VFD
Industrial | Ind ¦ Engine Block Heater Timer | 2036 | SC A | GWh | Before Competition Groups | 3.9869 | 0 | 0 | 2735.2994 | 0.0014576 | 24 | Industrial_2036_SC A_GWh_Before Competition Groups_24 | Engine Block Heater Timer | 0.1458% | 0 | 3.9869 | Industrial_2036_SC A_GWh_Before Competition Groups_Engine Block Heater Timer
Industrial | Ind ¦ Efficient Irrigation | 2036 | SC A | GWh | Before Competition Groups | 3.2922 | 0 | 0 | 2735.2994 | 0.0012036 | 25 | Industrial_2036_SC A_GWh_Before Competition Groups_25 | Efficient Irrigation | 0.1204% | 0 | 3.2922 | Industrial_2036_SC A_GWh_Before Competition Groups_Efficient Irrigation
Industrial | Ind ¦ Air Compressor Heat Recovery | 2036 | SC A | GWh | Before Competition Groups | 1.8021 | 0 | 0 | 2735.2994 | 0.00065885 | 26 | Industrial_2036_SC A_GWh_Before Competition Groups_26 | Air Compressor Heat Recovery | 0.06588% | 0 | 1.8021 | Industrial_2036_SC A_GWh_Before Competition Groups_Air Compressor Heat Recovery
Industrial | Ind ¦ Dairy Pre-Cooler | 2036 | SC A | GWh | Before Competition Groups | 1.639 | 0 | 0 | 2735.2994 | 0.00059921 | 27 | Industrial_2036_SC A_GWh_Before Competition Groups_27 | Dairy Pre-Cooler | 0.05992% | 0 | 1.639 | Industrial_2036_SC A_GWh_Before Competition Groups_Dairy Pre-Cooler
Industrial | Ind ¦ Cooling Tower Optimization | 2036 | SC A | GWh | Before Competition Groups | 1.2223 | 0 | 0 | 2735.2994 | 0.00044686 | 28 | Industrial_2036_SC A_GWh_Before Competition Groups_28 | Cooling Tower Optimization | 0.04469% | 0 | 1.2223 | Industrial_2036_SC A_GWh_Before Competition Groups_Cooling Tower Optimization
Industrial | Ind ¦ Efficient Refrigeration Compressor | 2036 | SC A | GWh | Before Competition Groups | 0.83283 | 0 | 0 | 2735.2994 | 0.00030448 | 29 | Industrial_2036_SC A_GWh_Before Competition Groups_29 | Efficient Refrigeration Compressor | 0.03045% | 0 | 0.83283 | Industrial_2036_SC A_GWh_Before Competition Groups_Efficient Refrigeration Compressor
Industrial | Ind ¦ Heat Lamps/Heat Pad | 2036 | SC A | GWh | Before Competition Groups | 0.46834 | 0 | 0 | 2735.2994 | 0.00017122 | 30 | Industrial_2036_SC A_GWh_Before Competition Groups_30 | Heat Lamps/Heat Pad | 0.01712% | 0 | 0.46834 | Industrial_2036_SC A_GWh_Before Competition Groups_Heat Lamps/Heat Pad
Industrial | Ind ¦ Dairy Water Heater | 2036 | SC A | GWh | Before Competition Groups | 0.082369 | 0 | 0 | 2735.2994 | 3.0113e-05 | 31 | Industrial_2036_SC A_GWh_Before Competition Groups_31 | Dairy Water Heater | 0.003011% | 0 | 0.082369 | Industrial_2036_SC A_GWh_Before Competition Groups_Dairy Water Heater
Industrial | Ind ¦ Free Cooling | 2036 | SC A | GWh | Before Competition Groups | 0.01885 | 0 | 0 | 2735.2994 | 6.8913e-06 | 32 | Industrial_2036_SC A_GWh_Before Competition Groups_32 | Free Cooling | 0.0006891% | 0 | 0.01885 | Industrial_2036_SC A_GWh_Before Competition Groups_Free Cooling
Industrial | Ind ¦ Pump System Optimization | 2036 | SC B | GWh | Before Competition Groups | 672.1012 | 0 | 0 | 4219.2205 | 0.1593 | 1 | Industrial_2036_SC B_GWh_Before Competition Groups_1 | Pump System Optimization | 15.93% | 0 | 672.1012 | Industrial_2036_SC B_GWh_Before Competition Groups_Pump System Optimization
Industrial | Ind ¦ Air Leak Survey and Repair | 2036 | SC B | GWh | Before Competition Groups | 581.1889 | 0 | 0 | 4219.2205 | 0.13775 | 2 | Industrial_2036_SC B_GWh_Before Competition Groups_2 | Air Leak Survey and Repair | 13.77% | 0 | 581.1889 | Industrial_2036_SC B_GWh_Before Competition Groups_Air Leak Survey and Repair
Industrial | Ind ¦ Air Compressor Optimization | 2036 | SC B | GWh | Before Competition Groups | 414.261 | 0 | 0 | 4219.2205 | 0.098184 | 3 | Industrial_2036_SC B_GWh_Before Competition Groups_3 | Air Compressor Optimization | 9.818% | 0 | 414.261 | Industrial_2036_SC B_GWh_Before Competition Groups_Air Compressor Optimization
Industrial | Ind ¦ Recommissioning | 2036 | SC B | GWh | Before Competition Groups | 411.4332 | 0 | 0 | 4219.2205 | 0.097514 | 4 | Industrial_2036_SC B_GWh_Before Competition Groups_4 | Recommissioning | 9.751% | 0 | 411.4332 | Industrial_2036_SC B_GWh_Before Competition Groups_Recommissioning
Industrial | Ind ¦ SEM | 2036 | SC B | GWh | Before Competition Groups | 411.4332 | 0 | 0 | 4219.2205 | 0.097514 | 5 | Industrial_2036_SC B_GWh_Before Competition Groups_5 | SEM | 9.751% | 0 | 411.4332 | Industrial_2036_SC B_GWh_Before Competition Groups_SEM
Industrial | Ind ¦ Efficient Compressed Air Nozzles | 2036 | SC B | GWh | Before Competition Groups | 362.0458 | 0 | 0 | 4219.2205 | 0.085809 | 6 | Industrial_2036_SC B_GWh_Before Competition Groups_6 | Efficient Compressed Air Nozzles | 8.581% | 0 | 362.0458 | Industrial_2036_SC B_GWh_Before Competition Groups_Efficient Compressed Air Nozzles
Industrial | Ind ¦ Pump Equipment Upgrade | 2036 | SC B | GWh | Before Competition Groups | 308.1098 | 0 | 0 | 4219.2205 | 0.073025 | 7 | Industrial_2036_SC B_GWh_Before Competition Groups_7 | Pump Equipment Upgrade | 7.303% | 0 | 308.1098 | Industrial_2036_SC B_GWh_Before Competition Groups_Pump Equipment Upgrade
Industrial | Ind ¦ HE Lighting | 2036 | SC B | GWh | Before Competition Groups | 237.0743 | 0 | 0 | 4219.2205 | 0.056189 | 8 | Industrial_2036_SC B_GWh_Before Competition Groups_8 | HE Lighting | 5.619% | 0 | 237.0743 | Industrial_2036_SC B_GWh_Before Competition Groups_HE Lighting
Industrial | Ind ¦ High Efficiency HVAC Fans | 2036 | SC B | GWh | Before Competition Groups | 216.4344 | 0 | 0 | 4219.2205 | 0.051297 | 9 | Industrial_2036_SC B_GWh_Before Competition Groups_9 | High Efficiency HVAC Fans | 5.13% | 0 | 216.4344 | Industrial_2036_SC B_GWh_Before Competition Groups_High Efficiency HVAC Fans
Industrial | Ind ¦ Greenhouse Grow Lights | 2036 | SC B | GWh | Before Competition Groups | 135.9398 | 0 | 0 | 4219.2205 | 0.032219 | 10 | Industrial_2036_SC B_GWh_Before Competition Groups_10 | Greenhouse Grow Lights | 3.222% | 0 | 135.9398 | Industrial_2036_SC B_GWh_Before Competition Groups_Greenhouse Grow Lights
Industrial | Ind ¦ Material Handling Improvements | 2036 | SC B | GWh | Before Competition Groups | 62.9117 | 0 | 0 | 4219.2205 | 0.014911 | 11 | Industrial_2036_SC B_GWh_Before Competition Groups_11 | Material Handling Improvements | 1.491% | 0 | 62.9117 | Industrial_2036_SC B_GWh_Before Competition Groups_Material Handling Improvements
Industrial | Ind ¦ Fan System Optimization | 2036 | SC B | GWh | Before Competition Groups | 60.4923 | 0 | 0 | 4219.2205 | 0.014337 | 12 | Industrial_2036_SC B_GWh_Before Competition Groups_12 | Fan System Optimization | 1.434% | 0 | 60.4923 | Industrial_2036_SC B_GWh_Before Competition Groups_Fan System Optimization
Industrial | Ind ¦ Pulp and Paper Process Improvements | 2036 | SC B | GWh | Before Competition Groups | 59.9495 | 0 | 0 | 4219.2205 | 0.014209 | 13 | Industrial_2036_SC B_GWh_Before Competition Groups_13 | Pulp and Paper Process Improvements | 1.421% | 0 | 59.9495 | Industrial_2036_SC B_GWh_Before Competition Groups_Pulp and Paper Process Improvements
Industrial | Ind ¦ Process Optimization (Elec) | 2036 | SC B | GWh | Before Competition Groups | 51.2226 | 0 | 0 | 4219.2205 | 0.01214 | 14 | Industrial_2036_SC B_GWh_Before Competition Groups_14 | Process Optimization (Elec) | 1.214% | 0 | 51.2226 | Industrial_2036_SC B_GWh_Before Competition Groups_Process Optimization (Elec)
Industrial | Ind ¦ Refiner Plate Improvements | 2036 | SC B | GWh | Before Competition Groups | 43.0192 | 0 | 0 | 4219.2205 | 0.010196 | 15 | Industrial_2036_SC B_GWh_Before Competition Groups_15 | Refiner Plate Improvements | 1.02% | 0 | 43.0192 | Industrial_2036_SC B_GWh_Before Competition Groups_Refiner Plate Improvements
Industrial | Ind ¦ Process Heat Recovery | 2036 | SC B | GWh | Before Competition Groups | 35.3768 | 0 | 0 | 4219.2205 | 0.0083847 | 16 | Industrial_2036_SC B_GWh_Before Competition Groups_16 | Process Heat Recovery | 0.8385% | 0 | 35.3768 | Industrial_2036_SC B_GWh_Before Competition Groups_Process Heat Recovery
Industrial | Ind ¦ VAV Conversion Project | 2036 | SC B | GWh | Before Competition Groups | 25.6158 | 0 | 0 | 4219.2205 | 0.0060712 | 17 | Industrial_2036_SC B_GWh_Before Competition Groups_17 | VAV Conversion Project | 0.6071% | 0 | 25.6158 | Industrial_2036_SC B_GWh_Before Competition Groups_VAV Conversion Project
Industrial | Ind ¦ Improved Controls - Process Cooling | 2036 | SC B | GWh | Before Competition Groups | 20.813 | 0 | 0 | 4219.2205 | 0.0049329 | 18 | Industrial_2036_SC B_GWh_Before Competition Groups_18 | Improved Controls - Process Cooling | 0.4933% | 0 | 20.813 | Industrial_2036_SC B_GWh_Before Competition Groups_Improved Controls - Process Cooling
Industrial | Ind ¦ High Efficiency Battery Charger | 2036 | SC B | GWh | Before Competition Groups | 19.3527 | 0 | 0 | 4219.2205 | 0.0045868 | 19 | Industrial_2036_SC B_GWh_Before Competition Groups_19 | High Efficiency Battery Charger | 0.4587% | 0 | 19.3527 | Industrial_2036_SC B_GWh_Before Competition Groups_High Efficiency Battery Charger
Industrial | Ind ¦ Process Improvements | 2036 | SC B | GWh | Before Competition Groups | 16.4603 | 0 | 0 | 4219.2205 | 0.0039013 | 20 | Industrial_2036_SC B_GWh_Before Competition Groups_20 | Process Improvements | 0.3901% | 0 | 16.4603 | Industrial_2036_SC B_GWh_Before Competition Groups_Process Improvements
Industrial | Ind ¦ Efficient Irrigation | 2036 | SC B | GWh | Before Competition Groups | 12.6599 | 0 | 0 | 4219.2205 | 0.0030005 | 21 | Industrial_2036_SC B_GWh_Before Competition Groups_21 | Efficient Irrigation | 0.3001% | 0 | 12.6599 | Industrial_2036_SC B_GWh_Before Competition Groups_Efficient Irrigation
Industrial | Ind ¦ Ventilation Optimization | 2036 | SC B | GWh | Before Competition Groups | 12.101 | 0 | 0 | 4219.2205 | 0.0028681 | 22 | Industrial_2036_SC B_GWh_Before Competition Groups_22 | Ventilation Optimization | 0.2868% | 0 | 12.101 | Industrial_2036_SC B_GWh_Before Competition Groups_Ventilation Optimization
Industrial | Ind ¦ Refrigeration Compressor VFD | 2036 | SC B | GWh | Before Competition Groups | 11.5126 | 0 | 0 | 4219.2205 | 0.0027286 | 23 | Industrial_2036_SC B_GWh_Before Competition Groups_23 | Refrigeration Compressor VFD | 0.2729% | 0 | 11.5126 | Industrial_2036_SC B_GWh_Before Competition Groups_Refrigeration Compressor VFD
Industrial | Ind ¦ Improved Controls - Process Heating | 2036 | SC B | GWh | Before Competition Groups | 10.2199 | 0 | 0 | 4219.2205 | 0.0024222 | 24 | Industrial_2036_SC B_GWh_Before Competition Groups_24 | Improved Controls - Process Heating | 0.2422% | 0 | 10.2199 | Industrial_2036_SC B_GWh_Before Competition Groups_Improved Controls - Process Heating
Industrial | Ind ¦ Cooling Tower Optimization | 2036 | SC B | GWh | Before Competition Groups | 8.4901 | 0 | 0 | 4219.2205 | 0.0020122 | 25 | Industrial_2036_SC B_GWh_Before Competition Groups_25 | Cooling Tower Optimization | 0.2012% | 0 | 8.4901 | Industrial_2036_SC B_GWh_Before Competition Groups_Cooling Tower Optimization
Industrial | Ind ¦ Engine Block Heater Timer | 2036 | SC B | GWh | Before Competition Groups | 6.2584 | 0 | 0 | 4219.2205 | 0.0014833 | 26 | Industrial_2036_SC B_GWh_Before Competition Groups_26 | Engine Block Heater Timer | 0.1483% | 0 | 6.2584 | Industrial_2036_SC B_GWh_Before Competition Groups_Engine Block Heater Timer
Industrial | Ind ¦ Free Cooling | 2036 | SC B | GWh | Before Competition Groups | 5.4325 | 0 | 0 | 4219.2205 | 0.0012876 | 27 | Industrial_2036_SC B_GWh_Before Competition Groups_27 | Free Cooling | 0.1288% | 0 | 5.4325 | Industrial_2036_SC B_GWh_Before Competition Groups_Free Cooling
Industrial | Ind ¦ Dairy Pre-Cooler | 2036 | SC B | GWh | Before Competition Groups | 2.8114 | 0 | 0 | 4219.2205 | 0.00066634 | 28 | Industrial_2036_SC B_GWh_Before Competition Groups_28 | Dairy Pre-Cooler | 0.06663% | 0 | 2.8114 | Industrial_2036_SC B_GWh_Before Competition Groups_Dairy Pre-Cooler
Industrial | Ind ¦ Air Compressor Heat Recovery | 2036 | SC B | GWh | Before Competition Groups | 2.7933 | 0 | 0 | 4219.2205 | 0.00066203 | 29 | Industrial_2036_SC B_GWh_Before Competition Groups_29 | Air Compressor Heat Recovery | 0.0662% | 0 | 2.7933 | Industrial_2036_SC B_GWh_Before Competition Groups_Air Compressor Heat Recovery
Industrial | Ind ¦ Efficient Refrigeration Compressor | 2036 | SC B | GWh | Before Competition Groups | 0.99392 | 0 | 0 | 4219.2205 | 0.00023557 | 30 | Industrial_2036_SC B_GWh_Before Competition Groups_30 | Efficient Refrigeration Compressor | 0.02356% | 0 | 0.99392 | Industrial_2036_SC B_GWh_Before Competition Groups_Efficient Refrigeration Compressor
Industrial | Ind ¦ Heat Lamps/Heat Pad | 2036 | SC B | GWh | Before Competition Groups | 0.59083 | 0 | 0 | 4219.2205 | 0.00014003 | 31 | Industrial_2036_SC B_GWh_Before Competition Groups_31 | Heat Lamps/Heat Pad | 0.014% | 0 | 0.59083 | Industrial_2036_SC B_GWh_Before Competition Groups_Heat Lamps/Heat Pad
Industrial | Ind ¦ Dairy Water Heater | 2036 | SC B | GWh | Before Competition Groups | 0.12123 | 0 | 0 | 4219.2205 | 2.8732e-05 | 32 | Industrial_2036_SC B_GWh_Before Competition Groups_32 | Dairy Water Heater | 0.002873% | 0 | 0.12123 | Industrial_2036_SC B_GWh_Before Competition Groups_Dairy Water Heater
Industrial | Ind ¦ Pump System Optimization | 2036 | SC C | GWh | Before Competition Groups | 672.1012 | 0 | 0 | 3271.4161 | 0.20545 | 1 | Industrial_2036_SC C_GWh_Before Competition Groups_1 | Pump System Optimization | 20.54% | 0 | 672.1012 | Industrial_2036_SC C_GWh_Before Competition Groups_Pump System Optimization
Industrial | Ind ¦ Air Compressor Optimization | 2036 | SC C | GWh | Before Competition Groups | 414.261 | 0 | 0 | 3271.4161 | 0.12663 | 2 | Industrial_2036_SC C_GWh_Before Competition Groups_2 | Air Compressor Optimization | 12.66% | 0 | 414.261 | Industrial_2036_SC C_GWh_Before Competition Groups_Air Compressor Optimization
Industrial | Ind ¦ Air Leak Survey and Repair | 2036 | SC C | GWh | Before Competition Groups | 374.2315 | 0 | 0 | 3271.4161 | 0.11439 | 3 | Industrial_2036_SC C_GWh_Before Competition Groups_3 | Air Leak Survey and Repair | 11.44% | 0 | 374.2315 | Industrial_2036_SC C_GWh_Before Competition Groups_Air Leak Survey and Repair
Industrial | Ind ¦ Pump Equipment Upgrade | 2036 | SC C | GWh | Before Competition Groups | 308.1098 | 0 | 0 | 3271.4161 | 0.094182 | 4 | Industrial_2036_SC C_GWh_Before Competition Groups_4 | Pump Equipment Upgrade | 9.418% | 0 | 308.1098 | Industrial_2036_SC C_GWh_Before Competition Groups_Pump Equipment Upgrade
Industrial | Ind ¦ Recommissioning | 2036 | SC C | GWh | Before Competition Groups | 265.0797 | 0 | 0 | 3271.4161 | 0.081029 | 5 | Industrial_2036_SC C_GWh_Before Competition Groups_5 | Recommissioning | 8.103% | 0 | 265.0797 | Industrial_2036_SC C_GWh_Before Competition Groups_Recommissioning
Industrial | Ind ¦ SEM | 2036 | SC C | GWh | Before Competition Groups | 265.0797 | 0 | 0 | 3271.4161 | 0.081029 | 6 | Industrial_2036_SC C_GWh_Before Competition Groups_6 | SEM | 8.103% | 0 | 265.0797 | Industrial_2036_SC C_GWh_Before Competition Groups_SEM
Industrial | Ind ¦ Efficient Compressed Air Nozzles | 2036 | SC C | GWh | Before Competition Groups | 228.0154 | 0 | 0 | 3271.4161 | 0.069699 | 7 | Industrial_2036_SC C_GWh_Before Competition Groups_7 | Efficient Compressed Air Nozzles | 6.97% | 0 | 228.0154 | Industrial_2036_SC C_GWh_Before Competition Groups_Efficient Compressed Air Nozzles
Industrial | Ind ¦ High Efficiency HVAC Fans | 2036 | SC C | GWh | Before Competition Groups | 159.0665 | 0 | 0 | 3271.4161 | 0.048623 | 8 | Industrial_2036_SC C_GWh_Before Competition Groups_8 | High Efficiency HVAC Fans | 4.862% | 0 | 159.0665 | Industrial_2036_SC C_GWh_Before Competition Groups_High Efficiency HVAC Fans
Industrial | Ind ¦ HE Lighting | 2036 | SC C | GWh | Before Competition Groups | 127.4471 | 0 | 0 | 3271.4161 | 0.038958 | 9 | Industrial_2036_SC C_GWh_Before Competition Groups_9 | HE Lighting | 3.896% | 0 | 127.4471 | Industrial_2036_SC C_GWh_Before Competition Groups_HE Lighting
Industrial | Ind ¦ Greenhouse Grow Lights | 2036 | SC C | GWh | Before Competition Groups | 101.8411 | 0 | 0 | 3271.4161 | 0.031131 | 10 | Industrial_2036_SC C_GWh_Before Competition Groups_10 | Greenhouse Grow Lights | 3.113% | 0 | 101.8411 | Industrial_2036_SC C_GWh_Before Competition Groups_Greenhouse Grow Lights
Industrial | Ind ¦ Fan System Optimization | 2036 | SC C | GWh | Before Competition Groups | 60.4923 | 0 | 0 | 3271.4161 | 0.018491 | 11 | Industrial_2036_SC C_GWh_Before Competition Groups_11 | Fan System Optimization | 1.849% | 0 | 60.4923 | Industrial_2036_SC C_GWh_Before Competition Groups_Fan System Optimization
Industrial | Ind ¦ Process Optimization (Elec) | 2036 | SC C | GWh | Before Competition Groups | 51.2226 | 0 | 0 | 3271.4161 | 0.015658 | 12 | Industrial_2036_SC C_GWh_Before Competition Groups_12 | Process Optimization (Elec) | 1.566% | 0 | 51.2226 | Industrial_2036_SC C_GWh_Before Competition Groups_Process Optimization (Elec)
Industrial | Ind ¦ Material Handling Improvements | 2036 | SC C | GWh | Before Competition Groups | 48.7692 | 0 | 0 | 3271.4161 | 0.014908 | 13 | Industrial_2036_SC C_GWh_Before Competition Groups_13 | Material Handling Improvements | 1.491% | 0 | 48.7692 | Industrial_2036_SC C_GWh_Before Competition Groups_Material Handling Improvements
Industrial | Ind ¦ Pulp and Paper Process Improvements | 2036 | SC C | GWh | Before Competition Groups | 37.2046 | 0 | 0 | 3271.4161 | 0.011373 | 14 | Industrial_2036_SC C_GWh_Before Competition Groups_14 | Pulp and Paper Process Improvements | 1.137% | 0 | 37.2046 | Industrial_2036_SC C_GWh_Before Competition Groups_Pulp and Paper Process Improvements
Industrial | Ind ¦ Refiner Plate Improvements | 2036 | SC C | GWh | Before Competition Groups | 26.2529 | 0 | 0 | 3271.4161 | 0.0080249 | 15 | Industrial_2036_SC C_GWh_Before Competition Groups_15 | Refiner Plate Improvements | 0.8025% | 0 | 26.2529 | Industrial_2036_SC C_GWh_Before Competition Groups_Refiner Plate Improvements
Industrial | Ind ¦ Process Heat Recovery | 2036 | SC C | GWh | Before Competition Groups | 22.3504 | 0 | 0 | 3271.4161 | 0.006832 | 16 | Industrial_2036_SC C_GWh_Before Competition Groups_16 | Process Heat Recovery | 0.6832% | 0 | 22.3504 | Industrial_2036_SC C_GWh_Before Competition Groups_Process Heat Recovery
Industrial | Ind ¦ VAV Conversion Project | 2036 | SC C | GWh | Before Competition Groups | 16.4077 | 0 | 0 | 3271.4161 | 0.0050155 | 17 | Industrial_2036_SC C_GWh_Before Competition Groups_17 | VAV Conversion Project | 0.5015% | 0 | 16.4077 | Industrial_2036_SC C_GWh_Before Competition Groups_VAV Conversion Project
Industrial | Ind ¦ High Efficiency Battery Charger | 2036 | SC C | GWh | Before Competition Groups | 13.9032 | 0 | 0 | 3271.4161 | 0.0042499 | 18 | Industrial_2036_SC C_GWh_Before Competition Groups_18 | High Efficiency Battery Charger | 0.425% | 0 | 13.9032 | Industrial_2036_SC C_GWh_Before Competition Groups_High Efficiency Battery Charger
Industrial | Ind ¦ Improved Controls - Process Cooling | 2036 | SC C | GWh | Before Competition Groups | 13.4479 | 0 | 0 | 3271.4161 | 0.0041107 | 19 | Industrial_2036_SC C_GWh_Before Competition Groups_19 | Improved Controls - Process Cooling | 0.4111% | 0 | 13.4479 | Industrial_2036_SC C_GWh_Before Competition Groups_Improved Controls - Process Cooling
Industrial | Ind ¦ Ventilation Optimization | 2036 | SC C | GWh | Before Competition Groups | 12.101 | 0 | 0 | 3271.4161 | 0.003699 | 20 | Industrial_2036_SC C_GWh_Before Competition Groups_20 | Ventilation Optimization | 0.3699% | 0 | 12.101 | Industrial_2036_SC C_GWh_Before Competition Groups_Ventilation Optimization
Industrial | Ind ¦ Process Improvements | 2036 | SC C | GWh | Before Competition Groups | 10.5947 | 0 | 0 | 3271.4161 | 0.0032386 | 21 | Industrial_2036_SC C_GWh_Before Competition Groups_21 | Process Improvements | 0.3239% | 0 | 10.5947 | Industrial_2036_SC C_GWh_Before Competition Groups_Process Improvements
Industrial | Ind ¦ Refrigeration Compressor VFD | 2036 | SC C | GWh | Before Competition Groups | 8.6657 | 0 | 0 | 3271.4161 | 0.0026489 | 22 | Industrial_2036_SC C_GWh_Before Competition Groups_22 | Refrigeration Compressor VFD | 0.2649% | 0 | 8.6657 | Industrial_2036_SC C_GWh_Before Competition Groups_Refrigeration Compressor VFD
Industrial | Ind ¦ Cooling Tower Optimization | 2036 | SC C | GWh | Before Competition Groups | 8.4901 | 0 | 0 | 3271.4161 | 0.0025952 | 23 | Industrial_2036_SC C_GWh_Before Competition Groups_23 | Cooling Tower Optimization | 0.2595% | 0 | 8.4901 | Industrial_2036_SC C_GWh_Before Competition Groups_Cooling Tower Optimization
Industrial | Ind ¦ Improved Controls - Process Heating | 2036 | SC C | GWh | Before Competition Groups | 6.7603 | 0 | 0 | 3271.4161 | 0.0020665 | 24 | Industrial_2036_SC C_GWh_Before Competition Groups_24 | Improved Controls - Process Heating | 0.2066% | 0 | 6.7603 | Industrial_2036_SC C_GWh_Before Competition Groups_Improved Controls - Process Heating
Industrial | Ind ¦ Efficient Irrigation | 2036 | SC C | GWh | Before Competition Groups | 6.4123 | 0 | 0 | 3271.4161 | 0.0019601 | 25 | Industrial_2036_SC C_GWh_Before Competition Groups_25 | Efficient Irrigation | 0.196% | 0 | 6.4123 | Industrial_2036_SC C_GWh_Before Competition Groups_Efficient Irrigation
Industrial | Ind ¦ Engine Block Heater Timer | 2036 | SC C | GWh | Before Competition Groups | 3.9942 | 0 | 0 | 3271.4161 | 0.0012209 | 26 | Industrial_2036_SC C_GWh_Before Competition Groups_26 | Engine Block Heater Timer | 0.1221% | 0 | 3.9942 | Industrial_2036_SC C_GWh_Before Competition Groups_Engine Block Heater Timer
Industrial | Ind ¦ Free Cooling | 2036 | SC C | GWh | Before Competition Groups | 3.6796 | 0 | 0 | 3271.4161 | 0.0011248 | 27 | Industrial_2036_SC C_GWh_Before Competition Groups_27 | Free Cooling | 0.1125% | 0 | 3.6796 | Industrial_2036_SC C_GWh_Before Competition Groups_Free Cooling
Industrial | Ind ¦ Dairy Pre-Cooler | 2036 | SC C | GWh | Before Competition Groups | 2.1376 | 0 | 0 | 3271.4161 | 0.00065341 | 28 | Industrial_2036_SC C_GWh_Before Competition Groups_28 | Dairy Pre-Cooler | 0.06534% | 0 | 2.1376 | Industrial_2036_SC C_GWh_Before Competition Groups_Dairy Pre-Cooler
Industrial | Ind ¦ Air Compressor Heat Recovery | 2036 | SC C | GWh | Before Competition Groups | 1.8021 | 0 | 0 | 3271.4161 | 0.00055087 | 29 | Industrial_2036_SC C_GWh_Before Competition Groups_29 | Air Compressor Heat Recovery | 0.05509% | 0 | 1.8021 | Industrial_2036_SC C_GWh_Before Competition Groups_Air Compressor Heat Recovery
Industrial | Ind ¦ Efficient Refrigeration Compressor | 2036 | SC C | GWh | Before Competition Groups | 0.83283 | 0 | 0 | 3271.4161 | 0.00025458 | 30 | Industrial_2036_SC C_GWh_Before Competition Groups_30 | Efficient Refrigeration Compressor | 0.02546% | 0 | 0.83283 | Industrial_2036_SC C_GWh_Before Competition Groups_Efficient Refrigeration Compressor
Industrial | Ind ¦ Heat Lamps/Heat Pad | 2036 | SC C | GWh | Before Competition Groups | 0.54743 | 0 | 0 | 3271.4161 | 0.00016734 | 31 | Industrial_2036_SC C_GWh_Before Competition Groups_31 | Heat Lamps/Heat Pad | 0.01673% | 0 | 0.54743 | Industrial_2036_SC C_GWh_Before Competition Groups_Heat Lamps/Heat Pad
Industrial | Ind ¦ Dairy Water Heater | 2036 | SC C | GWh | Before Competition Groups | 0.11439 | 0 | 0 | 3271.4161 | 3.4967e-05 | 32 | Industrial_2036_SC C_GWh_Before Competition Groups_32 | Dairy Water Heater | 0.003497% | 0 | 0.11439 | Industrial_2036_SC C_GWh_Before Competition Groups_Dairy Water Heater
Industrial | Ind ¦ Air Compressor Optimization | 2036 | SC D | GWh | Before Competition Groups | 414.261 | 0 | 0 | 2570.5258 | 0.16116 | 1 | Industrial_2036_SC D_GWh_Before Competition Groups_1 | Air Compressor Optimization | 16.12% | 0 | 414.261 | Industrial_2036_SC D_GWh_Before Competition Groups_Air Compressor Optimization
Industrial | Ind ¦ Air Leak Survey and Repair | 2036 | SC D | GWh | Before Competition Groups | 373.6377 | 0 | 0 | 2570.5258 | 0.14535 | 2 | Industrial_2036_SC D_GWh_Before Competition Groups_2 | Air Leak Survey and Repair | 14.54% | 0 | 373.6377 | Industrial_2036_SC D_GWh_Before Competition Groups_Air Leak Survey and Repair
Industrial | Ind ¦ Pump System Optimization | 2036 | SC D | GWh | Before Competition Groups | 371.9275 | 0 | 0 | 2570.5258 | 0.14469 | 3 | Industrial_2036_SC D_GWh_Before Competition Groups_3 | Pump System Optimization | 14.47% | 0 | 371.9275 | Industrial_2036_SC D_GWh_Before Competition Groups_Pump System Optimization
Industrial | Ind ¦ SEM | 2036 | SC D | GWh | Before Competition Groups | 265.0797 | 0 | 0 | 2570.5258 | 0.10312 | 4 | Industrial_2036_SC D_GWh_Before Competition Groups_4 | SEM | 10.31% | 0 | 265.0797 | Industrial_2036_SC D_GWh_Before Competition Groups_SEM
Industrial | Ind ¦ Recommissioning | 2036 | SC D | GWh | Before Competition Groups | 256.9565 | 0 | 0 | 2570.5258 | 0.099963 | 5 | Industrial_2036_SC D_GWh_Before Competition Groups_5 | Recommissioning | 9.996% | 0 | 256.9565 | Industrial_2036_SC D_GWh_Before Competition Groups_Recommissioning
Industrial | Ind ¦ Efficient Compressed Air Nozzles | 2036 | SC D | GWh | Before Competition Groups | 228.0154 | 0 | 0 | 2570.5258 | 0.088704 | 6 | Industrial_2036_SC D_GWh_Before Competition Groups_6 | Efficient Compressed Air Nozzles | 8.87% | 0 | 228.0154 | Industrial_2036_SC D_GWh_Before Competition Groups_Efficient Compressed Air Nozzles
Industrial | Ind ¦ Pump Equipment Upgrade | 2036 | SC D | GWh | Before Competition Groups | 158.6853 | 0 | 0 | 2570.5258 | 0.061733 | 7 | Industrial_2036_SC D_GWh_Before Competition Groups_7 | Pump Equipment Upgrade | 6.173% | 0 | 158.6853 | Industrial_2036_SC D_GWh_Before Competition Groups_Pump Equipment Upgrade
Industrial | Ind ¦ High Efficiency HVAC Fans | 2036 | SC D | GWh | Before Competition Groups | 151.244 | 0 | 0 | 2570.5258 | 0.058838 | 8 | Industrial_2036_SC D_GWh_Before Competition Groups_8 | High Efficiency HVAC Fans | 5.884% | 0 | 151.244 | Industrial_2036_SC D_GWh_Before Competition Groups_High Efficiency HVAC Fans
Industrial | Ind ¦ Fan System Optimization | 2036 | SC D | GWh | Before Competition Groups | 60.4923 | 0 | 0 | 2570.5258 | 0.023533 | 9 | Industrial_2036_SC D_GWh_Before Competition Groups_9 | Fan System Optimization | 2.353% | 0 | 60.4923 | Industrial_2036_SC D_GWh_Before Competition Groups_Fan System Optimization
Industrial | Ind ¦ Process Optimization (Elec) | 2036 | SC D | GWh | Before Competition Groups | 51.2226 | 0 | 0 | 2570.5258 | 0.019927 | 10 | Industrial_2036_SC D_GWh_Before Competition Groups_10 | Process Optimization (Elec) | 1.993% | 0 | 51.2226 | Industrial_2036_SC D_GWh_Before Competition Groups_Process Optimization (Elec)
Industrial | Ind ¦ Greenhouse Grow Lights | 2036 | SC D | GWh | Before Competition Groups | 51.1033 | 0 | 0 | 2570.5258 | 0.01988 | 11 | Industrial_2036_SC D_GWh_Before Competition Groups_11 | Greenhouse Grow Lights | 1.988% | 0 | 51.1033 | Industrial_2036_SC D_GWh_Before Competition Groups_Greenhouse Grow Lights
Industrial | Ind ¦ Material Handling Improvements | 2036 | SC D | GWh | Before Competition Groups | 48.7692 | 0 | 0 | 2570.5258 | 0.018972 | 12 | Industrial_2036_SC D_GWh_Before Competition Groups_12 | Material Handling Improvements | 1.897% | 0 | 48.7692 | Industrial_2036_SC D_GWh_Before Competition Groups_Material Handling Improvements
Industrial | Ind ¦ Refiner Plate Improvements | 2036 | SC D | GWh | Before Competition Groups | 26.2529 | 0 | 0 | 2570.5258 | 0.010213 | 13 | Industrial_2036_SC D_GWh_Before Competition Groups_13 | Refiner Plate Improvements | 1.021% | 0 | 26.2529 | Industrial_2036_SC D_GWh_Before Competition Groups_Refiner Plate Improvements
Industrial | Ind ¦ Process Heat Recovery | 2036 | SC D | GWh | Before Competition Groups | 17.0604 | 0 | 0 | 2570.5258 | 0.0066369 | 14 | Industrial_2036_SC D_GWh_Before Competition Groups_14 | Process Heat Recovery | 0.6637% | 0 | 17.0604 | Industrial_2036_SC D_GWh_Before Competition Groups_Process Heat Recovery
Industrial | Ind ¦ Improved Controls - Process Cooling | 2036 | SC D | GWh | Before Competition Groups | 13.4479 | 0 | 0 | 2570.5258 | 0.0052316 | 15 | Industrial_2036_SC D_GWh_Before Competition Groups_15 | Improved Controls - Process Cooling | 0.5232% | 0 | 13.4479 | Industrial_2036_SC D_GWh_Before Competition Groups_Improved Controls - Process Cooling
Industrial | Ind ¦ HE Lighting | 2036 | SC D | GWh | Before Competition Groups | 12.7841 | 0 | 0 | 2570.5258 | 0.0049733 | 16 | Industrial_2036_SC D_GWh_Before Competition Groups_16 | HE Lighting | 0.4973% | 0 | 12.7841 | Industrial_2036_SC D_GWh_Before Competition Groups_HE Lighting
Industrial | Ind ¦ VAV Conversion Project | 2036 | SC D | GWh | Before Competition Groups | 11.3023 | 0 | 0 | 2570.5258 | 0.0043969 | 17 | Industrial_2036_SC D_GWh_Before Competition Groups_17 | VAV Conversion Project | 0.4397% | 0 | 11.3023 | Industrial_2036_SC D_GWh_Before Competition Groups_VAV Conversion Project
Industrial | Ind ¦ Ventilation Optimization | 2036 | SC D | GWh | Before Competition Groups | 10.6838 | 0 | 0 | 2570.5258 | 0.0041563 | 18 | Industrial_2036_SC D_GWh_Before Competition Groups_18 | Ventilation Optimization | 0.4156% | 0 | 10.6838 | Industrial_2036_SC D_GWh_Before Competition Groups_Ventilation Optimization
Industrial | Ind ¦ Process Improvements | 2036 | SC D | GWh | Before Competition Groups | 9.3771 | 0 | 0 | 2570.5258 | 0.0036479 | 19 | Industrial_2036_SC D_GWh_Before Competition Groups_19 | Process Improvements | 0.3648% | 0 | 9.3771 | Industrial_2036_SC D_GWh_Before Competition Groups_Process Improvements
Industrial | Ind ¦ Cooling Tower Optimization | 2036 | SC D | GWh | Before Competition Groups | 8.2578 | 0 | 0 | 2570.5258 | 0.0032125 | 20 | Industrial_2036_SC D_GWh_Before Competition Groups_20 | Cooling Tower Optimization | 0.3212% | 0 | 8.2578 | Industrial_2036_SC D_GWh_Before Competition Groups_Cooling Tower Optimization
Industrial | Ind ¦ High Efficiency Battery Charger | 2036 | SC D | GWh | Before Competition Groups | 6.1521 | 0 | 0 | 2570.5258 | 0.0023933 | 21 | Industrial_2036_SC D_GWh_Before Competition Groups_21 | High Efficiency Battery Charger | 0.2393% | 0 | 6.1521 | Industrial_2036_SC D_GWh_Before Competition Groups_High Efficiency Battery Charger
Industrial | Ind ¦ Improved Controls - Process Heating | 2036 | SC D | GWh | Before Competition Groups | 6.1091 | 0 | 0 | 2570.5258 | 0.0023766 | 22 | Industrial_2036_SC D_GWh_Before Competition Groups_22 | Improved Controls - Process Heating | 0.2377% | 0 | 6.1091 | Industrial_2036_SC D_GWh_Before Competition Groups_Improved Controls - Process Heating
Industrial | Ind ¦ Refrigeration Compressor VFD | 2036 | SC D | GWh | Before Competition Groups | 3.8173 | 0 | 0 | 2570.5258 | 0.001485 | 23 | Industrial_2036_SC D_GWh_Before Competition Groups_23 | Refrigeration Compressor VFD | 0.1485% | 0 | 3.8173 | Industrial_2036_SC D_GWh_Before Competition Groups_Refrigeration Compressor VFD
Industrial | Ind ¦ Engine Block Heater Timer | 2036 | SC D | GWh | Before Competition Groups | 3.8044 | 0 | 0 | 2570.5258 | 0.00148 | 24 | Industrial_2036_SC D_GWh_Before Competition Groups_24 | Engine Block Heater Timer | 0.148% | 0 | 3.8044 | Industrial_2036_SC D_GWh_Before Competition Groups_Engine Block Heater Timer
Industrial | Ind ¦ Pulp and Paper Process Improvements | 2036 | SC D | GWh | Before Competition Groups | 3.6171 | 0 | 0 | 2570.5258 | 0.0014072 | 25 | Industrial_2036_SC D_GWh_Before Competition Groups_25 | Pulp and Paper Process Improvements | 0.1407% | 0 | 3.6171 | Industrial_2036_SC D_GWh_Before Competition Groups_Pulp and Paper Process Improvements
Industrial | Ind ¦ Efficient Irrigation | 2036 | SC D | GWh | Before Competition Groups | 2.2671 | 0 | 0 | 2570.5258 | 0.00088197 | 26 | Industrial_2036_SC D_GWh_Before Competition Groups_26 | Efficient Irrigation | 0.0882% | 0 | 2.2671 | Industrial_2036_SC D_GWh_Before Competition Groups_Efficient Irrigation
Industrial | Ind ¦ Air Compressor Heat Recovery | 2036 | SC D | GWh | Before Competition Groups | 1.651 | 0 | 0 | 2570.5258 | 0.00064227 | 27 | Industrial_2036_SC D_GWh_Before Competition Groups_27 | Air Compressor Heat Recovery | 0.06423% | 0 | 1.651 | Industrial_2036_SC D_GWh_Before Competition Groups_Air Compressor Heat Recovery
Industrial | Ind ¦ Dairy Pre-Cooler | 2036 | SC D | GWh | Before Competition Groups | 0.9985 | 0 | 0 | 2570.5258 | 0.00038844 | 28 | Industrial_2036_SC D_GWh_Before Competition Groups_28 | Dairy Pre-Cooler | 0.03884% | 0 | 0.9985 | Industrial_2036_SC D_GWh_Before Competition Groups_Dairy Pre-Cooler
Industrial | Ind ¦ Efficient Refrigeration Compressor | 2036 | SC D | GWh | Before Competition Groups | 0.82355 | 0 | 0 | 2570.5258 | 0.00032038 | 29 | Industrial_2036_SC D_GWh_Before Competition Groups_29 | Efficient Refrigeration Compressor | 0.03204% | 0 | 0.82355 | Industrial_2036_SC D_GWh_Before Competition Groups_Efficient Refrigeration Compressor
Industrial | Ind ¦ Free Cooling | 2036 | SC D | GWh | Before Competition Groups | 0.40271 | 0 | 0 | 2570.5258 | 0.00015666 | 30 | Industrial_2036_SC D_GWh_Before Competition Groups_30 | Free Cooling | 0.01567% | 0 | 0.40271 | Industrial_2036_SC D_GWh_Before Competition Groups_Free Cooling
Industrial | Ind ¦ Heat Lamps/Heat Pad | 2036 | SC D | GWh | Before Competition Groups | 0.32198 | 0 | 0 | 2570.5258 | 0.00012526 | 31 | Industrial_2036_SC D_GWh_Before Competition Groups_31 | Heat Lamps/Heat Pad | 0.01253% | 0 | 0.32198 | Industrial_2036_SC D_GWh_Before Competition Groups_Heat Lamps/Heat Pad
Industrial | Ind ¦ Pump System Optimization | 2036 | Technical | GWh | Before Competition Groups | 914.9389 | 0 | 0 | 5979.7558 | 0.15301 | 1 | Industrial_2036_Technical_GWh_Before Competition Groups_1 | Pump System Optimization | 15.3% | 0 | 914.9389 | Industrial_2036_Technical_GWh_Before Competition Groups_Pump System Optimization
Industrial | Ind ¦ HE Lighting | 2036 | Technical | GWh | Before Competition Groups | 710.3616 | 0 | 0 | 5979.7558 | 0.11879 | 2 | Industrial_2036_Technical_GWh_Before Competition Groups_2 | HE Lighting | 11.88% | 0 | 710.3616 | Industrial_2036_Technical_GWh_Before Competition Groups_HE Lighting
Industrial | Ind ¦ Air Leak Survey and Repair | 2036 | Technical | GWh | Before Competition Groups | 612.121 | 0 | 0 | 5979.7558 | 0.10237 | 3 | Industrial_2036_Technical_GWh_Before Competition Groups_3 | Air Leak Survey and Repair | 10.24% | 0 | 612.121 | Industrial_2036_Technical_GWh_Before Competition Groups_Air Leak Survey and Repair
Industrial | Ind ¦ Air Compressor Optimization | 2036 | Technical | GWh | Before Competition Groups | 492.0707 | 0 | 0 | 5979.7558 | 0.082289 | 4 | Industrial_2036_Technical_GWh_Before Competition Groups_4 | Air Compressor Optimization | 8.229% | 0 | 492.0707 | Industrial_2036_Technical_GWh_Before Competition Groups_Air Compressor Optimization
Industrial | Ind ¦ Efficient Compressed Air Nozzles | 2036 | Technical | GWh | Before Competition Groups | 478.3314 | 0 | 0 | 5979.7558 | 0.079992 | 5 | Industrial_2036_Technical_GWh_Before Competition Groups_5 | Efficient Compressed Air Nozzles | 7.999% | 0 | 478.3314 | Industrial_2036_Technical_GWh_Before Competition Groups_Efficient Compressed Air Nozzles
Industrial | Ind ¦ Recommissioning | 2036 | Technical | GWh | Before Competition Groups | 425.1158 | 0 | 0 | 5979.7558 | 0.071093 | 6 | Industrial_2036_Technical_GWh_Before Competition Groups_6 | Recommissioning | 7.109% | 0 | 425.1158 | Industrial_2036_Technical_GWh_Before Competition Groups_Recommissioning
Industrial | Ind ¦ SEM | 2036 | Technical | GWh | Before Competition Groups | 425.1158 | 0 | 0 | 5979.7558 | 0.071093 | 7 | Industrial_2036_Technical_GWh_Before Competition Groups_7 | SEM | 7.109% | 0 | 425.1158 | Industrial_2036_Technical_GWh_Before Competition Groups_SEM
Industrial | Ind ¦ Pump Equipment Upgrade | 2036 | Technical | GWh | Before Competition Groups | 403.1322 | 0 | 0 | 5979.7558 | 0.067416 | 8 | Industrial_2036_Technical_GWh_Before Competition Groups_8 | Pump Equipment Upgrade | 6.742% | 0 | 403.1322 | Industrial_2036_Technical_GWh_Before Competition Groups_Pump Equipment Upgrade
Industrial | Ind ¦ High Efficiency HVAC Fans | 2036 | Technical | GWh | Before Competition Groups | 255.6197 | 0 | 0 | 5979.7558 | 0.042748 | 9 | Industrial_2036_Technical_GWh_Before Competition Groups_9 | High Efficiency HVAC Fans | 4.275% | 0 | 255.6197 | Industrial_2036_Technical_GWh_Before Competition Groups_High Efficiency HVAC Fans
Industrial | Ind ¦ Premium Efficient Motors | 2036 | Technical | GWh | Before Competition Groups | 177.1793 | 0 | 0 | 5979.7558 | 0.02963 | 10 | Industrial_2036_Technical_GWh_Before Competition Groups_10 | Premium Efficient Motors | 2.963% | 0 | 177.1793 | Industrial_2036_Technical_GWh_Before Competition Groups_Premium Efficient Motors
Industrial | Ind ¦ Process Optimization (Elec) | 2036 | Technical | GWh | Before Competition Groups | 171.6289 | 0 | 0 | 5979.7558 | 0.028702 | 11 | Industrial_2036_Technical_GWh_Before Competition Groups_11 | Process Optimization (Elec) | 2.87% | 0 | 171.6289 | Industrial_2036_Technical_GWh_Before Competition Groups_Process Optimization (Elec)
Industrial | Ind ¦ Greenhouse Grow Lights | 2036 | Technical | GWh | Before Competition Groups | 171.0181 | 0 | 0 | 5979.7558 | 0.0286 | 12 | Industrial_2036_Technical_GWh_Before Competition Groups_12 | Greenhouse Grow Lights | 2.86% | 0 | 171.0181 | Industrial_2036_Technical_GWh_Before Competition Groups_Greenhouse Grow Lights
Industrial | Ind ¦ HE HVAC Controls | 2036 | Technical | GWh | Before Competition Groups | 77.3763 | 0 | 0 | 5979.7558 | 0.01294 | 13 | Industrial_2036_Technical_GWh_Before Competition Groups_13 | HE HVAC Controls | 1.294% | 0 | 77.3763 | Industrial_2036_Technical_GWh_Before Competition Groups_HE HVAC Controls
Industrial | Ind ¦ Material Handling Improvements | 2036 | Technical | GWh | Before Competition Groups | 76.6735 | 0 | 0 | 5979.7558 | 0.012822 | 14 | Industrial_2036_Technical_GWh_Before Competition Groups_14 | Material Handling Improvements | 1.282% | 0 | 76.6735 | Industrial_2036_Technical_GWh_Before Competition Groups_Material Handling Improvements
Industrial | Ind ¦ Fan System Optimization | 2036 | Technical | GWh | Before Competition Groups | 68.1894 | 0 | 0 | 5979.7558 | 0.011403 | 15 | Industrial_2036_Technical_GWh_Before Competition Groups_15 | Fan System Optimization | 1.14% | 0 | 68.1894 | Industrial_2036_Technical_GWh_Before Competition Groups_Fan System Optimization
Industrial | Ind ¦ Pulp and Paper Process Improvements | 2036 | Technical | GWh | Before Competition Groups | 65.3337 | 0 | 0 | 5979.7558 | 0.010926 | 16 | Industrial_2036_Technical_GWh_Before Competition Groups_16 | Pulp and Paper Process Improvements | 1.093% | 0 | 65.3337 | Industrial_2036_Technical_GWh_Before Competition Groups_Pulp and Paper Process Improvements
Industrial | Ind ¦ Refiner Plate Improvements | 2036 | Technical | GWh | Before Competition Groups | 58.6939 | 0 | 0 | 5979.7558 | 0.0098154 | 17 | Industrial_2036_Technical_GWh_Before Competition Groups_17 | Refiner Plate Improvements | 0.9815% | 0 | 58.6939 | Industrial_2036_Technical_GWh_Before Competition Groups_Refiner Plate Improvements
Industrial | Ind ¦ HE HVAC Units | 2036 | Technical | GWh | Before Competition Groups | 53.9309 | 0 | 0 | 5979.7558 | 0.0090189 | 18 | Industrial_2036_Technical_GWh_Before Competition Groups_18 | HE HVAC Units | 0.9019% | 0 | 53.9309 | Industrial_2036_Technical_GWh_Before Competition Groups_HE HVAC Units
Industrial | Ind ¦ Process Heat Recovery | 2036 | Technical | GWh | Before Competition Groups | 36.7763 | 0 | 0 | 5979.7558 | 0.0061501 | 19 | Industrial_2036_Technical_GWh_Before Competition Groups_19 | Process Heat Recovery | 0.615% | 0 | 36.7763 | Industrial_2036_Technical_GWh_Before Competition Groups_Process Heat Recovery
Industrial | Ind ¦ Ventilation Optimization | 2036 | Technical | GWh | Before Competition Groups | 36.744 | 0 | 0 | 5979.7558 | 0.0061447 | 20 | Industrial_2036_Technical_GWh_Before Competition Groups_20 | Ventilation Optimization | 0.6145% | 0 | 36.744 | Industrial_2036_Technical_GWh_Before Competition Groups_Ventilation Optimization
Industrial | Ind ¦ High Efficiency Battery Charger | 2036 | Technical | GWh | Before Competition Groups | 24.3131 | 0 | 0 | 5979.7558 | 0.0040659 | 21 | Industrial_2036_Technical_GWh_Before Competition Groups_21 | High Efficiency Battery Charger | 0.4066% | 0 | 24.3131 | Industrial_2036_Technical_GWh_Before Competition Groups_High Efficiency Battery Charger
Industrial | Ind ¦ Cold Storage Retrofit | 2036 | Technical | GWh | Before Competition Groups | 23.7872 | 0 | 0 | 5979.7558 | 0.003978 | 22 | Industrial_2036_Technical_GWh_Before Competition Groups_22 | Cold Storage Retrofit | 0.3978% | 0 | 23.7872 | Industrial_2036_Technical_GWh_Before Competition Groups_Cold Storage Retrofit
Industrial | Ind ¦ VAV Conversion Project | 2036 | Technical | GWh | Before Competition Groups | 23.2515 | 0 | 0 | 5979.7558 | 0.0038884 | 23 | Industrial_2036_Technical_GWh_Before Competition Groups_23 | VAV Conversion Project | 0.3888% | 0 | 23.2515 | Industrial_2036_Technical_GWh_Before Competition Groups_VAV Conversion Project
Industrial | Ind ¦ Synchronous Belts | 2036 | Technical | GWh | Before Competition Groups | 21.3821 | 0 | 0 | 5979.7558 | 0.0035757 | 24 | Industrial_2036_Technical_GWh_Before Competition Groups_24 | Synchronous Belts | 0.3576% | 0 | 21.3821 | Industrial_2036_Technical_GWh_Before Competition Groups_Synchronous Belts
Industrial | Ind ¦ Improved Controls - Process Cooling | 2036 | Technical | GWh | Before Competition Groups | 20.4903 | 0 | 0 | 5979.7558 | 0.0034266 | 25 | Industrial_2036_Technical_GWh_Before Competition Groups_25 | Improved Controls - Process Cooling | 0.3427% | 0 | 20.4903 | Industrial_2036_Technical_GWh_Before Competition Groups_Improved Controls - Process Cooling
Industrial | Ind ¦ HVLS Fans | 2036 | Technical | GWh | Before Competition Groups | 20.1033 | 0 | 0 | 5979.7558 | 0.0033619 | 26 | Industrial_2036_Technical_GWh_Before Competition Groups_26 | HVLS Fans | 0.3362% | 0 | 20.1033 | Industrial_2036_Technical_GWh_Before Competition Groups_HVLS Fans
Industrial | Ind ¦ Efficient Irrigation | 2036 | Technical | GWh | Before Competition Groups | 19.5073 | 0 | 0 | 5979.7558 | 0.0032622 | 27 | Industrial_2036_Technical_GWh_Before Competition Groups_27 | Efficient Irrigation | 0.3262% | 0 | 19.5073 | Industrial_2036_Technical_GWh_Before Competition Groups_Efficient Irrigation
Industrial | Ind ¦ Process Improvements | 2036 | Technical | GWh | Before Competition Groups | 17.4609 | 0 | 0 | 5979.7558 | 0.00292 | 28 | Industrial_2036_Technical_GWh_Before Competition Groups_28 | Process Improvements | 0.292% | 0 | 17.4609 | Industrial_2036_Technical_GWh_Before Competition Groups_Process Improvements
Industrial | Ind ¦ Refrigeration Compressor VFD | 2036 | Technical | GWh | Before Competition Groups | 13.3073 | 0 | 0 | 5979.7558 | 0.0022254 | 29 | Industrial_2036_Technical_GWh_Before Competition Groups_29 | Refrigeration Compressor VFD | 0.2225% | 0 | 13.3073 | Industrial_2036_Technical_GWh_Before Competition Groups_Refrigeration Compressor VFD
Industrial | Ind ¦ Efficient Transformer | 2036 | Technical | GWh | Before Competition Groups | 12.1565 | 0 | 0 | 5979.7558 | 0.002033 | 30 | Industrial_2036_Technical_GWh_Before Competition Groups_30 | Efficient Transformer | 0.2033% | 0 | 12.1565 | Industrial_2036_Technical_GWh_Before Competition Groups_Efficient Transformer
Industrial | Ind ¦ Chiller Optimization | 2036 | Technical | GWh | Before Competition Groups | 11.0675 | 0 | 0 | 5979.7558 | 0.0018508 | 31 | Industrial_2036_Technical_GWh_Before Competition Groups_31 | Chiller Optimization | 0.1851% | 0 | 11.0675 | Industrial_2036_Technical_GWh_Before Competition Groups_Chiller Optimization
Industrial | Ind ¦ Improved Controls - Process Heating | 2036 | Technical | GWh | Before Competition Groups | 10.7239 | 0 | 0 | 5979.7558 | 0.0017934 | 32 | Industrial_2036_Technical_GWh_Before Competition Groups_32 | Improved Controls - Process Heating | 0.1793% | 0 | 10.7239 | Industrial_2036_Technical_GWh_Before Competition Groups_Improved Controls - Process Heating
Industrial | Ind ¦ High Efficiency Welders | 2036 | Technical | GWh | Before Competition Groups | 9.719 | 0 | 0 | 5979.7558 | 0.0016253 | 33 | Industrial_2036_Technical_GWh_Before Competition Groups_33 | High Efficiency Welders | 0.1625% | 0 | 9.719 | Industrial_2036_Technical_GWh_Before Competition Groups_High Efficiency Welders
Industrial | Ind ¦ Cooling Tower Optimization | 2036 | Technical | GWh | Before Competition Groups | 8.7076 | 0 | 0 | 5979.7558 | 0.0014562 | 34 | Industrial_2036_Technical_GWh_Before Competition Groups_34 | Cooling Tower Optimization | 0.1456% | 0 | 8.7076 | Industrial_2036_Technical_GWh_Before Competition Groups_Cooling Tower Optimization
Industrial | Ind ¦ Low Energy Livestock Waterers | 2036 | Technical | GWh | Before Competition Groups | 6.9981 | 0 | 0 | 5979.7558 | 0.0011703 | 35 | Industrial_2036_Technical_GWh_Before Competition Groups_35 | Low Energy Livestock Waterers | 0.117% | 0 | 6.9981 | Industrial_2036_Technical_GWh_Before Competition Groups_Low Energy Livestock Waterers
Industrial | Ind ¦ Engine Block Heater Timer | 2036 | Technical | GWh | Before Competition Groups | 6.6961 | 0 | 0 | 5979.7558 | 0.0011198 | 36 | Industrial_2036_Technical_GWh_Before Competition Groups_36 | Engine Block Heater Timer | 0.112% | 0 | 6.6961 | Industrial_2036_Technical_GWh_Before Competition Groups_Engine Block Heater Timer
Industrial | Ind ¦ Free Cooling | 2036 | Technical | GWh | Before Competition Groups | 5.3386 | 0 | 0 | 5979.7558 | 0.00089278 | 37 | Industrial_2036_Technical_GWh_Before Competition Groups_37 | Free Cooling | 0.08928% | 0 | 5.3386 | Industrial_2036_Technical_GWh_Before Competition Groups_Free Cooling
Industrial | Ind ¦ Dairy Pre-Cooler | 2036 | Technical | GWh | Before Competition Groups | 5.2602 | 0 | 0 | 5979.7558 | 0.00087967 | 38 | Industrial_2036_Technical_GWh_Before Competition Groups_38 | Dairy Pre-Cooler | 0.08797% | 0 | 5.2602 | Industrial_2036_Technical_GWh_Before Competition Groups_Dairy Pre-Cooler
Industrial | Ind ¦ Air Compressor Heat Recovery | 2036 | Technical | GWh | Before Competition Groups | 2.8239 | 0 | 0 | 5979.7558 | 0.00047224 | 39 | Industrial_2036_Technical_GWh_Before Competition Groups_39 | Air Compressor Heat Recovery | 0.04722% | 0 | 2.8239 | Industrial_2036_Technical_GWh_Before Competition Groups_Air Compressor Heat Recovery
Industrial | Ind ¦ Optimize Compressed Air Dryer | 2036 | Technical | GWh | Before Competition Groups | 2.1024 | 0 | 0 | 5979.7558 | 0.00035158 | 40 | Industrial_2036_Technical_GWh_Before Competition Groups_40 | Optimize Compressed Air Dryer | 0.03516% | 0 | 2.1024 | Industrial_2036_Technical_GWh_Before Competition Groups_Optimize Compressed Air Dryer
Industrial | Ind ¦ Heat Lamps/Heat Pad | 2036 | Technical | GWh | Before Competition Groups | 1.4932 | 0 | 0 | 5979.7558 | 0.0002497 | 41 | Industrial_2036_Technical_GWh_Before Competition Groups_41 | Heat Lamps/Heat Pad | 0.02497% | 0 | 1.4932 | Industrial_2036_Technical_GWh_Before Competition Groups_Heat Lamps/Heat Pad
Industrial | Ind ¦ Efficient Refrigeration Compressor | 2036 | Technical | GWh | Before Competition Groups | 1.0934 | 0 | 0 | 5979.7558 | 0.00018285 | 42 | Industrial_2036_Technical_GWh_Before Competition Groups_42 | Efficient Refrigeration Compressor | 0.01829% | 0 | 1.0934 | Industrial_2036_Technical_GWh_Before Competition Groups_Efficient Refrigeration Compressor
Industrial | Ind ¦ Creep Heat Controller | 2036 | Technical | GWh | Before Competition Groups | 0.91743 | 0 | 0 | 5979.7558 | 0.00015342 | 43 | Industrial_2036_Technical_GWh_Before Competition Groups_43 | Creep Heat Controller | 0.01534% | 0 | 0.91743 | Industrial_2036_Technical_GWh_Before Competition Groups_Creep Heat Controller
Industrial | Ind ¦ Dual and Natural Exhaust Ventilation Systems | 2036 | Technical | GWh | Before Competition Groups | 0.41458 | 0 | 0 | 5979.7558 | 6.9331e-05 | 44 | Industrial_2036_Technical_GWh_Before Competition Groups_44 | Dual and Natural Exhaust Ventilation Systems | 0.006933% | 0 | 0.41458 | Industrial_2036_Technical_GWh_Before Competition Groups_Dual and Natural Exhaust Ventilation Systems
Industrial | Ind ¦ Dairy Water Heater | 2036 | Technical | GWh | Before Competition Groups | 0.28919 | 0 | 0 | 5979.7558 | 4.8362e-05 | 45 | Industrial_2036_Technical_GWh_Before Competition Groups_45 | Dairy Water Heater | 0.004836% | 0 | 0.28919 | Industrial_2036_Technical_GWh_Before Competition Groups_Dairy Water Heater
Industrial | Ind ¦ Pump System Optimization | 2037 | Economic | GWh | Before Competition Groups | 899.4655 | 0 | 0 | 5557.4285 | 0.16185 | 1 | Industrial_2037_Economic_GWh_Before Competition Groups_1 | Pump System Optimization | 16.18% | 0 | 899.4655 | Industrial_2037_Economic_GWh_Before Competition Groups_Pump System Optimization
Industrial | Ind ¦ HE Lighting | 2037 | Economic | GWh | Before Competition Groups | 719.4866 | 0 | 0 | 5557.4285 | 0.12946 | 2 | Industrial_2037_Economic_GWh_Before Competition Groups_2 | HE Lighting | 12.95% | 0 | 719.4866 | Industrial_2037_Economic_GWh_Before Competition Groups_HE Lighting
Industrial | Ind ¦ Air Leak Survey and Repair | 2037 | Economic | GWh | Before Competition Groups | 612.1628 | 0 | 0 | 5557.4285 | 0.11015 | 3 | Industrial_2037_Economic_GWh_Before Competition Groups_3 | Air Leak Survey and Repair | 11.02% | 0 | 612.1628 | Industrial_2037_Economic_GWh_Before Competition Groups_Air Leak Survey and Repair
Industrial | Ind ¦ Air Compressor Optimization | 2037 | Economic | GWh | Before Competition Groups | 498.3445 | 0 | 0 | 5557.4285 | 0.089672 | 4 | Industrial_2037_Economic_GWh_Before Competition Groups_4 | Air Compressor Optimization | 8.967% | 0 | 498.3445 | Industrial_2037_Economic_GWh_Before Competition Groups_Air Compressor Optimization
Industrial | Ind ¦ Efficient Compressed Air Nozzles | 2037 | Economic | GWh | Before Competition Groups | 483.2808 | 0 | 0 | 5557.4285 | 0.086961 | 5 | Industrial_2037_Economic_GWh_Before Competition Groups_5 | Efficient Compressed Air Nozzles | 8.696% | 0 | 483.2808 | Industrial_2037_Economic_GWh_Before Competition Groups_Efficient Compressed Air Nozzles
Industrial | Ind ¦ Recommissioning | 2037 | Economic | GWh | Before Competition Groups | 424.4732 | 0 | 0 | 5557.4285 | 0.076379 | 6 | Industrial_2037_Economic_GWh_Before Competition Groups_6 | Recommissioning | 7.638% | 0 | 424.4732 | Industrial_2037_Economic_GWh_Before Competition Groups_Recommissioning
Industrial | Ind ¦ SEM | 2037 | Economic | GWh | Before Competition Groups | 424.4732 | 0 | 0 | 5557.4285 | 0.076379 | 7 | Industrial_2037_Economic_GWh_Before Competition Groups_7 | SEM | 7.638% | 0 | 424.4732 | Industrial_2037_Economic_GWh_Before Competition Groups_SEM
Industrial | Ind ¦ Pump Equipment Upgrade | 2037 | Economic | GWh | Before Competition Groups | 408.167 | 0 | 0 | 5557.4285 | 0.073445 | 8 | Industrial_2037_Economic_GWh_Before Competition Groups_8 | Pump Equipment Upgrade | 7.345% | 0 | 408.167 | Industrial_2037_Economic_GWh_Before Competition Groups_Pump Equipment Upgrade
Industrial | Ind ¦ High Efficiency HVAC Fans | 2037 | Economic | GWh | Before Competition Groups | 258.8561 | 0 | 0 | 5557.4285 | 0.046578 | 9 | Industrial_2037_Economic_GWh_Before Competition Groups_9 | High Efficiency HVAC Fans | 4.658% | 0 | 258.8561 | Industrial_2037_Economic_GWh_Before Competition Groups_High Efficiency HVAC Fans
Industrial | Ind ¦ Greenhouse Grow Lights | 2037 | Economic | GWh | Before Competition Groups | 172.4872 | 0 | 0 | 5557.4285 | 0.031037 | 10 | Industrial_2037_Economic_GWh_Before Competition Groups_10 | Greenhouse Grow Lights | 3.104% | 0 | 172.4872 | Industrial_2037_Economic_GWh_Before Competition Groups_Greenhouse Grow Lights
Industrial | Ind ¦ Process Optimization (Elec) | 2037 | Economic | GWh | Before Competition Groups | 171.1673 | 0 | 0 | 5557.4285 | 0.0308 | 11 | Industrial_2037_Economic_GWh_Before Competition Groups_11 | Process Optimization (Elec) | 3.08% | 0 | 171.1673 | Industrial_2037_Economic_GWh_Before Competition Groups_Process Optimization (Elec)
Industrial | Ind ¦ Material Handling Improvements | 2037 | Economic | GWh | Before Competition Groups | 77.4396 | 0 | 0 | 5557.4285 | 0.013934 | 12 | Industrial_2037_Economic_GWh_Before Competition Groups_12 | Material Handling Improvements | 1.393% | 0 | 77.4396 | Industrial_2037_Economic_GWh_Before Competition Groups_Material Handling Improvements
Industrial | Ind ¦ Fan System Optimization | 2037 | Economic | GWh | Before Competition Groups | 68.64 | 0 | 0 | 5557.4285 | 0.012351 | 13 | Industrial_2037_Economic_GWh_Before Competition Groups_13 | Fan System Optimization | 1.235% | 0 | 68.64 | Industrial_2037_Economic_GWh_Before Competition Groups_Fan System Optimization
Industrial | Ind ¦ Pulp and Paper Process Improvements | 2037 | Economic | GWh | Before Competition Groups | 65.4106 | 0 | 0 | 5557.4285 | 0.01177 | 14 | Industrial_2037_Economic_GWh_Before Competition Groups_14 | Pulp and Paper Process Improvements | 1.177% | 0 | 65.4106 | Industrial_2037_Economic_GWh_Before Competition Groups_Pulp and Paper Process Improvements
Industrial | Ind ¦ Refiner Plate Improvements | 2037 | Economic | GWh | Before Competition Groups | 59.5231 | 0 | 0 | 5557.4285 | 0.010711 | 15 | Industrial_2037_Economic_GWh_Before Competition Groups_15 | Refiner Plate Improvements | 1.071% | 0 | 59.5231 | Industrial_2037_Economic_GWh_Before Competition Groups_Refiner Plate Improvements
Industrial | Ind ¦ Process Heat Recovery | 2037 | Economic | GWh | Before Competition Groups | 36.7377 | 0 | 0 | 5557.4285 | 0.0066106 | 16 | Industrial_2037_Economic_GWh_Before Competition Groups_16 | Process Heat Recovery | 0.6611% | 0 | 36.7377 | Industrial_2037_Economic_GWh_Before Competition Groups_Process Heat Recovery
Industrial | Ind ¦ High Efficiency Battery Charger | 2037 | Economic | GWh | Before Competition Groups | 24.6391 | 0 | 0 | 5557.4285 | 0.0044335 | 17 | Industrial_2037_Economic_GWh_Before Competition Groups_17 | High Efficiency Battery Charger | 0.4434% | 0 | 24.6391 | Industrial_2037_Economic_GWh_Before Competition Groups_High Efficiency Battery Charger
Industrial | Ind ¦ VAV Conversion Project | 2037 | Economic | GWh | Before Competition Groups | 23.233 | 0 | 0 | 5557.4285 | 0.0041805 | 18 | Industrial_2037_Economic_GWh_Before Competition Groups_18 | VAV Conversion Project | 0.4181% | 0 | 23.233 | Industrial_2037_Economic_GWh_Before Competition Groups_VAV Conversion Project
Industrial | Ind ¦ Improved Controls - Process Cooling | 2037 | Economic | GWh | Before Competition Groups | 20.4536 | 0 | 0 | 5557.4285 | 0.0036804 | 19 | Industrial_2037_Economic_GWh_Before Competition Groups_19 | Improved Controls - Process Cooling | 0.368% | 0 | 20.4536 | Industrial_2037_Economic_GWh_Before Competition Groups_Improved Controls - Process Cooling
Industrial | Ind ¦ Efficient Irrigation | 2037 | Economic | GWh | Before Competition Groups | 19.7032 | 0 | 0 | 5557.4285 | 0.0035454 | 20 | Industrial_2037_Economic_GWh_Before Competition Groups_20 | Efficient Irrigation | 0.3545% | 0 | 19.7032 | Industrial_2037_Economic_GWh_Before Competition Groups_Efficient Irrigation
Industrial | Ind ¦ Ventilation Optimization | 2037 | Economic | GWh | Before Competition Groups | 17.4633 | 0 | 0 | 5557.4285 | 0.0031423 | 21 | Industrial_2037_Economic_GWh_Before Competition Groups_21 | Ventilation Optimization | 0.3142% | 0 | 17.4633 | Industrial_2037_Economic_GWh_Before Competition Groups_Ventilation Optimization
Industrial | Ind ¦ Process Improvements | 2037 | Economic | GWh | Before Competition Groups | 17.4166 | 0 | 0 | 5557.4285 | 0.0031339 | 22 | Industrial_2037_Economic_GWh_Before Competition Groups_22 | Process Improvements | 0.3134% | 0 | 17.4166 | Industrial_2037_Economic_GWh_Before Competition Groups_Process Improvements
Industrial | Ind ¦ Refrigeration Compressor VFD | 2037 | Economic | GWh | Before Competition Groups | 13.4931 | 0 | 0 | 5557.4285 | 0.0024279 | 23 | Industrial_2037_Economic_GWh_Before Competition Groups_23 | Refrigeration Compressor VFD | 0.2428% | 0 | 13.4931 | Industrial_2037_Economic_GWh_Before Competition Groups_Refrigeration Compressor VFD
Industrial | Ind ¦ Improved Controls - Process Heating | 2037 | Economic | GWh | Before Competition Groups | 10.7224 | 0 | 0 | 5557.4285 | 0.0019294 | 24 | Industrial_2037_Economic_GWh_Before Competition Groups_24 | Improved Controls - Process Heating | 0.1929% | 0 | 10.7224 | Industrial_2037_Economic_GWh_Before Competition Groups_Improved Controls - Process Heating
Industrial | Ind ¦ Cooling Tower Optimization | 2037 | Economic | GWh | Before Competition Groups | 8.6953 | 0 | 0 | 5557.4285 | 0.0015646 | 25 | Industrial_2037_Economic_GWh_Before Competition Groups_25 | Cooling Tower Optimization | 0.1565% | 0 | 8.6953 | Industrial_2037_Economic_GWh_Before Competition Groups_Cooling Tower Optimization
Industrial | Ind ¦ Engine Block Heater Timer | 2037 | Economic | GWh | Before Competition Groups | 6.682 | 0 | 0 | 5557.4285 | 0.0012024 | 26 | Industrial_2037_Economic_GWh_Before Competition Groups_26 | Engine Block Heater Timer | 0.1202% | 0 | 6.682 | Industrial_2037_Economic_GWh_Before Competition Groups_Engine Block Heater Timer
Industrial | Ind ¦ Free Cooling | 2037 | Economic | GWh | Before Competition Groups | 5.3343 | 0 | 0 | 5557.4285 | 0.00095985 | 27 | Industrial_2037_Economic_GWh_Before Competition Groups_27 | Free Cooling | 0.09599% | 0 | 5.3343 | Industrial_2037_Economic_GWh_Before Competition Groups_Free Cooling
Industrial | Ind ¦ Dairy Pre-Cooler | 2037 | Economic | GWh | Before Competition Groups | 5.2986 | 0 | 0 | 5557.4285 | 0.00095343 | 28 | Industrial_2037_Economic_GWh_Before Competition Groups_28 | Dairy Pre-Cooler | 0.09534% | 0 | 5.2986 | Industrial_2037_Economic_GWh_Before Competition Groups_Dairy Pre-Cooler
Industrial | Ind ¦ Air Compressor Heat Recovery | 2037 | Economic | GWh | Before Competition Groups | 2.8122 | 0 | 0 | 5557.4285 | 0.00050602 | 29 | Industrial_2037_Economic_GWh_Before Competition Groups_29 | Air Compressor Heat Recovery | 0.0506% | 0 | 2.8122 | Industrial_2037_Economic_GWh_Before Competition Groups_Air Compressor Heat Recovery
Industrial | Ind ¦ Efficient Refrigeration Compressor | 2037 | Economic | GWh | Before Competition Groups | 1.1035 | 0 | 0 | 5557.4285 | 0.00019857 | 30 | Industrial_2037_Economic_GWh_Before Competition Groups_30 | Efficient Refrigeration Compressor | 0.01986% | 0 | 1.1035 | Industrial_2037_Economic_GWh_Before Competition Groups_Efficient Refrigeration Compressor
Industrial | Ind ¦ Dairy Water Heater | 2037 | Economic | GWh | Before Competition Groups | 0.13832 | 0 | 0 | 5557.4285 | 2.4889e-05 | 31 | Industrial_2037_Economic_GWh_Before Competition Groups_31 | Dairy Water Heater | 0.002489% | 0 | 0.13832 | Industrial_2037_Economic_GWh_Before Competition Groups_Dairy Water Heater
Industrial | Ind ¦ Heat Lamps/Heat Pad | 2037 | Economic | GWh | Before Competition Groups | 0.12477 | 0 | 0 | 5557.4285 | 2.245e-05 | 32 | Industrial_2037_Economic_GWh_Before Competition Groups_32 | Heat Lamps/Heat Pad | 0.002245% | 0 | 0.12477 | Industrial_2037_Economic_GWh_Before Competition Groups_Heat Lamps/Heat Pad
Industrial | Ind ¦ Pump System Optimization | 2037 | SC A | GWh | Before Competition Groups | 474.536 | 0 | 0 | 2882.8601 | 0.16461 | 1 | Industrial_2037_SC A_GWh_Before Competition Groups_1 | Pump System Optimization | 16.46% | 0 | 474.536 | Industrial_2037_SC A_GWh_Before Competition Groups_Pump System Optimization
Industrial | Ind ¦ Air Compressor Optimization | 2037 | SC A | GWh | Before Competition Groups | 423.7544 | 0 | 0 | 2882.8601 | 0.14699 | 2 | Industrial_2037_SC A_GWh_Before Competition Groups_2 | Air Compressor Optimization | 14.7% | 0 | 423.7544 | Industrial_2037_SC A_GWh_Before Competition Groups_Air Compressor Optimization
Industrial | Ind ¦ Air Leak Survey and Repair | 2037 | SC A | GWh | Before Competition Groups | 398.1142 | 0 | 0 | 2882.8601 | 0.1381 | 3 | Industrial_2037_SC A_GWh_Before Competition Groups_3 | Air Leak Survey and Repair | 13.81% | 0 | 398.1142 | Industrial_2037_SC A_GWh_Before Competition Groups_Air Leak Survey and Repair
Industrial | Ind ¦ Recommissioning | 2037 | SC A | GWh | Before Competition Groups | 282.0203 | 0 | 0 | 2882.8601 | 0.097827 | 4 | Industrial_2037_SC A_GWh_Before Competition Groups_4 | Recommissioning | 9.783% | 0 | 282.0203 | Industrial_2037_SC A_GWh_Before Competition Groups_Recommissioning
Industrial | Ind ¦ SEM | 2037 | SC A | GWh | Before Competition Groups | 282.0203 | 0 | 0 | 2882.8601 | 0.097827 | 5 | Industrial_2037_SC A_GWh_Before Competition Groups_5 | SEM | 9.783% | 0 | 282.0203 | Industrial_2037_SC A_GWh_Before Competition Groups_SEM
Industrial | Ind ¦ Efficient Compressed Air Nozzles | 2037 | SC A | GWh | Before Competition Groups | 245.8914 | 0 | 0 | 2882.8601 | 0.085294 | 6 | Industrial_2037_SC A_GWh_Before Competition Groups_6 | Efficient Compressed Air Nozzles | 8.529% | 0 | 245.8914 | Industrial_2037_SC A_GWh_Before Competition Groups_Efficient Compressed Air Nozzles
Industrial | Ind ¦ Pump Equipment Upgrade | 2037 | SC A | GWh | Before Competition Groups | 203.3461 | 0 | 0 | 2882.8601 | 0.070536 | 7 | Industrial_2037_SC A_GWh_Before Competition Groups_7 | Pump Equipment Upgrade | 7.054% | 0 | 203.3461 | Industrial_2037_SC A_GWh_Before Competition Groups_Pump Equipment Upgrade
Industrial | Ind ¦ High Efficiency HVAC Fans | 2037 | SC A | GWh | Before Competition Groups | 168.2265 | 0 | 0 | 2882.8601 | 0.058354 | 8 | Industrial_2037_SC A_GWh_Before Competition Groups_8 | High Efficiency HVAC Fans | 5.835% | 0 | 168.2265 | Industrial_2037_SC A_GWh_Before Competition Groups_High Efficiency HVAC Fans
Industrial | Ind ¦ Greenhouse Grow Lights | 2037 | SC A | GWh | Before Competition Groups | 62.6293 | 0 | 0 | 2882.8601 | 0.021725 | 9 | Industrial_2037_SC A_GWh_Before Competition Groups_9 | Greenhouse Grow Lights | 2.172% | 0 | 62.6293 | Industrial_2037_SC A_GWh_Before Competition Groups_Greenhouse Grow Lights
Industrial | Ind ¦ Fan System Optimization | 2037 | SC A | GWh | Before Competition Groups | 59.6787 | 0 | 0 | 2882.8601 | 0.020701 | 10 | Industrial_2037_SC A_GWh_Before Competition Groups_10 | Fan System Optimization | 2.07% | 0 | 59.6787 | Industrial_2037_SC A_GWh_Before Competition Groups_Fan System Optimization
Industrial | Ind ¦ Process Optimization (Elec) | 2037 | SC A | GWh | Before Competition Groups | 55.7454 | 0 | 0 | 2882.8601 | 0.019337 | 11 | Industrial_2037_SC A_GWh_Before Competition Groups_11 | Process Optimization (Elec) | 1.934% | 0 | 55.7454 | Industrial_2037_SC A_GWh_Before Competition Groups_Process Optimization (Elec)
Industrial | Ind ¦ Material Handling Improvements | 2037 | SC A | GWh | Before Competition Groups | 51.0682 | 0 | 0 | 2882.8601 | 0.017714 | 12 | Industrial_2037_SC A_GWh_Before Competition Groups_12 | Material Handling Improvements | 1.771% | 0 | 51.0682 | Industrial_2037_SC A_GWh_Before Competition Groups_Material Handling Improvements
Industrial | Ind ¦ Refiner Plate Improvements | 2037 | SC A | GWh | Before Competition Groups | 28.3923 | 0 | 0 | 2882.8601 | 0.0098487 | 13 | Industrial_2037_SC A_GWh_Before Competition Groups_13 | Refiner Plate Improvements | 0.9849% | 0 | 28.3923 | Industrial_2037_SC A_GWh_Before Competition Groups_Refiner Plate Improvements
Industrial | Ind ¦ HE Lighting | 2037 | SC A | GWh | Before Competition Groups | 24.9571 | 0 | 0 | 2882.8601 | 0.0086571 | 14 | Industrial_2037_SC A_GWh_Before Competition Groups_14 | HE Lighting | 0.8657% | 0 | 24.9571 | Industrial_2037_SC A_GWh_Before Competition Groups_HE Lighting
Industrial | Ind ¦ Process Heat Recovery | 2037 | SC A | GWh | Before Competition Groups | 23.8148 | 0 | 0 | 2882.8601 | 0.0082608 | 15 | Industrial_2037_SC A_GWh_Before Competition Groups_15 | Process Heat Recovery | 0.8261% | 0 | 23.8148 | Industrial_2037_SC A_GWh_Before Competition Groups_Process Heat Recovery
Industrial | Ind ¦ VAV Conversion Project | 2037 | SC A | GWh | Before Competition Groups | 17.1257 | 0 | 0 | 2882.8601 | 0.0059405 | 16 | Industrial_2037_SC A_GWh_Before Competition Groups_16 | VAV Conversion Project | 0.5941% | 0 | 17.1257 | Industrial_2037_SC A_GWh_Before Competition Groups_VAV Conversion Project
Industrial | Ind ¦ Pulp and Paper Process Improvements | 2037 | SC A | GWh | Before Competition Groups | 14.9247 | 0 | 0 | 2882.8601 | 0.0051771 | 17 | Industrial_2037_SC A_GWh_Before Competition Groups_17 | Pulp and Paper Process Improvements | 0.5177% | 0 | 14.9247 | Industrial_2037_SC A_GWh_Before Competition Groups_Pulp and Paper Process Improvements
Industrial | Ind ¦ Improved Controls - Process Cooling | 2037 | SC A | GWh | Before Competition Groups | 14.2987 | 0 | 0 | 2882.8601 | 0.0049599 | 18 | Industrial_2037_SC A_GWh_Before Competition Groups_18 | Improved Controls - Process Cooling | 0.496% | 0 | 14.2987 | Industrial_2037_SC A_GWh_Before Competition Groups_Improved Controls - Process Cooling
Industrial | Ind ¦ Process Improvements | 2037 | SC A | GWh | Before Competition Groups | 10.8357 | 0 | 0 | 2882.8601 | 0.0037587 | 19 | Industrial_2037_SC A_GWh_Before Competition Groups_19 | Process Improvements | 0.3759% | 0 | 10.8357 | Industrial_2037_SC A_GWh_Before Competition Groups_Process Improvements
Industrial | Ind ¦ High Efficiency Battery Charger | 2037 | SC A | GWh | Before Competition Groups | 9.4638 | 0 | 0 | 2882.8601 | 0.0032828 | 20 | Industrial_2037_SC A_GWh_Before Competition Groups_20 | High Efficiency Battery Charger | 0.3283% | 0 | 9.4638 | Industrial_2037_SC A_GWh_Before Competition Groups_High Efficiency Battery Charger
Industrial | Ind ¦ Improved Controls - Process Heating | 2037 | SC A | GWh | Before Competition Groups | 7.1782 | 0 | 0 | 2882.8601 | 0.00249 | 21 | Industrial_2037_SC A_GWh_Before Competition Groups_21 | Improved Controls - Process Heating | 0.249% | 0 | 7.1782 | Industrial_2037_SC A_GWh_Before Competition Groups_Improved Controls - Process Heating
Industrial | Ind ¦ Ventilation Optimization | 2037 | SC A | GWh | Before Competition Groups | 5.387 | 0 | 0 | 2882.8601 | 0.0018686 | 22 | Industrial_2037_SC A_GWh_Before Competition Groups_22 | Ventilation Optimization | 0.1869% | 0 | 5.387 | Industrial_2037_SC A_GWh_Before Competition Groups_Ventilation Optimization
Industrial | Ind ¦ Refrigeration Compressor VFD | 2037 | SC A | GWh | Before Competition Groups | 5.1775 | 0 | 0 | 2882.8601 | 0.001796 | 23 | Industrial_2037_SC A_GWh_Before Competition Groups_23 | Refrigeration Compressor VFD | 0.1796% | 0 | 5.1775 | Industrial_2037_SC A_GWh_Before Competition Groups_Refrigeration Compressor VFD
Industrial | Ind ¦ Engine Block Heater Timer | 2037 | SC A | GWh | Before Competition Groups | 4.2452 | 0 | 0 | 2882.8601 | 0.0014726 | 24 | Industrial_2037_SC A_GWh_Before Competition Groups_24 | Engine Block Heater Timer | 0.1473% | 0 | 4.2452 | Industrial_2037_SC A_GWh_Before Competition Groups_Engine Block Heater Timer
Industrial | Ind ¦ Efficient Irrigation | 2037 | SC A | GWh | Before Competition Groups | 3.6463 | 0 | 0 | 2882.8601 | 0.0012648 | 25 | Industrial_2037_SC A_GWh_Before Competition Groups_25 | Efficient Irrigation | 0.1265% | 0 | 3.6463 | Industrial_2037_SC A_GWh_Before Competition Groups_Efficient Irrigation
Industrial | Ind ¦ Air Compressor Heat Recovery | 2037 | SC A | GWh | Before Competition Groups | 1.9145 | 0 | 0 | 2882.8601 | 0.00066411 | 26 | Industrial_2037_SC A_GWh_Before Competition Groups_26 | Air Compressor Heat Recovery | 0.06641% | 0 | 1.9145 | Industrial_2037_SC A_GWh_Before Competition Groups_Air Compressor Heat Recovery
Industrial | Ind ¦ Dairy Pre-Cooler | 2037 | SC A | GWh | Before Competition Groups | 1.7143 | 0 | 0 | 2882.8601 | 0.00059465 | 27 | Industrial_2037_SC A_GWh_Before Competition Groups_27 | Dairy Pre-Cooler | 0.05947% | 0 | 1.7143 | Industrial_2037_SC A_GWh_Before Competition Groups_Dairy Pre-Cooler
Industrial | Ind ¦ Cooling Tower Optimization | 2037 | SC A | GWh | Before Competition Groups | 1.2984 | 0 | 0 | 2882.8601 | 0.0004504 | 28 | Industrial_2037_SC A_GWh_Before Competition Groups_28 | Cooling Tower Optimization | 0.04504% | 0 | 1.2984 | Industrial_2037_SC A_GWh_Before Competition Groups_Cooling Tower Optimization
Industrial | Ind ¦ Efficient Refrigeration Compressor | 2037 | SC A | GWh | Before Competition Groups | 0.86432 | 0 | 0 | 2882.8601 | 0.00029981 | 29 | Industrial_2037_SC A_GWh_Before Competition Groups_29 | Efficient Refrigeration Compressor | 0.02998% | 0 | 0.86432 | Industrial_2037_SC A_GWh_Before Competition Groups_Efficient Refrigeration Compressor
Industrial | Ind ¦ Heat Lamps/Heat Pad | 2037 | SC A | GWh | Before Competition Groups | 0.48555 | 0 | 0 | 2882.8601 | 0.00016843 | 30 | Industrial_2037_SC A_GWh_Before Competition Groups_30 | Heat Lamps/Heat Pad | 0.01684% | 0 | 0.48555 | Industrial_2037_SC A_GWh_Before Competition Groups_Heat Lamps/Heat Pad
Industrial | Ind ¦ Dairy Water Heater | 2037 | SC A | GWh | Before Competition Groups | 0.085098 | 0 | 0 | 2882.8601 | 2.9519e-05 | 31 | Industrial_2037_SC A_GWh_Before Competition Groups_31 | Dairy Water Heater | 0.002952% | 0 | 0.085098 | Industrial_2037_SC A_GWh_Before Competition Groups_Dairy Water Heater
Industrial | Ind ¦ Free Cooling | 2037 | SC A | GWh | Before Competition Groups | 0.019858 | 0 | 0 | 2882.8601 | 6.8882e-06 | 32 | Industrial_2037_SC A_GWh_Before Competition Groups_32 | Free Cooling | 0.0006888% | 0 | 0.019858 | Industrial_2037_SC A_GWh_Before Competition Groups_Free Cooling
Industrial | Ind ¦ Pump System Optimization | 2037 | SC B | GWh | Before Competition Groups | 699.0744 | 0 | 0 | 4356.738 | 0.16046 | 1 | Industrial_2037_SC B_GWh_Before Competition Groups_1 | Pump System Optimization | 16.05% | 0 | 699.0744 | Industrial_2037_SC B_GWh_Before Competition Groups_Pump System Optimization
Industrial | Ind ¦ Air Leak Survey and Repair | 2037 | SC B | GWh | Before Competition Groups | 589.1541 | 0 | 0 | 4356.738 | 0.13523 | 2 | Industrial_2037_SC B_GWh_Before Competition Groups_2 | Air Leak Survey and Repair | 13.52% | 0 | 589.1541 | Industrial_2037_SC B_GWh_Before Competition Groups_Air Leak Survey and Repair
Industrial | Ind ¦ Air Compressor Optimization | 2037 | SC B | GWh | Before Competition Groups | 423.7544 | 0 | 0 | 4356.738 | 0.097264 | 3 | Industrial_2037_SC B_GWh_Before Competition Groups_3 | Air Compressor Optimization | 9.726% | 0 | 423.7544 | Industrial_2037_SC B_GWh_Before Competition Groups_Air Compressor Optimization
Industrial | Ind ¦ Recommissioning | 2037 | SC B | GWh | Before Competition Groups | 417.0839 | 0 | 0 | 4356.738 | 0.095733 | 4 | Industrial_2037_SC B_GWh_Before Competition Groups_4 | Recommissioning | 9.573% | 0 | 417.0839 | Industrial_2037_SC B_GWh_Before Competition Groups_Recommissioning
Industrial | Ind ¦ SEM | 2037 | SC B | GWh | Before Competition Groups | 417.0839 | 0 | 0 | 4356.738 | 0.095733 | 5 | Industrial_2037_SC B_GWh_Before Competition Groups_5 | SEM | 9.573% | 0 | 417.0839 | Industrial_2037_SC B_GWh_Before Competition Groups_SEM
Industrial | Ind ¦ Efficient Compressed Air Nozzles | 2037 | SC B | GWh | Before Competition Groups | 372.7303 | 0 | 0 | 4356.738 | 0.085553 | 6 | Industrial_2037_SC B_GWh_Before Competition Groups_6 | Efficient Compressed Air Nozzles | 8.555% | 0 | 372.7303 | Industrial_2037_SC B_GWh_Before Competition Groups_Efficient Compressed Air Nozzles
Industrial | Ind ¦ Pump Equipment Upgrade | 2037 | SC B | GWh | Before Competition Groups | 321.6978 | 0 | 0 | 4356.738 | 0.073839 | 7 | Industrial_2037_SC B_GWh_Before Competition Groups_7 | Pump Equipment Upgrade | 7.384% | 0 | 321.6978 | Industrial_2037_SC B_GWh_Before Competition Groups_Pump Equipment Upgrade
Industrial | Ind ¦ HE Lighting | 2037 | SC B | GWh | Before Competition Groups | 272.1073 | 0 | 0 | 4356.738 | 0.062457 | 8 | Industrial_2037_SC B_GWh_Before Competition Groups_8 | HE Lighting | 6.246% | 0 | 272.1073 | Industrial_2037_SC B_GWh_Before Competition Groups_HE Lighting
Industrial | Ind ¦ High Efficiency HVAC Fans | 2037 | SC B | GWh | Before Competition Groups | 221.7924 | 0 | 0 | 4356.738 | 0.050908 | 9 | Industrial_2037_SC B_GWh_Before Competition Groups_9 | High Efficiency HVAC Fans | 5.091% | 0 | 221.7924 | Industrial_2037_SC B_GWh_Before Competition Groups_High Efficiency HVAC Fans
Industrial | Ind ¦ Greenhouse Grow Lights | 2037 | SC B | GWh | Before Competition Groups | 139.4848 | 0 | 0 | 4356.738 | 0.032016 | 10 | Industrial_2037_SC B_GWh_Before Competition Groups_10 | Greenhouse Grow Lights | 3.202% | 0 | 139.4848 | Industrial_2037_SC B_GWh_Before Competition Groups_Greenhouse Grow Lights
Industrial | Ind ¦ Material Handling Improvements | 2037 | SC B | GWh | Before Competition Groups | 64.1856 | 0 | 0 | 4356.738 | 0.014732 | 11 | Industrial_2037_SC B_GWh_Before Competition Groups_11 | Material Handling Improvements | 1.473% | 0 | 64.1856 | Industrial_2037_SC B_GWh_Before Competition Groups_Material Handling Improvements
Industrial | Ind ¦ Fan System Optimization | 2037 | SC B | GWh | Before Competition Groups | 61.5544 | 0 | 0 | 4356.738 | 0.014129 | 12 | Industrial_2037_SC B_GWh_Before Competition Groups_12 | Fan System Optimization | 1.413% | 0 | 61.5544 | Industrial_2037_SC B_GWh_Before Competition Groups_Fan System Optimization
Industrial | Ind ¦ Pulp and Paper Process Improvements | 2037 | SC B | GWh | Before Competition Groups | 60.9176 | 0 | 0 | 4356.738 | 0.013982 | 13 | Industrial_2037_SC B_GWh_Before Competition Groups_13 | Pulp and Paper Process Improvements | 1.398% | 0 | 60.9176 | Industrial_2037_SC B_GWh_Before Competition Groups_Pulp and Paper Process Improvements
Industrial | Ind ¦ Process Optimization (Elec) | 2037 | SC B | GWh | Before Competition Groups | 55.7454 | 0 | 0 | 4356.738 | 0.012795 | 14 | Industrial_2037_SC B_GWh_Before Competition Groups_14 | Process Optimization (Elec) | 1.28% | 0 | 55.7454 | Industrial_2037_SC B_GWh_Before Competition Groups_Process Optimization (Elec)
Industrial | Ind ¦ Refiner Plate Improvements | 2037 | SC B | GWh | Before Competition Groups | 44.4217 | 0 | 0 | 4356.738 | 0.010196 | 15 | Industrial_2037_SC B_GWh_Before Competition Groups_15 | Refiner Plate Improvements | 1.02% | 0 | 44.4217 | Industrial_2037_SC B_GWh_Before Competition Groups_Refiner Plate Improvements
Industrial | Ind ¦ Process Heat Recovery | 2037 | SC B | GWh | Before Competition Groups | 35.9034 | 0 | 0 | 4356.738 | 0.0082409 | 16 | Industrial_2037_SC B_GWh_Before Competition Groups_16 | Process Heat Recovery | 0.8241% | 0 | 35.9034 | Industrial_2037_SC B_GWh_Before Competition Groups_Process Heat Recovery
Industrial | Ind ¦ VAV Conversion Project | 2037 | SC B | GWh | Before Competition Groups | 25.9684 | 0 | 0 | 4356.738 | 0.0059605 | 17 | Industrial_2037_SC B_GWh_Before Competition Groups_17 | VAV Conversion Project | 0.5961% | 0 | 25.9684 | Industrial_2037_SC B_GWh_Before Competition Groups_VAV Conversion Project
Industrial | Ind ¦ Improved Controls - Process Cooling | 2037 | SC B | GWh | Before Competition Groups | 21.1022 | 0 | 0 | 4356.738 | 0.0048436 | 18 | Industrial_2037_SC B_GWh_Before Competition Groups_18 | Improved Controls - Process Cooling | 0.4844% | 0 | 21.1022 | Industrial_2037_SC B_GWh_Before Competition Groups_Improved Controls - Process Cooling
Industrial | Ind ¦ High Efficiency Battery Charger | 2037 | SC B | GWh | Before Competition Groups | 19.8674 | 0 | 0 | 4356.738 | 0.0045602 | 19 | Industrial_2037_SC B_GWh_Before Competition Groups_19 | High Efficiency Battery Charger | 0.456% | 0 | 19.8674 | Industrial_2037_SC B_GWh_Before Competition Groups_High Efficiency Battery Charger
Industrial | Ind ¦ Process Improvements | 2037 | SC B | GWh | Before Competition Groups | 16.6859 | 0 | 0 | 4356.738 | 0.0038299 | 20 | Industrial_2037_SC B_GWh_Before Competition Groups_20 | Process Improvements | 0.383% | 0 | 16.6859 | Industrial_2037_SC B_GWh_Before Competition Groups_Process Improvements
Industrial | Ind ¦ Efficient Irrigation | 2037 | SC B | GWh | Before Competition Groups | 13.6029 | 0 | 0 | 4356.738 | 0.0031223 | 21 | Industrial_2037_SC B_GWh_Before Competition Groups_21 | Efficient Irrigation | 0.3122% | 0 | 13.6029 | Industrial_2037_SC B_GWh_Before Competition Groups_Efficient Irrigation
Industrial | Ind ¦ Ventilation Optimization | 2037 | SC B | GWh | Before Competition Groups | 12.5508 | 0 | 0 | 4356.738 | 0.0028808 | 22 | Industrial_2037_SC B_GWh_Before Competition Groups_22 | Ventilation Optimization | 0.2881% | 0 | 12.5508 | Industrial_2037_SC B_GWh_Before Competition Groups_Ventilation Optimization
Industrial | Ind ¦ Refrigeration Compressor VFD | 2037 | SC B | GWh | Before Competition Groups | 11.8318 | 0 | 0 | 4356.738 | 0.0027157 | 23 | Industrial_2037_SC B_GWh_Before Competition Groups_23 | Refrigeration Compressor VFD | 0.2716% | 0 | 11.8318 | Industrial_2037_SC B_GWh_Before Competition Groups_Refrigeration Compressor VFD
Industrial | Ind ¦ Improved Controls - Process Heating | 2037 | SC B | GWh | Before Competition Groups | 10.3518 | 0 | 0 | 4356.738 | 0.002376 | 24 | Industrial_2037_SC B_GWh_Before Competition Groups_24 | Improved Controls - Process Heating | 0.2376% | 0 | 10.3518 | Industrial_2037_SC B_GWh_Before Competition Groups_Improved Controls - Process Heating
Industrial | Ind ¦ Cooling Tower Optimization | 2037 | SC B | GWh | Before Competition Groups | 8.6005 | 0 | 0 | 4356.738 | 0.0019741 | 25 | Industrial_2037_SC B_GWh_Before Competition Groups_25 | Cooling Tower Optimization | 0.1974% | 0 | 8.6005 | Industrial_2037_SC B_GWh_Before Competition Groups_Cooling Tower Optimization
Industrial | Ind ¦ Engine Block Heater Timer | 2037 | SC B | GWh | Before Competition Groups | 6.3477 | 0 | 0 | 4356.738 | 0.001457 | 26 | Industrial_2037_SC B_GWh_Before Competition Groups_26 | Engine Block Heater Timer | 0.1457% | 0 | 6.3477 | Industrial_2037_SC B_GWh_Before Competition Groups_Engine Block Heater Timer
Industrial | Ind ¦ Free Cooling | 2037 | SC B | GWh | Before Competition Groups | 5.494 | 0 | 0 | 4356.738 | 0.001261 | 27 | Industrial_2037_SC B_GWh_Before Competition Groups_27 | Free Cooling | 0.1261% | 0 | 5.494 | Industrial_2037_SC B_GWh_Before Competition Groups_Free Cooling
Industrial | Ind ¦ Dairy Pre-Cooler | 2037 | SC B | GWh | Before Competition Groups | 3.0761 | 0 | 0 | 4356.738 | 0.00070606 | 28 | Industrial_2037_SC B_GWh_Before Competition Groups_28 | Dairy Pre-Cooler | 0.07061% | 0 | 3.0761 | Industrial_2037_SC B_GWh_Before Competition Groups_Dairy Pre-Cooler
Industrial | Ind ¦ Air Compressor Heat Recovery | 2037 | SC B | GWh | Before Competition Groups | 2.8295 | 0 | 0 | 4356.738 | 0.00064946 | 29 | Industrial_2037_SC B_GWh_Before Competition Groups_29 | Air Compressor Heat Recovery | 0.06495% | 0 | 2.8295 | Industrial_2037_SC B_GWh_Before Competition Groups_Air Compressor Heat Recovery
Industrial | Ind ¦ Efficient Refrigeration Compressor | 2037 | SC B | GWh | Before Competition Groups | 1.0092 | 0 | 0 | 4356.738 | 0.00023164 | 30 | Industrial_2037_SC B_GWh_Before Competition Groups_30 | Efficient Refrigeration Compressor | 0.02316% | 0 | 1.0092 | Industrial_2037_SC B_GWh_Before Competition Groups_Efficient Refrigeration Compressor
Industrial | Ind ¦ Heat Lamps/Heat Pad | 2037 | SC B | GWh | Before Competition Groups | 0.60343 | 0 | 0 | 4356.738 | 0.00013851 | 31 | Industrial_2037_SC B_GWh_Before Competition Groups_31 | Heat Lamps/Heat Pad | 0.01385% | 0 | 0.60343 | Industrial_2037_SC B_GWh_Before Competition Groups_Heat Lamps/Heat Pad
Industrial | Ind ¦ Dairy Water Heater | 2037 | SC B | GWh | Before Competition Groups | 0.1248 | 0 | 0 | 4356.738 | 2.8645e-05 | 32 | Industrial_2037_SC B_GWh_Before Competition Groups_32 | Dairy Water Heater | 0.002865% | 0 | 0.1248 | Industrial_2037_SC B_GWh_Before Competition Groups_Dairy Water Heater
Industrial | Ind ¦ Pump System Optimization | 2037 | SC C | GWh | Before Competition Groups | 699.0744 | 0 | 0 | 3453.3582 | 0.20243 | 1 | Industrial_2037_SC C_GWh_Before Competition Groups_1 | Pump System Optimization | 20.24% | 0 | 699.0744 | Industrial_2037_SC C_GWh_Before Competition Groups_Pump System Optimization
Industrial | Ind ¦ Air Compressor Optimization | 2037 | SC C | GWh | Before Competition Groups | 423.7544 | 0 | 0 | 3453.3582 | 0.12271 | 2 | Industrial_2037_SC C_GWh_Before Competition Groups_2 | Air Compressor Optimization | 12.27% | 0 | 423.7544 | Industrial_2037_SC C_GWh_Before Competition Groups_Air Compressor Optimization
Industrial | Ind ¦ Air Leak Survey and Repair | 2037 | SC C | GWh | Before Competition Groups | 398.1142 | 0 | 0 | 3453.3582 | 0.11528 | 3 | Industrial_2037_SC C_GWh_Before Competition Groups_3 | Air Leak Survey and Repair | 11.53% | 0 | 398.1142 | Industrial_2037_SC C_GWh_Before Competition Groups_Air Leak Survey and Repair
Industrial | Ind ¦ Pump Equipment Upgrade | 2037 | SC C | GWh | Before Competition Groups | 321.6978 | 0 | 0 | 3453.3582 | 0.093155 | 4 | Industrial_2037_SC C_GWh_Before Competition Groups_4 | Pump Equipment Upgrade | 9.316% | 0 | 321.6978 | Industrial_2037_SC C_GWh_Before Competition Groups_Pump Equipment Upgrade
Industrial | Ind ¦ Recommissioning | 2037 | SC C | GWh | Before Competition Groups | 282.0203 | 0 | 0 | 3453.3582 | 0.081666 | 5 | Industrial_2037_SC C_GWh_Before Competition Groups_5 | Recommissioning | 8.167% | 0 | 282.0203 | Industrial_2037_SC C_GWh_Before Competition Groups_Recommissioning
Industrial | Ind ¦ SEM | 2037 | SC C | GWh | Before Competition Groups | 282.0203 | 0 | 0 | 3453.3582 | 0.081666 | 6 | Industrial_2037_SC C_GWh_Before Competition Groups_6 | SEM | 8.167% | 0 | 282.0203 | Industrial_2037_SC C_GWh_Before Competition Groups_SEM
Industrial | Ind ¦ Efficient Compressed Air Nozzles | 2037 | SC C | GWh | Before Competition Groups | 245.8914 | 0 | 0 | 3453.3582 | 0.071204 | 7 | Industrial_2037_SC C_GWh_Before Competition Groups_7 | Efficient Compressed Air Nozzles | 7.12% | 0 | 245.8914 | Industrial_2037_SC C_GWh_Before Competition Groups_Efficient Compressed Air Nozzles
Industrial | Ind ¦ High Efficiency HVAC Fans | 2037 | SC C | GWh | Before Competition Groups | 168.2265 | 0 | 0 | 3453.3582 | 0.048714 | 8 | Industrial_2037_SC C_GWh_Before Competition Groups_8 | High Efficiency HVAC Fans | 4.871% | 0 | 168.2265 | Industrial_2037_SC C_GWh_Before Competition Groups_High Efficiency HVAC Fans
Industrial | Ind ¦ HE Lighting | 2037 | SC C | GWh | Before Competition Groups | 148.0234 | 0 | 0 | 3453.3582 | 0.042864 | 9 | Industrial_2037_SC C_GWh_Before Competition Groups_9 | HE Lighting | 4.286% | 0 | 148.0234 | Industrial_2037_SC C_GWh_Before Competition Groups_HE Lighting
Industrial | Ind ¦ Greenhouse Grow Lights | 2037 | SC C | GWh | Before Competition Groups | 107.7988 | 0 | 0 | 3453.3582 | 0.031216 | 10 | Industrial_2037_SC C_GWh_Before Competition Groups_10 | Greenhouse Grow Lights | 3.122% | 0 | 107.7988 | Industrial_2037_SC C_GWh_Before Competition Groups_Greenhouse Grow Lights
Industrial | Ind ¦ Fan System Optimization | 2037 | SC C | GWh | Before Competition Groups | 61.5544 | 0 | 0 | 3453.3582 | 0.017825 | 11 | Industrial_2037_SC C_GWh_Before Competition Groups_11 | Fan System Optimization | 1.782% | 0 | 61.5544 | Industrial_2037_SC C_GWh_Before Competition Groups_Fan System Optimization
Industrial | Ind ¦ Process Optimization (Elec) | 2037 | SC C | GWh | Before Competition Groups | 55.7454 | 0 | 0 | 3453.3582 | 0.016142 | 12 | Industrial_2037_SC C_GWh_Before Competition Groups_12 | Process Optimization (Elec) | 1.614% | 0 | 55.7454 | Industrial_2037_SC C_GWh_Before Competition Groups_Process Optimization (Elec)
Industrial | Ind ¦ Material Handling Improvements | 2037 | SC C | GWh | Before Competition Groups | 51.0682 | 0 | 0 | 3453.3582 | 0.014788 | 13 | Industrial_2037_SC C_GWh_Before Competition Groups_13 | Material Handling Improvements | 1.479% | 0 | 51.0682 | Industrial_2037_SC C_GWh_Before Competition Groups_Material Handling Improvements
Industrial | Ind ¦ Pulp and Paper Process Improvements | 2037 | SC C | GWh | Before Competition Groups | 39.713 | 0 | 0 | 3453.3582 | 0.0115 | 14 | Industrial_2037_SC C_GWh_Before Competition Groups_14 | Pulp and Paper Process Improvements | 1.15% | 0 | 39.713 | Industrial_2037_SC C_GWh_Before Competition Groups_Pulp and Paper Process Improvements
Industrial | Ind ¦ Refiner Plate Improvements | 2037 | SC C | GWh | Before Competition Groups | 28.3923 | 0 | 0 | 3453.3582 | 0.0082217 | 15 | Industrial_2037_SC C_GWh_Before Competition Groups_15 | Refiner Plate Improvements | 0.8222% | 0 | 28.3923 | Industrial_2037_SC C_GWh_Before Competition Groups_Refiner Plate Improvements
Industrial | Ind ¦ Process Heat Recovery | 2037 | SC C | GWh | Before Competition Groups | 23.8148 | 0 | 0 | 3453.3582 | 0.0068961 | 16 | Industrial_2037_SC C_GWh_Before Competition Groups_16 | Process Heat Recovery | 0.6896% | 0 | 23.8148 | Industrial_2037_SC C_GWh_Before Competition Groups_Process Heat Recovery
Industrial | Ind ¦ VAV Conversion Project | 2037 | SC C | GWh | Before Competition Groups | 17.4529 | 0 | 0 | 3453.3582 | 0.0050539 | 17 | Industrial_2037_SC C_GWh_Before Competition Groups_17 | VAV Conversion Project | 0.5054% | 0 | 17.4529 | Industrial_2037_SC C_GWh_Before Competition Groups_VAV Conversion Project
Industrial | Ind ¦ High Efficiency Battery Charger | 2037 | SC C | GWh | Before Competition Groups | 14.7723 | 0 | 0 | 3453.3582 | 0.0042777 | 18 | Industrial_2037_SC C_GWh_Before Competition Groups_18 | High Efficiency Battery Charger | 0.4278% | 0 | 14.7723 | Industrial_2037_SC C_GWh_Before Competition Groups_High Efficiency Battery Charger
Industrial | Ind ¦ Improved Controls - Process Cooling | 2037 | SC C | GWh | Before Competition Groups | 14.3195 | 0 | 0 | 3453.3582 | 0.0041465 | 19 | Industrial_2037_SC C_GWh_Before Competition Groups_19 | Improved Controls - Process Cooling | 0.4147% | 0 | 14.3195 | Industrial_2037_SC C_GWh_Before Competition Groups_Improved Controls - Process Cooling
Industrial | Ind ¦ Ventilation Optimization | 2037 | SC C | GWh | Before Competition Groups | 12.5508 | 0 | 0 | 3453.3582 | 0.0036344 | 20 | Industrial_2037_SC C_GWh_Before Competition Groups_20 | Ventilation Optimization | 0.3634% | 0 | 12.5508 | Industrial_2037_SC C_GWh_Before Competition Groups_Ventilation Optimization
Industrial | Ind ¦ Process Improvements | 2037 | SC C | GWh | Before Competition Groups | 11.2708 | 0 | 0 | 3453.3582 | 0.0032637 | 21 | Industrial_2037_SC C_GWh_Before Competition Groups_21 | Process Improvements | 0.3264% | 0 | 11.2708 | Industrial_2037_SC C_GWh_Before Competition Groups_Process Improvements
Industrial | Ind ¦ Refrigeration Compressor VFD | 2037 | SC C | GWh | Before Competition Groups | 9.148 | 0 | 0 | 3453.3582 | 0.002649 | 22 | Industrial_2037_SC C_GWh_Before Competition Groups_22 | Refrigeration Compressor VFD | 0.2649% | 0 | 9.148 | Industrial_2037_SC C_GWh_Before Competition Groups_Refrigeration Compressor VFD
Industrial | Ind ¦ Cooling Tower Optimization | 2037 | SC C | GWh | Before Competition Groups | 8.6005 | 0 | 0 | 3453.3582 | 0.0024905 | 23 | Industrial_2037_SC C_GWh_Before Competition Groups_23 | Cooling Tower Optimization | 0.249% | 0 | 8.6005 | Industrial_2037_SC C_GWh_Before Competition Groups_Cooling Tower Optimization
Industrial | Ind ¦ Efficient Irrigation | 2037 | SC C | GWh | Before Competition Groups | 7.2269 | 0 | 0 | 3453.3582 | 0.0020927 | 24 | Industrial_2037_SC C_GWh_Before Competition Groups_24 | Efficient Irrigation | 0.2093% | 0 | 7.2269 | Industrial_2037_SC C_GWh_Before Competition Groups_Efficient Irrigation
Industrial | Ind ¦ Improved Controls - Process Heating | 2037 | SC C | GWh | Before Competition Groups | 7.1883 | 0 | 0 | 3453.3582 | 0.0020816 | 25 | Industrial_2037_SC C_GWh_Before Competition Groups_25 | Improved Controls - Process Heating | 0.2082% | 0 | 7.1883 | Industrial_2037_SC C_GWh_Before Competition Groups_Improved Controls - Process Heating
Industrial | Ind ¦ Engine Block Heater Timer | 2037 | SC C | GWh | Before Competition Groups | 4.2526 | 0 | 0 | 3453.3582 | 0.0012314 | 26 | Industrial_2037_SC C_GWh_Before Competition Groups_26 | Engine Block Heater Timer | 0.1231% | 0 | 4.2526 | Industrial_2037_SC C_GWh_Before Competition Groups_Engine Block Heater Timer
Industrial | Ind ¦ Free Cooling | 2037 | SC C | GWh | Before Competition Groups | 3.9057 | 0 | 0 | 3453.3582 | 0.001131 | 27 | Industrial_2037_SC C_GWh_Before Competition Groups_27 | Free Cooling | 0.1131% | 0 | 3.9057 | Industrial_2037_SC C_GWh_Before Competition Groups_Free Cooling
Industrial | Ind ¦ Dairy Pre-Cooler | 2037 | SC C | GWh | Before Competition Groups | 2.2952 | 0 | 0 | 3453.3582 | 0.00066463 | 28 | Industrial_2037_SC C_GWh_Before Competition Groups_28 | Dairy Pre-Cooler | 0.06646% | 0 | 2.2952 | Industrial_2037_SC C_GWh_Before Competition Groups_Dairy Pre-Cooler
Industrial | Ind ¦ Air Compressor Heat Recovery | 2037 | SC C | GWh | Before Competition Groups | 1.9145 | 0 | 0 | 3453.3582 | 0.0005544 | 29 | Industrial_2037_SC C_GWh_Before Competition Groups_29 | Air Compressor Heat Recovery | 0.05544% | 0 | 1.9145 | Industrial_2037_SC C_GWh_Before Competition Groups_Air Compressor Heat Recovery
Industrial | Ind ¦ Efficient Refrigeration Compressor | 2037 | SC C | GWh | Before Competition Groups | 0.86432 | 0 | 0 | 3453.3582 | 0.00025028 | 30 | Industrial_2037_SC C_GWh_Before Competition Groups_30 | Efficient Refrigeration Compressor | 0.02503% | 0 | 0.86432 | Industrial_2037_SC C_GWh_Before Competition Groups_Efficient Refrigeration Compressor
Industrial | Ind ¦ Heat Lamps/Heat Pad | 2037 | SC C | GWh | Before Competition Groups | 0.56778 | 0 | 0 | 3453.3582 | 0.00016441 | 31 | Industrial_2037_SC C_GWh_Before Competition Groups_31 | Heat Lamps/Heat Pad | 0.01644% | 0 | 0.56778 | Industrial_2037_SC C_GWh_Before Competition Groups_Heat Lamps/Heat Pad
Industrial | Ind ¦ Dairy Water Heater | 2037 | SC C | GWh | Before Competition Groups | 0.11829 | 0 | 0 | 3453.3582 | 3.4255e-05 | 32 | Industrial_2037_SC C_GWh_Before Competition Groups_32 | Dairy Water Heater | 0.003426% | 0 | 0.11829 | Industrial_2037_SC C_GWh_Before Competition Groups_Dairy Water Heater
Industrial | Ind ¦ Air Compressor Optimization | 2037 | SC D | GWh | Before Competition Groups | 423.7544 | 0 | 0 | 2705.2225 | 0.15664 | 1 | Industrial_2037_SC D_GWh_Before Competition Groups_1 | Air Compressor Optimization | 15.66% | 0 | 423.7544 | Industrial_2037_SC D_GWh_Before Competition Groups_Air Compressor Optimization
Industrial | Ind ¦ Air Leak Survey and Repair | 2037 | SC D | GWh | Before Competition Groups | 397.5163 | 0 | 0 | 2705.2225 | 0.14694 | 2 | Industrial_2037_SC D_GWh_Before Competition Groups_2 | Air Leak Survey and Repair | 14.69% | 0 | 397.5163 | Industrial_2037_SC D_GWh_Before Competition Groups_Air Leak Survey and Repair
Industrial | Ind ¦ Pump System Optimization | 2037 | SC D | GWh | Before Competition Groups | 386.5039 | 0 | 0 | 2705.2225 | 0.14287 | 3 | Industrial_2037_SC D_GWh_Before Competition Groups_3 | Pump System Optimization | 14.29% | 0 | 386.5039 | Industrial_2037_SC D_GWh_Before Competition Groups_Pump System Optimization
Industrial | Ind ¦ SEM | 2037 | SC D | GWh | Before Competition Groups | 282.0203 | 0 | 0 | 2705.2225 | 0.10425 | 4 | Industrial_2037_SC D_GWh_Before Competition Groups_4 | SEM | 10.43% | 0 | 282.0203 | Industrial_2037_SC D_GWh_Before Competition Groups_SEM
Industrial | Ind ¦ Recommissioning | 2037 | SC D | GWh | Before Competition Groups | 273.8163 | 0 | 0 | 2705.2225 | 0.10122 | 5 | Industrial_2037_SC D_GWh_Before Competition Groups_5 | Recommissioning | 10.12% | 0 | 273.8163 | Industrial_2037_SC D_GWh_Before Competition Groups_Recommissioning
Industrial | Ind ¦ Efficient Compressed Air Nozzles | 2037 | SC D | GWh | Before Competition Groups | 245.8914 | 0 | 0 | 2705.2225 | 0.090895 | 6 | Industrial_2037_SC D_GWh_Before Competition Groups_6 | Efficient Compressed Air Nozzles | 9.09% | 0 | 245.8914 | Industrial_2037_SC D_GWh_Before Competition Groups_Efficient Compressed Air Nozzles
Industrial | Ind ¦ Pump Equipment Upgrade | 2037 | SC D | GWh | Before Competition Groups | 164.6609 | 0 | 0 | 2705.2225 | 0.060868 | 7 | Industrial_2037_SC D_GWh_Before Competition Groups_7 | Pump Equipment Upgrade | 6.087% | 0 | 164.6609 | Industrial_2037_SC D_GWh_Before Competition Groups_Pump Equipment Upgrade
Industrial | Ind ¦ High Efficiency HVAC Fans | 2037 | SC D | GWh | Before Competition Groups | 160.2632 | 0 | 0 | 2705.2225 | 0.059242 | 8 | Industrial_2037_SC D_GWh_Before Competition Groups_8 | High Efficiency HVAC Fans | 5.924% | 0 | 160.2632 | Industrial_2037_SC D_GWh_Before Competition Groups_High Efficiency HVAC Fans
Industrial | Ind ¦ Fan System Optimization | 2037 | SC D | GWh | Before Competition Groups | 61.5544 | 0 | 0 | 2705.2225 | 0.022754 | 9 | Industrial_2037_SC D_GWh_Before Competition Groups_9 | Fan System Optimization | 2.275% | 0 | 61.5544 | Industrial_2037_SC D_GWh_Before Competition Groups_Fan System Optimization
Industrial | Ind ¦ Process Optimization (Elec) | 2037 | SC D | GWh | Before Competition Groups | 55.7454 | 0 | 0 | 2705.2225 | 0.020607 | 10 | Industrial_2037_SC D_GWh_Before Competition Groups_10 | Process Optimization (Elec) | 2.061% | 0 | 55.7454 | Industrial_2037_SC D_GWh_Before Competition Groups_Process Optimization (Elec)
Industrial | Ind ¦ Greenhouse Grow Lights | 2037 | SC D | GWh | Before Competition Groups | 53.4337 | 0 | 0 | 2705.2225 | 0.019752 | 11 | Industrial_2037_SC D_GWh_Before Competition Groups_11 | Greenhouse Grow Lights | 1.975% | 0 | 53.4337 | Industrial_2037_SC D_GWh_Before Competition Groups_Greenhouse Grow Lights
Industrial | Ind ¦ Material Handling Improvements | 2037 | SC D | GWh | Before Competition Groups | 51.0682 | 0 | 0 | 2705.2225 | 0.018878 | 12 | Industrial_2037_SC D_GWh_Before Competition Groups_12 | Material Handling Improvements | 1.888% | 0 | 51.0682 | Industrial_2037_SC D_GWh_Before Competition Groups_Material Handling Improvements
Industrial | Ind ¦ Refiner Plate Improvements | 2037 | SC D | GWh | Before Competition Groups | 28.3923 | 0 | 0 | 2705.2225 | 0.010495 | 13 | Industrial_2037_SC D_GWh_Before Competition Groups_13 | Refiner Plate Improvements | 1.05% | 0 | 28.3923 | Industrial_2037_SC D_GWh_Before Competition Groups_Refiner Plate Improvements
Industrial | Ind ¦ Process Heat Recovery | 2037 | SC D | GWh | Before Competition Groups | 18.3386 | 0 | 0 | 2705.2225 | 0.006779 | 14 | Industrial_2037_SC D_GWh_Before Competition Groups_14 | Process Heat Recovery | 0.6779% | 0 | 18.3386 | Industrial_2037_SC D_GWh_Before Competition Groups_Process Heat Recovery
Industrial | Ind ¦ HE Lighting | 2037 | SC D | GWh | Before Competition Groups | 14.4288 | 0 | 0 | 2705.2225 | 0.0053337 | 15 | Industrial_2037_SC D_GWh_Before Competition Groups_15 | HE Lighting | 0.5334% | 0 | 14.4288 | Industrial_2037_SC D_GWh_Before Competition Groups_HE Lighting
Industrial | Ind ¦ Improved Controls - Process Cooling | 2037 | SC D | GWh | Before Competition Groups | 14.3195 | 0 | 0 | 2705.2225 | 0.0052933 | 16 | Industrial_2037_SC D_GWh_Before Competition Groups_16 | Improved Controls - Process Cooling | 0.5293% | 0 | 14.3195 | Industrial_2037_SC D_GWh_Before Competition Groups_Improved Controls - Process Cooling
Industrial | Ind ¦ VAV Conversion Project | 2037 | SC D | GWh | Before Competition Groups | 12.1584 | 0 | 0 | 2705.2225 | 0.0044944 | 17 | Industrial_2037_SC D_GWh_Before Competition Groups_17 | VAV Conversion Project | 0.4494% | 0 | 12.1584 | Industrial_2037_SC D_GWh_Before Competition Groups_VAV Conversion Project
Industrial | Ind ¦ Ventilation Optimization | 2037 | SC D | GWh | Before Competition Groups | 11.0801 | 0 | 0 | 2705.2225 | 0.0040958 | 18 | Industrial_2037_SC D_GWh_Before Competition Groups_18 | Ventilation Optimization | 0.4096% | 0 | 11.0801 | Industrial_2037_SC D_GWh_Before Competition Groups_Ventilation Optimization
Industrial | Ind ¦ Process Improvements | 2037 | SC D | GWh | Before Competition Groups | 10.0297 | 0 | 0 | 2705.2225 | 0.0037075 | 19 | Industrial_2037_SC D_GWh_Before Competition Groups_19 | Process Improvements | 0.3708% | 0 | 10.0297 | Industrial_2037_SC D_GWh_Before Competition Groups_Process Improvements
Industrial | Ind ¦ Cooling Tower Optimization | 2037 | SC D | GWh | Before Competition Groups | 8.4026 | 0 | 0 | 2705.2225 | 0.0031061 | 20 | Industrial_2037_SC D_GWh_Before Competition Groups_20 | Cooling Tower Optimization | 0.3106% | 0 | 8.4026 | Industrial_2037_SC D_GWh_Before Competition Groups_Cooling Tower Optimization
Industrial | Ind ¦ Improved Controls - Process Heating | 2037 | SC D | GWh | Before Competition Groups | 6.5288 | 0 | 0 | 2705.2225 | 0.0024134 | 21 | Industrial_2037_SC D_GWh_Before Competition Groups_21 | Improved Controls - Process Heating | 0.2413% | 0 | 6.5288 | Industrial_2037_SC D_GWh_Before Competition Groups_Improved Controls - Process Heating
Industrial | Ind ¦ High Efficiency Battery Charger | 2037 | SC D | GWh | Before Competition Groups | 6.5209 | 0 | 0 | 2705.2225 | 0.0024105 | 22 | Industrial_2037_SC D_GWh_Before Competition Groups_22 | High Efficiency Battery Charger | 0.241% | 0 | 6.5209 | Industrial_2037_SC D_GWh_Before Competition Groups_High Efficiency Battery Charger
Industrial | Ind ¦ Engine Block Heater Timer | 2037 | SC D | GWh | Before Competition Groups | 4.06 | 0 | 0 | 2705.2225 | 0.0015008 | 23 | Industrial_2037_SC D_GWh_Before Competition Groups_23 | Engine Block Heater Timer | 0.1501% | 0 | 4.06 | Industrial_2037_SC D_GWh_Before Competition Groups_Engine Block Heater Timer
Industrial | Ind ¦ Refrigeration Compressor VFD | 2037 | SC D | GWh | Before Competition Groups | 3.9567 | 0 | 0 | 2705.2225 | 0.0014626 | 24 | Industrial_2037_SC D_GWh_Before Competition Groups_24 | Refrigeration Compressor VFD | 0.1463% | 0 | 3.9567 | Industrial_2037_SC D_GWh_Before Competition Groups_Refrigeration Compressor VFD
Industrial | Ind ¦ Pulp and Paper Process Improvements | 2037 | SC D | GWh | Before Competition Groups | 3.8478 | 0 | 0 | 2705.2225 | 0.0014223 | 25 | Industrial_2037_SC D_GWh_Before Competition Groups_25 | Pulp and Paper Process Improvements | 0.1422% | 0 | 3.8478 | Industrial_2037_SC D_GWh_Before Competition Groups_Pulp and Paper Process Improvements
Industrial | Ind ¦ Efficient Irrigation | 2037 | SC D | GWh | Before Competition Groups | 2.5068 | 0 | 0 | 2705.2225 | 0.00092664 | 26 | Industrial_2037_SC D_GWh_Before Competition Groups_26 | Efficient Irrigation | 0.09266% | 0 | 2.5068 | Industrial_2037_SC D_GWh_Before Competition Groups_Efficient Irrigation
Industrial | Ind ¦ Air Compressor Heat Recovery | 2037 | SC D | GWh | Before Competition Groups | 1.7612 | 0 | 0 | 2705.2225 | 0.00065105 | 27 | Industrial_2037_SC D_GWh_Before Competition Groups_27 | Air Compressor Heat Recovery | 0.0651% | 0 | 1.7612 | Industrial_2037_SC D_GWh_Before Competition Groups_Air Compressor Heat Recovery
Industrial | Ind ¦ Dairy Pre-Cooler | 2037 | SC D | GWh | Before Competition Groups | 1.0433 | 0 | 0 | 2705.2225 | 0.00038565 | 28 | Industrial_2037_SC D_GWh_Before Competition Groups_28 | Dairy Pre-Cooler | 0.03856% | 0 | 1.0433 | Industrial_2037_SC D_GWh_Before Competition Groups_Dairy Pre-Cooler
Industrial | Ind ¦ Efficient Refrigeration Compressor | 2037 | SC D | GWh | Before Competition Groups | 0.85514 | 0 | 0 | 2705.2225 | 0.00031611 | 29 | Industrial_2037_SC D_GWh_Before Competition Groups_29 | Efficient Refrigeration Compressor | 0.03161% | 0 | 0.85514 | Industrial_2037_SC D_GWh_Before Competition Groups_Efficient Refrigeration Compressor
Industrial | Ind ¦ Free Cooling | 2037 | SC D | GWh | Before Competition Groups | 0.42958 | 0 | 0 | 2705.2225 | 0.0001588 | 30 | Industrial_2037_SC D_GWh_Before Competition Groups_30 | Free Cooling | 0.01588% | 0 | 0.42958 | Industrial_2037_SC D_GWh_Before Competition Groups_Free Cooling
Industrial | Ind ¦ Heat Lamps/Heat Pad | 2037 | SC D | GWh | Before Competition Groups | 0.33389 | 0 | 0 | 2705.2225 | 0.00012342 | 31 | Industrial_2037_SC D_GWh_Before Competition Groups_31 | Heat Lamps/Heat Pad | 0.01234% | 0 | 0.33389 | Industrial_2037_SC D_GWh_Before Competition Groups_Heat Lamps/Heat Pad
Industrial | Ind ¦ Pump System Optimization | 2037 | Technical | GWh | Before Competition Groups | 928.5198 | 0 | 0 | 6027.0511 | 0.15406 | 1 | Industrial_2037_Technical_GWh_Before Competition Groups_1 | Pump System Optimization | 15.41% | 0 | 928.5198 | Industrial_2037_Technical_GWh_Before Competition Groups_Pump System Optimization
Industrial | Ind ¦ HE Lighting | 2037 | Technical | GWh | Before Competition Groups | 719.4866 | 0 | 0 | 6027.0511 | 0.11938 | 2 | Industrial_2037_Technical_GWh_Before Competition Groups_2 | HE Lighting | 11.94% | 0 | 719.4866 | Industrial_2037_Technical_GWh_Before Competition Groups_HE Lighting
Industrial | Ind ¦ Air Leak Survey and Repair | 2037 | Technical | GWh | Before Competition Groups | 612.1628 | 0 | 0 | 6027.0511 | 0.10157 | 3 | Industrial_2037_Technical_GWh_Before Competition Groups_3 | Air Leak Survey and Repair | 10.16% | 0 | 612.1628 | Industrial_2037_Technical_GWh_Before Competition Groups_Air Leak Survey and Repair
Industrial | Ind ¦ Air Compressor Optimization | 2037 | Technical | GWh | Before Competition Groups | 498.3445 | 0 | 0 | 6027.0511 | 0.082685 | 4 | Industrial_2037_Technical_GWh_Before Competition Groups_4 | Air Compressor Optimization | 8.268% | 0 | 498.3445 | Industrial_2037_Technical_GWh_Before Competition Groups_Air Compressor Optimization
Industrial | Ind ¦ Efficient Compressed Air Nozzles | 2037 | Technical | GWh | Before Competition Groups | 483.2808 | 0 | 0 | 6027.0511 | 0.080185 | 5 | Industrial_2037_Technical_GWh_Before Competition Groups_5 | Efficient Compressed Air Nozzles | 8.019% | 0 | 483.2808 | Industrial_2037_Technical_GWh_Before Competition Groups_Efficient Compressed Air Nozzles
Industrial | Ind ¦ Recommissioning | 2037 | Technical | GWh | Before Competition Groups | 424.4732 | 0 | 0 | 6027.0511 | 0.070428 | 6 | Industrial_2037_Technical_GWh_Before Competition Groups_6 | Recommissioning | 7.043% | 0 | 424.4732 | Industrial_2037_Technical_GWh_Before Competition Groups_Recommissioning
Industrial | Ind ¦ SEM | 2037 | Technical | GWh | Before Competition Groups | 424.4732 | 0 | 0 | 6027.0511 | 0.070428 | 7 | Industrial_2037_Technical_GWh_Before Competition Groups_7 | SEM | 7.043% | 0 | 424.4732 | Industrial_2037_Technical_GWh_Before Competition Groups_SEM
Industrial | Ind ¦ Pump Equipment Upgrade | 2037 | Technical | GWh | Before Competition Groups | 408.167 | 0 | 0 | 6027.0511 | 0.067722 | 8 | Industrial_2037_Technical_GWh_Before Competition Groups_8 | Pump Equipment Upgrade | 6.772% | 0 | 408.167 | Industrial_2037_Technical_GWh_Before Competition Groups_Pump Equipment Upgrade
Industrial | Ind ¦ High Efficiency HVAC Fans | 2037 | Technical | GWh | Before Competition Groups | 258.8561 | 0 | 0 | 6027.0511 | 0.042949 | 9 | Industrial_2037_Technical_GWh_Before Competition Groups_9 | High Efficiency HVAC Fans | 4.295% | 0 | 258.8561 | Industrial_2037_Technical_GWh_Before Competition Groups_High Efficiency HVAC Fans
Industrial | Ind ¦ Premium Efficient Motors | 2037 | Technical | GWh | Before Competition Groups | 178.7099 | 0 | 0 | 6027.0511 | 0.029651 | 10 | Industrial_2037_Technical_GWh_Before Competition Groups_10 | Premium Efficient Motors | 2.965% | 0 | 178.7099 | Industrial_2037_Technical_GWh_Before Competition Groups_Premium Efficient Motors
Industrial | Ind ¦ Greenhouse Grow Lights | 2037 | Technical | GWh | Before Competition Groups | 172.4872 | 0 | 0 | 6027.0511 | 0.028619 | 11 | Industrial_2037_Technical_GWh_Before Competition Groups_11 | Greenhouse Grow Lights | 2.862% | 0 | 172.4872 | Industrial_2037_Technical_GWh_Before Competition Groups_Greenhouse Grow Lights
Industrial | Ind ¦ Process Optimization (Elec) | 2037 | Technical | GWh | Before Competition Groups | 171.1673 | 0 | 0 | 6027.0511 | 0.0284 | 12 | Industrial_2037_Technical_GWh_Before Competition Groups_12 | Process Optimization (Elec) | 2.84% | 0 | 171.1673 | Industrial_2037_Technical_GWh_Before Competition Groups_Process Optimization (Elec)
Industrial | Ind ¦ Material Handling Improvements | 2037 | Technical | GWh | Before Competition Groups | 77.4396 | 0 | 0 | 6027.0511 | 0.012849 | 13 | Industrial_2037_Technical_GWh_Before Competition Groups_13 | Material Handling Improvements | 1.285% | 0 | 77.4396 | Industrial_2037_Technical_GWh_Before Competition Groups_Material Handling Improvements
Industrial | Ind ¦ HE HVAC Controls | 2037 | Technical | GWh | Before Competition Groups | 77.2198 | 0 | 0 | 6027.0511 | 0.012812 | 14 | Industrial_2037_Technical_GWh_Before Competition Groups_14 | HE HVAC Controls | 1.281% | 0 | 77.2198 | Industrial_2037_Technical_GWh_Before Competition Groups_HE HVAC Controls
Industrial | Ind ¦ Fan System Optimization | 2037 | Technical | GWh | Before Competition Groups | 68.64 | 0 | 0 | 6027.0511 | 0.011389 | 15 | Industrial_2037_Technical_GWh_Before Competition Groups_15 | Fan System Optimization | 1.139% | 0 | 68.64 | Industrial_2037_Technical_GWh_Before Competition Groups_Fan System Optimization
Industrial | Ind ¦ Pulp and Paper Process Improvements | 2037 | Technical | GWh | Before Competition Groups | 65.4106 | 0 | 0 | 6027.0511 | 0.010853 | 16 | Industrial_2037_Technical_GWh_Before Competition Groups_16 | Pulp and Paper Process Improvements | 1.085% | 0 | 65.4106 | Industrial_2037_Technical_GWh_Before Competition Groups_Pulp and Paper Process Improvements
Industrial | Ind ¦ Refiner Plate Improvements | 2037 | Technical | GWh | Before Competition Groups | 59.5231 | 0 | 0 | 6027.0511 | 0.009876 | 17 | Industrial_2037_Technical_GWh_Before Competition Groups_17 | Refiner Plate Improvements | 0.9876% | 0 | 59.5231 | Industrial_2037_Technical_GWh_Before Competition Groups_Refiner Plate Improvements
Industrial | Ind ¦ HE HVAC Units | 2037 | Technical | GWh | Before Competition Groups | 54.3168 | 0 | 0 | 6027.0511 | 0.0090122 | 18 | Industrial_2037_Technical_GWh_Before Competition Groups_18 | HE HVAC Units | 0.9012% | 0 | 54.3168 | Industrial_2037_Technical_GWh_Before Competition Groups_HE HVAC Units
Industrial | Ind ¦ Ventilation Optimization | 2037 | Technical | GWh | Before Competition Groups | 37.1963 | 0 | 0 | 6027.0511 | 0.0061716 | 19 | Industrial_2037_Technical_GWh_Before Competition Groups_19 | Ventilation Optimization | 0.6172% | 0 | 37.1963 | Industrial_2037_Technical_GWh_Before Competition Groups_Ventilation Optimization
Industrial | Ind ¦ Process Heat Recovery | 2037 | Technical | GWh | Before Competition Groups | 36.7377 | 0 | 0 | 6027.0511 | 0.0060955 | 20 | Industrial_2037_Technical_GWh_Before Competition Groups_20 | Process Heat Recovery | 0.6095% | 0 | 36.7377 | Industrial_2037_Technical_GWh_Before Competition Groups_Process Heat Recovery
Industrial | Ind ¦ High Efficiency Battery Charger | 2037 | Technical | GWh | Before Competition Groups | 24.6391 | 0 | 0 | 6027.0511 | 0.0040881 | 21 | Industrial_2037_Technical_GWh_Before Competition Groups_21 | High Efficiency Battery Charger | 0.4088% | 0 | 24.6391 | Industrial_2037_Technical_GWh_Before Competition Groups_High Efficiency Battery Charger
Industrial | Ind ¦ Cold Storage Retrofit | 2037 | Technical | GWh | Before Competition Groups | 23.7556 | 0 | 0 | 6027.0511 | 0.0039415 | 22 | Industrial_2037_Technical_GWh_Before Competition Groups_22 | Cold Storage Retrofit | 0.3942% | 0 | 23.7556 | Industrial_2037_Technical_GWh_Before Competition Groups_Cold Storage Retrofit
Industrial | Ind ¦ VAV Conversion Project | 2037 | Technical | GWh | Before Competition Groups | 23.233 | 0 | 0 | 6027.0511 | 0.0038548 | 23 | Industrial_2037_Technical_GWh_Before Competition Groups_23 | VAV Conversion Project | 0.3855% | 0 | 23.233 | Industrial_2037_Technical_GWh_Before Competition Groups_VAV Conversion Project
Industrial | Ind ¦ Synchronous Belts | 2037 | Technical | GWh | Before Competition Groups | 21.347 | 0 | 0 | 6027.0511 | 0.0035419 | 24 | Industrial_2037_Technical_GWh_Before Competition Groups_24 | Synchronous Belts | 0.3542% | 0 | 21.347 | Industrial_2037_Technical_GWh_Before Competition Groups_Synchronous Belts
Industrial | Ind ¦ Improved Controls - Process Cooling | 2037 | Technical | GWh | Before Competition Groups | 20.4536 | 0 | 0 | 6027.0511 | 0.0033936 | 25 | Industrial_2037_Technical_GWh_Before Competition Groups_25 | Improved Controls - Process Cooling | 0.3394% | 0 | 20.4536 | Industrial_2037_Technical_GWh_Before Competition Groups_Improved Controls - Process Cooling
Industrial | Ind ¦ HVLS Fans | 2037 | Technical | GWh | Before Competition Groups | 20.2733 | 0 | 0 | 6027.0511 | 0.0033637 | 26 | Industrial_2037_Technical_GWh_Before Competition Groups_26 | HVLS Fans | 0.3364% | 0 | 20.2733 | Industrial_2037_Technical_GWh_Before Competition Groups_HVLS Fans
Industrial | Ind ¦ Efficient Irrigation | 2037 | Technical | GWh | Before Competition Groups | 19.7032 | 0 | 0 | 6027.0511 | 0.0032691 | 27 | Industrial_2037_Technical_GWh_Before Competition Groups_27 | Efficient Irrigation | 0.3269% | 0 | 19.7032 | Industrial_2037_Technical_GWh_Before Competition Groups_Efficient Irrigation
Industrial | Ind ¦ Process Improvements | 2037 | Technical | GWh | Before Competition Groups | 17.4166 | 0 | 0 | 6027.0511 | 0.0028897 | 28 | Industrial_2037_Technical_GWh_Before Competition Groups_28 | Process Improvements | 0.289% | 0 | 17.4166 | Industrial_2037_Technical_GWh_Before Competition Groups_Process Improvements
Industrial | Ind ¦ Refrigeration Compressor VFD | 2037 | Technical | GWh | Before Competition Groups | 13.4931 | 0 | 0 | 6027.0511 | 0.0022388 | 29 | Industrial_2037_Technical_GWh_Before Competition Groups_29 | Refrigeration Compressor VFD | 0.2239% | 0 | 13.4931 | Industrial_2037_Technical_GWh_Before Competition Groups_Refrigeration Compressor VFD
Industrial | Ind ¦ Efficient Transformer | 2037 | Technical | GWh | Before Competition Groups | 12.3195 | 0 | 0 | 6027.0511 | 0.002044 | 30 | Industrial_2037_Technical_GWh_Before Competition Groups_30 | Efficient Transformer | 0.2044% | 0 | 12.3195 | Industrial_2037_Technical_GWh_Before Competition Groups_Efficient Transformer
Industrial | Ind ¦ Chiller Optimization | 2037 | Technical | GWh | Before Competition Groups | 11.0394 | 0 | 0 | 6027.0511 | 0.0018316 | 31 | Industrial_2037_Technical_GWh_Before Competition Groups_31 | Chiller Optimization | 0.1832% | 0 | 11.0394 | Industrial_2037_Technical_GWh_Before Competition Groups_Chiller Optimization
Industrial | Ind ¦ Improved Controls - Process Heating | 2037 | Technical | GWh | Before Competition Groups | 10.7224 | 0 | 0 | 6027.0511 | 0.001779 | 32 | Industrial_2037_Technical_GWh_Before Competition Groups_32 | Improved Controls - Process Heating | 0.1779% | 0 | 10.7224 | Industrial_2037_Technical_GWh_Before Competition Groups_Improved Controls - Process Heating
Industrial | Ind ¦ High Efficiency Welders | 2037 | Technical | GWh | Before Competition Groups | 9.8489 | 0 | 0 | 6027.0511 | 0.0016341 | 33 | Industrial_2037_Technical_GWh_Before Competition Groups_33 | High Efficiency Welders | 0.1634% | 0 | 9.8489 | Industrial_2037_Technical_GWh_Before Competition Groups_High Efficiency Welders
Industrial | Ind ¦ Cooling Tower Optimization | 2037 | Technical | GWh | Before Competition Groups | 8.6953 | 0 | 0 | 6027.0511 | 0.0014427 | 34 | Industrial_2037_Technical_GWh_Before Competition Groups_34 | Cooling Tower Optimization | 0.1443% | 0 | 8.6953 | Industrial_2037_Technical_GWh_Before Competition Groups_Cooling Tower Optimization
Industrial | Ind ¦ Low Energy Livestock Waterers | 2037 | Technical | GWh | Before Competition Groups | 7.0455 | 0 | 0 | 6027.0511 | 0.001169 | 35 | Industrial_2037_Technical_GWh_Before Competition Groups_35 | Low Energy Livestock Waterers | 0.1169% | 0 | 7.0455 | Industrial_2037_Technical_GWh_Before Competition Groups_Low Energy Livestock Waterers
Industrial | Ind ¦ Engine Block Heater Timer | 2037 | Technical | GWh | Before Competition Groups | 6.682 | 0 | 0 | 6027.0511 | 0.0011087 | 36 | Industrial_2037_Technical_GWh_Before Competition Groups_36 | Engine Block Heater Timer | 0.1109% | 0 | 6.682 | Industrial_2037_Technical_GWh_Before Competition Groups_Engine Block Heater Timer
Industrial | Ind ¦ Free Cooling | 2037 | Technical | GWh | Before Competition Groups | 5.3343 | 0 | 0 | 6027.0511 | 0.00088506 | 37 | Industrial_2037_Technical_GWh_Before Competition Groups_37 | Free Cooling | 0.08851% | 0 | 5.3343 | Industrial_2037_Technical_GWh_Before Competition Groups_Free Cooling
Industrial | Ind ¦ Dairy Pre-Cooler | 2037 | Technical | GWh | Before Competition Groups | 5.2986 | 0 | 0 | 6027.0511 | 0.00087914 | 38 | Industrial_2037_Technical_GWh_Before Competition Groups_38 | Dairy Pre-Cooler | 0.08791% | 0 | 5.2986 | Industrial_2037_Technical_GWh_Before Competition Groups_Dairy Pre-Cooler
Industrial | Ind ¦ Air Compressor Heat Recovery | 2037 | Technical | GWh | Before Competition Groups | 2.8122 | 0 | 0 | 6027.0511 | 0.00046659 | 39 | Industrial_2037_Technical_GWh_Before Competition Groups_39 | Air Compressor Heat Recovery | 0.04666% | 0 | 2.8122 | Industrial_2037_Technical_GWh_Before Competition Groups_Air Compressor Heat Recovery
Industrial | Ind ¦ Optimize Compressed Air Dryer | 2037 | Technical | GWh | Before Competition Groups | 2.1003 | 0 | 0 | 6027.0511 | 0.00034848 | 40 | Industrial_2037_Technical_GWh_Before Competition Groups_40 | Optimize Compressed Air Dryer | 0.03485% | 0 | 2.1003 | Industrial_2037_Technical_GWh_Before Competition Groups_Optimize Compressed Air Dryer
Industrial | Ind ¦ Heat Lamps/Heat Pad | 2037 | Technical | GWh | Before Competition Groups | 1.4949 | 0 | 0 | 6027.0511 | 0.00024804 | 41 | Industrial_2037_Technical_GWh_Before Competition Groups_41 | Heat Lamps/Heat Pad | 0.0248% | 0 | 1.4949 | Industrial_2037_Technical_GWh_Before Competition Groups_Heat Lamps/Heat Pad
Industrial | Ind ¦ Efficient Refrigeration Compressor | 2037 | Technical | GWh | Before Competition Groups | 1.1035 | 0 | 0 | 6027.0511 | 0.0001831 | 42 | Industrial_2037_Technical_GWh_Before Competition Groups_42 | Efficient Refrigeration Compressor | 0.01831% | 0 | 1.1035 | Industrial_2037_Technical_GWh_Before Competition Groups_Efficient Refrigeration Compressor
Industrial | Ind ¦ Creep Heat Controller | 2037 | Technical | GWh | Before Competition Groups | 0.91743 | 0 | 0 | 6027.0511 | 0.00015222 | 43 | Industrial_2037_Technical_GWh_Before Competition Groups_43 | Creep Heat Controller | 0.01522% | 0 | 0.91743 | Industrial_2037_Technical_GWh_Before Competition Groups_Creep Heat Controller
Industrial | Ind ¦ Dual and Natural Exhaust Ventilation Systems | 2037 | Technical | GWh | Before Competition Groups | 0.41875 | 0 | 0 | 6027.0511 | 6.9478e-05 | 44 | Industrial_2037_Technical_GWh_Before Competition Groups_44 | Dual and Natural Exhaust Ventilation Systems | 0.006948% | 0 | 0.41875 | Industrial_2037_Technical_GWh_Before Competition Groups_Dual and Natural Exhaust Ventilation Systems
Industrial | Ind ¦ Dairy Water Heater | 2037 | Technical | GWh | Before Competition Groups | 0.29106 | 0 | 0 | 6027.0511 | 4.8292e-05 | 45 | Industrial_2037_Technical_GWh_Before Competition Groups_45 | Dairy Water Heater | 0.004829% | 0 | 0.29106 | Industrial_2037_Technical_GWh_Before Competition Groups_Dairy Water Heater
Industrial | Ind ¦ Pump System Optimization | 2038 | Economic | GWh | Before Competition Groups | 911.4716 | 0 | 0 | 5597.7855 | 0.16283 | 1 | Industrial_2038_Economic_GWh_Before Competition Groups_1 | Pump System Optimization | 16.28% | 0 | 911.4716 | Industrial_2038_Economic_GWh_Before Competition Groups_Pump System Optimization
Industrial | Ind ¦ HE Lighting | 2038 | Economic | GWh | Before Competition Groups | 727.5225 | 0 | 0 | 5597.7855 | 0.12997 | 2 | Industrial_2038_Economic_GWh_Before Competition Groups_2 | HE Lighting | 13% | 0 | 727.5225 | Industrial_2038_Economic_GWh_Before Competition Groups_HE Lighting
Industrial | Ind ¦ Air Leak Survey and Repair | 2038 | Economic | GWh | Before Competition Groups | 611.8863 | 0 | 0 | 5597.7855 | 0.10931 | 3 | Industrial_2038_Economic_GWh_Before Competition Groups_3 | Air Leak Survey and Repair | 10.93% | 0 | 611.8863 | Industrial_2038_Economic_GWh_Before Competition Groups_Air Leak Survey and Repair
Industrial | Ind ¦ Air Compressor Optimization | 2038 | Economic | GWh | Before Competition Groups | 503.8001 | 0 | 0 | 5597.7855 | 0.09 | 4 | Industrial_2038_Economic_GWh_Before Competition Groups_4 | Air Compressor Optimization | 9% | 0 | 503.8001 | Industrial_2038_Economic_GWh_Before Competition Groups_Air Compressor Optimization
Industrial | Ind ¦ Efficient Compressed Air Nozzles | 2038 | Economic | GWh | Before Competition Groups | 487.1772 | 0 | 0 | 5597.7855 | 0.08703 | 5 | Industrial_2038_Economic_GWh_Before Competition Groups_5 | Efficient Compressed Air Nozzles | 8.703% | 0 | 487.1772 | Industrial_2038_Economic_GWh_Before Competition Groups_Efficient Compressed Air Nozzles
Industrial | Ind ¦ Recommissioning | 2038 | Economic | GWh | Before Competition Groups | 424.1848 | 0 | 0 | 5597.7855 | 0.075777 | 6 | Industrial_2038_Economic_GWh_Before Competition Groups_6 | Recommissioning | 7.578% | 0 | 424.1848 | Industrial_2038_Economic_GWh_Before Competition Groups_Recommissioning
Industrial | Ind ¦ SEM | 2038 | Economic | GWh | Before Competition Groups | 424.1848 | 0 | 0 | 5597.7855 | 0.075777 | 7 | Industrial_2038_Economic_GWh_Before Competition Groups_7 | SEM | 7.578% | 0 | 424.1848 | Industrial_2038_Economic_GWh_Before Competition Groups_SEM
Industrial | Ind ¦ Pump Equipment Upgrade | 2038 | Economic | GWh | Before Competition Groups | 412.9541 | 0 | 0 | 5597.7855 | 0.073771 | 8 | Industrial_2038_Economic_GWh_Before Competition Groups_8 | Pump Equipment Upgrade | 7.377% | 0 | 412.9541 | Industrial_2038_Economic_GWh_Before Competition Groups_Pump Equipment Upgrade
Industrial | Ind ¦ High Efficiency HVAC Fans | 2038 | Economic | GWh | Before Competition Groups | 261.7239 | 0 | 0 | 5597.7855 | 0.046755 | 9 | Industrial_2038_Economic_GWh_Before Competition Groups_9 | High Efficiency HVAC Fans | 4.675% | 0 | 261.7239 | Industrial_2038_Economic_GWh_Before Competition Groups_High Efficiency HVAC Fans
Industrial | Ind ¦ Greenhouse Grow Lights | 2038 | Economic | GWh | Before Competition Groups | 173.8583 | 0 | 0 | 5597.7855 | 0.031058 | 10 | Industrial_2038_Economic_GWh_Before Competition Groups_10 | Greenhouse Grow Lights | 3.106% | 0 | 173.8583 | Industrial_2038_Economic_GWh_Before Competition Groups_Greenhouse Grow Lights
Industrial | Ind ¦ Process Optimization (Elec) | 2038 | Economic | GWh | Before Competition Groups | 170.9985 | 0 | 0 | 5597.7855 | 0.030548 | 11 | Industrial_2038_Economic_GWh_Before Competition Groups_11 | Process Optimization (Elec) | 3.055% | 0 | 170.9985 | Industrial_2038_Economic_GWh_Before Competition Groups_Process Optimization (Elec)
Industrial | Ind ¦ Material Handling Improvements | 2038 | Economic | GWh | Before Competition Groups | 78.0921 | 0 | 0 | 5597.7855 | 0.013951 | 12 | Industrial_2038_Economic_GWh_Before Competition Groups_12 | Material Handling Improvements | 1.395% | 0 | 78.0921 | Industrial_2038_Economic_GWh_Before Competition Groups_Material Handling Improvements
Industrial | Ind ¦ Fan System Optimization | 2038 | Economic | GWh | Before Competition Groups | 68.9952 | 0 | 0 | 5597.7855 | 0.012325 | 13 | Industrial_2038_Economic_GWh_Before Competition Groups_13 | Fan System Optimization | 1.233% | 0 | 68.9952 | Industrial_2038_Economic_GWh_Before Competition Groups_Fan System Optimization
Industrial | Ind ¦ Pulp and Paper Process Improvements | 2038 | Economic | GWh | Before Competition Groups | 65.4584 | 0 | 0 | 5597.7855 | 0.011694 | 14 | Industrial_2038_Economic_GWh_Before Competition Groups_14 | Pulp and Paper Process Improvements | 1.169% | 0 | 65.4584 | Industrial_2038_Economic_GWh_Before Competition Groups_Pulp and Paper Process Improvements
Industrial | Ind ¦ Refiner Plate Improvements | 2038 | Economic | GWh | Before Competition Groups | 60.4101 | 0 | 0 | 5597.7855 | 0.010792 | 15 | Industrial_2038_Economic_GWh_Before Competition Groups_15 | Refiner Plate Improvements | 1.079% | 0 | 60.4101 | Industrial_2038_Economic_GWh_Before Competition Groups_Refiner Plate Improvements
Industrial | Ind ¦ Process Heat Recovery | 2038 | Economic | GWh | Before Competition Groups | 36.7157 | 0 | 0 | 5597.7855 | 0.006559 | 16 | Industrial_2038_Economic_GWh_Before Competition Groups_16 | Process Heat Recovery | 0.6559% | 0 | 36.7157 | Industrial_2038_Economic_GWh_Before Competition Groups_Process Heat Recovery
Industrial | Ind ¦ High Efficiency Battery Charger | 2038 | Economic | GWh | Before Competition Groups | 24.9477 | 0 | 0 | 5597.7855 | 0.0044567 | 17 | Industrial_2038_Economic_GWh_Before Competition Groups_17 | High Efficiency Battery Charger | 0.4457% | 0 | 24.9477 | Industrial_2038_Economic_GWh_Before Competition Groups_High Efficiency Battery Charger
Industrial | Ind ¦ VAV Conversion Project | 2038 | Economic | GWh | Before Competition Groups | 23.2042 | 0 | 0 | 5597.7855 | 0.0041452 | 18 | Industrial_2038_Economic_GWh_Before Competition Groups_18 | VAV Conversion Project | 0.4145% | 0 | 23.2042 | Industrial_2038_Economic_GWh_Before Competition Groups_VAV Conversion Project
Industrial | Ind ¦ Improved Controls - Process Cooling | 2038 | Economic | GWh | Before Competition Groups | 20.4418 | 0 | 0 | 5597.7855 | 0.0036518 | 19 | Industrial_2038_Economic_GWh_Before Competition Groups_19 | Improved Controls - Process Cooling | 0.3652% | 0 | 20.4418 | Industrial_2038_Economic_GWh_Before Competition Groups_Improved Controls - Process Cooling
Industrial | Ind ¦ Efficient Irrigation | 2038 | Economic | GWh | Before Competition Groups | 19.8861 | 0 | 0 | 5597.7855 | 0.0035525 | 20 | Industrial_2038_Economic_GWh_Before Competition Groups_20 | Efficient Irrigation | 0.3552% | 0 | 19.8861 | Industrial_2038_Economic_GWh_Before Competition Groups_Efficient Irrigation
Industrial | Ind ¦ Ventilation Optimization | 2038 | Economic | GWh | Before Competition Groups | 17.8791 | 0 | 0 | 5597.7855 | 0.003194 | 21 | Industrial_2038_Economic_GWh_Before Competition Groups_21 | Ventilation Optimization | 0.3194% | 0 | 17.8791 | Industrial_2038_Economic_GWh_Before Competition Groups_Ventilation Optimization
Industrial | Ind ¦ Process Improvements | 2038 | Economic | GWh | Before Competition Groups | 17.4084 | 0 | 0 | 5597.7855 | 0.0031099 | 22 | Industrial_2038_Economic_GWh_Before Competition Groups_22 | Process Improvements | 0.311% | 0 | 17.4084 | Industrial_2038_Economic_GWh_Before Competition Groups_Process Improvements
Industrial | Ind ¦ Refrigeration Compressor VFD | 2038 | Economic | GWh | Before Competition Groups | 13.6442 | 0 | 0 | 5597.7855 | 0.0024374 | 23 | Industrial_2038_Economic_GWh_Before Competition Groups_23 | Refrigeration Compressor VFD | 0.2437% | 0 | 13.6442 | Industrial_2038_Economic_GWh_Before Competition Groups_Refrigeration Compressor VFD
Industrial | Ind ¦ Improved Controls - Process Heating | 2038 | Economic | GWh | Before Competition Groups | 10.7183 | 0 | 0 | 5597.7855 | 0.0019147 | 24 | Industrial_2038_Economic_GWh_Before Competition Groups_24 | Improved Controls - Process Heating | 0.1915% | 0 | 10.7183 | Industrial_2038_Economic_GWh_Before Competition Groups_Improved Controls - Process Heating
Industrial | Ind ¦ Cooling Tower Optimization | 2038 | Economic | GWh | Before Competition Groups | 8.689 | 0 | 0 | 5597.7855 | 0.0015522 | 25 | Industrial_2038_Economic_GWh_Before Competition Groups_25 | Cooling Tower Optimization | 0.1552% | 0 | 8.689 | Industrial_2038_Economic_GWh_Before Competition Groups_Cooling Tower Optimization
Industrial | Ind ¦ Engine Block Heater Timer | 2038 | Economic | GWh | Before Competition Groups | 6.6795 | 0 | 0 | 5597.7855 | 0.0011932 | 26 | Industrial_2038_Economic_GWh_Before Competition Groups_26 | Engine Block Heater Timer | 0.1193% | 0 | 6.6795 | Industrial_2038_Economic_GWh_Before Competition Groups_Engine Block Heater Timer
Industrial | Ind ¦ Dairy Pre-Cooler | 2038 | Economic | GWh | Before Competition Groups | 5.3332 | 0 | 0 | 5597.7855 | 0.00095273 | 27 | Industrial_2038_Economic_GWh_Before Competition Groups_27 | Dairy Pre-Cooler | 0.09527% | 0 | 5.3332 | Industrial_2038_Economic_GWh_Before Competition Groups_Dairy Pre-Cooler
Industrial | Ind ¦ Free Cooling | 2038 | Economic | GWh | Before Competition Groups | 5.3331 | 0 | 0 | 5597.7855 | 0.00095272 | 28 | Industrial_2038_Economic_GWh_Before Competition Groups_28 | Free Cooling | 0.09527% | 0 | 5.3331 | Industrial_2038_Economic_GWh_Before Competition Groups_Free Cooling
Industrial | Ind ¦ Air Compressor Heat Recovery | 2038 | Economic | GWh | Before Competition Groups | 2.8084 | 0 | 0 | 5597.7855 | 0.00050171 | 29 | Industrial_2038_Economic_GWh_Before Competition Groups_29 | Air Compressor Heat Recovery | 0.05017% | 0 | 2.8084 | Industrial_2038_Economic_GWh_Before Competition Groups_Air Compressor Heat Recovery
Industrial | Ind ¦ Efficient Refrigeration Compressor | 2038 | Economic | GWh | Before Competition Groups | 1.113 | 0 | 0 | 5597.7855 | 0.00019882 | 30 | Industrial_2038_Economic_GWh_Before Competition Groups_30 | Efficient Refrigeration Compressor | 0.01988% | 0 | 1.113 | Industrial_2038_Economic_GWh_Before Competition Groups_Efficient Refrigeration Compressor
Industrial | Ind ¦ Dairy Water Heater | 2038 | Economic | GWh | Before Competition Groups | 0.14004 | 0 | 0 | 5597.7855 | 2.5017e-05 | 31 | Industrial_2038_Economic_GWh_Before Competition Groups_31 | Dairy Water Heater | 0.002502% | 0 | 0.14004 | Industrial_2038_Economic_GWh_Before Competition Groups_Dairy Water Heater
Industrial | Ind ¦ Heat Lamps/Heat Pad | 2038 | Economic | GWh | Before Competition Groups | 0.12618 | 0 | 0 | 5597.7855 | 2.2541e-05 | 32 | Industrial_2038_Economic_GWh_Before Competition Groups_32 | Heat Lamps/Heat Pad | 0.002254% | 0 | 0.12618 | Industrial_2038_Economic_GWh_Before Competition Groups_Heat Lamps/Heat Pad
Industrial | Ind ¦ Pump System Optimization | 2038 | SC A | GWh | Before Competition Groups | 494.758 | 0 | 0 | 3021.9583 | 0.16372 | 1 | Industrial_2038_SC A_GWh_Before Competition Groups_1 | Pump System Optimization | 16.37% | 0 | 494.758 | Industrial_2038_SC A_GWh_Before Competition Groups_Pump System Optimization
Industrial | Ind ¦ Air Compressor Optimization | 2038 | SC A | GWh | Before Competition Groups | 431.5822 | 0 | 0 | 3021.9583 | 0.14282 | 2 | Industrial_2038_SC A_GWh_Before Competition Groups_2 | Air Compressor Optimization | 14.28% | 0 | 431.5822 | Industrial_2038_SC A_GWh_Before Competition Groups_Air Compressor Optimization
Industrial | Ind ¦ Air Leak Survey and Repair | 2038 | SC A | GWh | Before Competition Groups | 420.6712 | 0 | 0 | 3021.9583 | 0.1392 | 3 | Industrial_2038_SC A_GWh_Before Competition Groups_3 | Air Leak Survey and Repair | 13.92% | 0 | 420.6712 | Industrial_2038_SC A_GWh_Before Competition Groups_Air Leak Survey and Repair
Industrial | Ind ¦ Recommissioning | 2038 | SC A | GWh | Before Competition Groups | 298.0213 | 0 | 0 | 3021.9583 | 0.098619 | 4 | Industrial_2038_SC A_GWh_Before Competition Groups_4 | Recommissioning | 9.862% | 0 | 298.0213 | Industrial_2038_SC A_GWh_Before Competition Groups_Recommissioning
Industrial | Ind ¦ SEM | 2038 | SC A | GWh | Before Competition Groups | 298.0213 | 0 | 0 | 3021.9583 | 0.098619 | 5 | Industrial_2038_SC A_GWh_Before Competition Groups_5 | SEM | 9.862% | 0 | 298.0213 | Industrial_2038_SC A_GWh_Before Competition Groups_SEM
Industrial | Ind ¦ Efficient Compressed Air Nozzles | 2038 | SC A | GWh | Before Competition Groups | 262.8487 | 0 | 0 | 3021.9583 | 0.08698 | 6 | Industrial_2038_SC A_GWh_Before Competition Groups_6 | Efficient Compressed Air Nozzles | 8.698% | 0 | 262.8487 | Industrial_2038_SC A_GWh_Before Competition Groups_Efficient Compressed Air Nozzles
Industrial | Ind ¦ Pump Equipment Upgrade | 2038 | SC A | GWh | Before Competition Groups | 211.8778 | 0 | 0 | 3021.9583 | 0.070113 | 7 | Industrial_2038_SC A_GWh_Before Competition Groups_7 | Pump Equipment Upgrade | 7.011% | 0 | 211.8778 | Industrial_2038_SC A_GWh_Before Competition Groups_Pump Equipment Upgrade
Industrial | Ind ¦ High Efficiency HVAC Fans | 2038 | SC A | GWh | Before Competition Groups | 176.8456 | 0 | 0 | 3021.9583 | 0.05852 | 8 | Industrial_2038_SC A_GWh_Before Competition Groups_8 | High Efficiency HVAC Fans | 5.852% | 0 | 176.8456 | Industrial_2038_SC A_GWh_Before Competition Groups_High Efficiency HVAC Fans
Industrial | Ind ¦ Greenhouse Grow Lights | 2038 | SC A | GWh | Before Competition Groups | 65.3001 | 0 | 0 | 3021.9583 | 0.021609 | 9 | Industrial_2038_SC A_GWh_Before Competition Groups_9 | Greenhouse Grow Lights | 2.161% | 0 | 65.3001 | Industrial_2038_SC A_GWh_Before Competition Groups_Greenhouse Grow Lights
Industrial | Ind ¦ Fan System Optimization | 2038 | SC A | GWh | Before Competition Groups | 60.6242 | 0 | 0 | 3021.9583 | 0.020061 | 10 | Industrial_2038_SC A_GWh_Before Competition Groups_10 | Fan System Optimization | 2.006% | 0 | 60.6242 | Industrial_2038_SC A_GWh_Before Competition Groups_Fan System Optimization
Industrial | Ind ¦ Process Optimization (Elec) | 2038 | SC A | GWh | Before Competition Groups | 60.4027 | 0 | 0 | 3021.9583 | 0.019988 | 11 | Industrial_2038_SC A_GWh_Before Competition Groups_11 | Process Optimization (Elec) | 1.999% | 0 | 60.4027 | Industrial_2038_SC A_GWh_Before Competition Groups_Process Optimization (Elec)
Industrial | Ind ¦ Material Handling Improvements | 2038 | SC A | GWh | Before Competition Groups | 53.176 | 0 | 0 | 3021.9583 | 0.017597 | 12 | Industrial_2038_SC A_GWh_Before Competition Groups_12 | Material Handling Improvements | 1.76% | 0 | 53.176 | Industrial_2038_SC A_GWh_Before Competition Groups_Material Handling Improvements
Industrial | Ind ¦ Refiner Plate Improvements | 2038 | SC A | GWh | Before Competition Groups | 30.5595 | 0 | 0 | 3021.9583 | 0.010112 | 13 | Industrial_2038_SC A_GWh_Before Competition Groups_13 | Refiner Plate Improvements | 1.011% | 0 | 30.5595 | Industrial_2038_SC A_GWh_Before Competition Groups_Refiner Plate Improvements
Industrial | Ind ¦ HE Lighting | 2038 | SC A | GWh | Before Competition Groups | 27.6721 | 0 | 0 | 3021.9583 | 0.009157 | 14 | Industrial_2038_SC A_GWh_Before Competition Groups_14 | HE Lighting | 0.9157% | 0 | 27.6721 | Industrial_2038_SC A_GWh_Before Competition Groups_HE Lighting
Industrial | Ind ¦ Process Heat Recovery | 2038 | SC A | GWh | Before Competition Groups | 25.2065 | 0 | 0 | 3021.9583 | 0.0083411 | 15 | Industrial_2038_SC A_GWh_Before Competition Groups_15 | Process Heat Recovery | 0.8341% | 0 | 25.2065 | Industrial_2038_SC A_GWh_Before Competition Groups_Process Heat Recovery
Industrial | Ind ¦ VAV Conversion Project | 2038 | SC A | GWh | Before Competition Groups | 18.1151 | 0 | 0 | 3021.9583 | 0.0059945 | 16 | Industrial_2038_SC A_GWh_Before Competition Groups_16 | VAV Conversion Project | 0.5995% | 0 | 18.1151 | Industrial_2038_SC A_GWh_Before Competition Groups_VAV Conversion Project
Industrial | Ind ¦ Pulp and Paper Process Improvements | 2038 | SC A | GWh | Before Competition Groups | 16.0253 | 0 | 0 | 3021.9583 | 0.005303 | 17 | Industrial_2038_SC A_GWh_Before Competition Groups_17 | Pulp and Paper Process Improvements | 0.5303% | 0 | 16.0253 | Industrial_2038_SC A_GWh_Before Competition Groups_Pulp and Paper Process Improvements
Industrial | Ind ¦ Improved Controls - Process Cooling | 2038 | SC A | GWh | Before Competition Groups | 15.1226 | 0 | 0 | 3021.9583 | 0.0050042 | 18 | Industrial_2038_SC A_GWh_Before Competition Groups_18 | Improved Controls - Process Cooling | 0.5004% | 0 | 15.1226 | Industrial_2038_SC A_GWh_Before Competition Groups_Improved Controls - Process Cooling
Industrial | Ind ¦ Process Improvements | 2038 | SC A | GWh | Before Competition Groups | 11.4755 | 0 | 0 | 3021.9583 | 0.0037974 | 19 | Industrial_2038_SC A_GWh_Before Competition Groups_19 | Process Improvements | 0.3797% | 0 | 11.4755 | Industrial_2038_SC A_GWh_Before Competition Groups_Process Improvements
Industrial | Ind ¦ High Efficiency Battery Charger | 2038 | SC A | GWh | Before Competition Groups | 10.0231 | 0 | 0 | 3021.9583 | 0.0033168 | 20 | Industrial_2038_SC A_GWh_Before Competition Groups_20 | High Efficiency Battery Charger | 0.3317% | 0 | 10.0231 | Industrial_2038_SC A_GWh_Before Competition Groups_High Efficiency Battery Charger
Industrial | Ind ¦ Improved Controls - Process Heating | 2038 | SC A | GWh | Before Competition Groups | 7.5802 | 0 | 0 | 3021.9583 | 0.0025084 | 21 | Industrial_2038_SC A_GWh_Before Competition Groups_21 | Improved Controls - Process Heating | 0.2508% | 0 | 7.5802 | Industrial_2038_SC A_GWh_Before Competition Groups_Improved Controls - Process Heating
Industrial | Ind ¦ Ventilation Optimization | 2038 | SC A | GWh | Before Competition Groups | 5.5417 | 0 | 0 | 3021.9583 | 0.0018338 | 22 | Industrial_2038_SC A_GWh_Before Competition Groups_22 | Ventilation Optimization | 0.1834% | 0 | 5.5417 | Industrial_2038_SC A_GWh_Before Competition Groups_Ventilation Optimization
Industrial | Ind ¦ Refrigeration Compressor VFD | 2038 | SC A | GWh | Before Competition Groups | 5.3314 | 0 | 0 | 3021.9583 | 0.0017642 | 23 | Industrial_2038_SC A_GWh_Before Competition Groups_23 | Refrigeration Compressor VFD | 0.1764% | 0 | 5.3314 | Industrial_2038_SC A_GWh_Before Competition Groups_Refrigeration Compressor VFD
Industrial | Ind ¦ Engine Block Heater Timer | 2038 | SC A | GWh | Before Competition Groups | 4.49 | 0 | 0 | 3021.9583 | 0.0014858 | 24 | Industrial_2038_SC A_GWh_Before Competition Groups_24 | Engine Block Heater Timer | 0.1486% | 0 | 4.49 | Industrial_2038_SC A_GWh_Before Competition Groups_Engine Block Heater Timer
Industrial | Ind ¦ Efficient Irrigation | 2038 | SC A | GWh | Before Competition Groups | 4.0021 | 0 | 0 | 3021.9583 | 0.0013244 | 25 | Industrial_2038_SC A_GWh_Before Competition Groups_25 | Efficient Irrigation | 0.1324% | 0 | 4.0021 | Industrial_2038_SC A_GWh_Before Competition Groups_Efficient Irrigation
Industrial | Ind ¦ Air Compressor Heat Recovery | 2038 | SC A | GWh | Before Competition Groups | 2.0204 | 0 | 0 | 3021.9583 | 0.00066857 | 26 | Industrial_2038_SC A_GWh_Before Competition Groups_26 | Air Compressor Heat Recovery | 0.06686% | 0 | 2.0204 | Industrial_2038_SC A_GWh_Before Competition Groups_Air Compressor Heat Recovery
Industrial | Ind ¦ Dairy Pre-Cooler | 2038 | SC A | GWh | Before Competition Groups | 1.7854 | 0 | 0 | 3021.9583 | 0.0005908 | 27 | Industrial_2038_SC A_GWh_Before Competition Groups_27 | Dairy Pre-Cooler | 0.05908% | 0 | 1.7854 | Industrial_2038_SC A_GWh_Before Competition Groups_Dairy Pre-Cooler
Industrial | Ind ¦ Cooling Tower Optimization | 2038 | SC A | GWh | Before Competition Groups | 1.3756 | 0 | 0 | 3021.9583 | 0.00045522 | 28 | Industrial_2038_SC A_GWh_Before Competition Groups_28 | Cooling Tower Optimization | 0.04552% | 0 | 1.3756 | Industrial_2038_SC A_GWh_Before Competition Groups_Cooling Tower Optimization
Industrial | Ind ¦ Efficient Refrigeration Compressor | 2038 | SC A | GWh | Before Competition Groups | 0.89352 | 0 | 0 | 3021.9583 | 0.00029567 | 29 | Industrial_2038_SC A_GWh_Before Competition Groups_29 | Efficient Refrigeration Compressor | 0.02957% | 0 | 0.89352 | Industrial_2038_SC A_GWh_Before Competition Groups_Efficient Refrigeration Compressor
Industrial | Ind ¦ Heat Lamps/Heat Pad | 2038 | SC A | GWh | Before Competition Groups | 0.50053 | 0 | 0 | 3021.9583 | 0.00016563 | 30 | Industrial_2038_SC A_GWh_Before Competition Groups_30 | Heat Lamps/Heat Pad | 0.01656% | 0 | 0.50053 | Industrial_2038_SC A_GWh_Before Competition Groups_Heat Lamps/Heat Pad
Industrial | Ind ¦ Dairy Water Heater | 2038 | SC A | GWh | Before Competition Groups | 0.087645 | 0 | 0 | 3021.9583 | 2.9003e-05 | 31 | Industrial_2038_SC A_GWh_Before Competition Groups_31 | Dairy Water Heater | 0.0029% | 0 | 0.087645 | Industrial_2038_SC A_GWh_Before Competition Groups_Dairy Water Heater
Industrial | Ind ¦ Free Cooling | 2038 | SC A | GWh | Before Competition Groups | 0.020867 | 0 | 0 | 3021.9583 | 6.905e-06 | 32 | Industrial_2038_SC A_GWh_Before Competition Groups_32 | Free Cooling | 0.0006905% | 0 | 0.020867 | Industrial_2038_SC A_GWh_Before Competition Groups_Free Cooling
Industrial | Ind ¦ Pump System Optimization | 2038 | SC B | GWh | Before Competition Groups | 722.3101 | 0 | 0 | 4479.0103 | 0.16127 | 1 | Industrial_2038_SC B_GWh_Before Competition Groups_1 | Pump System Optimization | 16.13% | 0 | 722.3101 | Industrial_2038_SC B_GWh_Before Competition Groups_Pump System Optimization
Industrial | Ind ¦ Air Leak Survey and Repair | 2038 | SC B | GWh | Before Competition Groups | 595.3414 | 0 | 0 | 4479.0103 | 0.13292 | 2 | Industrial_2038_SC B_GWh_Before Competition Groups_2 | Air Leak Survey and Repair | 13.29% | 0 | 595.3414 | Industrial_2038_SC B_GWh_Before Competition Groups_Air Leak Survey and Repair
Industrial | Ind ¦ Air Compressor Optimization | 2038 | SC B | GWh | Before Competition Groups | 431.5822 | 0 | 0 | 4479.0103 | 0.096357 | 3 | Industrial_2038_SC B_GWh_Before Competition Groups_3 | Air Compressor Optimization | 9.636% | 0 | 431.5822 | Industrial_2038_SC B_GWh_Before Competition Groups_Air Compressor Optimization
Industrial | Ind ¦ Recommissioning | 2038 | SC B | GWh | Before Competition Groups | 421.4747 | 0 | 0 | 4479.0103 | 0.0941 | 4 | Industrial_2038_SC B_GWh_Before Competition Groups_4 | Recommissioning | 9.41% | 0 | 421.4747 | Industrial_2038_SC B_GWh_Before Competition Groups_Recommissioning
Industrial | Ind ¦ SEM | 2038 | SC B | GWh | Before Competition Groups | 421.4747 | 0 | 0 | 4479.0103 | 0.0941 | 5 | Industrial_2038_SC B_GWh_Before Competition Groups_5 | SEM | 9.41% | 0 | 421.4747 | Industrial_2038_SC B_GWh_Before Competition Groups_SEM
Industrial | Ind ¦ Efficient Compressed Air Nozzles | 2038 | SC B | GWh | Before Competition Groups | 381.7148 | 0 | 0 | 4479.0103 | 0.085223 | 6 | Industrial_2038_SC B_GWh_Before Competition Groups_6 | Efficient Compressed Air Nozzles | 8.522% | 0 | 381.7148 | Industrial_2038_SC B_GWh_Before Competition Groups_Efficient Compressed Air Nozzles
Industrial | Ind ¦ Pump Equipment Upgrade | 2038 | SC B | GWh | Before Competition Groups | 333.3336 | 0 | 0 | 4479.0103 | 0.074421 | 7 | Industrial_2038_SC B_GWh_Before Competition Groups_7 | Pump Equipment Upgrade | 7.442% | 0 | 333.3336 | Industrial_2038_SC B_GWh_Before Competition Groups_Pump Equipment Upgrade
Industrial | Ind ¦ HE Lighting | 2038 | SC B | GWh | Before Competition Groups | 307.6922 | 0 | 0 | 4479.0103 | 0.068696 | 8 | Industrial_2038_SC B_GWh_Before Competition Groups_8 | HE Lighting | 6.87% | 0 | 307.6922 | Industrial_2038_SC B_GWh_Before Competition Groups_HE Lighting
Industrial | Ind ¦ High Efficiency HVAC Fans | 2038 | SC B | GWh | Before Competition Groups | 226.4548 | 0 | 0 | 4479.0103 | 0.050559 | 9 | Industrial_2038_SC B_GWh_Before Competition Groups_9 | High Efficiency HVAC Fans | 5.056% | 0 | 226.4548 | Industrial_2038_SC B_GWh_Before Competition Groups_High Efficiency HVAC Fans
Industrial | Ind ¦ Greenhouse Grow Lights | 2038 | SC B | GWh | Before Competition Groups | 142.5838 | 0 | 0 | 4479.0103 | 0.031834 | 10 | Industrial_2038_SC B_GWh_Before Competition Groups_10 | Greenhouse Grow Lights | 3.183% | 0 | 142.5838 | Industrial_2038_SC B_GWh_Before Competition Groups_Greenhouse Grow Lights
Industrial | Ind ¦ Material Handling Improvements | 2038 | SC B | GWh | Before Competition Groups | 65.2326 | 0 | 0 | 4479.0103 | 0.014564 | 11 | Industrial_2038_SC B_GWh_Before Competition Groups_11 | Material Handling Improvements | 1.456% | 0 | 65.2326 | Industrial_2038_SC B_GWh_Before Competition Groups_Material Handling Improvements
Industrial | Ind ¦ Fan System Optimization | 2038 | SC B | GWh | Before Competition Groups | 62.3977 | 0 | 0 | 4479.0103 | 0.013931 | 12 | Industrial_2038_SC B_GWh_Before Competition Groups_12 | Fan System Optimization | 1.393% | 0 | 62.3977 | Industrial_2038_SC B_GWh_Before Competition Groups_Fan System Optimization
Industrial | Ind ¦ Pulp and Paper Process Improvements | 2038 | SC B | GWh | Before Competition Groups | 61.6808 | 0 | 0 | 4479.0103 | 0.013771 | 13 | Industrial_2038_SC B_GWh_Before Competition Groups_13 | Pulp and Paper Process Improvements | 1.377% | 0 | 61.6808 | Industrial_2038_SC B_GWh_Before Competition Groups_Pulp and Paper Process Improvements
Industrial | Ind ¦ Process Optimization (Elec) | 2038 | SC B | GWh | Before Competition Groups | 60.4027 | 0 | 0 | 4479.0103 | 0.013486 | 14 | Industrial_2038_SC B_GWh_Before Competition Groups_14 | Process Optimization (Elec) | 1.349% | 0 | 60.4027 | Industrial_2038_SC B_GWh_Before Competition Groups_Process Optimization (Elec)
Industrial | Ind ¦ Refiner Plate Improvements | 2038 | SC B | GWh | Before Competition Groups | 45.7671 | 0 | 0 | 4479.0103 | 0.010218 | 15 | Industrial_2038_SC B_GWh_Before Competition Groups_15 | Refiner Plate Improvements | 1.022% | 0 | 45.7671 | Industrial_2038_SC B_GWh_Before Competition Groups_Refiner Plate Improvements
Industrial | Ind ¦ Process Heat Recovery | 2038 | SC B | GWh | Before Competition Groups | 36.3156 | 0 | 0 | 4479.0103 | 0.008108 | 16 | Industrial_2038_SC B_GWh_Before Competition Groups_16 | Process Heat Recovery | 0.8108% | 0 | 36.3156 | Industrial_2038_SC B_GWh_Before Competition Groups_Process Heat Recovery
Industrial | Ind ¦ VAV Conversion Project | 2038 | SC B | GWh | Before Competition Groups | 26.2427 | 0 | 0 | 4479.0103 | 0.005859 | 17 | Industrial_2038_SC B_GWh_Before Competition Groups_17 | VAV Conversion Project | 0.5859% | 0 | 26.2427 | Industrial_2038_SC B_GWh_Before Competition Groups_VAV Conversion Project
Industrial | Ind ¦ Improved Controls - Process Cooling | 2038 | SC B | GWh | Before Competition Groups | 21.3267 | 0 | 0 | 4479.0103 | 0.0047615 | 18 | Industrial_2038_SC B_GWh_Before Competition Groups_18 | Improved Controls - Process Cooling | 0.4761% | 0 | 21.3267 | Industrial_2038_SC B_GWh_Before Competition Groups_Improved Controls - Process Cooling
Industrial | Ind ¦ High Efficiency Battery Charger | 2038 | SC B | GWh | Before Competition Groups | 20.3097 | 0 | 0 | 4479.0103 | 0.0045344 | 19 | Industrial_2038_SC B_GWh_Before Competition Groups_19 | High Efficiency Battery Charger | 0.4534% | 0 | 20.3097 | Industrial_2038_SC B_GWh_Before Competition Groups_High Efficiency Battery Charger
Industrial | Ind ¦ Process Improvements | 2038 | SC B | GWh | Before Competition Groups | 16.8611 | 0 | 0 | 4479.0103 | 0.0037645 | 20 | Industrial_2038_SC B_GWh_Before Competition Groups_20 | Process Improvements | 0.3764% | 0 | 16.8611 | Industrial_2038_SC B_GWh_Before Competition Groups_Process Improvements
Industrial | Ind ¦ Efficient Irrigation | 2038 | SC B | GWh | Before Competition Groups | 14.4353 | 0 | 0 | 4479.0103 | 0.0032229 | 21 | Industrial_2038_SC B_GWh_Before Competition Groups_21 | Efficient Irrigation | 0.3223% | 0 | 14.4353 | Industrial_2038_SC B_GWh_Before Competition Groups_Efficient Irrigation
Industrial | Ind ¦ Ventilation Optimization | 2038 | SC B | GWh | Before Competition Groups | 12.9349 | 0 | 0 | 4479.0103 | 0.0028879 | 22 | Industrial_2038_SC B_GWh_Before Competition Groups_22 | Ventilation Optimization | 0.2888% | 0 | 12.9349 | Industrial_2038_SC B_GWh_Before Competition Groups_Ventilation Optimization
Industrial | Ind ¦ Refrigeration Compressor VFD | 2038 | SC B | GWh | Before Competition Groups | 12.0838 | 0 | 0 | 4479.0103 | 0.0026979 | 23 | Industrial_2038_SC B_GWh_Before Competition Groups_23 | Refrigeration Compressor VFD | 0.2698% | 0 | 12.0838 | Industrial_2038_SC B_GWh_Before Competition Groups_Refrigeration Compressor VFD
Industrial | Ind ¦ Improved Controls - Process Heating | 2038 | SC B | GWh | Before Competition Groups | 10.4535 | 0 | 0 | 4479.0103 | 0.0023339 | 24 | Industrial_2038_SC B_GWh_Before Competition Groups_24 | Improved Controls - Process Heating | 0.2334% | 0 | 10.4535 | Industrial_2038_SC B_GWh_Before Competition Groups_Improved Controls - Process Heating
Industrial | Ind ¦ Cooling Tower Optimization | 2038 | SC B | GWh | Before Competition Groups | 8.6857 | 0 | 0 | 4479.0103 | 0.0019392 | 25 | Industrial_2038_SC B_GWh_Before Competition Groups_25 | Cooling Tower Optimization | 0.1939% | 0 | 8.6857 | Industrial_2038_SC B_GWh_Before Competition Groups_Cooling Tower Optimization
Industrial | Ind ¦ Engine Block Heater Timer | 2038 | SC B | GWh | Before Competition Groups | 6.4174 | 0 | 0 | 4479.0103 | 0.0014328 | 26 | Industrial_2038_SC B_GWh_Before Competition Groups_26 | Engine Block Heater Timer | 0.1433% | 0 | 6.4174 | Industrial_2038_SC B_GWh_Before Competition Groups_Engine Block Heater Timer
Industrial | Ind ¦ Free Cooling | 2038 | SC B | GWh | Before Competition Groups | 5.5406 | 0 | 0 | 4479.0103 | 0.001237 | 27 | Industrial_2038_SC B_GWh_Before Competition Groups_27 | Free Cooling | 0.1237% | 0 | 5.5406 | Industrial_2038_SC B_GWh_Before Competition Groups_Free Cooling
Industrial | Ind ¦ Dairy Pre-Cooler | 2038 | SC B | GWh | Before Competition Groups | 3.3382 | 0 | 0 | 4479.0103 | 0.00074531 | 28 | Industrial_2038_SC B_GWh_Before Competition Groups_28 | Dairy Pre-Cooler | 0.07453% | 0 | 3.3382 | Industrial_2038_SC B_GWh_Before Competition Groups_Dairy Pre-Cooler
Industrial | Ind ¦ Air Compressor Heat Recovery | 2038 | SC B | GWh | Before Competition Groups | 2.8576 | 0 | 0 | 4479.0103 | 0.000638 | 29 | Industrial_2038_SC B_GWh_Before Competition Groups_29 | Air Compressor Heat Recovery | 0.0638% | 0 | 2.8576 | Industrial_2038_SC B_GWh_Before Competition Groups_Air Compressor Heat Recovery
Industrial | Ind ¦ Efficient Refrigeration Compressor | 2038 | SC B | GWh | Before Competition Groups | 1.0225 | 0 | 0 | 4479.0103 | 0.00022829 | 30 | Industrial_2038_SC B_GWh_Before Competition Groups_30 | Efficient Refrigeration Compressor | 0.02283% | 0 | 1.0225 | Industrial_2038_SC B_GWh_Before Competition Groups_Efficient Refrigeration Compressor
Industrial | Ind ¦ Heat Lamps/Heat Pad | 2038 | SC B | GWh | Before Competition Groups | 0.61367 | 0 | 0 | 4479.0103 | 0.00013701 | 31 | Industrial_2038_SC B_GWh_Before Competition Groups_31 | Heat Lamps/Heat Pad | 0.0137% | 0 | 0.61367 | Industrial_2038_SC B_GWh_Before Competition Groups_Heat Lamps/Heat Pad
Industrial | Ind ¦ Dairy Water Heater | 2038 | SC B | GWh | Before Competition Groups | 0.1281 | 0 | 0 | 4479.0103 | 2.8601e-05 | 32 | Industrial_2038_SC B_GWh_Before Competition Groups_32 | Dairy Water Heater | 0.00286% | 0 | 0.1281 | Industrial_2038_SC B_GWh_Before Competition Groups_Dairy Water Heater
Industrial | Ind ¦ Pump System Optimization | 2038 | SC C | GWh | Before Competition Groups | 722.3101 | 0 | 0 | 3622.672 | 0.19939 | 1 | Industrial_2038_SC C_GWh_Before Competition Groups_1 | Pump System Optimization | 19.94% | 0 | 722.3101 | Industrial_2038_SC C_GWh_Before Competition Groups_Pump System Optimization
Industrial | Ind ¦ Air Compressor Optimization | 2038 | SC C | GWh | Before Competition Groups | 431.5822 | 0 | 0 | 3622.672 | 0.11913 | 2 | Industrial_2038_SC C_GWh_Before Competition Groups_2 | Air Compressor Optimization | 11.91% | 0 | 431.5822 | Industrial_2038_SC C_GWh_Before Competition Groups_Air Compressor Optimization
Industrial | Ind ¦ Air Leak Survey and Repair | 2038 | SC C | GWh | Before Competition Groups | 420.6712 | 0 | 0 | 3622.672 | 0.11612 | 3 | Industrial_2038_SC C_GWh_Before Competition Groups_3 | Air Leak Survey and Repair | 11.61% | 0 | 420.6712 | Industrial_2038_SC C_GWh_Before Competition Groups_Air Leak Survey and Repair
Industrial | Ind ¦ Pump Equipment Upgrade | 2038 | SC C | GWh | Before Competition Groups | 333.3336 | 0 | 0 | 3622.672 | 0.092013 | 4 | Industrial_2038_SC C_GWh_Before Competition Groups_4 | Pump Equipment Upgrade | 9.201% | 0 | 333.3336 | Industrial_2038_SC C_GWh_Before Competition Groups_Pump Equipment Upgrade
Industrial | Ind ¦ Recommissioning | 2038 | SC C | GWh | Before Competition Groups | 298.0213 | 0 | 0 | 3622.672 | 0.082266 | 5 | Industrial_2038_SC C_GWh_Before Competition Groups_5 | Recommissioning | 8.227% | 0 | 298.0213 | Industrial_2038_SC C_GWh_Before Competition Groups_Recommissioning
Industrial | Ind ¦ SEM | 2038 | SC C | GWh | Before Competition Groups | 298.0213 | 0 | 0 | 3622.672 | 0.082266 | 6 | Industrial_2038_SC C_GWh_Before Competition Groups_6 | SEM | 8.227% | 0 | 298.0213 | Industrial_2038_SC C_GWh_Before Competition Groups_SEM
Industrial | Ind ¦ Efficient Compressed Air Nozzles | 2038 | SC C | GWh | Before Competition Groups | 262.8487 | 0 | 0 | 3622.672 | 0.072557 | 7 | Industrial_2038_SC C_GWh_Before Competition Groups_7 | Efficient Compressed Air Nozzles | 7.256% | 0 | 262.8487 | Industrial_2038_SC C_GWh_Before Competition Groups_Efficient Compressed Air Nozzles
Industrial | Ind ¦ High Efficiency HVAC Fans | 2038 | SC C | GWh | Before Competition Groups | 176.8456 | 0 | 0 | 3622.672 | 0.048816 | 8 | Industrial_2038_SC C_GWh_Before Competition Groups_8 | High Efficiency HVAC Fans | 4.882% | 0 | 176.8456 | Industrial_2038_SC C_GWh_Before Competition Groups_High Efficiency HVAC Fans
Industrial | Ind ¦ HE Lighting | 2038 | SC C | GWh | Before Competition Groups | 169.0965 | 0 | 0 | 3622.672 | 0.046677 | 9 | Industrial_2038_SC C_GWh_Before Competition Groups_9 | HE Lighting | 4.668% | 0 | 169.0965 | Industrial_2038_SC C_GWh_Before Competition Groups_HE Lighting
Industrial | Ind ¦ Greenhouse Grow Lights | 2038 | SC C | GWh | Before Competition Groups | 113.4622 | 0 | 0 | 3622.672 | 0.03132 | 10 | Industrial_2038_SC C_GWh_Before Competition Groups_10 | Greenhouse Grow Lights | 3.132% | 0 | 113.4622 | Industrial_2038_SC C_GWh_Before Competition Groups_Greenhouse Grow Lights
Industrial | Ind ¦ Fan System Optimization | 2038 | SC C | GWh | Before Competition Groups | 62.3977 | 0 | 0 | 3622.672 | 0.017224 | 11 | Industrial_2038_SC C_GWh_Before Competition Groups_11 | Fan System Optimization | 1.722% | 0 | 62.3977 | Industrial_2038_SC C_GWh_Before Competition Groups_Fan System Optimization
Industrial | Ind ¦ Process Optimization (Elec) | 2038 | SC C | GWh | Before Competition Groups | 60.4027 | 0 | 0 | 3622.672 | 0.016674 | 12 | Industrial_2038_SC C_GWh_Before Competition Groups_12 | Process Optimization (Elec) | 1.667% | 0 | 60.4027 | Industrial_2038_SC C_GWh_Before Competition Groups_Process Optimization (Elec)
Industrial | Ind ¦ Material Handling Improvements | 2038 | SC C | GWh | Before Competition Groups | 53.176 | 0 | 0 | 3622.672 | 0.014679 | 13 | Industrial_2038_SC C_GWh_Before Competition Groups_13 | Material Handling Improvements | 1.468% | 0 | 53.176 | Industrial_2038_SC C_GWh_Before Competition Groups_Material Handling Improvements
Industrial | Ind ¦ Pulp and Paper Process Improvements | 2038 | SC C | GWh | Before Competition Groups | 42.1123 | 0 | 0 | 3622.672 | 0.011625 | 14 | Industrial_2038_SC C_GWh_Before Competition Groups_14 | Pulp and Paper Process Improvements | 1.162% | 0 | 42.1123 | Industrial_2038_SC C_GWh_Before Competition Groups_Pulp and Paper Process Improvements
Industrial | Ind ¦ Refiner Plate Improvements | 2038 | SC C | GWh | Before Competition Groups | 30.5595 | 0 | 0 | 3622.672 | 0.0084356 | 15 | Industrial_2038_SC C_GWh_Before Competition Groups_15 | Refiner Plate Improvements | 0.8436% | 0 | 30.5595 | Industrial_2038_SC C_GWh_Before Competition Groups_Refiner Plate Improvements
Industrial | Ind ¦ Process Heat Recovery | 2038 | SC C | GWh | Before Competition Groups | 25.2065 | 0 | 0 | 3622.672 | 0.006958 | 16 | Industrial_2038_SC C_GWh_Before Competition Groups_16 | Process Heat Recovery | 0.6958% | 0 | 25.2065 | Industrial_2038_SC C_GWh_Before Competition Groups_Process Heat Recovery
Industrial | Ind ¦ VAV Conversion Project | 2038 | SC C | GWh | Before Competition Groups | 18.4409 | 0 | 0 | 3622.672 | 0.0050904 | 17 | Industrial_2038_SC C_GWh_Before Competition Groups_17 | VAV Conversion Project | 0.509% | 0 | 18.4409 | Industrial_2038_SC C_GWh_Before Competition Groups_VAV Conversion Project
Industrial | Ind ¦ High Efficiency Battery Charger | 2038 | SC C | GWh | Before Competition Groups | 15.5859 | 0 | 0 | 3622.672 | 0.0043023 | 18 | Industrial_2038_SC C_GWh_Before Competition Groups_18 | High Efficiency Battery Charger | 0.4302% | 0 | 15.5859 | Industrial_2038_SC C_GWh_Before Competition Groups_High Efficiency Battery Charger
Industrial | Ind ¦ Improved Controls - Process Cooling | 2038 | SC C | GWh | Before Competition Groups | 15.1432 | 0 | 0 | 3622.672 | 0.0041801 | 19 | Industrial_2038_SC C_GWh_Before Competition Groups_19 | Improved Controls - Process Cooling | 0.418% | 0 | 15.1432 | Industrial_2038_SC C_GWh_Before Competition Groups_Improved Controls - Process Cooling
Industrial | Ind ¦ Ventilation Optimization | 2038 | SC C | GWh | Before Competition Groups | 12.9349 | 0 | 0 | 3622.672 | 0.0035705 | 20 | Industrial_2038_SC C_GWh_Before Competition Groups_20 | Ventilation Optimization | 0.3571% | 0 | 12.9349 | Industrial_2038_SC C_GWh_Before Competition Groups_Ventilation Optimization
Industrial | Ind ¦ Process Improvements | 2038 | SC C | GWh | Before Competition Groups | 11.9094 | 0 | 0 | 3622.672 | 0.0032875 | 21 | Industrial_2038_SC C_GWh_Before Competition Groups_21 | Process Improvements | 0.3287% | 0 | 11.9094 | Industrial_2038_SC C_GWh_Before Competition Groups_Process Improvements
Industrial | Ind ¦ Refrigeration Compressor VFD | 2038 | SC C | GWh | Before Competition Groups | 9.5857 | 0 | 0 | 3622.672 | 0.002646 | 22 | Industrial_2038_SC C_GWh_Before Competition Groups_22 | Refrigeration Compressor VFD | 0.2646% | 0 | 9.5857 | Industrial_2038_SC C_GWh_Before Competition Groups_Refrigeration Compressor VFD
Industrial | Ind ¦ Cooling Tower Optimization | 2038 | SC C | GWh | Before Competition Groups | 8.6857 | 0 | 0 | 3622.672 | 0.0023976 | 23 | Industrial_2038_SC C_GWh_Before Competition Groups_23 | Cooling Tower Optimization | 0.2398% | 0 | 8.6857 | Industrial_2038_SC C_GWh_Before Competition Groups_Cooling Tower Optimization
Industrial | Ind ¦ Efficient Irrigation | 2038 | SC C | GWh | Before Competition Groups | 8.0582 | 0 | 0 | 3622.672 | 0.0022244 | 24 | Industrial_2038_SC C_GWh_Before Competition Groups_24 | Efficient Irrigation | 0.2224% | 0 | 8.0582 | Industrial_2038_SC C_GWh_Before Competition Groups_Efficient Irrigation
Industrial | Ind ¦ Improved Controls - Process Heating | 2038 | SC C | GWh | Before Competition Groups | 7.5902 | 0 | 0 | 3622.672 | 0.0020952 | 25 | Industrial_2038_SC C_GWh_Before Competition Groups_25 | Improved Controls - Process Heating | 0.2095% | 0 | 7.5902 | Industrial_2038_SC C_GWh_Before Competition Groups_Improved Controls - Process Heating
Industrial | Ind ¦ Engine Block Heater Timer | 2038 | SC C | GWh | Before Competition Groups | 4.4974 | 0 | 0 | 3622.672 | 0.0012415 | 26 | Industrial_2038_SC C_GWh_Before Competition Groups_26 | Engine Block Heater Timer | 0.1241% | 0 | 4.4974 | Industrial_2038_SC C_GWh_Before Competition Groups_Engine Block Heater Timer
Industrial | Ind ¦ Free Cooling | 2038 | SC C | GWh | Before Competition Groups | 4.1163 | 0 | 0 | 3622.672 | 0.0011363 | 27 | Industrial_2038_SC C_GWh_Before Competition Groups_27 | Free Cooling | 0.1136% | 0 | 4.1163 | Industrial_2038_SC C_GWh_Before Competition Groups_Free Cooling
Industrial | Ind ¦ Dairy Pre-Cooler | 2038 | SC C | GWh | Before Competition Groups | 2.4552 | 0 | 0 | 3622.672 | 0.00067772 | 28 | Industrial_2038_SC C_GWh_Before Competition Groups_28 | Dairy Pre-Cooler | 0.06777% | 0 | 2.4552 | Industrial_2038_SC C_GWh_Before Competition Groups_Dairy Pre-Cooler
Industrial | Ind ¦ Air Compressor Heat Recovery | 2038 | SC C | GWh | Before Competition Groups | 2.0204 | 0 | 0 | 3622.672 | 0.00055771 | 29 | Industrial_2038_SC C_GWh_Before Competition Groups_29 | Air Compressor Heat Recovery | 0.05577% | 0 | 2.0204 | Industrial_2038_SC C_GWh_Before Competition Groups_Air Compressor Heat Recovery
Industrial | Ind ¦ Efficient Refrigeration Compressor | 2038 | SC C | GWh | Before Competition Groups | 0.89352 | 0 | 0 | 3622.672 | 0.00024665 | 30 | Industrial_2038_SC C_GWh_Before Competition Groups_30 | Efficient Refrigeration Compressor | 0.02466% | 0 | 0.89352 | Industrial_2038_SC C_GWh_Before Competition Groups_Efficient Refrigeration Compressor
Industrial | Ind ¦ Heat Lamps/Heat Pad | 2038 | SC C | GWh | Before Competition Groups | 0.58544 | 0 | 0 | 3622.672 | 0.00016161 | 31 | Industrial_2038_SC C_GWh_Before Competition Groups_31 | Heat Lamps/Heat Pad | 0.01616% | 0 | 0.58544 | Industrial_2038_SC C_GWh_Before Competition Groups_Heat Lamps/Heat Pad
Industrial | Ind ¦ Dairy Water Heater | 2038 | SC C | GWh | Before Competition Groups | 0.12194 | 0 | 0 | 3622.672 | 3.3659e-05 | 32 | Industrial_2038_SC C_GWh_Before Competition Groups_32 | Dairy Water Heater | 0.003366% | 0 | 0.12194 | Industrial_2038_SC C_GWh_Before Competition Groups_Dairy Water Heater
Industrial | Ind ¦ Air Compressor Optimization | 2038 | SC D | GWh | Before Competition Groups | 431.5822 | 0 | 0 | 2831.7638 | 0.15241 | 1 | Industrial_2038_SC D_GWh_Before Competition Groups_1 | Air Compressor Optimization | 15.24% | 0 | 431.5822 | Industrial_2038_SC D_GWh_Before Competition Groups_Air Compressor Optimization
Industrial | Ind ¦ Air Leak Survey and Repair | 2038 | SC D | GWh | Before Competition Groups | 420.0777 | 0 | 0 | 2831.7638 | 0.14834 | 2 | Industrial_2038_SC D_GWh_Before Competition Groups_2 | Air Leak Survey and Repair | 14.83% | 0 | 420.0777 | Industrial_2038_SC D_GWh_Before Competition Groups_Air Leak Survey and Repair
Industrial | Ind ¦ Pump System Optimization | 2038 | SC D | GWh | Before Competition Groups | 400.0429 | 0 | 0 | 2831.7638 | 0.14127 | 3 | Industrial_2038_SC D_GWh_Before Competition Groups_3 | Pump System Optimization | 14.13% | 0 | 400.0429 | Industrial_2038_SC D_GWh_Before Competition Groups_Pump System Optimization
Industrial | Ind ¦ SEM | 2038 | SC D | GWh | Before Competition Groups | 298.0213 | 0 | 0 | 2831.7638 | 0.10524 | 4 | Industrial_2038_SC D_GWh_Before Competition Groups_4 | SEM | 10.52% | 0 | 298.0213 | Industrial_2038_SC D_GWh_Before Competition Groups_SEM
Industrial | Ind ¦ Recommissioning | 2038 | SC D | GWh | Before Competition Groups | 289.8518 | 0 | 0 | 2831.7638 | 0.10236 | 5 | Industrial_2038_SC D_GWh_Before Competition Groups_5 | Recommissioning | 10.24% | 0 | 289.8518 | Industrial_2038_SC D_GWh_Before Competition Groups_Recommissioning
Industrial | Ind ¦ Efficient Compressed Air Nozzles | 2038 | SC D | GWh | Before Competition Groups | 262.8487 | 0 | 0 | 2831.7638 | 0.092822 | 6 | Industrial_2038_SC D_GWh_Before Competition Groups_6 | Efficient Compressed Air Nozzles | 9.282% | 0 | 262.8487 | Industrial_2038_SC D_GWh_Before Competition Groups_Efficient Compressed Air Nozzles
Industrial | Ind ¦ Pump Equipment Upgrade | 2038 | SC D | GWh | Before Competition Groups | 170.2521 | 0 | 0 | 2831.7638 | 0.060122 | 7 | Industrial_2038_SC D_GWh_Before Competition Groups_7 | Pump Equipment Upgrade | 6.012% | 0 | 170.2521 | Industrial_2038_SC D_GWh_Before Competition Groups_Pump Equipment Upgrade
Industrial | Ind ¦ High Efficiency HVAC Fans | 2038 | SC D | GWh | Before Competition Groups | 168.8472 | 0 | 0 | 2831.7638 | 0.059626 | 8 | Industrial_2038_SC D_GWh_Before Competition Groups_8 | High Efficiency HVAC Fans | 5.963% | 0 | 168.8472 | Industrial_2038_SC D_GWh_Before Competition Groups_High Efficiency HVAC Fans
Industrial | Ind ¦ Fan System Optimization | 2038 | SC D | GWh | Before Competition Groups | 62.3977 | 0 | 0 | 2831.7638 | 0.022035 | 9 | Industrial_2038_SC D_GWh_Before Competition Groups_9 | Fan System Optimization | 2.203% | 0 | 62.3977 | Industrial_2038_SC D_GWh_Before Competition Groups_Fan System Optimization
Industrial | Ind ¦ Process Optimization (Elec) | 2038 | SC D | GWh | Before Competition Groups | 60.4027 | 0 | 0 | 2831.7638 | 0.02133 | 10 | Industrial_2038_SC D_GWh_Before Competition Groups_10 | Process Optimization (Elec) | 2.133% | 0 | 60.4027 | Industrial_2038_SC D_GWh_Before Competition Groups_Process Optimization (Elec)
Industrial | Ind ¦ Greenhouse Grow Lights | 2038 | SC D | GWh | Before Competition Groups | 55.6662 | 0 | 0 | 2831.7638 | 0.019658 | 11 | Industrial_2038_SC D_GWh_Before Competition Groups_11 | Greenhouse Grow Lights | 1.966% | 0 | 55.6662 | Industrial_2038_SC D_GWh_Before Competition Groups_Greenhouse Grow Lights
Industrial | Ind ¦ Material Handling Improvements | 2038 | SC D | GWh | Before Competition Groups | 53.176 | 0 | 0 | 2831.7638 | 0.018778 | 12 | Industrial_2038_SC D_GWh_Before Competition Groups_12 | Material Handling Improvements | 1.878% | 0 | 53.176 | Industrial_2038_SC D_GWh_Before Competition Groups_Material Handling Improvements
Industrial | Ind ¦ Refiner Plate Improvements | 2038 | SC D | GWh | Before Competition Groups | 30.5595 | 0 | 0 | 2831.7638 | 0.010792 | 13 | Industrial_2038_SC D_GWh_Before Competition Groups_13 | Refiner Plate Improvements | 1.079% | 0 | 30.5595 | Industrial_2038_SC D_GWh_Before Competition Groups_Refiner Plate Improvements
Industrial | Ind ¦ Process Heat Recovery | 2038 | SC D | GWh | Before Competition Groups | 19.6063 | 0 | 0 | 2831.7638 | 0.0069237 | 14 | Industrial_2038_SC D_GWh_Before Competition Groups_14 | Process Heat Recovery | 0.6924% | 0 | 19.6063 | Industrial_2038_SC D_GWh_Before Competition Groups_Process Heat Recovery
Industrial | Ind ¦ HE Lighting | 2038 | SC D | GWh | Before Competition Groups | 16.037 | 0 | 0 | 2831.7638 | 0.0056632 | 15 | Industrial_2038_SC D_GWh_Before Competition Groups_15 | HE Lighting | 0.5663% | 0 | 16.037 | Industrial_2038_SC D_GWh_Before Competition Groups_HE Lighting
Industrial | Ind ¦ Improved Controls - Process Cooling | 2038 | SC D | GWh | Before Competition Groups | 15.1432 | 0 | 0 | 2831.7638 | 0.0053476 | 16 | Industrial_2038_SC D_GWh_Before Competition Groups_16 | Improved Controls - Process Cooling | 0.5348% | 0 | 15.1432 | Industrial_2038_SC D_GWh_Before Competition Groups_Improved Controls - Process Cooling
Industrial | Ind ¦ VAV Conversion Project | 2038 | SC D | GWh | Before Competition Groups | 13.0137 | 0 | 0 | 2831.7638 | 0.0045956 | 17 | Industrial_2038_SC D_GWh_Before Competition Groups_17 | VAV Conversion Project | 0.4596% | 0 | 13.0137 | Industrial_2038_SC D_GWh_Before Competition Groups_VAV Conversion Project
Industrial | Ind ¦ Ventilation Optimization | 2038 | SC D | GWh | Before Competition Groups | 11.4189 | 0 | 0 | 2831.7638 | 0.0040324 | 18 | Industrial_2038_SC D_GWh_Before Competition Groups_18 | Ventilation Optimization | 0.4032% | 0 | 11.4189 | Industrial_2038_SC D_GWh_Before Competition Groups_Ventilation Optimization
Industrial | Ind ¦ Process Improvements | 2038 | SC D | GWh | Before Competition Groups | 10.6611 | 0 | 0 | 2831.7638 | 0.0037648 | 19 | Industrial_2038_SC D_GWh_Before Competition Groups_19 | Process Improvements | 0.3765% | 0 | 10.6611 | Industrial_2038_SC D_GWh_Before Competition Groups_Process Improvements
Industrial | Ind ¦ Cooling Tower Optimization | 2038 | SC D | GWh | Before Competition Groups | 8.5182 | 0 | 0 | 2831.7638 | 0.0030081 | 20 | Industrial_2038_SC D_GWh_Before Competition Groups_20 | Cooling Tower Optimization | 0.3008% | 0 | 8.5182 | Industrial_2038_SC D_GWh_Before Competition Groups_Cooling Tower Optimization
Industrial | Ind ¦ Improved Controls - Process Heating | 2038 | SC D | GWh | Before Competition Groups | 6.9316 | 0 | 0 | 2831.7638 | 0.0024478 | 21 | Industrial_2038_SC D_GWh_Before Competition Groups_21 | Improved Controls - Process Heating | 0.2448% | 0 | 6.9316 | Industrial_2038_SC D_GWh_Before Competition Groups_Improved Controls - Process Heating
Industrial | Ind ¦ High Efficiency Battery Charger | 2038 | SC D | GWh | Before Competition Groups | 6.8642 | 0 | 0 | 2831.7638 | 0.002424 | 22 | Industrial_2038_SC D_GWh_Before Competition Groups_22 | High Efficiency Battery Charger | 0.2424% | 0 | 6.8642 | Industrial_2038_SC D_GWh_Before Competition Groups_High Efficiency Battery Charger
Industrial | Ind ¦ Engine Block Heater Timer | 2038 | SC D | GWh | Before Competition Groups | 4.3046 | 0 | 0 | 2831.7638 | 0.0015201 | 23 | Industrial_2038_SC D_GWh_Before Competition Groups_23 | Engine Block Heater Timer | 0.152% | 0 | 4.3046 | Industrial_2038_SC D_GWh_Before Competition Groups_Engine Block Heater Timer
Industrial | Ind ¦ Pulp and Paper Process Improvements | 2038 | SC D | GWh | Before Competition Groups | 4.0823 | 0 | 0 | 2831.7638 | 0.0014416 | 24 | Industrial_2038_SC D_GWh_Before Competition Groups_24 | Pulp and Paper Process Improvements | 0.1442% | 0 | 4.0823 | Industrial_2038_SC D_GWh_Before Competition Groups_Pulp and Paper Process Improvements
Industrial | Ind ¦ Refrigeration Compressor VFD | 2038 | SC D | GWh | Before Competition Groups | 4.0707 | 0 | 0 | 2831.7638 | 0.0014375 | 25 | Industrial_2038_SC D_GWh_Before Competition Groups_25 | Refrigeration Compressor VFD | 0.1438% | 0 | 4.0707 | Industrial_2038_SC D_GWh_Before Competition Groups_Refrigeration Compressor VFD
Industrial | Ind ¦ Efficient Irrigation | 2038 | SC D | GWh | Before Competition Groups | 2.7477 | 0 | 0 | 2831.7638 | 0.00097032 | 26 | Industrial_2038_SC D_GWh_Before Competition Groups_26 | Efficient Irrigation | 0.09703% | 0 | 2.7477 | Industrial_2038_SC D_GWh_Before Competition Groups_Efficient Irrigation
Industrial | Ind ¦ Air Compressor Heat Recovery | 2038 | SC D | GWh | Before Competition Groups | 1.867 | 0 | 0 | 2831.7638 | 0.00065932 | 27 | Industrial_2038_SC D_GWh_Before Competition Groups_27 | Air Compressor Heat Recovery | 0.06593% | 0 | 1.867 | Industrial_2038_SC D_GWh_Before Competition Groups_Air Compressor Heat Recovery
Industrial | Ind ¦ Dairy Pre-Cooler | 2038 | SC D | GWh | Before Competition Groups | 1.0855 | 0 | 0 | 2831.7638 | 0.00038333 | 28 | Industrial_2038_SC D_GWh_Before Competition Groups_28 | Dairy Pre-Cooler | 0.03833% | 0 | 1.0855 | Industrial_2038_SC D_GWh_Before Competition Groups_Dairy Pre-Cooler
Industrial | Ind ¦ Efficient Refrigeration Compressor | 2038 | SC D | GWh | Before Competition Groups | 0.88459 | 0 | 0 | 2831.7638 | 0.00031238 | 29 | Industrial_2038_SC D_GWh_Before Competition Groups_29 | Efficient Refrigeration Compressor | 0.03124% | 0 | 0.88459 | Industrial_2038_SC D_GWh_Before Competition Groups_Efficient Refrigeration Compressor
Industrial | Ind ¦ Free Cooling | 2038 | SC D | GWh | Before Competition Groups | 0.457 | 0 | 0 | 2831.7638 | 0.00016138 | 30 | Industrial_2038_SC D_GWh_Before Competition Groups_30 | Free Cooling | 0.01614% | 0 | 0.457 | Industrial_2038_SC D_GWh_Before Competition Groups_Free Cooling
Industrial | Ind ¦ Heat Lamps/Heat Pad | 2038 | SC D | GWh | Before Competition Groups | 0.3443 | 0 | 0 | 2831.7638 | 0.00012159 | 31 | Industrial_2038_SC D_GWh_Before Competition Groups_31 | Heat Lamps/Heat Pad | 0.01216% | 0 | 0.3443 | Industrial_2038_SC D_GWh_Before Competition Groups_Heat Lamps/Heat Pad
Industrial | Ind ¦ Pump System Optimization | 2038 | Technical | GWh | Before Competition Groups | 940.9229 | 0 | 0 | 6069.9202 | 0.15501 | 1 | Industrial_2038_Technical_GWh_Before Competition Groups_1 | Pump System Optimization | 15.5% | 0 | 940.9229 | Industrial_2038_Technical_GWh_Before Competition Groups_Pump System Optimization
Industrial | Ind ¦ HE Lighting | 2038 | Technical | GWh | Before Competition Groups | 727.5225 | 0 | 0 | 6069.9202 | 0.11986 | 2 | Industrial_2038_Technical_GWh_Before Competition Groups_2 | HE Lighting | 11.99% | 0 | 727.5225 | Industrial_2038_Technical_GWh_Before Competition Groups_HE Lighting
Industrial | Ind ¦ Air Leak Survey and Repair | 2038 | Technical | GWh | Before Competition Groups | 611.8863 | 0 | 0 | 6069.9202 | 0.10081 | 3 | Industrial_2038_Technical_GWh_Before Competition Groups_3 | Air Leak Survey and Repair | 10.08% | 0 | 611.8863 | Industrial_2038_Technical_GWh_Before Competition Groups_Air Leak Survey and Repair
Industrial | Ind ¦ Air Compressor Optimization | 2038 | Technical | GWh | Before Competition Groups | 503.8001 | 0 | 0 | 6069.9202 | 0.082999 | 4 | Industrial_2038_Technical_GWh_Before Competition Groups_4 | Air Compressor Optimization | 8.3% | 0 | 503.8001 | Industrial_2038_Technical_GWh_Before Competition Groups_Air Compressor Optimization
Industrial | Ind ¦ Efficient Compressed Air Nozzles | 2038 | Technical | GWh | Before Competition Groups | 487.1772 | 0 | 0 | 6069.9202 | 0.080261 | 5 | Industrial_2038_Technical_GWh_Before Competition Groups_5 | Efficient Compressed Air Nozzles | 8.026% | 0 | 487.1772 | Industrial_2038_Technical_GWh_Before Competition Groups_Efficient Compressed Air Nozzles
Industrial | Ind ¦ Recommissioning | 2038 | Technical | GWh | Before Competition Groups | 424.1848 | 0 | 0 | 6069.9202 | 0.069883 | 6 | Industrial_2038_Technical_GWh_Before Competition Groups_6 | Recommissioning | 6.988% | 0 | 424.1848 | Industrial_2038_Technical_GWh_Before Competition Groups_Recommissioning
Industrial | Ind ¦ SEM | 2038 | Technical | GWh | Before Competition Groups | 424.1848 | 0 | 0 | 6069.9202 | 0.069883 | 7 | Industrial_2038_Technical_GWh_Before Competition Groups_7 | SEM | 6.988% | 0 | 424.1848 | Industrial_2038_Technical_GWh_Before Competition Groups_SEM
Industrial | Ind ¦ Pump Equipment Upgrade | 2038 | Technical | GWh | Before Competition Groups | 412.9541 | 0 | 0 | 6069.9202 | 0.068033 | 8 | Industrial_2038_Technical_GWh_Before Competition Groups_8 | Pump Equipment Upgrade | 6.803% | 0 | 412.9541 | Industrial_2038_Technical_GWh_Before Competition Groups_Pump Equipment Upgrade
Industrial | Ind ¦ High Efficiency HVAC Fans | 2038 | Technical | GWh | Before Competition Groups | 261.7239 | 0 | 0 | 6069.9202 | 0.043118 | 9 | Industrial_2038_Technical_GWh_Before Competition Groups_9 | High Efficiency HVAC Fans | 4.312% | 0 | 261.7239 | Industrial_2038_Technical_GWh_Before Competition Groups_High Efficiency HVAC Fans
Industrial | Ind ¦ Premium Efficient Motors | 2038 | Technical | GWh | Before Competition Groups | 180.1072 | 0 | 0 | 6069.9202 | 0.029672 | 10 | Industrial_2038_Technical_GWh_Before Competition Groups_10 | Premium Efficient Motors | 2.967% | 0 | 180.1072 | Industrial_2038_Technical_GWh_Before Competition Groups_Premium Efficient Motors
Industrial | Ind ¦ Greenhouse Grow Lights | 2038 | Technical | GWh | Before Competition Groups | 173.8583 | 0 | 0 | 6069.9202 | 0.028643 | 11 | Industrial_2038_Technical_GWh_Before Competition Groups_11 | Greenhouse Grow Lights | 2.864% | 0 | 173.8583 | Industrial_2038_Technical_GWh_Before Competition Groups_Greenhouse Grow Lights
Industrial | Ind ¦ Process Optimization (Elec) | 2038 | Technical | GWh | Before Competition Groups | 170.9985 | 0 | 0 | 6069.9202 | 0.028171 | 12 | Industrial_2038_Technical_GWh_Before Competition Groups_12 | Process Optimization (Elec) | 2.817% | 0 | 170.9985 | Industrial_2038_Technical_GWh_Before Competition Groups_Process Optimization (Elec)
Industrial | Ind ¦ Material Handling Improvements | 2038 | Technical | GWh | Before Competition Groups | 78.0921 | 0 | 0 | 6069.9202 | 0.012865 | 13 | Industrial_2038_Technical_GWh_Before Competition Groups_13 | Material Handling Improvements | 1.287% | 0 | 78.0921 | Industrial_2038_Technical_GWh_Before Competition Groups_Material Handling Improvements
Industrial | Ind ¦ HE HVAC Controls | 2038 | Technical | GWh | Before Competition Groups | 77.1558 | 0 | 0 | 6069.9202 | 0.012711 | 14 | Industrial_2038_Technical_GWh_Before Competition Groups_14 | HE HVAC Controls | 1.271% | 0 | 77.1558 | Industrial_2038_Technical_GWh_Before Competition Groups_HE HVAC Controls
Industrial | Ind ¦ Fan System Optimization | 2038 | Technical | GWh | Before Competition Groups | 68.9952 | 0 | 0 | 6069.9202 | 0.011367 | 15 | Industrial_2038_Technical_GWh_Before Competition Groups_15 | Fan System Optimization | 1.137% | 0 | 68.9952 | Industrial_2038_Technical_GWh_Before Competition Groups_Fan System Optimization
Industrial | Ind ¦ Pulp and Paper Process Improvements | 2038 | Technical | GWh | Before Competition Groups | 65.4584 | 0 | 0 | 6069.9202 | 0.010784 | 16 | Industrial_2038_Technical_GWh_Before Competition Groups_16 | Pulp and Paper Process Improvements | 1.078% | 0 | 65.4584 | Industrial_2038_Technical_GWh_Before Competition Groups_Pulp and Paper Process Improvements
Industrial | Ind ¦ Refiner Plate Improvements | 2038 | Technical | GWh | Before Competition Groups | 60.4101 | 0 | 0 | 6069.9202 | 0.0099524 | 17 | Industrial_2038_Technical_GWh_Before Competition Groups_17 | Refiner Plate Improvements | 0.9952% | 0 | 60.4101 | Industrial_2038_Technical_GWh_Before Competition Groups_Refiner Plate Improvements
Industrial | Ind ¦ HE HVAC Units | 2038 | Technical | GWh | Before Competition Groups | 54.6829 | 0 | 0 | 6069.9202 | 0.0090088 | 18 | Industrial_2038_Technical_GWh_Before Competition Groups_18 | HE HVAC Units | 0.9009% | 0 | 54.6829 | Industrial_2038_Technical_GWh_Before Competition Groups_HE HVAC Units
Industrial | Ind ¦ Ventilation Optimization | 2038 | Technical | GWh | Before Competition Groups | 37.5948 | 0 | 0 | 6069.9202 | 0.0061936 | 19 | Industrial_2038_Technical_GWh_Before Competition Groups_19 | Ventilation Optimization | 0.6194% | 0 | 37.5948 | Industrial_2038_Technical_GWh_Before Competition Groups_Ventilation Optimization
Industrial | Ind ¦ Process Heat Recovery | 2038 | Technical | GWh | Before Competition Groups | 36.7157 | 0 | 0 | 6069.9202 | 0.0060488 | 20 | Industrial_2038_Technical_GWh_Before Competition Groups_20 | Process Heat Recovery | 0.6049% | 0 | 36.7157 | Industrial_2038_Technical_GWh_Before Competition Groups_Process Heat Recovery
Industrial | Ind ¦ High Efficiency Battery Charger | 2038 | Technical | GWh | Before Competition Groups | 24.9477 | 0 | 0 | 6069.9202 | 0.0041101 | 21 | Industrial_2038_Technical_GWh_Before Competition Groups_21 | High Efficiency Battery Charger | 0.411% | 0 | 24.9477 | Industrial_2038_Technical_GWh_Before Competition Groups_High Efficiency Battery Charger
Industrial | Ind ¦ Cold Storage Retrofit | 2038 | Technical | GWh | Before Competition Groups | 23.7406 | 0 | 0 | 6069.9202 | 0.0039112 | 22 | Industrial_2038_Technical_GWh_Before Competition Groups_22 | Cold Storage Retrofit | 0.3911% | 0 | 23.7406 | Industrial_2038_Technical_GWh_Before Competition Groups_Cold Storage Retrofit
Industrial | Ind ¦ VAV Conversion Project | 2038 | Technical | GWh | Before Competition Groups | 23.2042 | 0 | 0 | 6069.9202 | 0.0038228 | 23 | Industrial_2038_Technical_GWh_Before Competition Groups_23 | VAV Conversion Project | 0.3823% | 0 | 23.2042 | Industrial_2038_Technical_GWh_Before Competition Groups_VAV Conversion Project
Industrial | Ind ¦ Synchronous Belts | 2038 | Technical | GWh | Before Competition Groups | 21.3312 | 0 | 0 | 6069.9202 | 0.0035143 | 24 | Industrial_2038_Technical_GWh_Before Competition Groups_24 | Synchronous Belts | 0.3514% | 0 | 21.3312 | Industrial_2038_Technical_GWh_Before Competition Groups_Synchronous Belts
Industrial | Ind ¦ Improved Controls - Process Cooling | 2038 | Technical | GWh | Before Competition Groups | 20.4418 | 0 | 0 | 6069.9202 | 0.0033677 | 25 | Industrial_2038_Technical_GWh_Before Competition Groups_25 | Improved Controls - Process Cooling | 0.3368% | 0 | 20.4418 | Industrial_2038_Technical_GWh_Before Competition Groups_Improved Controls - Process Cooling
Industrial | Ind ¦ HVLS Fans | 2038 | Technical | GWh | Before Competition Groups | 20.4299 | 0 | 0 | 6069.9202 | 0.0033658 | 26 | Industrial_2038_Technical_GWh_Before Competition Groups_26 | HVLS Fans | 0.3366% | 0 | 20.4299 | Industrial_2038_Technical_GWh_Before Competition Groups_HVLS Fans
Industrial | Ind ¦ Efficient Irrigation | 2038 | Technical | GWh | Before Competition Groups | 19.8861 | 0 | 0 | 6069.9202 | 0.0032762 | 27 | Industrial_2038_Technical_GWh_Before Competition Groups_27 | Efficient Irrigation | 0.3276% | 0 | 19.8861 | Industrial_2038_Technical_GWh_Before Competition Groups_Efficient Irrigation
Industrial | Ind ¦ Process Improvements | 2038 | Technical | GWh | Before Competition Groups | 17.4084 | 0 | 0 | 6069.9202 | 0.002868 | 28 | Industrial_2038_Technical_GWh_Before Competition Groups_28 | Process Improvements | 0.2868% | 0 | 17.4084 | Industrial_2038_Technical_GWh_Before Competition Groups_Process Improvements
Industrial | Ind ¦ Refrigeration Compressor VFD | 2038 | Technical | GWh | Before Competition Groups | 13.6442 | 0 | 0 | 6069.9202 | 0.0022478 | 29 | Industrial_2038_Technical_GWh_Before Competition Groups_29 | Refrigeration Compressor VFD | 0.2248% | 0 | 13.6442 | Industrial_2038_Technical_GWh_Before Competition Groups_Refrigeration Compressor VFD
Industrial | Ind ¦ Efficient Transformer | 2038 | Technical | GWh | Before Competition Groups | 12.4738 | 0 | 0 | 6069.9202 | 0.002055 | 30 | Industrial_2038_Technical_GWh_Before Competition Groups_30 | Efficient Transformer | 0.2055% | 0 | 12.4738 | Industrial_2038_Technical_GWh_Before Competition Groups_Efficient Transformer
Industrial | Ind ¦ Chiller Optimization | 2038 | Technical | GWh | Before Competition Groups | 11.0276 | 0 | 0 | 6069.9202 | 0.0018168 | 31 | Industrial_2038_Technical_GWh_Before Competition Groups_31 | Chiller Optimization | 0.1817% | 0 | 11.0276 | Industrial_2038_Technical_GWh_Before Competition Groups_Chiller Optimization
Industrial | Ind ¦ Improved Controls - Process Heating | 2038 | Technical | GWh | Before Competition Groups | 10.7183 | 0 | 0 | 6069.9202 | 0.0017658 | 32 | Industrial_2038_Technical_GWh_Before Competition Groups_32 | Improved Controls - Process Heating | 0.1766% | 0 | 10.7183 | Industrial_2038_Technical_GWh_Before Competition Groups_Improved Controls - Process Heating
Industrial | Ind ¦ High Efficiency Welders | 2038 | Technical | GWh | Before Competition Groups | 9.9685 | 0 | 0 | 6069.9202 | 0.0016423 | 33 | Industrial_2038_Technical_GWh_Before Competition Groups_33 | High Efficiency Welders | 0.1642% | 0 | 9.9685 | Industrial_2038_Technical_GWh_Before Competition Groups_High Efficiency Welders
Industrial | Ind ¦ Cooling Tower Optimization | 2038 | Technical | GWh | Before Competition Groups | 8.689 | 0 | 0 | 6069.9202 | 0.0014315 | 34 | Industrial_2038_Technical_GWh_Before Competition Groups_34 | Cooling Tower Optimization | 0.1431% | 0 | 8.689 | Industrial_2038_Technical_GWh_Before Competition Groups_Cooling Tower Optimization
Industrial | Ind ¦ Low Energy Livestock Waterers | 2038 | Technical | GWh | Before Competition Groups | 7.0881 | 0 | 0 | 6069.9202 | 0.0011677 | 35 | Industrial_2038_Technical_GWh_Before Competition Groups_35 | Low Energy Livestock Waterers | 0.1168% | 0 | 7.0881 | Industrial_2038_Technical_GWh_Before Competition Groups_Low Energy Livestock Waterers
Industrial | Ind ¦ Engine Block Heater Timer | 2038 | Technical | GWh | Before Competition Groups | 6.6795 | 0 | 0 | 6069.9202 | 0.0011004 | 36 | Industrial_2038_Technical_GWh_Before Competition Groups_36 | Engine Block Heater Timer | 0.11% | 0 | 6.6795 | Industrial_2038_Technical_GWh_Before Competition Groups_Engine Block Heater Timer
Industrial | Ind ¦ Dairy Pre-Cooler | 2038 | Technical | GWh | Before Competition Groups | 5.3332 | 0 | 0 | 6069.9202 | 0.00087862 | 37 | Industrial_2038_Technical_GWh_Before Competition Groups_37 | Dairy Pre-Cooler | 0.08786% | 0 | 5.3332 | Industrial_2038_Technical_GWh_Before Competition Groups_Dairy Pre-Cooler
Industrial | Ind ¦ Free Cooling | 2038 | Technical | GWh | Before Competition Groups | 5.3331 | 0 | 0 | 6069.9202 | 0.00087861 | 38 | Industrial_2038_Technical_GWh_Before Competition Groups_38 | Free Cooling | 0.08786% | 0 | 5.3331 | Industrial_2038_Technical_GWh_Before Competition Groups_Free Cooling
Industrial | Ind ¦ Air Compressor Heat Recovery | 2038 | Technical | GWh | Before Competition Groups | 2.8084 | 0 | 0 | 6069.9202 | 0.00046268 | 39 | Industrial_2038_Technical_GWh_Before Competition Groups_39 | Air Compressor Heat Recovery | 0.04627% | 0 | 2.8084 | Industrial_2038_Technical_GWh_Before Competition Groups_Air Compressor Heat Recovery
Industrial | Ind ¦ Optimize Compressed Air Dryer | 2038 | Technical | GWh | Before Competition Groups | 2.099 | 0 | 0 | 6069.9202 | 0.0003458 | 40 | Industrial_2038_Technical_GWh_Before Competition Groups_40 | Optimize Compressed Air Dryer | 0.03458% | 0 | 2.099 | Industrial_2038_Technical_GWh_Before Competition Groups_Optimize Compressed Air Dryer
Industrial | Ind ¦ Heat Lamps/Heat Pad | 2038 | Technical | GWh | Before Competition Groups | 1.4963 | 0 | 0 | 6069.9202 | 0.00024652 | 41 | Industrial_2038_Technical_GWh_Before Competition Groups_41 | Heat Lamps/Heat Pad | 0.02465% | 0 | 1.4963 | Industrial_2038_Technical_GWh_Before Competition Groups_Heat Lamps/Heat Pad
Industrial | Ind ¦ Efficient Refrigeration Compressor | 2038 | Technical | GWh | Before Competition Groups | 1.113 | 0 | 0 | 6069.9202 | 0.00018336 | 42 | Industrial_2038_Technical_GWh_Before Competition Groups_42 | Efficient Refrigeration Compressor | 0.01834% | 0 | 1.113 | Industrial_2038_Technical_GWh_Before Competition Groups_Efficient Refrigeration Compressor
Industrial | Ind ¦ Creep Heat Controller | 2038 | Technical | GWh | Before Competition Groups | 0.91743 | 0 | 0 | 6069.9202 | 0.00015114 | 43 | Industrial_2038_Technical_GWh_Before Competition Groups_43 | Creep Heat Controller | 0.01511% | 0 | 0.91743 | Industrial_2038_Technical_GWh_Before Competition Groups_Creep Heat Controller
Industrial | Ind ¦ Dual and Natural Exhaust Ventilation Systems | 2038 | Technical | GWh | Before Competition Groups | 0.42264 | 0 | 0 | 6069.9202 | 6.9628e-05 | 44 | Industrial_2038_Technical_GWh_Before Competition Groups_44 | Dual and Natural Exhaust Ventilation Systems | 0.006963% | 0 | 0.42264 | Industrial_2038_Technical_GWh_Before Competition Groups_Dual and Natural Exhaust Ventilation Systems
Industrial | Ind ¦ Dairy Water Heater | 2038 | Technical | GWh | Before Competition Groups | 0.29278 | 0 | 0 | 6069.9202 | 4.8235e-05 | 45 | Industrial_2038_Technical_GWh_Before Competition Groups_45 | Dairy Water Heater | 0.004824% | 0 | 0.29278 | Industrial_2038_Technical_GWh_Before Competition Groups_Dairy Water Heater
Industrial | Ind ¦ Process Heat Improvements | 2019 | Economic | million_m3 | Before Competition Groups | 510.7948 | 0 | 0 | 1718.1884 | 0.29729 | 1 | Industrial_2019_Economic_million_m3_Before Competition Groups_1 | Process Heat Improvements | 29.73% | 0 | 510.7948 | Industrial_2019_Economic_million_m3_Before Competition Groups_Process Heat Improvements
Industrial | Ind ¦ Process Heat Recovery (Gas) | 2019 | Economic | million_m3 | Before Competition Groups | 303.3321 | 0 | 0 | 1718.1884 | 0.17654 | 2 | Industrial_2019_Economic_million_m3_Before Competition Groups_2 | Process Heat Recovery (Gas) | 17.65% | 0 | 303.3321 | Industrial_2019_Economic_million_m3_Before Competition Groups_Process Heat Recovery (Gas)
Industrial | Ind ¦ Recommissioning | 2019 | Economic | million_m3 | Before Competition Groups | 218.3228 | 0 | 0 | 1718.1884 | 0.12707 | 3 | Industrial_2019_Economic_million_m3_Before Competition Groups_3 | Recommissioning | 12.71% | 0 | 218.3228 | Industrial_2019_Economic_million_m3_Before Competition Groups_Recommissioning
Industrial | Ind ¦ Boiler Upgrade | 2019 | Economic | million_m3 | Before Competition Groups | 188.2659 | 0 | 0 | 1718.1884 | 0.10957 | 4 | Industrial_2019_Economic_million_m3_Before Competition Groups_4 | Boiler Upgrade | 10.96% | 0 | 188.2659 | Industrial_2019_Economic_million_m3_Before Competition Groups_Boiler Upgrade
Industrial | Ind ¦ Improved Controls -Process Heating Gas | 2019 | Economic | million_m3 | Before Competition Groups | 139.1832 | 0 | 0 | 1718.1884 | 0.081006 | 5 | Industrial_2019_Economic_million_m3_Before Competition Groups_5 | Improved Controls -Process Heating Gas | 8.101% | 0 | 139.1832 | Industrial_2019_Economic_million_m3_Before Competition Groups_Improved Controls -Process Heating Gas
Industrial | Ind ¦ High Efficiency Burners | 2019 | Economic | million_m3 | Before Competition Groups | 96.4012 | 0 | 0 | 1718.1884 | 0.056106 | 6 | Industrial_2019_Economic_million_m3_Before Competition Groups_6 | High Efficiency Burners | 5.611% | 0 | 96.4012 | Industrial_2019_Economic_million_m3_Before Competition Groups_High Efficiency Burners
Industrial | Ind ¦ Insulation - Steam | 2019 | Economic | million_m3 | Before Competition Groups | 41.7031 | 0 | 0 | 1718.1884 | 0.024272 | 7 | Industrial_2019_Economic_million_m3_Before Competition Groups_7 | Insulation - Steam | 2.427% | 0 | 41.7031 | Industrial_2019_Economic_million_m3_Before Competition Groups_Insulation - Steam
Industrial | Ind ¦ Greenhouse Envelope Improvements | 2019 | Economic | million_m3 | Before Competition Groups | 38.741 | 0 | 0 | 1718.1884 | 0.022548 | 8 | Industrial_2019_Economic_million_m3_Before Competition Groups_8 | Greenhouse Envelope Improvements | 2.255% | 0 | 38.741 | Industrial_2019_Economic_million_m3_Before Competition Groups_Greenhouse Envelope Improvements
Industrial | Ind ¦ VAV Conversion Project (Gas) | 2019 | Economic | million_m3 | Before Competition Groups | 34.2973 | 0 | 0 | 1718.1884 | 0.019961 | 9 | Industrial_2019_Economic_million_m3_Before Competition Groups_9 | VAV Conversion Project (Gas) | 1.996% | 0 | 34.2973 | Industrial_2019_Economic_million_m3_Before Competition Groups_VAV Conversion Project (Gas)
Industrial | Ind ¦ High Efficiency HVAC Fans (Gas) | 2019 | Economic | million_m3 | Before Competition Groups | 27.8627 | 0 | 0 | 1718.1884 | 0.016216 | 10 | Industrial_2019_Economic_million_m3_Before Competition Groups_10 | High Efficiency HVAC Fans (Gas) | 1.622% | 0 | 27.8627 | Industrial_2019_Economic_million_m3_Before Competition Groups_High Efficiency HVAC Fans (Gas)
Industrial | Ind ¦ HE HVAC Controls | 2019 | Economic | million_m3 | Before Competition Groups | 23.7319 | 0 | 0 | 1718.1884 | 0.013812 | 11 | Industrial_2019_Economic_million_m3_Before Competition Groups_11 | HE HVAC Controls | 1.381% | 0 | 23.7319 | Industrial_2019_Economic_million_m3_Before Competition Groups_HE HVAC Controls
Industrial | Ind ¦ Insulation - Steam (AG) | 2019 | Economic | million_m3 | Before Competition Groups | 19.6519 | 0 | 0 | 1718.1884 | 0.011438 | 12 | Industrial_2019_Economic_million_m3_Before Competition Groups_12 | Insulation - Steam (AG) | 1.144% | 0 | 19.6519 | Industrial_2019_Economic_million_m3_Before Competition Groups_Insulation - Steam (AG)
Industrial | Ind ¦ Direct Contact Water Heaters | 2019 | Economic | million_m3 | Before Competition Groups | 16.94 | 0 | 0 | 1718.1884 | 0.0098592 | 13 | Industrial_2019_Economic_million_m3_Before Competition Groups_13 | Direct Contact Water Heaters | 0.9859% | 0 | 16.94 | Industrial_2019_Economic_million_m3_Before Competition Groups_Direct Contact Water Heaters
Industrial | Ind ¦ Air Compressor Heat Recovery | 2019 | Economic | million_m3 | Before Competition Groups | 15.2876 | 0 | 0 | 1718.1884 | 0.0088975 | 14 | Industrial_2019_Economic_million_m3_Before Competition Groups_14 | Air Compressor Heat Recovery | 0.8898% | 0 | 15.2876 | Industrial_2019_Economic_million_m3_Before Competition Groups_Air Compressor Heat Recovery
Industrial | Ind ¦ Steam Turbine Optimization | 2019 | Economic | million_m3 | Before Competition Groups | 9.7191 | 0 | 0 | 1718.1884 | 0.0056566 | 15 | Industrial_2019_Economic_million_m3_Before Competition Groups_15 | Steam Turbine Optimization | 0.5657% | 0 | 9.7191 | Industrial_2019_Economic_million_m3_Before Competition Groups_Steam Turbine Optimization
Industrial | Ind ¦ Process Optimization (Gas) | 2019 | Economic | million_m3 | Before Competition Groups | 8.9846 | 0 | 0 | 1718.1884 | 0.0052291 | 16 | Industrial_2019_Economic_million_m3_Before Competition Groups_16 | Process Optimization (Gas) | 0.5229% | 0 | 8.9846 | Industrial_2019_Economic_million_m3_Before Competition Groups_Process Optimization (Gas)
Industrial | Ind ¦ Gas Turbine Optimization | 2019 | Economic | million_m3 | Before Competition Groups | 7.2894 | 0 | 0 | 1718.1884 | 0.0042425 | 17 | Industrial_2019_Economic_million_m3_Before Competition Groups_17 | Gas Turbine Optimization | 0.4242% | 0 | 7.2894 | Industrial_2019_Economic_million_m3_Before Competition Groups_Gas Turbine Optimization
Industrial | Ind ¦ HE Stock Tank | 2019 | Economic | million_m3 | Before Competition Groups | 5.0853 | 0 | 0 | 1718.1884 | 0.0029597 | 18 | Industrial_2019_Economic_million_m3_Before Competition Groups_18 | HE Stock Tank | 0.296% | 0 | 5.0853 | Industrial_2019_Economic_million_m3_Before Competition Groups_HE Stock Tank
Industrial | Ind ¦ Ventilation Optimization (Gas) | 2019 | Economic | million_m3 | Before Competition Groups | 4.7572 | 0 | 0 | 1718.1884 | 0.0027687 | 19 | Industrial_2019_Economic_million_m3_Before Competition Groups_19 | Ventilation Optimization (Gas) | 0.2769% | 0 | 4.7572 | Industrial_2019_Economic_million_m3_Before Competition Groups_Ventilation Optimization (Gas)
Industrial | Ind ¦ Solar Walls | 2019 | Economic | million_m3 | Before Competition Groups | 4.6264 | 0 | 0 | 1718.1884 | 0.0026926 | 20 | Industrial_2019_Economic_million_m3_Before Competition Groups_20 | Solar Walls | 0.2693% | 0 | 4.6264 | Industrial_2019_Economic_million_m3_Before Competition Groups_Solar Walls
Industrial | Ind ¦ HE HVAC Units | 2019 | Economic | million_m3 | Before Competition Groups | 1.3809 | 0 | 0 | 1718.1884 | 0.00080369 | 21 | Industrial_2019_Economic_million_m3_Before Competition Groups_21 | HE HVAC Units | 0.08037% | 0 | 1.3809 | Industrial_2019_Economic_million_m3_Before Competition Groups_HE HVAC Units
Industrial | Ind ¦ Process Heat Recovery (Gas) - HVAC | 2019 | Economic | million_m3 | Before Competition Groups | 1.0137 | 0 | 0 | 1718.1884 | 0.00059001 | 22 | Industrial_2019_Economic_million_m3_Before Competition Groups_22 | Process Heat Recovery (Gas) - HVAC | 0.059% | 0 | 1.0137 | Industrial_2019_Economic_million_m3_Before Competition Groups_Process Heat Recovery (Gas) - HVAC
Industrial | Ind ¦ Insulation - Steam - Direct | 2019 | Economic | million_m3 | Before Competition Groups | 0.67583 | 0 | 0 | 1718.1884 | 0.00039334 | 23 | Industrial_2019_Economic_million_m3_Before Competition Groups_23 | Insulation - Steam - Direct | 0.03933% | 0 | 0.67583 | Industrial_2019_Economic_million_m3_Before Competition Groups_Insulation - Steam - Direct
Industrial | Ind ¦ Insulation - Steam - HVAC | 2019 | Economic | million_m3 | Before Competition Groups | 0.14055 | 0 | 0 | 1718.1884 | 8.18e-05 | 24 | Industrial_2019_Economic_million_m3_Before Competition Groups_24 | Insulation - Steam - HVAC | 0.00818% | 0 | 0.14055 | Industrial_2019_Economic_million_m3_Before Competition Groups_Insulation - Steam - HVAC
Industrial | Ind ¦ High Efficiency Furnaces | 2019 | Economic | million_m3 | Before Competition Groups | 0 | 0 | 0 | 1718.1884 | 0 | 25 | Industrial_2019_Economic_million_m3_Before Competition Groups_25 | High Efficiency Furnaces | 0% | 0 | 0 | Industrial_2019_Economic_million_m3_Before Competition Groups_High Efficiency Furnaces
Industrial | Ind ¦ Steam Trap Repair | 2019 | Economic | million_m3 | Before Competition Groups | 0 | 0 | 0 | 1718.1884 | 0 | 26 | Industrial_2019_Economic_million_m3_Before Competition Groups_26 | Steam Trap Repair | 0% | 0 | 0 | Industrial_2019_Economic_million_m3_Before Competition Groups_Steam Trap Repair
Industrial | Ind ¦ Boiler Upgrade | 2019 | SC A | million_m3 | Before Competition Groups | 12.7559 | 0 | 0 | 38.291 | 0.33313 | 1 | Industrial_2019_SC A_million_m3_Before Competition Groups_1 | Boiler Upgrade | 33.31% | 0 | 12.7559 | Industrial_2019_SC A_million_m3_Before Competition Groups_Boiler Upgrade
Industrial | Ind ¦ Process Heat Improvements | 2019 | SC A | million_m3 | Before Competition Groups | 7.7027 | 0 | 0 | 38.291 | 0.20116 | 2 | Industrial_2019_SC A_million_m3_Before Competition Groups_2 | Process Heat Improvements | 20.12% | 0 | 7.7027 | Industrial_2019_SC A_million_m3_Before Competition Groups_Process Heat Improvements
Industrial | Ind ¦ Process Heat Recovery (Gas) | 2019 | SC A | million_m3 | Before Competition Groups | 4.1262 | 0 | 0 | 38.291 | 0.10776 | 3 | Industrial_2019_SC A_million_m3_Before Competition Groups_3 | Process Heat Recovery (Gas) | 10.78% | 0 | 4.1262 | Industrial_2019_SC A_million_m3_Before Competition Groups_Process Heat Recovery (Gas)
Industrial | Ind ¦ Greenhouse Envelope Improvements | 2019 | SC A | million_m3 | Before Competition Groups | 3.9803 | 0 | 0 | 38.291 | 0.10395 | 4 | Industrial_2019_SC A_million_m3_Before Competition Groups_4 | Greenhouse Envelope Improvements | 10.39% | 0 | 3.9803 | Industrial_2019_SC A_million_m3_Before Competition Groups_Greenhouse Envelope Improvements
Industrial | Ind ¦ Recommissioning | 2019 | SC A | million_m3 | Before Competition Groups | 3.4157 | 0 | 0 | 38.291 | 0.089204 | 5 | Industrial_2019_SC A_million_m3_Before Competition Groups_5 | Recommissioning | 8.92% | 0 | 3.4157 | Industrial_2019_SC A_million_m3_Before Competition Groups_Recommissioning
Industrial | Ind ¦ Improved Controls -Process Heating Gas | 2019 | SC A | million_m3 | Before Competition Groups | 2.2503 | 0 | 0 | 38.291 | 0.058767 | 6 | Industrial_2019_SC A_million_m3_Before Competition Groups_6 | Improved Controls -Process Heating Gas | 5.877% | 0 | 2.2503 | Industrial_2019_SC A_million_m3_Before Competition Groups_Improved Controls -Process Heating Gas
Industrial | Ind ¦ Insulation - Steam | 2019 | SC A | million_m3 | Before Competition Groups | 0.6916 | 0 | 0 | 38.291 | 0.018062 | 7 | Industrial_2019_SC A_million_m3_Before Competition Groups_7 | Insulation - Steam | 1.806% | 0 | 0.6916 | Industrial_2019_SC A_million_m3_Before Competition Groups_Insulation - Steam
Industrial | Ind ¦ High Efficiency Burners | 2019 | SC A | million_m3 | Before Competition Groups | 0.65887 | 0 | 0 | 38.291 | 0.017207 | 8 | Industrial_2019_SC A_million_m3_Before Competition Groups_8 | High Efficiency Burners | 1.721% | 0 | 0.65887 | Industrial_2019_SC A_million_m3_Before Competition Groups_High Efficiency Burners
Industrial | Ind ¦ Direct Contact Water Heaters | 2019 | SC A | million_m3 | Before Competition Groups | 0.49218 | 0 | 0 | 38.291 | 0.012854 | 9 | Industrial_2019_SC A_million_m3_Before Competition Groups_9 | Direct Contact Water Heaters | 1.285% | 0 | 0.49218 | Industrial_2019_SC A_million_m3_Before Competition Groups_Direct Contact Water Heaters
Industrial | Ind ¦ High Efficiency HVAC Fans (Gas) | 2019 | SC A | million_m3 | Before Competition Groups | 0.45119 | 0 | 0 | 38.291 | 0.011783 | 10 | Industrial_2019_SC A_million_m3_Before Competition Groups_10 | High Efficiency HVAC Fans (Gas) | 1.178% | 0 | 0.45119 | Industrial_2019_SC A_million_m3_Before Competition Groups_High Efficiency HVAC Fans (Gas)
Industrial | Ind ¦ Steam Turbine Optimization | 2019 | SC A | million_m3 | Before Competition Groups | 0.40644 | 0 | 0 | 38.291 | 0.010615 | 11 | Industrial_2019_SC A_million_m3_Before Competition Groups_11 | Steam Turbine Optimization | 1.061% | 0 | 0.40644 | Industrial_2019_SC A_million_m3_Before Competition Groups_Steam Turbine Optimization
Industrial | Ind ¦ Insulation - Steam (AG) | 2019 | SC A | million_m3 | Before Competition Groups | 0.35079 | 0 | 0 | 38.291 | 0.0091611 | 12 | Industrial_2019_SC A_million_m3_Before Competition Groups_12 | Insulation - Steam (AG) | 0.9161% | 0 | 0.35079 | Industrial_2019_SC A_million_m3_Before Competition Groups_Insulation - Steam (AG)
Industrial | Ind ¦ Gas Turbine Optimization | 2019 | SC A | million_m3 | Before Competition Groups | 0.30483 | 0 | 0 | 38.291 | 0.0079609 | 13 | Industrial_2019_SC A_million_m3_Before Competition Groups_13 | Gas Turbine Optimization | 0.7961% | 0 | 0.30483 | Industrial_2019_SC A_million_m3_Before Competition Groups_Gas Turbine Optimization
Industrial | Ind ¦ Air Compressor Heat Recovery | 2019 | SC A | million_m3 | Before Competition Groups | 0.2509 | 0 | 0 | 38.291 | 0.0065525 | 14 | Industrial_2019_SC A_million_m3_Before Competition Groups_14 | Air Compressor Heat Recovery | 0.6553% | 0 | 0.2509 | Industrial_2019_SC A_million_m3_Before Competition Groups_Air Compressor Heat Recovery
Industrial | Ind ¦ Ventilation Optimization (Gas) | 2019 | SC A | million_m3 | Before Competition Groups | 0.21444 | 0 | 0 | 38.291 | 0.0056004 | 15 | Industrial_2019_SC A_million_m3_Before Competition Groups_15 | Ventilation Optimization (Gas) | 0.56% | 0 | 0.21444 | Industrial_2019_SC A_million_m3_Before Competition Groups_Ventilation Optimization (Gas)
Industrial | Ind ¦ HE Stock Tank | 2019 | SC A | million_m3 | Before Competition Groups | 0.076268 | 0 | 0 | 38.291 | 0.0019918 | 16 | Industrial_2019_SC A_million_m3_Before Competition Groups_16 | HE Stock Tank | 0.1992% | 0 | 0.076268 | Industrial_2019_SC A_million_m3_Before Competition Groups_HE Stock Tank
Industrial | Ind ¦ Process Optimization (Gas) | 2019 | SC A | million_m3 | Before Competition Groups | 0.070066 | 0 | 0 | 38.291 | 0.0018298 | 17 | Industrial_2019_SC A_million_m3_Before Competition Groups_17 | Process Optimization (Gas) | 0.183% | 0 | 0.070066 | Industrial_2019_SC A_million_m3_Before Competition Groups_Process Optimization (Gas)
Industrial | Ind ¦ VAV Conversion Project (Gas) | 2019 | SC A | million_m3 | Before Competition Groups | 0.039091 | 0 | 0 | 38.291 | 0.0010209 | 18 | Industrial_2019_SC A_million_m3_Before Competition Groups_18 | VAV Conversion Project (Gas) | 0.1021% | 0 | 0.039091 | Industrial_2019_SC A_million_m3_Before Competition Groups_VAV Conversion Project (Gas)
Industrial | Ind ¦ HE HVAC Controls | 2019 | SC A | million_m3 | Before Competition Groups | 0.023103 | 0 | 0 | 38.291 | 0.00060336 | 19 | Industrial_2019_SC A_million_m3_Before Competition Groups_19 | HE HVAC Controls | 0.06034% | 0 | 0.023103 | Industrial_2019_SC A_million_m3_Before Competition Groups_HE HVAC Controls
Industrial | Ind ¦ Process Heat Recovery (Gas) - HVAC | 2019 | SC A | million_m3 | Before Competition Groups | 0.015579 | 0 | 0 | 38.291 | 0.00040687 | 20 | Industrial_2019_SC A_million_m3_Before Competition Groups_20 | Process Heat Recovery (Gas) - HVAC | 0.04069% | 0 | 0.015579 | Industrial_2019_SC A_million_m3_Before Competition Groups_Process Heat Recovery (Gas) - HVAC
Industrial | Ind ¦ Insulation - Steam - Direct | 2019 | SC A | million_m3 | Before Competition Groups | 0.010644 | 0 | 0 | 38.291 | 0.00027799 | 21 | Industrial_2019_SC A_million_m3_Before Competition Groups_21 | Insulation - Steam - Direct | 0.0278% | 0 | 0.010644 | Industrial_2019_SC A_million_m3_Before Competition Groups_Insulation - Steam - Direct
Industrial | Ind ¦ Insulation - Steam - HVAC | 2019 | SC A | million_m3 | Before Competition Groups | 0.0025088 | 0 | 0 | 38.291 | 6.5519e-05 | 22 | Industrial_2019_SC A_million_m3_Before Competition Groups_22 | Insulation - Steam - HVAC | 0.006552% | 0 | 0.0025088 | Industrial_2019_SC A_million_m3_Before Competition Groups_Insulation - Steam - HVAC
Industrial | Ind ¦ HE HVAC Units | 2019 | SC A | million_m3 | Before Competition Groups | 0.0012231 | 0 | 0 | 38.291 | 3.1941e-05 | 23 | Industrial_2019_SC A_million_m3_Before Competition Groups_23 | HE HVAC Units | 0.003194% | 0 | 0.0012231 | Industrial_2019_SC A_million_m3_Before Competition Groups_HE HVAC Units
Industrial | Ind ¦ Solar Walls | 2019 | SC A | million_m3 | Before Competition Groups | 0.00025803 | 0 | 0 | 38.291 | 6.7386e-06 | 24 | Industrial_2019_SC A_million_m3_Before Competition Groups_24 | Solar Walls | 0.0006739% | 0 | 0.00025803 | Industrial_2019_SC A_million_m3_Before Competition Groups_Solar Walls
Industrial | Ind ¦ High Efficiency Furnaces | 2019 | SC A | million_m3 | Before Competition Groups | 0 | 0 | 0 | 38.291 | 0 | 25 | Industrial_2019_SC A_million_m3_Before Competition Groups_25 | High Efficiency Furnaces | 0% | 0 | 0 | Industrial_2019_SC A_million_m3_Before Competition Groups_High Efficiency Furnaces
Industrial | Ind ¦ Steam Trap Repair | 2019 | SC A | million_m3 | Before Competition Groups | 0 | 0 | 0 | 38.291 | 0 | 26 | Industrial_2019_SC A_million_m3_Before Competition Groups_26 | Steam Trap Repair | 0% | 0 | 0 | Industrial_2019_SC A_million_m3_Before Competition Groups_Steam Trap Repair
Industrial | Ind ¦ Process Heat Improvements | 2019 | SC B | million_m3 | Before Competition Groups | 20.3758 | 0 | 0 | 81.5017 | 0.25 | 1 | Industrial_2019_SC B_million_m3_Before Competition Groups_1 | Process Heat Improvements | 25% | 0 | 20.3758 | Industrial_2019_SC B_million_m3_Before Competition Groups_Process Heat Improvements
Industrial | Ind ¦ Boiler Upgrade | 2019 | SC B | million_m3 | Before Competition Groups | 14.2594 | 0 | 0 | 81.5017 | 0.17496 | 2 | Industrial_2019_SC B_million_m3_Before Competition Groups_2 | Boiler Upgrade | 17.5% | 0 | 14.2594 | Industrial_2019_SC B_million_m3_Before Competition Groups_Boiler Upgrade
Industrial | Ind ¦ Process Heat Recovery (Gas) | 2019 | SC B | million_m3 | Before Competition Groups | 12.8907 | 0 | 0 | 81.5017 | 0.15816 | 3 | Industrial_2019_SC B_million_m3_Before Competition Groups_3 | Process Heat Recovery (Gas) | 15.82% | 0 | 12.8907 | Industrial_2019_SC B_million_m3_Before Competition Groups_Process Heat Recovery (Gas)
Industrial | Ind ¦ Recommissioning | 2019 | SC B | million_m3 | Before Competition Groups | 9.3931 | 0 | 0 | 81.5017 | 0.11525 | 4 | Industrial_2019_SC B_million_m3_Before Competition Groups_4 | Recommissioning | 11.52% | 0 | 9.3931 | Industrial_2019_SC B_million_m3_Before Competition Groups_Recommissioning
Industrial | Ind ¦ Improved Controls -Process Heating Gas | 2019 | SC B | million_m3 | Before Competition Groups | 5.8934 | 0 | 0 | 81.5017 | 0.072311 | 5 | Industrial_2019_SC B_million_m3_Before Competition Groups_5 | Improved Controls -Process Heating Gas | 7.231% | 0 | 5.8934 | Industrial_2019_SC B_million_m3_Before Competition Groups_Improved Controls -Process Heating Gas
Industrial | Ind ¦ Greenhouse Envelope Improvements | 2019 | SC B | million_m3 | Before Competition Groups | 4.8804 | 0 | 0 | 81.5017 | 0.059881 | 6 | Industrial_2019_SC B_million_m3_Before Competition Groups_6 | Greenhouse Envelope Improvements | 5.988% | 0 | 4.8804 | Industrial_2019_SC B_million_m3_Before Competition Groups_Greenhouse Envelope Improvements
Industrial | Ind ¦ High Efficiency Burners | 2019 | SC B | million_m3 | Before Competition Groups | 3.8766 | 0 | 0 | 81.5017 | 0.047565 | 7 | Industrial_2019_SC B_million_m3_Before Competition Groups_7 | High Efficiency Burners | 4.756% | 0 | 3.8766 | Industrial_2019_SC B_million_m3_Before Competition Groups_High Efficiency Burners
Industrial | Ind ¦ Insulation - Steam | 2019 | SC B | million_m3 | Before Competition Groups | 1.8113 | 0 | 0 | 81.5017 | 0.022224 | 8 | Industrial_2019_SC B_million_m3_Before Competition Groups_8 | Insulation - Steam | 2.222% | 0 | 1.8113 | Industrial_2019_SC B_million_m3_Before Competition Groups_Insulation - Steam
Industrial | Ind ¦ VAV Conversion Project (Gas) | 2019 | SC B | million_m3 | Before Competition Groups | 1.5347 | 0 | 0 | 81.5017 | 0.018831 | 9 | Industrial_2019_SC B_million_m3_Before Competition Groups_9 | VAV Conversion Project (Gas) | 1.883% | 0 | 1.5347 | Industrial_2019_SC B_million_m3_Before Competition Groups_VAV Conversion Project (Gas)
Industrial | Ind ¦ High Efficiency HVAC Fans (Gas) | 2019 | SC B | million_m3 | Before Competition Groups | 1.4464 | 0 | 0 | 81.5017 | 0.017747 | 10 | Industrial_2019_SC B_million_m3_Before Competition Groups_10 | High Efficiency HVAC Fans (Gas) | 1.775% | 0 | 1.4464 | Industrial_2019_SC B_million_m3_Before Competition Groups_High Efficiency HVAC Fans (Gas)
Industrial | Ind ¦ HE HVAC Controls | 2019 | SC B | million_m3 | Before Competition Groups | 1.0817 | 0 | 0 | 81.5017 | 0.013272 | 11 | Industrial_2019_SC B_million_m3_Before Competition Groups_11 | HE HVAC Controls | 1.327% | 0 | 1.0817 | Industrial_2019_SC B_million_m3_Before Competition Groups_HE HVAC Controls
Industrial | Ind ¦ Direct Contact Water Heaters | 2019 | SC B | million_m3 | Before Competition Groups | 0.92163 | 0 | 0 | 81.5017 | 0.011308 | 12 | Industrial_2019_SC B_million_m3_Before Competition Groups_12 | Direct Contact Water Heaters | 1.131% | 0 | 0.92163 | Industrial_2019_SC B_million_m3_Before Competition Groups_Direct Contact Water Heaters
Industrial | Ind ¦ Insulation - Steam (AG) | 2019 | SC B | million_m3 | Before Competition Groups | 0.91872 | 0 | 0 | 81.5017 | 0.011272 | 13 | Industrial_2019_SC B_million_m3_Before Competition Groups_13 | Insulation - Steam (AG) | 1.127% | 0 | 0.91872 | Industrial_2019_SC B_million_m3_Before Competition Groups_Insulation - Steam (AG)
Industrial | Ind ¦ Air Compressor Heat Recovery | 2019 | SC B | million_m3 | Before Competition Groups | 0.67341 | 0 | 0 | 81.5017 | 0.0082625 | 14 | Industrial_2019_SC B_million_m3_Before Competition Groups_14 | Air Compressor Heat Recovery | 0.8263% | 0 | 0.67341 | Industrial_2019_SC B_million_m3_Before Competition Groups_Air Compressor Heat Recovery
Industrial | Ind ¦ Steam Turbine Optimization | 2019 | SC B | million_m3 | Before Competition Groups | 0.40644 | 0 | 0 | 81.5017 | 0.0049869 | 15 | Industrial_2019_SC B_million_m3_Before Competition Groups_15 | Steam Turbine Optimization | 0.4987% | 0 | 0.40644 | Industrial_2019_SC B_million_m3_Before Competition Groups_Steam Turbine Optimization
Industrial | Ind ¦ Gas Turbine Optimization | 2019 | SC B | million_m3 | Before Competition Groups | 0.30483 | 0 | 0 | 81.5017 | 0.0037402 | 16 | Industrial_2019_SC B_million_m3_Before Competition Groups_16 | Gas Turbine Optimization | 0.374% | 0 | 0.30483 | Industrial_2019_SC B_million_m3_Before Competition Groups_Gas Turbine Optimization
Industrial | Ind ¦ Ventilation Optimization (Gas) | 2019 | SC B | million_m3 | Before Competition Groups | 0.21444 | 0 | 0 | 81.5017 | 0.0026312 | 17 | Industrial_2019_SC B_million_m3_Before Competition Groups_17 | Ventilation Optimization (Gas) | 0.2631% | 0 | 0.21444 | Industrial_2019_SC B_million_m3_Before Competition Groups_Ventilation Optimization (Gas)
Industrial | Ind ¦ Solar Walls | 2019 | SC B | million_m3 | Before Competition Groups | 0.20701 | 0 | 0 | 81.5017 | 0.00254 | 18 | Industrial_2019_SC B_million_m3_Before Competition Groups_18 | Solar Walls | 0.254% | 0 | 0.20701 | Industrial_2019_SC B_million_m3_Before Competition Groups_Solar Walls
Industrial | Ind ¦ HE Stock Tank | 2019 | SC B | million_m3 | Before Competition Groups | 0.19975 | 0 | 0 | 81.5017 | 0.0024508 | 19 | Industrial_2019_SC B_million_m3_Before Competition Groups_19 | HE Stock Tank | 0.2451% | 0 | 0.19975 | Industrial_2019_SC B_million_m3_Before Competition Groups_HE Stock Tank
Industrial | Ind ¦ Process Optimization (Gas) | 2019 | SC B | million_m3 | Before Competition Groups | 0.070066 | 0 | 0 | 81.5017 | 0.00085969 | 20 | Industrial_2019_SC B_million_m3_Before Competition Groups_20 | Process Optimization (Gas) | 0.08597% | 0 | 0.070066 | Industrial_2019_SC B_million_m3_Before Competition Groups_Process Optimization (Gas)
Industrial | Ind ¦ HE HVAC Units | 2019 | SC B | million_m3 | Before Competition Groups | 0.060033 | 0 | 0 | 81.5017 | 0.00073658 | 21 | Industrial_2019_SC B_million_m3_Before Competition Groups_21 | HE HVAC Units | 0.07366% | 0 | 0.060033 | Industrial_2019_SC B_million_m3_Before Competition Groups_HE HVAC Units
Industrial | Ind ¦ Process Heat Recovery (Gas) - HVAC | 2019 | SC B | million_m3 | Before Competition Groups | 0.047391 | 0 | 0 | 81.5017 | 0.00058147 | 22 | Industrial_2019_SC B_million_m3_Before Competition Groups_22 | Process Heat Recovery (Gas) - HVAC | 0.05815% | 0 | 0.047391 | Industrial_2019_SC B_million_m3_Before Competition Groups_Process Heat Recovery (Gas) - HVAC
Industrial | Ind ¦ Insulation - Steam - Direct | 2019 | SC B | million_m3 | Before Competition Groups | 0.027878 | 0 | 0 | 81.5017 | 0.00034205 | 23 | Industrial_2019_SC B_million_m3_Before Competition Groups_23 | Insulation - Steam - Direct | 0.03421% | 0 | 0.027878 | Industrial_2019_SC B_million_m3_Before Competition Groups_Insulation - Steam - Direct
Industrial | Ind ¦ Insulation - Steam - HVAC | 2019 | SC B | million_m3 | Before Competition Groups | 0.0065706 | 0 | 0 | 81.5017 | 8.0619e-05 | 24 | Industrial_2019_SC B_million_m3_Before Competition Groups_24 | Insulation - Steam - HVAC | 0.008062% | 0 | 0.0065706 | Industrial_2019_SC B_million_m3_Before Competition Groups_Insulation - Steam - HVAC
Industrial | Ind ¦ High Efficiency Furnaces | 2019 | SC B | million_m3 | Before Competition Groups | 0 | 0 | 0 | 81.5017 | 0 | 25 | Industrial_2019_SC B_million_m3_Before Competition Groups_25 | High Efficiency Furnaces | 0% | 0 | 0 | Industrial_2019_SC B_million_m3_Before Competition Groups_High Efficiency Furnaces
Industrial | Ind ¦ Steam Trap Repair | 2019 | SC B | million_m3 | Before Competition Groups | 0 | 0 | 0 | 81.5017 | 0 | 26 | Industrial_2019_SC B_million_m3_Before Competition Groups_26 | Steam Trap Repair | 0% | 0 | 0 | Industrial_2019_SC B_million_m3_Before Competition Groups_Steam Trap Repair
Industrial | Ind ¦ Boiler Upgrade | 2019 | SC C | million_m3 | Before Competition Groups | 14.2594 | 0 | 0 | 41.5151 | 0.34348 | 1 | Industrial_2019_SC C_million_m3_Before Competition Groups_1 | Boiler Upgrade | 34.35% | 0 | 14.2594 | Industrial_2019_SC C_million_m3_Before Competition Groups_Boiler Upgrade
Industrial | Ind ¦ Process Heat Improvements | 2019 | SC C | million_m3 | Before Competition Groups | 7.78 | 0 | 0 | 41.5151 | 0.1874 | 2 | Industrial_2019_SC C_million_m3_Before Competition Groups_2 | Process Heat Improvements | 18.74% | 0 | 7.78 | Industrial_2019_SC C_million_m3_Before Competition Groups_Process Heat Improvements
Industrial | Ind ¦ Process Heat Recovery (Gas) | 2019 | SC C | million_m3 | Before Competition Groups | 4.8848 | 0 | 0 | 41.5151 | 0.11766 | 3 | Industrial_2019_SC C_million_m3_Before Competition Groups_3 | Process Heat Recovery (Gas) | 11.77% | 0 | 4.8848 | Industrial_2019_SC C_million_m3_Before Competition Groups_Process Heat Recovery (Gas)
Industrial | Ind ¦ Greenhouse Envelope Improvements | 2019 | SC C | million_m3 | Before Competition Groups | 3.9803 | 0 | 0 | 41.5151 | 0.095875 | 4 | Industrial_2019_SC C_million_m3_Before Competition Groups_4 | Greenhouse Envelope Improvements | 9.588% | 0 | 3.9803 | Industrial_2019_SC C_million_m3_Before Competition Groups_Greenhouse Envelope Improvements
Industrial | Ind ¦ Recommissioning | 2019 | SC C | million_m3 | Before Competition Groups | 3.5563 | 0 | 0 | 41.5151 | 0.085663 | 5 | Industrial_2019_SC C_million_m3_Before Competition Groups_5 | Recommissioning | 8.566% | 0 | 3.5563 | Industrial_2019_SC C_million_m3_Before Competition Groups_Recommissioning
Industrial | Ind ¦ Improved Controls -Process Heating Gas | 2019 | SC C | million_m3 | Before Competition Groups | 2.2503 | 0 | 0 | 41.5151 | 0.054203 | 6 | Industrial_2019_SC C_million_m3_Before Competition Groups_6 | Improved Controls -Process Heating Gas | 5.42% | 0 | 2.2503 | Industrial_2019_SC C_million_m3_Before Competition Groups_Improved Controls -Process Heating Gas
Industrial | Ind ¦ High Efficiency Burners | 2019 | SC C | million_m3 | Before Competition Groups | 1.311 | 0 | 0 | 41.5151 | 0.03158 | 7 | Industrial_2019_SC C_million_m3_Before Competition Groups_7 | High Efficiency Burners | 3.158% | 0 | 1.311 | Industrial_2019_SC C_million_m3_Before Competition Groups_High Efficiency Burners
Industrial | Ind ¦ Insulation - Steam | 2019 | SC C | million_m3 | Before Competition Groups | 0.6916 | 0 | 0 | 41.5151 | 0.016659 | 8 | Industrial_2019_SC C_million_m3_Before Competition Groups_8 | Insulation - Steam | 1.666% | 0 | 0.6916 | Industrial_2019_SC C_million_m3_Before Competition Groups_Insulation - Steam
Industrial | Ind ¦ High Efficiency HVAC Fans (Gas) | 2019 | SC C | million_m3 | Before Competition Groups | 0.49544 | 0 | 0 | 41.5151 | 0.011934 | 9 | Industrial_2019_SC C_million_m3_Before Competition Groups_9 | High Efficiency HVAC Fans (Gas) | 1.193% | 0 | 0.49544 | Industrial_2019_SC C_million_m3_Before Competition Groups_High Efficiency HVAC Fans (Gas)
Industrial | Ind ¦ Direct Contact Water Heaters | 2019 | SC C | million_m3 | Before Competition Groups | 0.49218 | 0 | 0 | 41.5151 | 0.011855 | 10 | Industrial_2019_SC C_million_m3_Before Competition Groups_10 | Direct Contact Water Heaters | 1.186% | 0 | 0.49218 | Industrial_2019_SC C_million_m3_Before Competition Groups_Direct Contact Water Heaters
Industrial | Ind ¦ Steam Turbine Optimization | 2019 | SC C | million_m3 | Before Competition Groups | 0.40644 | 0 | 0 | 41.5151 | 0.0097902 | 11 | Industrial_2019_SC C_million_m3_Before Competition Groups_11 | Steam Turbine Optimization | 0.979% | 0 | 0.40644 | Industrial_2019_SC C_million_m3_Before Competition Groups_Steam Turbine Optimization
Industrial | Ind ¦ Insulation - Steam (AG) | 2019 | SC C | million_m3 | Before Competition Groups | 0.35079 | 0 | 0 | 41.5151 | 0.0084496 | 12 | Industrial_2019_SC C_million_m3_Before Competition Groups_12 | Insulation - Steam (AG) | 0.845% | 0 | 0.35079 | Industrial_2019_SC C_million_m3_Before Competition Groups_Insulation - Steam (AG)
Industrial | Ind ¦ Gas Turbine Optimization | 2019 | SC C | million_m3 | Before Competition Groups | 0.30483 | 0 | 0 | 41.5151 | 0.0073427 | 13 | Industrial_2019_SC C_million_m3_Before Competition Groups_13 | Gas Turbine Optimization | 0.7343% | 0 | 0.30483 | Industrial_2019_SC C_million_m3_Before Competition Groups_Gas Turbine Optimization
Industrial | Ind ¦ Air Compressor Heat Recovery | 2019 | SC C | million_m3 | Before Competition Groups | 0.25713 | 0 | 0 | 41.5151 | 0.0061936 | 14 | Industrial_2019_SC C_million_m3_Before Competition Groups_14 | Air Compressor Heat Recovery | 0.6194% | 0 | 0.25713 | Industrial_2019_SC C_million_m3_Before Competition Groups_Air Compressor Heat Recovery
Industrial | Ind ¦ Ventilation Optimization (Gas) | 2019 | SC C | million_m3 | Before Competition Groups | 0.21444 | 0 | 0 | 41.5151 | 0.0051654 | 15 | Industrial_2019_SC C_million_m3_Before Competition Groups_15 | Ventilation Optimization (Gas) | 0.5165% | 0 | 0.21444 | Industrial_2019_SC C_million_m3_Before Competition Groups_Ventilation Optimization (Gas)
Industrial | Ind ¦ HE Stock Tank | 2019 | SC C | million_m3 | Before Competition Groups | 0.076268 | 0 | 0 | 41.5151 | 0.0018371 | 16 | Industrial_2019_SC C_million_m3_Before Competition Groups_16 | HE Stock Tank | 0.1837% | 0 | 0.076268 | Industrial_2019_SC C_million_m3_Before Competition Groups_HE Stock Tank
Industrial | Ind ¦ Process Optimization (Gas) | 2019 | SC C | million_m3 | Before Competition Groups | 0.070066 | 0 | 0 | 41.5151 | 0.0016877 | 17 | Industrial_2019_SC C_million_m3_Before Competition Groups_17 | Process Optimization (Gas) | 0.1688% | 0 | 0.070066 | Industrial_2019_SC C_million_m3_Before Competition Groups_Process Optimization (Gas)
Industrial | Ind ¦ VAV Conversion Project (Gas) | 2019 | SC C | million_m3 | Before Competition Groups | 0.064714 | 0 | 0 | 41.5151 | 0.0015588 | 18 | Industrial_2019_SC C_million_m3_Before Competition Groups_18 | VAV Conversion Project (Gas) | 0.1559% | 0 | 0.064714 | Industrial_2019_SC C_million_m3_Before Competition Groups_VAV Conversion Project (Gas)
Industrial | Ind ¦ HE HVAC Controls | 2019 | SC C | million_m3 | Before Competition Groups | 0.03562 | 0 | 0 | 41.5151 | 0.000858 | 19 | Industrial_2019_SC C_million_m3_Before Competition Groups_19 | HE HVAC Controls | 0.0858% | 0 | 0.03562 | Industrial_2019_SC C_million_m3_Before Competition Groups_HE HVAC Controls
Industrial | Ind ¦ Process Heat Recovery (Gas) - HVAC | 2019 | SC C | million_m3 | Before Competition Groups | 0.017957 | 0 | 0 | 41.5151 | 0.00043255 | 20 | Industrial_2019_SC C_million_m3_Before Competition Groups_20 | Process Heat Recovery (Gas) - HVAC | 0.04325% | 0 | 0.017957 | Industrial_2019_SC C_million_m3_Before Competition Groups_Process Heat Recovery (Gas) - HVAC
Industrial | Ind ¦ Insulation - Steam - Direct | 2019 | SC C | million_m3 | Before Competition Groups | 0.010644 | 0 | 0 | 41.5151 | 0.0002564 | 21 | Industrial_2019_SC C_million_m3_Before Competition Groups_21 | Insulation - Steam - Direct | 0.02564% | 0 | 0.010644 | Industrial_2019_SC C_million_m3_Before Competition Groups_Insulation - Steam - Direct
Industrial | Ind ¦ Insulation - Steam - HVAC | 2019 | SC C | million_m3 | Before Competition Groups | 0.0025088 | 0 | 0 | 41.5151 | 6.0431e-05 | 22 | Industrial_2019_SC C_million_m3_Before Competition Groups_22 | Insulation - Steam - HVAC | 0.006043% | 0 | 0.0025088 | Industrial_2019_SC C_million_m3_Before Competition Groups_Insulation - Steam - HVAC
Industrial | Ind ¦ HE HVAC Units | 2019 | SC C | million_m3 | Before Competition Groups | 0.0018885 | 0 | 0 | 41.5151 | 4.549e-05 | 23 | Industrial_2019_SC C_million_m3_Before Competition Groups_23 | HE HVAC Units | 0.004549% | 0 | 0.0018885 | Industrial_2019_SC C_million_m3_Before Competition Groups_HE HVAC Units
Industrial | Ind ¦ Solar Walls | 2019 | SC C | million_m3 | Before Competition Groups | 0.00044397 | 0 | 0 | 41.5151 | 1.0694e-05 | 24 | Industrial_2019_SC C_million_m3_Before Competition Groups_24 | Solar Walls | 0.001069% | 0 | 0.00044397 | Industrial_2019_SC C_million_m3_Before Competition Groups_Solar Walls
Industrial | Ind ¦ High Efficiency Furnaces | 2019 | SC C | million_m3 | Before Competition Groups | 0 | 0 | 0 | 41.5151 | 0 | 25 | Industrial_2019_SC C_million_m3_Before Competition Groups_25 | High Efficiency Furnaces | 0% | 0 | 0 | Industrial_2019_SC C_million_m3_Before Competition Groups_High Efficiency Furnaces
Industrial | Ind ¦ Steam Trap Repair | 2019 | SC C | million_m3 | Before Competition Groups | 0 | 0 | 0 | 41.5151 | 0 | 26 | Industrial_2019_SC C_million_m3_Before Competition Groups_26 | Steam Trap Repair | 0% | 0 | 0 | Industrial_2019_SC C_million_m3_Before Competition Groups_Steam Trap Repair
Industrial | Ind ¦ Process Heat Improvements | 2019 | Technical | million_m3 | Before Competition Groups | 510.7948 | 0 | 0 | 1844.2 | 0.27697 | 1 | Industrial_2019_Technical_million_m3_Before Competition Groups_1 | Process Heat Improvements | 27.7% | 0 | 510.7948 | Industrial_2019_Technical_million_m3_Before Competition Groups_Process Heat Improvements
Industrial | Ind ¦ Process Heat Recovery (Gas) | 2019 | Technical | million_m3 | Before Competition Groups | 303.3321 | 0 | 0 | 1844.2 | 0.16448 | 2 | Industrial_2019_Technical_million_m3_Before Competition Groups_2 | Process Heat Recovery (Gas) | 16.45% | 0 | 303.3321 | Industrial_2019_Technical_million_m3_Before Competition Groups_Process Heat Recovery (Gas)
Industrial | Ind ¦ Recommissioning | 2019 | Technical | million_m3 | Before Competition Groups | 218.3228 | 0 | 0 | 1844.2 | 0.11838 | 3 | Industrial_2019_Technical_million_m3_Before Competition Groups_3 | Recommissioning | 11.84% | 0 | 218.3228 | Industrial_2019_Technical_million_m3_Before Competition Groups_Recommissioning
Industrial | Ind ¦ Boiler Upgrade | 2019 | Technical | million_m3 | Before Competition Groups | 188.2659 | 0 | 0 | 1844.2 | 0.10209 | 4 | Industrial_2019_Technical_million_m3_Before Competition Groups_4 | Boiler Upgrade | 10.21% | 0 | 188.2659 | Industrial_2019_Technical_million_m3_Before Competition Groups_Boiler Upgrade
Industrial | Ind ¦ Improved Controls -Process Heating Gas | 2019 | Technical | million_m3 | Before Competition Groups | 139.1832 | 0 | 0 | 1844.2 | 0.075471 | 5 | Industrial_2019_Technical_million_m3_Before Competition Groups_5 | Improved Controls -Process Heating Gas | 7.547% | 0 | 139.1832 | Industrial_2019_Technical_million_m3_Before Competition Groups_Improved Controls -Process Heating Gas
Industrial | Ind ¦ High Efficiency Burners | 2019 | Technical | million_m3 | Before Competition Groups | 96.4012 | 0 | 0 | 1844.2 | 0.052273 | 6 | Industrial_2019_Technical_million_m3_Before Competition Groups_6 | High Efficiency Burners | 5.227% | 0 | 96.4012 | Industrial_2019_Technical_million_m3_Before Competition Groups_High Efficiency Burners
Industrial | Ind ¦ Boiler Tune Up | 2019 | Technical | million_m3 | Before Competition Groups | 43.2632 | 0 | 0 | 1844.2 | 0.023459 | 7 | Industrial_2019_Technical_million_m3_Before Competition Groups_7 | Boiler Tune Up | 2.346% | 0 | 43.2632 | Industrial_2019_Technical_million_m3_Before Competition Groups_Boiler Tune Up
Industrial | Ind ¦ Insulation - Steam | 2019 | Technical | million_m3 | Before Competition Groups | 41.7031 | 0 | 0 | 1844.2 | 0.022613 | 8 | Industrial_2019_Technical_million_m3_Before Competition Groups_8 | Insulation - Steam | 2.261% | 0 | 41.7031 | Industrial_2019_Technical_million_m3_Before Competition Groups_Insulation - Steam
Industrial | Ind ¦ Greenhouse Envelope Improvements | 2019 | Technical | million_m3 | Before Competition Groups | 38.741 | 0 | 0 | 1844.2 | 0.021007 | 9 | Industrial_2019_Technical_million_m3_Before Competition Groups_9 | Greenhouse Envelope Improvements | 2.101% | 0 | 38.741 | Industrial_2019_Technical_million_m3_Before Competition Groups_Greenhouse Envelope Improvements
Industrial | Ind ¦ VAV Conversion Project (Gas) | 2019 | Technical | million_m3 | Before Competition Groups | 34.2973 | 0 | 0 | 1844.2 | 0.018597 | 10 | Industrial_2019_Technical_million_m3_Before Competition Groups_10 | VAV Conversion Project (Gas) | 1.86% | 0 | 34.2973 | Industrial_2019_Technical_million_m3_Before Competition Groups_VAV Conversion Project (Gas)
Industrial | Ind ¦ High Efficiency HVAC Fans (Gas) | 2019 | Technical | million_m3 | Before Competition Groups | 27.8627 | 0 | 0 | 1844.2 | 0.015108 | 11 | Industrial_2019_Technical_million_m3_Before Competition Groups_11 | High Efficiency HVAC Fans (Gas) | 1.511% | 0 | 27.8627 | Industrial_2019_Technical_million_m3_Before Competition Groups_High Efficiency HVAC Fans (Gas)
Industrial | Ind ¦ Steam Leak Repairs | 2019 | Technical | million_m3 | Before Competition Groups | 26.2976 | 0 | 0 | 1844.2 | 0.01426 | 12 | Industrial_2019_Technical_million_m3_Before Competition Groups_12 | Steam Leak Repairs | 1.426% | 0 | 26.2976 | Industrial_2019_Technical_million_m3_Before Competition Groups_Steam Leak Repairs
Industrial | Ind ¦ HE HVAC Controls | 2019 | Technical | million_m3 | Before Competition Groups | 23.7319 | 0 | 0 | 1844.2 | 0.012868 | 13 | Industrial_2019_Technical_million_m3_Before Competition Groups_13 | HE HVAC Controls | 1.287% | 0 | 23.7319 | Industrial_2019_Technical_million_m3_Before Competition Groups_HE HVAC Controls
Industrial | Ind ¦ Loading Dock Seals | 2019 | Technical | million_m3 | Before Competition Groups | 23.7319 | 0 | 0 | 1844.2 | 0.012868 | 14 | Industrial_2019_Technical_million_m3_Before Competition Groups_14 | Loading Dock Seals | 1.287% | 0 | 23.7319 | Industrial_2019_Technical_million_m3_Before Competition Groups_Loading Dock Seals
Industrial | Ind ¦ Steam Trap Repair | 2019 | Technical | million_m3 | Before Competition Groups | 19.9615 | 0 | 0 | 1844.2 | 0.010824 | 15 | Industrial_2019_Technical_million_m3_Before Competition Groups_15 | Steam Trap Repair | 1.082% | 0 | 19.9615 | Industrial_2019_Technical_million_m3_Before Competition Groups_Steam Trap Repair
Industrial | Ind ¦ Insulation - Steam (AG) | 2019 | Technical | million_m3 | Before Competition Groups | 19.6519 | 0 | 0 | 1844.2 | 0.010656 | 16 | Industrial_2019_Technical_million_m3_Before Competition Groups_16 | Insulation - Steam (AG) | 1.066% | 0 | 19.6519 | Industrial_2019_Technical_million_m3_Before Competition Groups_Insulation - Steam (AG)
Industrial | Ind ¦ Direct Contact Water Heaters | 2019 | Technical | million_m3 | Before Competition Groups | 16.94 | 0 | 0 | 1844.2 | 0.0091856 | 17 | Industrial_2019_Technical_million_m3_Before Competition Groups_17 | Direct Contact Water Heaters | 0.9186% | 0 | 16.94 | Industrial_2019_Technical_million_m3_Before Competition Groups_Direct Contact Water Heaters
Industrial | Ind ¦ Air Compressor Heat Recovery | 2019 | Technical | million_m3 | Before Competition Groups | 15.2876 | 0 | 0 | 1844.2 | 0.0082896 | 18 | Industrial_2019_Technical_million_m3_Before Competition Groups_18 | Air Compressor Heat Recovery | 0.829% | 0 | 15.2876 | Industrial_2019_Technical_million_m3_Before Competition Groups_Air Compressor Heat Recovery
Industrial | Ind ¦ High Efficiency Furnaces | 2019 | Technical | million_m3 | Before Competition Groups | 11.097 | 0 | 0 | 1844.2 | 0.0060172 | 19 | Industrial_2019_Technical_million_m3_Before Competition Groups_19 | High Efficiency Furnaces | 0.6017% | 0 | 11.097 | Industrial_2019_Technical_million_m3_Before Competition Groups_High Efficiency Furnaces
Industrial | Ind ¦ Steam Turbine Optimization | 2019 | Technical | million_m3 | Before Competition Groups | 9.7191 | 0 | 0 | 1844.2 | 0.0052701 | 20 | Industrial_2019_Technical_million_m3_Before Competition Groups_20 | Steam Turbine Optimization | 0.527% | 0 | 9.7191 | Industrial_2019_Technical_million_m3_Before Competition Groups_Steam Turbine Optimization
Industrial | Ind ¦ Process Optimization (Gas) | 2019 | Technical | million_m3 | Before Competition Groups | 8.9846 | 0 | 0 | 1844.2 | 0.0048718 | 21 | Industrial_2019_Technical_million_m3_Before Competition Groups_21 | Process Optimization (Gas) | 0.4872% | 0 | 8.9846 | Industrial_2019_Technical_million_m3_Before Competition Groups_Process Optimization (Gas)
Industrial | Ind ¦ Gas Turbine Optimization | 2019 | Technical | million_m3 | Before Competition Groups | 7.2894 | 0 | 0 | 1844.2 | 0.0039526 | 22 | Industrial_2019_Technical_million_m3_Before Competition Groups_22 | Gas Turbine Optimization | 0.3953% | 0 | 7.2894 | Industrial_2019_Technical_million_m3_Before Competition Groups_Gas Turbine Optimization
Industrial | Ind ¦ HE Stock Tank | 2019 | Technical | million_m3 | Before Competition Groups | 5.0853 | 0 | 0 | 1844.2 | 0.0027574 | 23 | Industrial_2019_Technical_million_m3_Before Competition Groups_23 | HE Stock Tank | 0.2757% | 0 | 5.0853 | Industrial_2019_Technical_million_m3_Before Competition Groups_HE Stock Tank
Industrial | Ind ¦ Ventilation Optimization (Gas) | 2019 | Technical | million_m3 | Before Competition Groups | 4.7572 | 0 | 0 | 1844.2 | 0.0025795 | 24 | Industrial_2019_Technical_million_m3_Before Competition Groups_24 | Ventilation Optimization (Gas) | 0.258% | 0 | 4.7572 | Industrial_2019_Technical_million_m3_Before Competition Groups_Ventilation Optimization (Gas)
Industrial | Ind ¦ Solar Walls | 2019 | Technical | million_m3 | Before Competition Groups | 4.6264 | 0 | 0 | 1844.2 | 0.0025086 | 25 | Industrial_2019_Technical_million_m3_Before Competition Groups_25 | Solar Walls | 0.2509% | 0 | 4.6264 | Industrial_2019_Technical_million_m3_Before Competition Groups_Solar Walls
Industrial | Ind ¦ Boiler Tune Up - Direct | 2019 | Technical | million_m3 | Before Competition Groups | 1.4767 | 0 | 0 | 1844.2 | 0.00080075 | 26 | Industrial_2019_Technical_million_m3_Before Competition Groups_26 | Boiler Tune Up - Direct | 0.08008% | 0 | 1.4767 | Industrial_2019_Technical_million_m3_Before Competition Groups_Boiler Tune Up - Direct
Industrial | Ind ¦ HE HVAC Units | 2019 | Technical | million_m3 | Before Competition Groups | 1.4368 | 0 | 0 | 1844.2 | 0.00077908 | 27 | Industrial_2019_Technical_million_m3_Before Competition Groups_27 | HE HVAC Units | 0.07791% | 0 | 1.4368 | Industrial_2019_Technical_million_m3_Before Competition Groups_HE HVAC Units
Industrial | Ind ¦ Process Heat Recovery (Gas) - HVAC | 2019 | Technical | million_m3 | Before Competition Groups | 1.0137 | 0 | 0 | 1844.2 | 0.00054969 | 28 | Industrial_2019_Technical_million_m3_Before Competition Groups_28 | Process Heat Recovery (Gas) - HVAC | 0.05497% | 0 | 1.0137 | Industrial_2019_Technical_million_m3_Before Competition Groups_Process Heat Recovery (Gas) - HVAC
Industrial | Ind ¦ Insulation - Steam - Direct | 2019 | Technical | million_m3 | Before Competition Groups | 0.67583 | 0 | 0 | 1844.2 | 0.00036646 | 29 | Industrial_2019_Technical_million_m3_Before Competition Groups_29 | Insulation - Steam - Direct | 0.03665% | 0 | 0.67583 | Industrial_2019_Technical_million_m3_Before Competition Groups_Insulation - Steam - Direct
Industrial | Ind ¦ Insulation - Steam - HVAC | 2019 | Technical | million_m3 | Before Competition Groups | 0.14055 | 0 | 0 | 1844.2 | 7.6211e-05 | 30 | Industrial_2019_Technical_million_m3_Before Competition Groups_30 | Insulation - Steam - HVAC | 0.007621% | 0 | 0.14055 | Industrial_2019_Technical_million_m3_Before Competition Groups_Insulation - Steam - HVAC
Industrial | Ind ¦ Boiler Tune Up - HVAC | 2019 | Technical | million_m3 | Before Competition Groups | 0.12778 | 0 | 0 | 1844.2 | 6.9287e-05 | 31 | Industrial_2019_Technical_million_m3_Before Competition Groups_31 | Boiler Tune Up - HVAC | 0.006929% | 0 | 0.12778 | Industrial_2019_Technical_million_m3_Before Competition Groups_Boiler Tune Up - HVAC
Industrial | Ind ¦ Process Heat Improvements | 2020 | Economic | million_m3 | Before Competition Groups | 540.5344 | 0 | 0 | 1774.6231 | 0.30459 | 1 | Industrial_2020_Economic_million_m3_Before Competition Groups_1 | Process Heat Improvements | 30.46% | 0 | 540.5344 | Industrial_2020_Economic_million_m3_Before Competition Groups_Process Heat Improvements
Industrial | Ind ¦ Process Heat Recovery (Gas) | 2020 | Economic | million_m3 | Before Competition Groups | 303.3321 | 0 | 0 | 1774.6231 | 0.17093 | 2 | Industrial_2020_Economic_million_m3_Before Competition Groups_2 | Process Heat Recovery (Gas) | 17.09% | 0 | 303.3321 | Industrial_2020_Economic_million_m3_Before Competition Groups_Process Heat Recovery (Gas)
Industrial | Ind ¦ Recommissioning | 2020 | Economic | million_m3 | Before Competition Groups | 218.3228 | 0 | 0 | 1774.6231 | 0.12302 | 3 | Industrial_2020_Economic_million_m3_Before Competition Groups_3 | Recommissioning | 12.3% | 0 | 218.3228 | Industrial_2020_Economic_million_m3_Before Competition Groups_Recommissioning
Industrial | Ind ¦ Boiler Upgrade | 2020 | Economic | million_m3 | Before Competition Groups | 200.0902 | 0 | 0 | 1774.6231 | 0.11275 | 4 | Industrial_2020_Economic_million_m3_Before Competition Groups_4 | Boiler Upgrade | 11.28% | 0 | 200.0902 | Industrial_2020_Economic_million_m3_Before Competition Groups_Boiler Upgrade
Industrial | Ind ¦ Improved Controls -Process Heating Gas | 2020 | Economic | million_m3 | Before Competition Groups | 139.1832 | 0 | 0 | 1774.6231 | 0.07843 | 5 | Industrial_2020_Economic_million_m3_Before Competition Groups_5 | Improved Controls -Process Heating Gas | 7.843% | 0 | 139.1832 | Industrial_2020_Economic_million_m3_Before Competition Groups_Improved Controls -Process Heating Gas
Industrial | Ind ¦ High Efficiency Burners | 2020 | Economic | million_m3 | Before Competition Groups | 102.0139 | 0 | 0 | 1774.6231 | 0.057485 | 6 | Industrial_2020_Economic_million_m3_Before Competition Groups_6 | High Efficiency Burners | 5.748% | 0 | 102.0139 | Industrial_2020_Economic_million_m3_Before Competition Groups_High Efficiency Burners
Industrial | Ind ¦ Greenhouse Envelope Improvements | 2020 | Economic | million_m3 | Before Competition Groups | 45.6315 | 0 | 0 | 1774.6231 | 0.025713 | 7 | Industrial_2020_Economic_million_m3_Before Competition Groups_7 | Greenhouse Envelope Improvements | 2.571% | 0 | 45.6315 | Industrial_2020_Economic_million_m3_Before Competition Groups_Greenhouse Envelope Improvements
Industrial | Ind ¦ Insulation - Steam | 2020 | Economic | million_m3 | Before Competition Groups | 41.7031 | 0 | 0 | 1774.6231 | 0.0235 | 8 | Industrial_2020_Economic_million_m3_Before Competition Groups_8 | Insulation - Steam | 2.35% | 0 | 41.7031 | Industrial_2020_Economic_million_m3_Before Competition Groups_Insulation - Steam
Industrial | Ind ¦ VAV Conversion Project (Gas) | 2020 | Economic | million_m3 | Before Competition Groups | 34.4015 | 0 | 0 | 1774.6231 | 0.019385 | 9 | Industrial_2020_Economic_million_m3_Before Competition Groups_9 | VAV Conversion Project (Gas) | 1.939% | 0 | 34.4015 | Industrial_2020_Economic_million_m3_Before Competition Groups_VAV Conversion Project (Gas)
Industrial | Ind ¦ High Efficiency HVAC Fans (Gas) | 2020 | Economic | million_m3 | Before Competition Groups | 29.0723 | 0 | 0 | 1774.6231 | 0.016382 | 10 | Industrial_2020_Economic_million_m3_Before Competition Groups_10 | High Efficiency HVAC Fans (Gas) | 1.638% | 0 | 29.0723 | Industrial_2020_Economic_million_m3_Before Competition Groups_High Efficiency HVAC Fans (Gas)
Industrial | Ind ¦ HE HVAC Controls | 2020 | Economic | million_m3 | Before Competition Groups | 23.7319 | 0 | 0 | 1774.6231 | 0.013373 | 11 | Industrial_2020_Economic_million_m3_Before Competition Groups_11 | HE HVAC Controls | 1.337% | 0 | 23.7319 | Industrial_2020_Economic_million_m3_Before Competition Groups_HE HVAC Controls
Industrial | Ind ¦ Insulation - Steam (AG) | 2020 | Economic | million_m3 | Before Competition Groups | 19.3174 | 0 | 0 | 1774.6231 | 0.010885 | 12 | Industrial_2020_Economic_million_m3_Before Competition Groups_12 | Insulation - Steam (AG) | 1.089% | 0 | 19.3174 | Industrial_2020_Economic_million_m3_Before Competition Groups_Insulation - Steam (AG)
Industrial | Ind ¦ Direct Contact Water Heaters | 2020 | Economic | million_m3 | Before Competition Groups | 17.9401 | 0 | 0 | 1774.6231 | 0.010109 | 13 | Industrial_2020_Economic_million_m3_Before Competition Groups_13 | Direct Contact Water Heaters | 1.011% | 0 | 17.9401 | Industrial_2020_Economic_million_m3_Before Competition Groups_Direct Contact Water Heaters
Industrial | Ind ¦ Air Compressor Heat Recovery | 2020 | Economic | million_m3 | Before Competition Groups | 15.2876 | 0 | 0 | 1774.6231 | 0.0086146 | 14 | Industrial_2020_Economic_million_m3_Before Competition Groups_14 | Air Compressor Heat Recovery | 0.8615% | 0 | 15.2876 | Industrial_2020_Economic_million_m3_Before Competition Groups_Air Compressor Heat Recovery
Industrial | Ind ¦ Steam Turbine Optimization | 2020 | Economic | million_m3 | Before Competition Groups | 9.7267 | 0 | 0 | 1774.6231 | 0.005481 | 15 | Industrial_2020_Economic_million_m3_Before Competition Groups_15 | Steam Turbine Optimization | 0.5481% | 0 | 9.7267 | Industrial_2020_Economic_million_m3_Before Competition Groups_Steam Turbine Optimization
Industrial | Ind ¦ Process Optimization (Gas) | 2020 | Economic | million_m3 | Before Competition Groups | 8.9846 | 0 | 0 | 1774.6231 | 0.0050628 | 16 | Industrial_2020_Economic_million_m3_Before Competition Groups_16 | Process Optimization (Gas) | 0.5063% | 0 | 8.9846 | Industrial_2020_Economic_million_m3_Before Competition Groups_Process Optimization (Gas)
Industrial | Ind ¦ Gas Turbine Optimization | 2020 | Economic | million_m3 | Before Competition Groups | 7.2951 | 0 | 0 | 1774.6231 | 0.0041108 | 17 | Industrial_2020_Economic_million_m3_Before Competition Groups_17 | Gas Turbine Optimization | 0.4111% | 0 | 7.2951 | Industrial_2020_Economic_million_m3_Before Competition Groups_Gas Turbine Optimization
Industrial | Ind ¦ HE Stock Tank | 2020 | Economic | million_m3 | Before Competition Groups | 5.4461 | 0 | 0 | 1774.6231 | 0.0030689 | 18 | Industrial_2020_Economic_million_m3_Before Competition Groups_18 | HE Stock Tank | 0.3069% | 0 | 5.4461 | Industrial_2020_Economic_million_m3_Before Competition Groups_HE Stock Tank
Industrial | Ind ¦ Ventilation Optimization (Gas) | 2020 | Economic | million_m3 | Before Competition Groups | 4.7572 | 0 | 0 | 1774.6231 | 0.0026807 | 19 | Industrial_2020_Economic_million_m3_Before Competition Groups_19 | Ventilation Optimization (Gas) | 0.2681% | 0 | 4.7572 | Industrial_2020_Economic_million_m3_Before Competition Groups_Ventilation Optimization (Gas)
Industrial | Ind ¦ Solar Walls | 2020 | Economic | million_m3 | Before Competition Groups | 4.6404 | 0 | 0 | 1774.6231 | 0.0026149 | 20 | Industrial_2020_Economic_million_m3_Before Competition Groups_20 | Solar Walls | 0.2615% | 0 | 4.6404 | Industrial_2020_Economic_million_m3_Before Competition Groups_Solar Walls
Industrial | Ind ¦ HE HVAC Units | 2020 | Economic | million_m3 | Before Competition Groups | 1.3809 | 0 | 0 | 1774.6231 | 0.00077813 | 21 | Industrial_2020_Economic_million_m3_Before Competition Groups_21 | HE HVAC Units | 0.07781% | 0 | 1.3809 | Industrial_2020_Economic_million_m3_Before Competition Groups_HE HVAC Units
Industrial | Ind ¦ Process Heat Recovery (Gas) - HVAC | 2020 | Economic | million_m3 | Before Competition Groups | 1.0137 | 0 | 0 | 1774.6231 | 0.00057124 | 22 | Industrial_2020_Economic_million_m3_Before Competition Groups_22 | Process Heat Recovery (Gas) - HVAC | 0.05712% | 0 | 1.0137 | Industrial_2020_Economic_million_m3_Before Competition Groups_Process Heat Recovery (Gas) - HVAC
Industrial | Ind ¦ Insulation - Steam - Direct | 2020 | Economic | million_m3 | Before Competition Groups | 0.67583 | 0 | 0 | 1774.6231 | 0.00038083 | 23 | Industrial_2020_Economic_million_m3_Before Competition Groups_23 | Insulation - Steam - Direct | 0.03808% | 0 | 0.67583 | Industrial_2020_Economic_million_m3_Before Competition Groups_Insulation - Steam - Direct
Industrial | Ind ¦ Insulation - Steam - HVAC | 2020 | Economic | million_m3 | Before Competition Groups | 0.14055 | 0 | 0 | 1774.6231 | 7.9199e-05 | 24 | Industrial_2020_Economic_million_m3_Before Competition Groups_24 | Insulation - Steam - HVAC | 0.00792% | 0 | 0.14055 | Industrial_2020_Economic_million_m3_Before Competition Groups_Insulation - Steam - HVAC
Industrial | Ind ¦ High Efficiency Furnaces | 2020 | Economic | million_m3 | Before Competition Groups | 0 | 0 | 0 | 1774.6231 | 0 | 25 | Industrial_2020_Economic_million_m3_Before Competition Groups_25 | High Efficiency Furnaces | 0% | 0 | 0 | Industrial_2020_Economic_million_m3_Before Competition Groups_High Efficiency Furnaces
Industrial | Ind ¦ Steam Trap Repair | 2020 | Economic | million_m3 | Before Competition Groups | 0 | 0 | 0 | 1774.6231 | 0 | 26 | Industrial_2020_Economic_million_m3_Before Competition Groups_26 | Steam Trap Repair | 0% | 0 | 0 | Industrial_2020_Economic_million_m3_Before Competition Groups_Steam Trap Repair
Industrial | Ind ¦ Boiler Upgrade | 2020 | SC A | million_m3 | Before Competition Groups | 26.2631 | 0 | 0 | 78.9253 | 0.33276 | 1 | Industrial_2020_SC A_million_m3_Before Competition Groups_1 | Boiler Upgrade | 33.28% | 0 | 26.2631 | Industrial_2020_SC A_million_m3_Before Competition Groups_Boiler Upgrade
Industrial | Ind ¦ Process Heat Improvements | 2020 | SC A | million_m3 | Before Competition Groups | 16.3761 | 0 | 0 | 78.9253 | 0.20749 | 2 | Industrial_2020_SC A_million_m3_Before Competition Groups_2 | Process Heat Improvements | 20.75% | 0 | 16.3761 | Industrial_2020_SC A_million_m3_Before Competition Groups_Process Heat Improvements
Industrial | Ind ¦ Process Heat Recovery (Gas) | 2020 | SC A | million_m3 | Before Competition Groups | 7.9636 | 0 | 0 | 78.9253 | 0.1009 | 3 | Industrial_2020_SC A_million_m3_Before Competition Groups_3 | Process Heat Recovery (Gas) | 10.09% | 0 | 7.9636 | Industrial_2020_SC A_million_m3_Before Competition Groups_Process Heat Recovery (Gas)
Industrial | Ind ¦ Greenhouse Envelope Improvements | 2020 | SC A | million_m3 | Before Competition Groups | 7.9141 | 0 | 0 | 78.9253 | 0.10027 | 4 | Industrial_2020_SC A_million_m3_Before Competition Groups_4 | Greenhouse Envelope Improvements | 10.03% | 0 | 7.9141 | Industrial_2020_SC A_million_m3_Before Competition Groups_Greenhouse Envelope Improvements
Industrial | Ind ¦ Recommissioning | 2020 | SC A | million_m3 | Before Competition Groups | 7.1765 | 0 | 0 | 78.9253 | 0.090928 | 5 | Industrial_2020_SC A_million_m3_Before Competition Groups_5 | Recommissioning | 9.093% | 0 | 7.1765 | Industrial_2020_SC A_million_m3_Before Competition Groups_Recommissioning
Industrial | Ind ¦ Improved Controls -Process Heating Gas | 2020 | SC A | million_m3 | Before Competition Groups | 4.7747 | 0 | 0 | 78.9253 | 0.060496 | 6 | Industrial_2020_SC A_million_m3_Before Competition Groups_6 | Improved Controls -Process Heating Gas | 6.05% | 0 | 4.7747 | Industrial_2020_SC A_million_m3_Before Competition Groups_Improved Controls -Process Heating Gas
Industrial | Ind ¦ Insulation - Steam | 2020 | SC A | million_m3 | Before Competition Groups | 1.4696 | 0 | 0 | 78.9253 | 0.01862 | 7 | Industrial_2020_SC A_million_m3_Before Competition Groups_7 | Insulation - Steam | 1.862% | 0 | 1.4696 | Industrial_2020_SC A_million_m3_Before Competition Groups_Insulation - Steam
Industrial | Ind ¦ High Efficiency Burners | 2020 | SC A | million_m3 | Before Competition Groups | 1.2438 | 0 | 0 | 78.9253 | 0.01576 | 8 | Industrial_2020_SC A_million_m3_Before Competition Groups_8 | High Efficiency Burners | 1.576% | 0 | 1.2438 | Industrial_2020_SC A_million_m3_Before Competition Groups_High Efficiency Burners
Industrial | Ind ¦ Direct Contact Water Heaters | 2020 | SC A | million_m3 | Before Competition Groups | 1.0458 | 0 | 0 | 78.9253 | 0.013251 | 9 | Industrial_2020_SC A_million_m3_Before Competition Groups_9 | Direct Contact Water Heaters | 1.325% | 0 | 1.0458 | Industrial_2020_SC A_million_m3_Before Competition Groups_Direct Contact Water Heaters
Industrial | Ind ¦ High Efficiency HVAC Fans (Gas) | 2020 | SC A | million_m3 | Before Competition Groups | 0.93806 | 0 | 0 | 78.9253 | 0.011885 | 10 | Industrial_2020_SC A_million_m3_Before Competition Groups_10 | High Efficiency HVAC Fans (Gas) | 1.189% | 0 | 0.93806 | Industrial_2020_SC A_million_m3_Before Competition Groups_High Efficiency HVAC Fans (Gas)
Industrial | Ind ¦ Steam Turbine Optimization | 2020 | SC A | million_m3 | Before Competition Groups | 0.87262 | 0 | 0 | 78.9253 | 0.011056 | 11 | Industrial_2020_SC A_million_m3_Before Competition Groups_11 | Steam Turbine Optimization | 1.106% | 0 | 0.87262 | Industrial_2020_SC A_million_m3_Before Competition Groups_Steam Turbine Optimization
Industrial | Ind ¦ Insulation - Steam (AG) | 2020 | SC A | million_m3 | Before Competition Groups | 0.74861 | 0 | 0 | 78.9253 | 0.009485 | 12 | Industrial_2020_SC A_million_m3_Before Competition Groups_12 | Insulation - Steam (AG) | 0.9485% | 0 | 0.74861 | Industrial_2020_SC A_million_m3_Before Competition Groups_Insulation - Steam (AG)
Industrial | Ind ¦ Gas Turbine Optimization | 2020 | SC A | million_m3 | Before Competition Groups | 0.65287 | 0 | 0 | 78.9253 | 0.008272 | 13 | Industrial_2020_SC A_million_m3_Before Competition Groups_13 | Gas Turbine Optimization | 0.8272% | 0 | 0.65287 | Industrial_2020_SC A_million_m3_Before Competition Groups_Gas Turbine Optimization
Industrial | Ind ¦ Air Compressor Heat Recovery | 2020 | SC A | million_m3 | Before Competition Groups | 0.52145 | 0 | 0 | 78.9253 | 0.0066068 | 14 | Industrial_2020_SC A_million_m3_Before Competition Groups_14 | Air Compressor Heat Recovery | 0.6607% | 0 | 0.52145 | Industrial_2020_SC A_million_m3_Before Competition Groups_Air Compressor Heat Recovery
Industrial | Ind ¦ Ventilation Optimization (Gas) | 2020 | SC A | million_m3 | Before Competition Groups | 0.46273 | 0 | 0 | 78.9253 | 0.0058629 | 15 | Industrial_2020_SC A_million_m3_Before Competition Groups_15 | Ventilation Optimization (Gas) | 0.5863% | 0 | 0.46273 | Industrial_2020_SC A_million_m3_Before Competition Groups_Ventilation Optimization (Gas)
Industrial | Ind ¦ HE Stock Tank | 2020 | SC A | million_m3 | Before Competition Groups | 0.16709 | 0 | 0 | 78.9253 | 0.0021171 | 16 | Industrial_2020_SC A_million_m3_Before Competition Groups_16 | HE Stock Tank | 0.2117% | 0 | 0.16709 | Industrial_2020_SC A_million_m3_Before Competition Groups_HE Stock Tank
Industrial | Ind ¦ Process Optimization (Gas) | 2020 | SC A | million_m3 | Before Competition Groups | 0.14648 | 0 | 0 | 78.9253 | 0.001856 | 17 | Industrial_2020_SC A_million_m3_Before Competition Groups_17 | Process Optimization (Gas) | 0.1856% | 0 | 0.14648 | Industrial_2020_SC A_million_m3_Before Competition Groups_Process Optimization (Gas)
Industrial | Ind ¦ VAV Conversion Project (Gas) | 2020 | SC A | million_m3 | Before Competition Groups | 0.07884 | 0 | 0 | 78.9253 | 0.00099892 | 18 | Industrial_2020_SC A_million_m3_Before Competition Groups_18 | VAV Conversion Project (Gas) | 0.09989% | 0 | 0.07884 | Industrial_2020_SC A_million_m3_Before Competition Groups_VAV Conversion Project (Gas)
Industrial | Ind ¦ HE HVAC Controls | 2020 | SC A | million_m3 | Before Competition Groups | 0.047711 | 0 | 0 | 78.9253 | 0.0006045 | 19 | Industrial_2020_SC A_million_m3_Before Competition Groups_19 | HE HVAC Controls | 0.06045% | 0 | 0.047711 | Industrial_2020_SC A_million_m3_Before Competition Groups_HE HVAC Controls
Industrial | Ind ¦ Process Heat Recovery (Gas) - HVAC | 2020 | SC A | million_m3 | Before Competition Groups | 0.030391 | 0 | 0 | 78.9253 | 0.00038506 | 20 | Industrial_2020_SC A_million_m3_Before Competition Groups_20 | Process Heat Recovery (Gas) - HVAC | 0.03851% | 0 | 0.030391 | Industrial_2020_SC A_million_m3_Before Competition Groups_Process Heat Recovery (Gas) - HVAC
Industrial | Ind ¦ Insulation - Steam - Direct | 2020 | SC A | million_m3 | Before Competition Groups | 0.022551 | 0 | 0 | 78.9253 | 0.00028573 | 21 | Industrial_2020_SC A_million_m3_Before Competition Groups_21 | Insulation - Steam - Direct | 0.02857% | 0 | 0.022551 | Industrial_2020_SC A_million_m3_Before Competition Groups_Insulation - Steam - Direct
Industrial | Ind ¦ Insulation - Steam - HVAC | 2020 | SC A | million_m3 | Before Competition Groups | 0.005354 | 0 | 0 | 78.9253 | 6.7836e-05 | 22 | Industrial_2020_SC A_million_m3_Before Competition Groups_22 | Insulation - Steam - HVAC | 0.006784% | 0 | 0.005354 | Industrial_2020_SC A_million_m3_Before Competition Groups_Insulation - Steam - HVAC
Industrial | Ind ¦ HE HVAC Units | 2020 | SC A | million_m3 | Before Competition Groups | 0.0025259 | 0 | 0 | 78.9253 | 3.2004e-05 | 23 | Industrial_2020_SC A_million_m3_Before Competition Groups_23 | HE HVAC Units | 0.0032% | 0 | 0.0025259 | Industrial_2020_SC A_million_m3_Before Competition Groups_HE HVAC Units
Industrial | Ind ¦ Solar Walls | 2020 | SC A | million_m3 | Before Competition Groups | 0.000681 | 0 | 0 | 78.9253 | 8.6284e-06 | 24 | Industrial_2020_SC A_million_m3_Before Competition Groups_24 | Solar Walls | 0.0008628% | 0 | 0.000681 | Industrial_2020_SC A_million_m3_Before Competition Groups_Solar Walls
Industrial | Ind ¦ High Efficiency Furnaces | 2020 | SC A | million_m3 | Before Competition Groups | 0 | 0 | 0 | 78.9253 | 0 | 25 | Industrial_2020_SC A_million_m3_Before Competition Groups_25 | High Efficiency Furnaces | 0% | 0 | 0 | Industrial_2020_SC A_million_m3_Before Competition Groups_High Efficiency Furnaces
Industrial | Ind ¦ Steam Trap Repair | 2020 | SC A | million_m3 | Before Competition Groups | 0 | 0 | 0 | 78.9253 | 0 | 26 | Industrial_2020_SC A_million_m3_Before Competition Groups_26 | Steam Trap Repair | 0% | 0 | 0 | Industrial_2020_SC A_million_m3_Before Competition Groups_Steam Trap Repair
Industrial | Ind ¦ Process Heat Improvements | 2020 | SC B | million_m3 | Before Competition Groups | 44.8398 | 0 | 0 | 175.6641 | 0.25526 | 1 | Industrial_2020_SC B_million_m3_Before Competition Groups_1 | Process Heat Improvements | 25.53% | 0 | 44.8398 | Industrial_2020_SC B_million_m3_Before Competition Groups_Process Heat Improvements
Industrial | Ind ¦ Boiler Upgrade | 2020 | SC B | million_m3 | Before Competition Groups | 30.1767 | 0 | 0 | 175.6641 | 0.17179 | 2 | Industrial_2020_SC B_million_m3_Before Competition Groups_2 | Boiler Upgrade | 17.18% | 0 | 30.1767 | Industrial_2020_SC B_million_m3_Before Competition Groups_Boiler Upgrade
Industrial | Ind ¦ Process Heat Recovery (Gas) | 2020 | SC B | million_m3 | Before Competition Groups | 27.7067 | 0 | 0 | 175.6641 | 0.15773 | 3 | Industrial_2020_SC B_million_m3_Before Competition Groups_3 | Process Heat Recovery (Gas) | 15.77% | 0 | 27.7067 | Industrial_2020_SC B_million_m3_Before Competition Groups_Process Heat Recovery (Gas)
Industrial | Ind ¦ Recommissioning | 2020 | SC B | million_m3 | Before Competition Groups | 20.2062 | 0 | 0 | 175.6641 | 0.11503 | 4 | Industrial_2020_SC B_million_m3_Before Competition Groups_4 | Recommissioning | 11.5% | 0 | 20.2062 | Industrial_2020_SC B_million_m3_Before Competition Groups_Recommissioning
Industrial | Ind ¦ Improved Controls -Process Heating Gas | 2020 | SC B | million_m3 | Before Competition Groups | 12.6636 | 0 | 0 | 175.6641 | 0.07209 | 5 | Industrial_2020_SC B_million_m3_Before Competition Groups_5 | Improved Controls -Process Heating Gas | 7.209% | 0 | 12.6636 | Industrial_2020_SC B_million_m3_Before Competition Groups_Improved Controls -Process Heating Gas
Industrial | Ind ¦ Greenhouse Envelope Improvements | 2020 | SC B | million_m3 | Before Competition Groups | 10.0751 | 0 | 0 | 175.6641 | 0.057355 | 6 | Industrial_2020_SC B_million_m3_Before Competition Groups_6 | Greenhouse Envelope Improvements | 5.735% | 0 | 10.0751 | Industrial_2020_SC B_million_m3_Before Competition Groups_Greenhouse Envelope Improvements
Industrial | Ind ¦ High Efficiency Burners | 2020 | SC B | million_m3 | Before Competition Groups | 8.5356 | 0 | 0 | 175.6641 | 0.048591 | 7 | Industrial_2020_SC B_million_m3_Before Competition Groups_7 | High Efficiency Burners | 4.859% | 0 | 8.5356 | Industrial_2020_SC B_million_m3_Before Competition Groups_High Efficiency Burners
Industrial | Ind ¦ Insulation - Steam | 2020 | SC B | million_m3 | Before Competition Groups | 3.8987 | 0 | 0 | 175.6641 | 0.022194 | 8 | Industrial_2020_SC B_million_m3_Before Competition Groups_8 | Insulation - Steam | 2.219% | 0 | 3.8987 | Industrial_2020_SC B_million_m3_Before Competition Groups_Insulation - Steam
Industrial | Ind ¦ VAV Conversion Project (Gas) | 2020 | SC B | million_m3 | Before Competition Groups | 3.3102 | 0 | 0 | 175.6641 | 0.018844 | 9 | Industrial_2020_SC B_million_m3_Before Competition Groups_9 | VAV Conversion Project (Gas) | 1.884% | 0 | 3.3102 | Industrial_2020_SC B_million_m3_Before Competition Groups_VAV Conversion Project (Gas)
Industrial | Ind ¦ High Efficiency HVAC Fans (Gas) | 2020 | SC B | million_m3 | Before Competition Groups | 3.142 | 0 | 0 | 175.6641 | 0.017886 | 10 | Industrial_2020_SC B_million_m3_Before Competition Groups_10 | High Efficiency HVAC Fans (Gas) | 1.789% | 0 | 3.142 | Industrial_2020_SC B_million_m3_Before Competition Groups_High Efficiency HVAC Fans (Gas)
Industrial | Ind ¦ HE HVAC Controls | 2020 | SC B | million_m3 | Before Competition Groups | 2.3358 | 0 | 0 | 175.6641 | 0.013297 | 11 | Industrial_2020_SC B_million_m3_Before Competition Groups_11 | HE HVAC Controls | 1.33% | 0 | 2.3358 | Industrial_2020_SC B_million_m3_Before Competition Groups_HE HVAC Controls
Industrial | Ind ¦ Direct Contact Water Heaters | 2020 | SC B | million_m3 | Before Competition Groups | 2.0041 | 0 | 0 | 175.6641 | 0.011409 | 12 | Industrial_2020_SC B_million_m3_Before Competition Groups_12 | Direct Contact Water Heaters | 1.141% | 0 | 2.0041 | Industrial_2020_SC B_million_m3_Before Competition Groups_Direct Contact Water Heaters
Industrial | Ind ¦ Insulation - Steam (AG) | 2020 | SC B | million_m3 | Before Competition Groups | 1.9873 | 0 | 0 | 175.6641 | 0.011313 | 13 | Industrial_2020_SC B_million_m3_Before Competition Groups_13 | Insulation - Steam (AG) | 1.131% | 0 | 1.9873 | Industrial_2020_SC B_million_m3_Before Competition Groups_Insulation - Steam (AG)
Industrial | Ind ¦ Air Compressor Heat Recovery | 2020 | SC B | million_m3 | Before Competition Groups | 1.4509 | 0 | 0 | 175.6641 | 0.0082592 | 14 | Industrial_2020_SC B_million_m3_Before Competition Groups_14 | Air Compressor Heat Recovery | 0.8259% | 0 | 1.4509 | Industrial_2020_SC B_million_m3_Before Competition Groups_Air Compressor Heat Recovery
Industrial | Ind ¦ Steam Turbine Optimization | 2020 | SC B | million_m3 | Before Competition Groups | 0.87262 | 0 | 0 | 175.6641 | 0.0049676 | 15 | Industrial_2020_SC B_million_m3_Before Competition Groups_15 | Steam Turbine Optimization | 0.4968% | 0 | 0.87262 | Industrial_2020_SC B_million_m3_Before Competition Groups_Steam Turbine Optimization
Industrial | Ind ¦ Gas Turbine Optimization | 2020 | SC B | million_m3 | Before Competition Groups | 0.65447 | 0 | 0 | 175.6641 | 0.0037257 | 16 | Industrial_2020_SC B_million_m3_Before Competition Groups_16 | Gas Turbine Optimization | 0.3726% | 0 | 0.65447 | Industrial_2020_SC B_million_m3_Before Competition Groups_Gas Turbine Optimization
Industrial | Ind ¦ Ventilation Optimization (Gas) | 2020 | SC B | million_m3 | Before Competition Groups | 0.46273 | 0 | 0 | 175.6641 | 0.0026342 | 17 | Industrial_2020_SC B_million_m3_Before Competition Groups_17 | Ventilation Optimization (Gas) | 0.2634% | 0 | 0.46273 | Industrial_2020_SC B_million_m3_Before Competition Groups_Ventilation Optimization (Gas)
Industrial | Ind ¦ Solar Walls | 2020 | SC B | million_m3 | Before Competition Groups | 0.44649 | 0 | 0 | 175.6641 | 0.0025418 | 18 | Industrial_2020_SC B_million_m3_Before Competition Groups_18 | Solar Walls | 0.2542% | 0 | 0.44649 | Industrial_2020_SC B_million_m3_Before Competition Groups_Solar Walls
Industrial | Ind ¦ HE Stock Tank | 2020 | SC B | million_m3 | Before Competition Groups | 0.44301 | 0 | 0 | 175.6641 | 0.0025219 | 19 | Industrial_2020_SC B_million_m3_Before Competition Groups_19 | HE Stock Tank | 0.2522% | 0 | 0.44301 | Industrial_2020_SC B_million_m3_Before Competition Groups_HE Stock Tank
Industrial | Ind ¦ Process Optimization (Gas) | 2020 | SC B | million_m3 | Before Competition Groups | 0.14648 | 0 | 0 | 175.6641 | 0.00083388 | 20 | Industrial_2020_SC B_million_m3_Before Competition Groups_20 | Process Optimization (Gas) | 0.08339% | 0 | 0.14648 | Industrial_2020_SC B_million_m3_Before Competition Groups_Process Optimization (Gas)
Industrial | Ind ¦ HE HVAC Units | 2020 | SC B | million_m3 | Before Competition Groups | 0.12922 | 0 | 0 | 175.6641 | 0.00073563 | 21 | Industrial_2020_SC B_million_m3_Before Competition Groups_21 | HE HVAC Units | 0.07356% | 0 | 0.12922 | Industrial_2020_SC B_million_m3_Before Competition Groups_HE HVAC Units
Industrial | Ind ¦ Process Heat Recovery (Gas) - HVAC | 2020 | SC B | million_m3 | Before Competition Groups | 0.10251 | 0 | 0 | 175.6641 | 0.00058356 | 22 | Industrial_2020_SC B_million_m3_Before Competition Groups_22 | Process Heat Recovery (Gas) - HVAC | 0.05836% | 0 | 0.10251 | Industrial_2020_SC B_million_m3_Before Competition Groups_Process Heat Recovery (Gas) - HVAC
Industrial | Ind ¦ Insulation - Steam - Direct | 2020 | SC B | million_m3 | Before Competition Groups | 0.059798 | 0 | 0 | 175.6641 | 0.00034041 | 23 | Industrial_2020_SC B_million_m3_Before Competition Groups_23 | Insulation - Steam - Direct | 0.03404% | 0 | 0.059798 | Industrial_2020_SC B_million_m3_Before Competition Groups_Insulation - Steam - Direct
Industrial | Ind ¦ Insulation - Steam - HVAC | 2020 | SC B | million_m3 | Before Competition Groups | 0.014213 | 0 | 0 | 175.6641 | 8.0909e-05 | 24 | Industrial_2020_SC B_million_m3_Before Competition Groups_24 | Insulation - Steam - HVAC | 0.008091% | 0 | 0.014213 | Industrial_2020_SC B_million_m3_Before Competition Groups_Insulation - Steam - HVAC
Industrial | Ind ¦ High Efficiency Furnaces | 2020 | SC B | million_m3 | Before Competition Groups | 0 | 0 | 0 | 175.6641 | 0 | 25 | Industrial_2020_SC B_million_m3_Before Competition Groups_25 | High Efficiency Furnaces | 0% | 0 | 0 | Industrial_2020_SC B_million_m3_Before Competition Groups_High Efficiency Furnaces
Industrial | Ind ¦ Steam Trap Repair | 2020 | SC B | million_m3 | Before Competition Groups | 0 | 0 | 0 | 175.6641 | 0 | 26 | Industrial_2020_SC B_million_m3_Before Competition Groups_26 | Steam Trap Repair | 0% | 0 | 0 | Industrial_2020_SC B_million_m3_Before Competition Groups_Steam Trap Repair
Industrial | Ind ¦ Boiler Upgrade | 2020 | SC C | million_m3 | Before Competition Groups | 30.1767 | 0 | 0 | 88.0182 | 0.34285 | 1 | Industrial_2020_SC C_million_m3_Before Competition Groups_1 | Boiler Upgrade | 34.28% | 0 | 30.1767 | Industrial_2020_SC C_million_m3_Before Competition Groups_Boiler Upgrade
Industrial | Ind ¦ Process Heat Improvements | 2020 | SC C | million_m3 | Before Competition Groups | 16.911 | 0 | 0 | 88.0182 | 0.19213 | 2 | Industrial_2020_SC C_million_m3_Before Competition Groups_2 | Process Heat Improvements | 19.21% | 0 | 16.911 | Industrial_2020_SC C_million_m3_Before Competition Groups_Process Heat Improvements
Industrial | Ind ¦ Process Heat Recovery (Gas) | 2020 | SC C | million_m3 | Before Competition Groups | 10.3664 | 0 | 0 | 88.0182 | 0.11778 | 3 | Industrial_2020_SC C_million_m3_Before Competition Groups_3 | Process Heat Recovery (Gas) | 11.78% | 0 | 10.3664 | Industrial_2020_SC C_million_m3_Before Competition Groups_Process Heat Recovery (Gas)
Industrial | Ind ¦ Greenhouse Envelope Improvements | 2020 | SC C | million_m3 | Before Competition Groups | 7.9141 | 0 | 0 | 88.0182 | 0.089915 | 4 | Industrial_2020_SC C_million_m3_Before Competition Groups_4 | Greenhouse Envelope Improvements | 8.991% | 0 | 7.9141 | Industrial_2020_SC C_million_m3_Before Competition Groups_Greenhouse Envelope Improvements
Industrial | Ind ¦ Recommissioning | 2020 | SC C | million_m3 | Before Competition Groups | 7.5525 | 0 | 0 | 88.0182 | 0.085806 | 5 | Industrial_2020_SC C_million_m3_Before Competition Groups_5 | Recommissioning | 8.581% | 0 | 7.5525 | Industrial_2020_SC C_million_m3_Before Competition Groups_Recommissioning
Industrial | Ind ¦ Improved Controls -Process Heating Gas | 2020 | SC C | million_m3 | Before Competition Groups | 4.7747 | 0 | 0 | 88.0182 | 0.054246 | 6 | Industrial_2020_SC C_million_m3_Before Competition Groups_6 | Improved Controls -Process Heating Gas | 5.425% | 0 | 4.7747 | Industrial_2020_SC C_million_m3_Before Competition Groups_Improved Controls -Process Heating Gas
Industrial | Ind ¦ High Efficiency Burners | 2020 | SC C | million_m3 | Before Competition Groups | 2.8541 | 0 | 0 | 88.0182 | 0.032426 | 7 | Industrial_2020_SC C_million_m3_Before Competition Groups_7 | High Efficiency Burners | 3.243% | 0 | 2.8541 | Industrial_2020_SC C_million_m3_Before Competition Groups_High Efficiency Burners
Industrial | Ind ¦ Insulation - Steam | 2020 | SC C | million_m3 | Before Competition Groups | 1.4696 | 0 | 0 | 88.0182 | 0.016696 | 8 | Industrial_2020_SC C_million_m3_Before Competition Groups_8 | Insulation - Steam | 1.67% | 0 | 1.4696 | Industrial_2020_SC C_million_m3_Before Competition Groups_Insulation - Steam
Industrial | Ind ¦ High Efficiency HVAC Fans (Gas) | 2020 | SC C | million_m3 | Before Competition Groups | 1.0626 | 0 | 0 | 88.0182 | 0.012073 | 9 | Industrial_2020_SC C_million_m3_Before Competition Groups_9 | High Efficiency HVAC Fans (Gas) | 1.207% | 0 | 1.0626 | Industrial_2020_SC C_million_m3_Before Competition Groups_High Efficiency HVAC Fans (Gas)
Industrial | Ind ¦ Direct Contact Water Heaters | 2020 | SC C | million_m3 | Before Competition Groups | 1.0458 | 0 | 0 | 88.0182 | 0.011882 | 10 | Industrial_2020_SC C_million_m3_Before Competition Groups_10 | Direct Contact Water Heaters | 1.188% | 0 | 1.0458 | Industrial_2020_SC C_million_m3_Before Competition Groups_Direct Contact Water Heaters
Industrial | Ind ¦ Steam Turbine Optimization | 2020 | SC C | million_m3 | Before Competition Groups | 0.87262 | 0 | 0 | 88.0182 | 0.0099141 | 11 | Industrial_2020_SC C_million_m3_Before Competition Groups_11 | Steam Turbine Optimization | 0.9914% | 0 | 0.87262 | Industrial_2020_SC C_million_m3_Before Competition Groups_Steam Turbine Optimization
Industrial | Ind ¦ Insulation - Steam (AG) | 2020 | SC C | million_m3 | Before Competition Groups | 0.74861 | 0 | 0 | 88.0182 | 0.0085052 | 12 | Industrial_2020_SC C_million_m3_Before Competition Groups_12 | Insulation - Steam (AG) | 0.8505% | 0 | 0.74861 | Industrial_2020_SC C_million_m3_Before Competition Groups_Insulation - Steam (AG)
Industrial | Ind ¦ Gas Turbine Optimization | 2020 | SC C | million_m3 | Before Competition Groups | 0.65447 | 0 | 0 | 88.0182 | 0.0074356 | 13 | Industrial_2020_SC C_million_m3_Before Competition Groups_13 | Gas Turbine Optimization | 0.7436% | 0 | 0.65447 | Industrial_2020_SC C_million_m3_Before Competition Groups_Gas Turbine Optimization
Industrial | Ind ¦ Air Compressor Heat Recovery | 2020 | SC C | million_m3 | Before Competition Groups | 0.54683 | 0 | 0 | 88.0182 | 0.0062127 | 14 | Industrial_2020_SC C_million_m3_Before Competition Groups_14 | Air Compressor Heat Recovery | 0.6213% | 0 | 0.54683 | Industrial_2020_SC C_million_m3_Before Competition Groups_Air Compressor Heat Recovery
Industrial | Ind ¦ Ventilation Optimization (Gas) | 2020 | SC C | million_m3 | Before Competition Groups | 0.46273 | 0 | 0 | 88.0182 | 0.0052573 | 15 | Industrial_2020_SC C_million_m3_Before Competition Groups_15 | Ventilation Optimization (Gas) | 0.5257% | 0 | 0.46273 | Industrial_2020_SC C_million_m3_Before Competition Groups_Ventilation Optimization (Gas)
Industrial | Ind ¦ HE Stock Tank | 2020 | SC C | million_m3 | Before Competition Groups | 0.16709 | 0 | 0 | 88.0182 | 0.0018983 | 16 | Industrial_2020_SC C_million_m3_Before Competition Groups_16 | HE Stock Tank | 0.1898% | 0 | 0.16709 | Industrial_2020_SC C_million_m3_Before Competition Groups_HE Stock Tank
Industrial | Ind ¦ Process Optimization (Gas) | 2020 | SC C | million_m3 | Before Competition Groups | 0.14648 | 0 | 0 | 88.0182 | 0.0016642 | 17 | Industrial_2020_SC C_million_m3_Before Competition Groups_17 | Process Optimization (Gas) | 0.1664% | 0 | 0.14648 | Industrial_2020_SC C_million_m3_Before Competition Groups_Process Optimization (Gas)
Industrial | Ind ¦ VAV Conversion Project (Gas) | 2020 | SC C | million_m3 | Before Competition Groups | 0.14233 | 0 | 0 | 88.0182 | 0.001617 | 18 | Industrial_2020_SC C_million_m3_Before Competition Groups_18 | VAV Conversion Project (Gas) | 0.1617% | 0 | 0.14233 | Industrial_2020_SC C_million_m3_Before Competition Groups_VAV Conversion Project (Gas)
Industrial | Ind ¦ HE HVAC Controls | 2020 | SC C | million_m3 | Before Competition Groups | 0.07814 | 0 | 0 | 88.0182 | 0.00088777 | 19 | Industrial_2020_SC C_million_m3_Before Competition Groups_19 | HE HVAC Controls | 0.08878% | 0 | 0.07814 | Industrial_2020_SC C_million_m3_Before Competition Groups_HE HVAC Controls
Industrial | Ind ¦ Process Heat Recovery (Gas) - HVAC | 2020 | SC C | million_m3 | Before Competition Groups | 0.038318 | 0 | 0 | 88.0182 | 0.00043534 | 20 | Industrial_2020_SC C_million_m3_Before Competition Groups_20 | Process Heat Recovery (Gas) - HVAC | 0.04353% | 0 | 0.038318 | Industrial_2020_SC C_million_m3_Before Competition Groups_Process Heat Recovery (Gas) - HVAC
Industrial | Ind ¦ Insulation - Steam - Direct | 2020 | SC C | million_m3 | Before Competition Groups | 0.022551 | 0 | 0 | 88.0182 | 0.00025621 | 21 | Industrial_2020_SC C_million_m3_Before Competition Groups_21 | Insulation - Steam - Direct | 0.02562% | 0 | 0.022551 | Industrial_2020_SC C_million_m3_Before Competition Groups_Insulation - Steam - Direct
Industrial | Ind ¦ Insulation - Steam - HVAC | 2020 | SC C | million_m3 | Before Competition Groups | 0.005354 | 0 | 0 | 88.0182 | 6.0828e-05 | 22 | Industrial_2020_SC C_million_m3_Before Competition Groups_22 | Insulation - Steam - HVAC | 0.006083% | 0 | 0.005354 | Industrial_2020_SC C_million_m3_Before Competition Groups_Insulation - Steam - HVAC
Industrial | Ind ¦ HE HVAC Units | 2020 | SC C | million_m3 | Before Competition Groups | 0.0041421 | 0 | 0 | 88.0182 | 4.7059e-05 | 23 | Industrial_2020_SC C_million_m3_Before Competition Groups_23 | HE HVAC Units | 0.004706% | 0 | 0.0041421 | Industrial_2020_SC C_million_m3_Before Competition Groups_HE HVAC Units
Industrial | Ind ¦ Solar Walls | 2020 | SC C | million_m3 | Before Competition Groups | 0.0011364 | 0 | 0 | 88.0182 | 1.2911e-05 | 24 | Industrial_2020_SC C_million_m3_Before Competition Groups_24 | Solar Walls | 0.001291% | 0 | 0.0011364 | Industrial_2020_SC C_million_m3_Before Competition Groups_Solar Walls
Industrial | Ind ¦ High Efficiency Furnaces | 2020 | SC C | million_m3 | Before Competition Groups | 0 | 0 | 0 | 88.0182 | 0 | 25 | Industrial_2020_SC C_million_m3_Before Competition Groups_25 | High Efficiency Furnaces | 0% | 0 | 0 | Industrial_2020_SC C_million_m3_Before Competition Groups_High Efficiency Furnaces
Industrial | Ind ¦ Steam Trap Repair | 2020 | SC C | million_m3 | Before Competition Groups | 0 | 0 | 0 | 88.0182 | 0 | 26 | Industrial_2020_SC C_million_m3_Before Competition Groups_26 | Steam Trap Repair | 0% | 0 | 0 | Industrial_2020_SC C_million_m3_Before Competition Groups_Steam Trap Repair
Industrial | Ind ¦ Process Heat Improvements | 2020 | Technical | million_m3 | Before Competition Groups | 540.5344 | 0 | 0 | 1901.3337 | 0.28429 | 1 | Industrial_2020_Technical_million_m3_Before Competition Groups_1 | Process Heat Improvements | 28.43% | 0 | 540.5344 | Industrial_2020_Technical_million_m3_Before Competition Groups_Process Heat Improvements
Industrial | Ind ¦ Process Heat Recovery (Gas) | 2020 | Technical | million_m3 | Before Competition Groups | 303.3321 | 0 | 0 | 1901.3337 | 0.15954 | 2 | Industrial_2020_Technical_million_m3_Before Competition Groups_2 | Process Heat Recovery (Gas) | 15.95% | 0 | 303.3321 | Industrial_2020_Technical_million_m3_Before Competition Groups_Process Heat Recovery (Gas)
Industrial | Ind ¦ Recommissioning | 2020 | Technical | million_m3 | Before Competition Groups | 218.3228 | 0 | 0 | 1901.3337 | 0.11483 | 3 | Industrial_2020_Technical_million_m3_Before Competition Groups_3 | Recommissioning | 11.48% | 0 | 218.3228 | Industrial_2020_Technical_million_m3_Before Competition Groups_Recommissioning
Industrial | Ind ¦ Boiler Upgrade | 2020 | Technical | million_m3 | Before Competition Groups | 200.0902 | 0 | 0 | 1901.3337 | 0.10524 | 4 | Industrial_2020_Technical_million_m3_Before Competition Groups_4 | Boiler Upgrade | 10.52% | 0 | 200.0902 | Industrial_2020_Technical_million_m3_Before Competition Groups_Boiler Upgrade
Industrial | Ind ¦ Improved Controls -Process Heating Gas | 2020 | Technical | million_m3 | Before Competition Groups | 139.1832 | 0 | 0 | 1901.3337 | 0.073203 | 5 | Industrial_2020_Technical_million_m3_Before Competition Groups_5 | Improved Controls -Process Heating Gas | 7.32% | 0 | 139.1832 | Industrial_2020_Technical_million_m3_Before Competition Groups_Improved Controls -Process Heating Gas
Industrial | Ind ¦ High Efficiency Burners | 2020 | Technical | million_m3 | Before Competition Groups | 102.0139 | 0 | 0 | 1901.3337 | 0.053654 | 6 | Industrial_2020_Technical_million_m3_Before Competition Groups_6 | High Efficiency Burners | 5.365% | 0 | 102.0139 | Industrial_2020_Technical_million_m3_Before Competition Groups_High Efficiency Burners
Industrial | Ind ¦ Greenhouse Envelope Improvements | 2020 | Technical | million_m3 | Before Competition Groups | 45.6315 | 0 | 0 | 1901.3337 | 0.024 | 7 | Industrial_2020_Technical_million_m3_Before Competition Groups_7 | Greenhouse Envelope Improvements | 2.4% | 0 | 45.6315 | Industrial_2020_Technical_million_m3_Before Competition Groups_Greenhouse Envelope Improvements
Industrial | Ind ¦ Boiler Tune Up | 2020 | Technical | million_m3 | Before Competition Groups | 43.2632 | 0 | 0 | 1901.3337 | 0.022754 | 8 | Industrial_2020_Technical_million_m3_Before Competition Groups_8 | Boiler Tune Up | 2.275% | 0 | 43.2632 | Industrial_2020_Technical_million_m3_Before Competition Groups_Boiler Tune Up
Industrial | Ind ¦ Insulation - Steam | 2020 | Technical | million_m3 | Before Competition Groups | 41.7031 | 0 | 0 | 1901.3337 | 0.021934 | 9 | Industrial_2020_Technical_million_m3_Before Competition Groups_9 | Insulation - Steam | 2.193% | 0 | 41.7031 | Industrial_2020_Technical_million_m3_Before Competition Groups_Insulation - Steam
Industrial | Ind ¦ VAV Conversion Project (Gas) | 2020 | Technical | million_m3 | Before Competition Groups | 34.4015 | 0 | 0 | 1901.3337 | 0.018093 | 10 | Industrial_2020_Technical_million_m3_Before Competition Groups_10 | VAV Conversion Project (Gas) | 1.809% | 0 | 34.4015 | Industrial_2020_Technical_million_m3_Before Competition Groups_VAV Conversion Project (Gas)
Industrial | Ind ¦ High Efficiency HVAC Fans (Gas) | 2020 | Technical | million_m3 | Before Competition Groups | 29.0723 | 0 | 0 | 1901.3337 | 0.01529 | 11 | Industrial_2020_Technical_million_m3_Before Competition Groups_11 | High Efficiency HVAC Fans (Gas) | 1.529% | 0 | 29.0723 | Industrial_2020_Technical_million_m3_Before Competition Groups_High Efficiency HVAC Fans (Gas)
Industrial | Ind ¦ Steam Leak Repairs | 2020 | Technical | million_m3 | Before Competition Groups | 26.2976 | 0 | 0 | 1901.3337 | 0.013831 | 12 | Industrial_2020_Technical_million_m3_Before Competition Groups_12 | Steam Leak Repairs | 1.383% | 0 | 26.2976 | Industrial_2020_Technical_million_m3_Before Competition Groups_Steam Leak Repairs
Industrial | Ind ¦ HE HVAC Controls | 2020 | Technical | million_m3 | Before Competition Groups | 23.7319 | 0 | 0 | 1901.3337 | 0.012482 | 13 | Industrial_2020_Technical_million_m3_Before Competition Groups_13 | HE HVAC Controls | 1.248% | 0 | 23.7319 | Industrial_2020_Technical_million_m3_Before Competition Groups_HE HVAC Controls
Industrial | Ind ¦ Loading Dock Seals | 2020 | Technical | million_m3 | Before Competition Groups | 23.7319 | 0 | 0 | 1901.3337 | 0.012482 | 14 | Industrial_2020_Technical_million_m3_Before Competition Groups_14 | Loading Dock Seals | 1.248% | 0 | 23.7319 | Industrial_2020_Technical_million_m3_Before Competition Groups_Loading Dock Seals
Industrial | Ind ¦ Steam Trap Repair | 2020 | Technical | million_m3 | Before Competition Groups | 19.9615 | 0 | 0 | 1901.3337 | 0.010499 | 15 | Industrial_2020_Technical_million_m3_Before Competition Groups_15 | Steam Trap Repair | 1.05% | 0 | 19.9615 | Industrial_2020_Technical_million_m3_Before Competition Groups_Steam Trap Repair
Industrial | Ind ¦ Insulation - Steam (AG) | 2020 | Technical | million_m3 | Before Competition Groups | 19.3174 | 0 | 0 | 1901.3337 | 0.01016 | 16 | Industrial_2020_Technical_million_m3_Before Competition Groups_16 | Insulation - Steam (AG) | 1.016% | 0 | 19.3174 | Industrial_2020_Technical_million_m3_Before Competition Groups_Insulation - Steam (AG)
Industrial | Ind ¦ Direct Contact Water Heaters | 2020 | Technical | million_m3 | Before Competition Groups | 17.9401 | 0 | 0 | 1901.3337 | 0.0094356 | 17 | Industrial_2020_Technical_million_m3_Before Competition Groups_17 | Direct Contact Water Heaters | 0.9436% | 0 | 17.9401 | Industrial_2020_Technical_million_m3_Before Competition Groups_Direct Contact Water Heaters
Industrial | Ind ¦ Air Compressor Heat Recovery | 2020 | Technical | million_m3 | Before Competition Groups | 15.2876 | 0 | 0 | 1901.3337 | 0.0080405 | 18 | Industrial_2020_Technical_million_m3_Before Competition Groups_18 | Air Compressor Heat Recovery | 0.804% | 0 | 15.2876 | Industrial_2020_Technical_million_m3_Before Competition Groups_Air Compressor Heat Recovery
Industrial | Ind ¦ High Efficiency Furnaces | 2020 | Technical | million_m3 | Before Competition Groups | 11.743 | 0 | 0 | 1901.3337 | 0.0061762 | 19 | Industrial_2020_Technical_million_m3_Before Competition Groups_19 | High Efficiency Furnaces | 0.6176% | 0 | 11.743 | Industrial_2020_Technical_million_m3_Before Competition Groups_High Efficiency Furnaces
Industrial | Ind ¦ Steam Turbine Optimization | 2020 | Technical | million_m3 | Before Competition Groups | 9.7267 | 0 | 0 | 1901.3337 | 0.0051157 | 20 | Industrial_2020_Technical_million_m3_Before Competition Groups_20 | Steam Turbine Optimization | 0.5116% | 0 | 9.7267 | Industrial_2020_Technical_million_m3_Before Competition Groups_Steam Turbine Optimization
Industrial | Ind ¦ Process Optimization (Gas) | 2020 | Technical | million_m3 | Before Competition Groups | 8.9846 | 0 | 0 | 1901.3337 | 0.0047254 | 21 | Industrial_2020_Technical_million_m3_Before Competition Groups_21 | Process Optimization (Gas) | 0.4725% | 0 | 8.9846 | Industrial_2020_Technical_million_m3_Before Competition Groups_Process Optimization (Gas)
Industrial | Ind ¦ Gas Turbine Optimization | 2020 | Technical | million_m3 | Before Competition Groups | 7.2951 | 0 | 0 | 1901.3337 | 0.0038368 | 22 | Industrial_2020_Technical_million_m3_Before Competition Groups_22 | Gas Turbine Optimization | 0.3837% | 0 | 7.2951 | Industrial_2020_Technical_million_m3_Before Competition Groups_Gas Turbine Optimization
Industrial | Ind ¦ HE Stock Tank | 2020 | Technical | million_m3 | Before Competition Groups | 5.4461 | 0 | 0 | 1901.3337 | 0.0028643 | 23 | Industrial_2020_Technical_million_m3_Before Competition Groups_23 | HE Stock Tank | 0.2864% | 0 | 5.4461 | Industrial_2020_Technical_million_m3_Before Competition Groups_HE Stock Tank
Industrial | Ind ¦ Ventilation Optimization (Gas) | 2020 | Technical | million_m3 | Before Competition Groups | 4.7572 | 0 | 0 | 1901.3337 | 0.002502 | 24 | Industrial_2020_Technical_million_m3_Before Competition Groups_24 | Ventilation Optimization (Gas) | 0.2502% | 0 | 4.7572 | Industrial_2020_Technical_million_m3_Before Competition Groups_Ventilation Optimization (Gas)
Industrial | Ind ¦ Solar Walls | 2020 | Technical | million_m3 | Before Competition Groups | 4.6404 | 0 | 0 | 1901.3337 | 0.0024406 | 25 | Industrial_2020_Technical_million_m3_Before Competition Groups_25 | Solar Walls | 0.2441% | 0 | 4.6404 | Industrial_2020_Technical_million_m3_Before Competition Groups_Solar Walls
Industrial | Ind ¦ HE HVAC Units | 2020 | Technical | million_m3 | Before Competition Groups | 1.4897 | 0 | 0 | 1901.3337 | 0.00078351 | 26 | Industrial_2020_Technical_million_m3_Before Competition Groups_26 | HE HVAC Units | 0.07835% | 0 | 1.4897 | Industrial_2020_Technical_million_m3_Before Competition Groups_HE HVAC Units
Industrial | Ind ¦ Boiler Tune Up - Direct | 2020 | Technical | million_m3 | Before Competition Groups | 1.4767 | 0 | 0 | 1901.3337 | 0.00077669 | 27 | Industrial_2020_Technical_million_m3_Before Competition Groups_27 | Boiler Tune Up - Direct | 0.07767% | 0 | 1.4767 | Industrial_2020_Technical_million_m3_Before Competition Groups_Boiler Tune Up - Direct
Industrial | Ind ¦ Process Heat Recovery (Gas) - HVAC | 2020 | Technical | million_m3 | Before Competition Groups | 1.0137 | 0 | 0 | 1901.3337 | 0.00053317 | 28 | Industrial_2020_Technical_million_m3_Before Competition Groups_28 | Process Heat Recovery (Gas) - HVAC | 0.05332% | 0 | 1.0137 | Industrial_2020_Technical_million_m3_Before Competition Groups_Process Heat Recovery (Gas) - HVAC
Industrial | Ind ¦ Insulation - Steam - Direct | 2020 | Technical | million_m3 | Before Competition Groups | 0.67583 | 0 | 0 | 1901.3337 | 0.00035545 | 29 | Industrial_2020_Technical_million_m3_Before Competition Groups_29 | Insulation - Steam - Direct | 0.03555% | 0 | 0.67583 | Industrial_2020_Technical_million_m3_Before Competition Groups_Insulation - Steam - Direct
Industrial | Ind ¦ Insulation - Steam - HVAC | 2020 | Technical | million_m3 | Before Competition Groups | 0.14055 | 0 | 0 | 1901.3337 | 7.3921e-05 | 30 | Industrial_2020_Technical_million_m3_Before Competition Groups_30 | Insulation - Steam - HVAC | 0.007392% | 0 | 0.14055 | Industrial_2020_Technical_million_m3_Before Competition Groups_Insulation - Steam - HVAC
Industrial | Ind ¦ Boiler Tune Up - HVAC | 2020 | Technical | million_m3 | Before Competition Groups | 0.12778 | 0 | 0 | 1901.3337 | 6.7205e-05 | 31 | Industrial_2020_Technical_million_m3_Before Competition Groups_31 | Boiler Tune Up - HVAC | 0.006721% | 0 | 0.12778 | Industrial_2020_Technical_million_m3_Before Competition Groups_Boiler Tune Up - HVAC
Industrial | Ind ¦ Process Heat Improvements | 2021 | Economic | million_m3 | Before Competition Groups | 600.8375 | 0 | 0 | 1881.422 | 0.31935 | 1 | Industrial_2021_Economic_million_m3_Before Competition Groups_1 | Process Heat Improvements | 31.94% | 0 | 600.8375 | Industrial_2021_Economic_million_m3_Before Competition Groups_Process Heat Improvements
Industrial | Ind ¦ Process Heat Recovery (Gas) | 2021 | Economic | million_m3 | Before Competition Groups | 303.3321 | 0 | 0 | 1881.422 | 0.16122 | 2 | Industrial_2021_Economic_million_m3_Before Competition Groups_2 | Process Heat Recovery (Gas) | 16.12% | 0 | 303.3321 | Industrial_2021_Economic_million_m3_Before Competition Groups_Process Heat Recovery (Gas)
Industrial | Ind ¦ Boiler Upgrade | 2021 | Economic | million_m3 | Before Competition Groups | 222.9906 | 0 | 0 | 1881.422 | 0.11852 | 3 | Industrial_2021_Economic_million_m3_Before Competition Groups_3 | Boiler Upgrade | 11.85% | 0 | 222.9906 | Industrial_2021_Economic_million_m3_Before Competition Groups_Boiler Upgrade
Industrial | Ind ¦ Recommissioning | 2021 | Economic | million_m3 | Before Competition Groups | 218.3228 | 0 | 0 | 1881.422 | 0.11604 | 4 | Industrial_2021_Economic_million_m3_Before Competition Groups_4 | Recommissioning | 11.6% | 0 | 218.3228 | Industrial_2021_Economic_million_m3_Before Competition Groups_Recommissioning
Industrial | Ind ¦ Improved Controls -Process Heating Gas | 2021 | Economic | million_m3 | Before Competition Groups | 139.1832 | 0 | 0 | 1881.422 | 0.073978 | 5 | Industrial_2021_Economic_million_m3_Before Competition Groups_5 | Improved Controls -Process Heating Gas | 7.398% | 0 | 139.1832 | Industrial_2021_Economic_million_m3_Before Competition Groups_Improved Controls -Process Heating Gas
Industrial | Ind ¦ High Efficiency Burners | 2021 | Economic | million_m3 | Before Competition Groups | 113.3947 | 0 | 0 | 1881.422 | 0.060271 | 6 | Industrial_2021_Economic_million_m3_Before Competition Groups_6 | High Efficiency Burners | 6.027% | 0 | 113.3947 | Industrial_2021_Economic_million_m3_Before Competition Groups_High Efficiency Burners
Industrial | Ind ¦ Greenhouse Envelope Improvements | 2021 | Economic | million_m3 | Before Competition Groups | 53.3033 | 0 | 0 | 1881.422 | 0.028331 | 7 | Industrial_2021_Economic_million_m3_Before Competition Groups_7 | Greenhouse Envelope Improvements | 2.833% | 0 | 53.3033 | Industrial_2021_Economic_million_m3_Before Competition Groups_Greenhouse Envelope Improvements
Industrial | Ind ¦ Insulation - Steam | 2021 | Economic | million_m3 | Before Competition Groups | 41.7031 | 0 | 0 | 1881.422 | 0.022166 | 8 | Industrial_2021_Economic_million_m3_Before Competition Groups_8 | Insulation - Steam | 2.217% | 0 | 41.7031 | Industrial_2021_Economic_million_m3_Before Competition Groups_Insulation - Steam
Industrial | Ind ¦ VAV Conversion Project (Gas) | 2021 | Economic | million_m3 | Before Competition Groups | 34.4595 | 0 | 0 | 1881.422 | 0.018316 | 9 | Industrial_2021_Economic_million_m3_Before Competition Groups_9 | VAV Conversion Project (Gas) | 1.832% | 0 | 34.4595 | Industrial_2021_Economic_million_m3_Before Competition Groups_VAV Conversion Project (Gas)
Industrial | Ind ¦ High Efficiency HVAC Fans (Gas) | 2021 | Economic | million_m3 | Before Competition Groups | 31.0621 | 0 | 0 | 1881.422 | 0.01651 | 10 | Industrial_2021_Economic_million_m3_Before Competition Groups_10 | High Efficiency HVAC Fans (Gas) | 1.651% | 0 | 31.0621 | Industrial_2021_Economic_million_m3_Before Competition Groups_High Efficiency HVAC Fans (Gas)
Industrial | Ind ¦ HE HVAC Controls | 2021 | Economic | million_m3 | Before Competition Groups | 23.7319 | 0 | 0 | 1881.422 | 0.012614 | 11 | Industrial_2021_Economic_million_m3_Before Competition Groups_11 | HE HVAC Controls | 1.261% | 0 | 23.7319 | Industrial_2021_Economic_million_m3_Before Competition Groups_HE HVAC Controls
Industrial | Ind ¦ Direct Contact Water Heaters | 2021 | Economic | million_m3 | Before Competition Groups | 19.954 | 0 | 0 | 1881.422 | 0.010606 | 12 | Industrial_2021_Economic_million_m3_Before Competition Groups_12 | Direct Contact Water Heaters | 1.061% | 0 | 19.954 | Industrial_2021_Economic_million_m3_Before Competition Groups_Direct Contact Water Heaters
Industrial | Ind ¦ Insulation - Steam (AG) | 2021 | Economic | million_m3 | Before Competition Groups | 19.1311 | 0 | 0 | 1881.422 | 0.010168 | 13 | Industrial_2021_Economic_million_m3_Before Competition Groups_13 | Insulation - Steam (AG) | 1.017% | 0 | 19.1311 | Industrial_2021_Economic_million_m3_Before Competition Groups_Insulation - Steam (AG)
Industrial | Ind ¦ Air Compressor Heat Recovery | 2021 | Economic | million_m3 | Before Competition Groups | 15.2876 | 0 | 0 | 1881.422 | 0.0081256 | 14 | Industrial_2021_Economic_million_m3_Before Competition Groups_14 | Air Compressor Heat Recovery | 0.8126% | 0 | 15.2876 | Industrial_2021_Economic_million_m3_Before Competition Groups_Air Compressor Heat Recovery
Industrial | Ind ¦ Steam Turbine Optimization | 2021 | Economic | million_m3 | Before Competition Groups | 9.731 | 0 | 0 | 1881.422 | 0.0051721 | 15 | Industrial_2021_Economic_million_m3_Before Competition Groups_15 | Steam Turbine Optimization | 0.5172% | 0 | 9.731 | Industrial_2021_Economic_million_m3_Before Competition Groups_Steam Turbine Optimization
Industrial | Ind ¦ Process Optimization (Gas) | 2021 | Economic | million_m3 | Before Competition Groups | 8.9846 | 0 | 0 | 1881.422 | 0.0047754 | 16 | Industrial_2021_Economic_million_m3_Before Competition Groups_16 | Process Optimization (Gas) | 0.4775% | 0 | 8.9846 | Industrial_2021_Economic_million_m3_Before Competition Groups_Process Optimization (Gas)
Industrial | Ind ¦ Gas Turbine Optimization | 2021 | Economic | million_m3 | Before Competition Groups | 7.2982 | 0 | 0 | 1881.422 | 0.0038791 | 17 | Industrial_2021_Economic_million_m3_Before Competition Groups_17 | Gas Turbine Optimization | 0.3879% | 0 | 7.2982 | Industrial_2021_Economic_million_m3_Before Competition Groups_Gas Turbine Optimization
Industrial | Ind ¦ HE Stock Tank | 2021 | Economic | million_m3 | Before Competition Groups | 6.0981 | 0 | 0 | 1881.422 | 0.0032412 | 18 | Industrial_2021_Economic_million_m3_Before Competition Groups_18 | HE Stock Tank | 0.3241% | 0 | 6.0981 | Industrial_2021_Economic_million_m3_Before Competition Groups_HE Stock Tank
Industrial | Ind ¦ Ventilation Optimization (Gas) | 2021 | Economic | million_m3 | Before Competition Groups | 4.7572 | 0 | 0 | 1881.422 | 0.0025285 | 19 | Industrial_2021_Economic_million_m3_Before Competition Groups_19 | Ventilation Optimization (Gas) | 0.2528% | 0 | 4.7572 | Industrial_2021_Economic_million_m3_Before Competition Groups_Ventilation Optimization (Gas)
Industrial | Ind ¦ Solar Walls | 2021 | Economic | million_m3 | Before Competition Groups | 4.6482 | 0 | 0 | 1881.422 | 0.0024706 | 20 | Industrial_2021_Economic_million_m3_Before Competition Groups_20 | Solar Walls | 0.2471% | 0 | 4.6482 | Industrial_2021_Economic_million_m3_Before Competition Groups_Solar Walls
Industrial | Ind ¦ HE HVAC Units | 2021 | Economic | million_m3 | Before Competition Groups | 1.3809 | 0 | 0 | 1881.422 | 0.00073396 | 21 | Industrial_2021_Economic_million_m3_Before Competition Groups_21 | HE HVAC Units | 0.0734% | 0 | 1.3809 | Industrial_2021_Economic_million_m3_Before Competition Groups_HE HVAC Units
Industrial | Ind ¦ Process Heat Recovery (Gas) - HVAC | 2021 | Economic | million_m3 | Before Competition Groups | 1.0137 | 0 | 0 | 1881.422 | 0.00053882 | 22 | Industrial_2021_Economic_million_m3_Before Competition Groups_22 | Process Heat Recovery (Gas) - HVAC | 0.05388% | 0 | 1.0137 | Industrial_2021_Economic_million_m3_Before Competition Groups_Process Heat Recovery (Gas) - HVAC
Industrial | Ind ¦ Insulation - Steam - Direct | 2021 | Economic | million_m3 | Before Competition Groups | 0.67583 | 0 | 0 | 1881.422 | 0.00035921 | 23 | Industrial_2021_Economic_million_m3_Before Competition Groups_23 | Insulation - Steam - Direct | 0.03592% | 0 | 0.67583 | Industrial_2021_Economic_million_m3_Before Competition Groups_Insulation - Steam - Direct
Industrial | Ind ¦ Insulation - Steam - HVAC | 2021 | Economic | million_m3 | Before Competition Groups | 0.14055 | 0 | 0 | 1881.422 | 7.4703e-05 | 24 | Industrial_2021_Economic_million_m3_Before Competition Groups_24 | Insulation - Steam - HVAC | 0.00747% | 0 | 0.14055 | Industrial_2021_Economic_million_m3_Before Competition Groups_Insulation - Steam - HVAC
Industrial | Ind ¦ High Efficiency Furnaces | 2021 | Economic | million_m3 | Before Competition Groups | 0 | 0 | 0 | 1881.422 | 0 | 25 | Industrial_2021_Economic_million_m3_Before Competition Groups_25 | High Efficiency Furnaces | 0% | 0 | 0 | Industrial_2021_Economic_million_m3_Before Competition Groups_High Efficiency Furnaces
Industrial | Ind ¦ Steam Trap Repair | 2021 | Economic | million_m3 | Before Competition Groups | 0 | 0 | 0 | 1881.422 | 0 | 26 | Industrial_2021_Economic_million_m3_Before Competition Groups_26 | Steam Trap Repair | 0% | 0 | 0 | Industrial_2021_Economic_million_m3_Before Competition Groups_Steam Trap Repair
Industrial | Ind ¦ Boiler Upgrade | 2021 | SC A | million_m3 | Before Competition Groups | 45.4148 | 0 | 0 | 128.4021 | 0.35369 | 1 | Industrial_2021_SC A_million_m3_Before Competition Groups_1 | Boiler Upgrade | 35.37% | 0 | 45.4148 | Industrial_2021_SC A_million_m3_Before Competition Groups_Boiler Upgrade
Industrial | Ind ¦ Process Heat Improvements | 2021 | SC A | million_m3 | Before Competition Groups | 26.4525 | 0 | 0 | 128.4021 | 0.20601 | 2 | Industrial_2021_SC A_million_m3_Before Competition Groups_2 | Process Heat Improvements | 20.6% | 0 | 26.4525 | Industrial_2021_SC A_million_m3_Before Competition Groups_Process Heat Improvements
Industrial | Ind ¦ Greenhouse Envelope Improvements | 2021 | SC A | million_m3 | Before Competition Groups | 12.9155 | 0 | 0 | 128.4021 | 0.10059 | 3 | Industrial_2021_SC A_million_m3_Before Competition Groups_3 | Greenhouse Envelope Improvements | 10.06% | 0 | 12.9155 | Industrial_2021_SC A_million_m3_Before Competition Groups_Greenhouse Envelope Improvements
Industrial | Ind ¦ Process Heat Recovery (Gas) | 2021 | SC A | million_m3 | Before Competition Groups | 11.3031 | 0 | 0 | 128.4021 | 0.088029 | 4 | Industrial_2021_SC A_million_m3_Before Competition Groups_4 | Process Heat Recovery (Gas) | 8.803% | 0 | 11.3031 | Industrial_2021_SC A_million_m3_Before Competition Groups_Process Heat Recovery (Gas)
Industrial | Ind ¦ Recommissioning | 2021 | SC A | million_m3 | Before Competition Groups | 11.2916 | 0 | 0 | 128.4021 | 0.087939 | 5 | Industrial_2021_SC A_million_m3_Before Competition Groups_5 | Recommissioning | 8.794% | 0 | 11.2916 | Industrial_2021_SC A_million_m3_Before Competition Groups_Recommissioning
Industrial | Ind ¦ Improved Controls -Process Heating Gas | 2021 | SC A | million_m3 | Before Competition Groups | 7.5254 | 0 | 0 | 128.4021 | 0.058608 | 6 | Industrial_2021_SC A_million_m3_Before Competition Groups_6 | Improved Controls -Process Heating Gas | 5.861% | 0 | 7.5254 | Industrial_2021_SC A_million_m3_Before Competition Groups_Improved Controls -Process Heating Gas
Industrial | Ind ¦ Insulation - Steam | 2021 | SC A | million_m3 | Before Competition Groups | 2.3408 | 0 | 0 | 128.4021 | 0.01823 | 7 | Industrial_2021_SC A_million_m3_Before Competition Groups_7 | Insulation - Steam | 1.823% | 0 | 2.3408 | Industrial_2021_SC A_million_m3_Before Competition Groups_Insulation - Steam
Industrial | Ind ¦ Direct Contact Water Heaters | 2021 | SC A | million_m3 | Before Competition Groups | 1.9418 | 0 | 0 | 128.4021 | 0.015123 | 8 | Industrial_2021_SC A_million_m3_Before Competition Groups_8 | Direct Contact Water Heaters | 1.512% | 0 | 1.9418 | Industrial_2021_SC A_million_m3_Before Competition Groups_Direct Contact Water Heaters
Industrial | Ind ¦ High Efficiency Burners | 2021 | SC A | million_m3 | Before Competition Groups | 1.7633 | 0 | 0 | 128.4021 | 0.013732 | 9 | Industrial_2021_SC A_million_m3_Before Competition Groups_9 | High Efficiency Burners | 1.373% | 0 | 1.7633 | Industrial_2021_SC A_million_m3_Before Competition Groups_High Efficiency Burners
Industrial | Ind ¦ High Efficiency HVAC Fans (Gas) | 2021 | SC A | million_m3 | Before Competition Groups | 1.4702 | 0 | 0 | 128.4021 | 0.01145 | 10 | Industrial_2021_SC A_million_m3_Before Competition Groups_10 | High Efficiency HVAC Fans (Gas) | 1.145% | 0 | 1.4702 | Industrial_2021_SC A_million_m3_Before Competition Groups_High Efficiency HVAC Fans (Gas)
Industrial | Ind ¦ Steam Turbine Optimization | 2021 | SC A | million_m3 | Before Competition Groups | 1.3977 | 0 | 0 | 128.4021 | 0.010885 | 11 | Industrial_2021_SC A_million_m3_Before Competition Groups_11 | Steam Turbine Optimization | 1.089% | 0 | 1.3977 | Industrial_2021_SC A_million_m3_Before Competition Groups_Steam Turbine Optimization
Industrial | Ind ¦ Insulation - Steam (AG) | 2021 | SC A | million_m3 | Before Competition Groups | 1.1974 | 0 | 0 | 128.4021 | 0.0093256 | 12 | Industrial_2021_SC A_million_m3_Before Competition Groups_12 | Insulation - Steam (AG) | 0.9326% | 0 | 1.1974 | Industrial_2021_SC A_million_m3_Before Competition Groups_Insulation - Steam (AG)
Industrial | Ind ¦ Gas Turbine Optimization | 2021 | SC A | million_m3 | Before Competition Groups | 1.038 | 0 | 0 | 128.4021 | 0.0080839 | 13 | Industrial_2021_SC A_million_m3_Before Competition Groups_13 | Gas Turbine Optimization | 0.8084% | 0 | 1.038 | Industrial_2021_SC A_million_m3_Before Competition Groups_Gas Turbine Optimization
Industrial | Ind ¦ Air Compressor Heat Recovery | 2021 | SC A | million_m3 | Before Competition Groups | 0.80869 | 0 | 0 | 128.4021 | 0.0062981 | 14 | Industrial_2021_SC A_million_m3_Before Competition Groups_14 | Air Compressor Heat Recovery | 0.6298% | 0 | 0.80869 | Industrial_2021_SC A_million_m3_Before Competition Groups_Air Compressor Heat Recovery
Industrial | Ind ¦ Ventilation Optimization (Gas) | 2021 | SC A | million_m3 | Before Competition Groups | 0.74507 | 0 | 0 | 128.4021 | 0.0058026 | 15 | Industrial_2021_SC A_million_m3_Before Competition Groups_15 | Ventilation Optimization (Gas) | 0.5803% | 0 | 0.74507 | Industrial_2021_SC A_million_m3_Before Competition Groups_Ventilation Optimization (Gas)
Industrial | Ind ¦ HE Stock Tank | 2021 | SC A | million_m3 | Before Competition Groups | 0.28067 | 0 | 0 | 128.4021 | 0.0021859 | 16 | Industrial_2021_SC A_million_m3_Before Competition Groups_16 | HE Stock Tank | 0.2186% | 0 | 0.28067 | Industrial_2021_SC A_million_m3_Before Competition Groups_HE Stock Tank
Industrial | Ind ¦ Process Optimization (Gas) | 2021 | SC A | million_m3 | Before Competition Groups | 0.22971 | 0 | 0 | 128.4021 | 0.001789 | 17 | Industrial_2021_SC A_million_m3_Before Competition Groups_17 | Process Optimization (Gas) | 0.1789% | 0 | 0.22971 | Industrial_2021_SC A_million_m3_Before Competition Groups_Process Optimization (Gas)
Industrial | Ind ¦ VAV Conversion Project (Gas) | 2021 | SC A | million_m3 | Before Competition Groups | 0.11879 | 0 | 0 | 128.4021 | 0.00092516 | 18 | Industrial_2021_SC A_million_m3_Before Competition Groups_18 | VAV Conversion Project (Gas) | 0.09252% | 0 | 0.11879 | Industrial_2021_SC A_million_m3_Before Competition Groups_VAV Conversion Project (Gas)
Industrial | Ind ¦ HE HVAC Controls | 2021 | SC A | million_m3 | Before Competition Groups | 0.07382 | 0 | 0 | 128.4021 | 0.00057491 | 19 | Industrial_2021_SC A_million_m3_Before Competition Groups_19 | HE HVAC Controls | 0.05749% | 0 | 0.07382 | Industrial_2021_SC A_million_m3_Before Competition Groups_HE HVAC Controls
Industrial | Ind ¦ Process Heat Recovery (Gas) - HVAC | 2021 | SC A | million_m3 | Before Competition Groups | 0.043649 | 0 | 0 | 128.4021 | 0.00033994 | 20 | Industrial_2021_SC A_million_m3_Before Competition Groups_20 | Process Heat Recovery (Gas) - HVAC | 0.03399% | 0 | 0.043649 | Industrial_2021_SC A_million_m3_Before Competition Groups_Process Heat Recovery (Gas) - HVAC
Industrial | Ind ¦ Insulation - Steam - Direct | 2021 | SC A | million_m3 | Before Competition Groups | 0.035816 | 0 | 0 | 128.4021 | 0.00027894 | 21 | Industrial_2021_SC A_million_m3_Before Competition Groups_21 | Insulation - Steam - Direct | 0.02789% | 0 | 0.035816 | Industrial_2021_SC A_million_m3_Before Competition Groups_Insulation - Steam - Direct
Industrial | Ind ¦ Insulation - Steam - HVAC | 2021 | SC A | million_m3 | Before Competition Groups | 0.0085639 | 0 | 0 | 128.4021 | 6.6696e-05 | 22 | Industrial_2021_SC A_million_m3_Before Competition Groups_22 | Insulation - Steam - HVAC | 0.00667% | 0 | 0.0085639 | Industrial_2021_SC A_million_m3_Before Competition Groups_Insulation - Steam - HVAC
Industrial | Ind ¦ HE HVAC Units | 2021 | SC A | million_m3 | Before Competition Groups | 0.0039082 | 0 | 0 | 128.4021 | 3.0437e-05 | 23 | Industrial_2021_SC A_million_m3_Before Competition Groups_23 | HE HVAC Units | 0.003044% | 0 | 0.0039082 | Industrial_2021_SC A_million_m3_Before Competition Groups_HE HVAC Units
Industrial | Ind ¦ Solar Walls | 2021 | SC A | million_m3 | Before Competition Groups | 0.0013535 | 0 | 0 | 128.4021 | 1.0541e-05 | 24 | Industrial_2021_SC A_million_m3_Before Competition Groups_24 | Solar Walls | 0.001054% | 0 | 0.0013535 | Industrial_2021_SC A_million_m3_Before Competition Groups_Solar Walls
Industrial | Ind ¦ High Efficiency Furnaces | 2021 | SC A | million_m3 | Before Competition Groups | 0 | 0 | 0 | 128.4021 | 0 | 25 | Industrial_2021_SC A_million_m3_Before Competition Groups_25 | High Efficiency Furnaces | 0% | 0 | 0 | Industrial_2021_SC A_million_m3_Before Competition Groups_High Efficiency Furnaces
Industrial | Ind ¦ Steam Trap Repair | 2021 | SC A | million_m3 | Before Competition Groups | 0 | 0 | 0 | 128.4021 | 0 | 26 | Industrial_2021_SC A_million_m3_Before Competition Groups_26 | Steam Trap Repair | 0% | 0 | 0 | Industrial_2021_SC A_million_m3_Before Competition Groups_Steam Trap Repair
Industrial | Ind ¦ Process Heat Improvements | 2021 | SC B | million_m3 | Before Competition Groups | 75.3759 | 0 | 0 | 293.6317 | 0.2567 | 1 | Industrial_2021_SC B_million_m3_Before Competition Groups_1 | Process Heat Improvements | 25.67% | 0 | 75.3759 | Industrial_2021_SC B_million_m3_Before Competition Groups_Process Heat Improvements
Industrial | Ind ¦ Boiler Upgrade | 2021 | SC B | million_m3 | Before Competition Groups | 54.7183 | 0 | 0 | 293.6317 | 0.18635 | 2 | Industrial_2021_SC B_million_m3_Before Competition Groups_2 | Boiler Upgrade | 18.64% | 0 | 54.7183 | Industrial_2021_SC B_million_m3_Before Competition Groups_Boiler Upgrade
Industrial | Ind ¦ Process Heat Recovery (Gas) | 2021 | SC B | million_m3 | Before Competition Groups | 44.4634 | 0 | 0 | 293.6317 | 0.15143 | 3 | Industrial_2021_SC B_million_m3_Before Competition Groups_3 | Process Heat Recovery (Gas) | 15.14% | 0 | 44.4634 | Industrial_2021_SC B_million_m3_Before Competition Groups_Process Heat Recovery (Gas)
Industrial | Ind ¦ Recommissioning | 2021 | SC B | million_m3 | Before Competition Groups | 32.4501 | 0 | 0 | 293.6317 | 0.11051 | 4 | Industrial_2021_SC B_million_m3_Before Competition Groups_4 | Recommissioning | 11.05% | 0 | 32.4501 | Industrial_2021_SC B_million_m3_Before Competition Groups_Recommissioning
Industrial | Ind ¦ Improved Controls -Process Heating Gas | 2021 | SC B | million_m3 | Before Competition Groups | 20.3178 | 0 | 0 | 293.6317 | 0.069195 | 5 | Industrial_2021_SC B_million_m3_Before Competition Groups_5 | Improved Controls -Process Heating Gas | 6.919% | 0 | 20.3178 | Industrial_2021_SC B_million_m3_Before Competition Groups_Improved Controls -Process Heating Gas
Industrial | Ind ¦ Greenhouse Envelope Improvements | 2021 | SC B | million_m3 | Before Competition Groups | 16.7319 | 0 | 0 | 293.6317 | 0.056983 | 6 | Industrial_2021_SC B_million_m3_Before Competition Groups_6 | Greenhouse Envelope Improvements | 5.698% | 0 | 16.7319 | Industrial_2021_SC B_million_m3_Before Competition Groups_Greenhouse Envelope Improvements
Industrial | Ind ¦ High Efficiency Burners | 2021 | SC B | million_m3 | Before Competition Groups | 14.3543 | 0 | 0 | 293.6317 | 0.048885 | 7 | Industrial_2021_SC B_million_m3_Before Competition Groups_7 | High Efficiency Burners | 4.889% | 0 | 14.3543 | Industrial_2021_SC B_million_m3_Before Competition Groups_High Efficiency Burners
Industrial | Ind ¦ Insulation - Steam | 2021 | SC B | million_m3 | Before Competition Groups | 6.2641 | 0 | 0 | 293.6317 | 0.021333 | 8 | Industrial_2021_SC B_million_m3_Before Competition Groups_8 | Insulation - Steam | 2.133% | 0 | 6.2641 | Industrial_2021_SC B_million_m3_Before Competition Groups_Insulation - Steam
Industrial | Ind ¦ High Efficiency HVAC Fans (Gas) | 2021 | SC B | million_m3 | Before Competition Groups | 5.3712 | 0 | 0 | 293.6317 | 0.018292 | 9 | Industrial_2021_SC B_million_m3_Before Competition Groups_9 | High Efficiency HVAC Fans (Gas) | 1.829% | 0 | 5.3712 | Industrial_2021_SC B_million_m3_Before Competition Groups_High Efficiency HVAC Fans (Gas)
Industrial | Ind ¦ VAV Conversion Project (Gas) | 2021 | SC B | million_m3 | Before Competition Groups | 5.3279 | 0 | 0 | 293.6317 | 0.018145 | 10 | Industrial_2021_SC B_million_m3_Before Competition Groups_10 | VAV Conversion Project (Gas) | 1.814% | 0 | 5.3279 | Industrial_2021_SC B_million_m3_Before Competition Groups_VAV Conversion Project (Gas)
Industrial | Ind ¦ HE HVAC Controls | 2021 | SC B | million_m3 | Before Competition Groups | 3.7634 | 0 | 0 | 293.6317 | 0.012817 | 11 | Industrial_2021_SC B_million_m3_Before Competition Groups_11 | HE HVAC Controls | 1.282% | 0 | 3.7634 | Industrial_2021_SC B_million_m3_Before Competition Groups_HE HVAC Controls
Industrial | Ind ¦ Direct Contact Water Heaters | 2021 | SC B | million_m3 | Before Competition Groups | 3.5706 | 0 | 0 | 293.6317 | 0.01216 | 12 | Industrial_2021_SC B_million_m3_Before Competition Groups_12 | Direct Contact Water Heaters | 1.216% | 0 | 3.5706 | Industrial_2021_SC B_million_m3_Before Competition Groups_Direct Contact Water Heaters
Industrial | Ind ¦ Insulation - Steam (AG) | 2021 | SC B | million_m3 | Before Competition Groups | 3.2064 | 0 | 0 | 293.6317 | 0.01092 | 13 | Industrial_2021_SC B_million_m3_Before Competition Groups_13 | Insulation - Steam (AG) | 1.092% | 0 | 3.2064 | Industrial_2021_SC B_million_m3_Before Competition Groups_Insulation - Steam (AG)
Industrial | Ind ¦ Air Compressor Heat Recovery | 2021 | SC B | million_m3 | Before Competition Groups | 2.333 | 0 | 0 | 293.6317 | 0.0079454 | 14 | Industrial_2021_SC B_million_m3_Before Competition Groups_14 | Air Compressor Heat Recovery | 0.7945% | 0 | 2.333 | Industrial_2021_SC B_million_m3_Before Competition Groups_Air Compressor Heat Recovery
Industrial | Ind ¦ Steam Turbine Optimization | 2021 | SC B | million_m3 | Before Competition Groups | 1.3991 | 0 | 0 | 293.6317 | 0.0047647 | 15 | Industrial_2021_SC B_million_m3_Before Competition Groups_15 | Steam Turbine Optimization | 0.4765% | 0 | 1.3991 | Industrial_2021_SC B_million_m3_Before Competition Groups_Steam Turbine Optimization
Industrial | Ind ¦ Gas Turbine Optimization | 2021 | SC B | million_m3 | Before Competition Groups | 1.0493 | 0 | 0 | 293.6317 | 0.0035735 | 16 | Industrial_2021_SC B_million_m3_Before Competition Groups_16 | Gas Turbine Optimization | 0.3573% | 0 | 1.0493 | Industrial_2021_SC B_million_m3_Before Competition Groups_Gas Turbine Optimization
Industrial | Ind ¦ HE Stock Tank | 2021 | SC B | million_m3 | Before Competition Groups | 0.75003 | 0 | 0 | 293.6317 | 0.0025543 | 17 | Industrial_2021_SC B_million_m3_Before Competition Groups_17 | HE Stock Tank | 0.2554% | 0 | 0.75003 | Industrial_2021_SC B_million_m3_Before Competition Groups_HE Stock Tank
Industrial | Ind ¦ Ventilation Optimization (Gas) | 2021 | SC B | million_m3 | Before Competition Groups | 0.74507 | 0 | 0 | 293.6317 | 0.0025374 | 18 | Industrial_2021_SC B_million_m3_Before Competition Groups_18 | Ventilation Optimization (Gas) | 0.2537% | 0 | 0.74507 | Industrial_2021_SC B_million_m3_Before Competition Groups_Ventilation Optimization (Gas)
Industrial | Ind ¦ Solar Walls | 2021 | SC B | million_m3 | Before Competition Groups | 0.71864 | 0 | 0 | 293.6317 | 0.0024474 | 19 | Industrial_2021_SC B_million_m3_Before Competition Groups_19 | Solar Walls | 0.2447% | 0 | 0.71864 | Industrial_2021_SC B_million_m3_Before Competition Groups_Solar Walls
Industrial | Ind ¦ Process Optimization (Gas) | 2021 | SC B | million_m3 | Before Competition Groups | 0.22971 | 0 | 0 | 293.6317 | 0.00078229 | 20 | Industrial_2021_SC B_million_m3_Before Competition Groups_20 | Process Optimization (Gas) | 0.07823% | 0 | 0.22971 | Industrial_2021_SC B_million_m3_Before Competition Groups_Process Optimization (Gas)
Industrial | Ind ¦ HE HVAC Units | 2021 | SC B | million_m3 | Before Competition Groups | 0.20764 | 0 | 0 | 293.6317 | 0.00070715 | 21 | Industrial_2021_SC B_million_m3_Before Competition Groups_21 | HE HVAC Units | 0.07071% | 0 | 0.20764 | Industrial_2021_SC B_million_m3_Before Competition Groups_HE HVAC Units
Industrial | Ind ¦ Process Heat Recovery (Gas) - HVAC | 2021 | SC B | million_m3 | Before Competition Groups | 0.1654 | 0 | 0 | 293.6317 | 0.00056327 | 22 | Industrial_2021_SC B_million_m3_Before Competition Groups_22 | Process Heat Recovery (Gas) - HVAC | 0.05633% | 0 | 0.1654 | Industrial_2021_SC B_million_m3_Before Competition Groups_Process Heat Recovery (Gas) - HVAC
Industrial | Ind ¦ Insulation - Steam - Direct | 2021 | SC B | million_m3 | Before Competition Groups | 0.095797 | 0 | 0 | 293.6317 | 0.00032625 | 23 | Industrial_2021_SC B_million_m3_Before Competition Groups_23 | Insulation - Steam - Direct | 0.03262% | 0 | 0.095797 | Industrial_2021_SC B_million_m3_Before Competition Groups_Insulation - Steam - Direct
Industrial | Ind ¦ Insulation - Steam - HVAC | 2021 | SC B | million_m3 | Before Competition Groups | 0.022931 | 0 | 0 | 293.6317 | 7.8096e-05 | 24 | Industrial_2021_SC B_million_m3_Before Competition Groups_24 | Insulation - Steam - HVAC | 0.00781% | 0 | 0.022931 | Industrial_2021_SC B_million_m3_Before Competition Groups_Insulation - Steam - HVAC
Industrial | Ind ¦ High Efficiency Furnaces | 2021 | SC B | million_m3 | Before Competition Groups | 0 | 0 | 0 | 293.6317 | 0 | 25 | Industrial_2021_SC B_million_m3_Before Competition Groups_25 | High Efficiency Furnaces | 0% | 0 | 0 | Industrial_2021_SC B_million_m3_Before Competition Groups_High Efficiency Furnaces
Industrial | Ind ¦ Steam Trap Repair | 2021 | SC B | million_m3 | Before Competition Groups | 0 | 0 | 0 | 293.6317 | 0 | 26 | Industrial_2021_SC B_million_m3_Before Competition Groups_26 | Steam Trap Repair | 0% | 0 | 0 | Industrial_2021_SC B_million_m3_Before Competition Groups_Steam Trap Repair
Industrial | Ind ¦ Boiler Upgrade | 2021 | SC C | million_m3 | Before Competition Groups | 54.7183 | 0 | 0 | 149.0225 | 0.36718 | 1 | Industrial_2021_SC C_million_m3_Before Competition Groups_1 | Boiler Upgrade | 36.72% | 0 | 54.7183 | Industrial_2021_SC C_million_m3_Before Competition Groups_Boiler Upgrade
Industrial | Ind ¦ Process Heat Improvements | 2021 | SC C | million_m3 | Before Competition Groups | 28.2026 | 0 | 0 | 149.0225 | 0.18925 | 2 | Industrial_2021_SC C_million_m3_Before Competition Groups_2 | Process Heat Improvements | 18.93% | 0 | 28.2026 | Industrial_2021_SC C_million_m3_Before Competition Groups_Process Heat Improvements
Industrial | Ind ¦ Process Heat Recovery (Gas) | 2021 | SC C | million_m3 | Before Competition Groups | 16.4915 | 0 | 0 | 149.0225 | 0.11066 | 3 | Industrial_2021_SC C_million_m3_Before Competition Groups_3 | Process Heat Recovery (Gas) | 11.07% | 0 | 16.4915 | Industrial_2021_SC C_million_m3_Before Competition Groups_Process Heat Recovery (Gas)
Industrial | Ind ¦ Greenhouse Envelope Improvements | 2021 | SC C | million_m3 | Before Competition Groups | 12.9155 | 0 | 0 | 149.0225 | 0.086668 | 4 | Industrial_2021_SC C_million_m3_Before Competition Groups_4 | Greenhouse Envelope Improvements | 8.667% | 0 | 12.9155 | Industrial_2021_SC C_million_m3_Before Competition Groups_Greenhouse Envelope Improvements
Industrial | Ind ¦ Recommissioning | 2021 | SC C | million_m3 | Before Competition Groups | 12.0236 | 0 | 0 | 149.0225 | 0.080683 | 5 | Industrial_2021_SC C_million_m3_Before Competition Groups_5 | Recommissioning | 8.068% | 0 | 12.0236 | Industrial_2021_SC C_million_m3_Before Competition Groups_Recommissioning
Industrial | Ind ¦ Improved Controls -Process Heating Gas | 2021 | SC C | million_m3 | Before Competition Groups | 7.5944 | 0 | 0 | 149.0225 | 0.050962 | 6 | Industrial_2021_SC C_million_m3_Before Competition Groups_6 | Improved Controls -Process Heating Gas | 5.096% | 0 | 7.5944 | Industrial_2021_SC C_million_m3_Before Competition Groups_Improved Controls -Process Heating Gas
Industrial | Ind ¦ High Efficiency Burners | 2021 | SC C | million_m3 | Before Competition Groups | 4.772 | 0 | 0 | 149.0225 | 0.032022 | 7 | Industrial_2021_SC C_million_m3_Before Competition Groups_7 | High Efficiency Burners | 3.202% | 0 | 4.772 | Industrial_2021_SC C_million_m3_Before Competition Groups_High Efficiency Burners
Industrial | Ind ¦ Insulation - Steam | 2021 | SC C | million_m3 | Before Competition Groups | 2.3408 | 0 | 0 | 149.0225 | 0.015708 | 8 | Industrial_2021_SC C_million_m3_Before Competition Groups_8 | Insulation - Steam | 1.571% | 0 | 2.3408 | Industrial_2021_SC C_million_m3_Before Competition Groups_Insulation - Steam
Industrial | Ind ¦ Direct Contact Water Heaters | 2021 | SC C | million_m3 | Before Competition Groups | 1.9418 | 0 | 0 | 149.0225 | 0.013031 | 9 | Industrial_2021_SC C_million_m3_Before Competition Groups_9 | Direct Contact Water Heaters | 1.303% | 0 | 1.9418 | Industrial_2021_SC C_million_m3_Before Competition Groups_Direct Contact Water Heaters
Industrial | Ind ¦ High Efficiency HVAC Fans (Gas) | 2021 | SC C | million_m3 | Before Competition Groups | 1.7645 | 0 | 0 | 149.0225 | 0.011841 | 10 | Industrial_2021_SC C_million_m3_Before Competition Groups_10 | High Efficiency HVAC Fans (Gas) | 1.184% | 0 | 1.7645 | Industrial_2021_SC C_million_m3_Before Competition Groups_High Efficiency HVAC Fans (Gas)
Industrial | Ind ¦ Steam Turbine Optimization | 2021 | SC C | million_m3 | Before Competition Groups | 1.3991 | 0 | 0 | 149.0225 | 0.0093882 | 11 | Industrial_2021_SC C_million_m3_Before Competition Groups_11 | Steam Turbine Optimization | 0.9388% | 0 | 1.3991 | Industrial_2021_SC C_million_m3_Before Competition Groups_Steam Turbine Optimization
Industrial | Ind ¦ Insulation - Steam (AG) | 2021 | SC C | million_m3 | Before Competition Groups | 1.1974 | 0 | 0 | 149.0225 | 0.0080352 | 12 | Industrial_2021_SC C_million_m3_Before Competition Groups_12 | Insulation - Steam (AG) | 0.8035% | 0 | 1.1974 | Industrial_2021_SC C_million_m3_Before Competition Groups_Insulation - Steam (AG)
Industrial | Ind ¦ Gas Turbine Optimization | 2021 | SC C | million_m3 | Before Competition Groups | 1.0493 | 0 | 0 | 149.0225 | 0.0070412 | 13 | Industrial_2021_SC C_million_m3_Before Competition Groups_13 | Gas Turbine Optimization | 0.7041% | 0 | 1.0493 | Industrial_2021_SC C_million_m3_Before Competition Groups_Gas Turbine Optimization
Industrial | Ind ¦ Air Compressor Heat Recovery | 2021 | SC C | million_m3 | Before Competition Groups | 0.87173 | 0 | 0 | 149.0225 | 0.0058497 | 14 | Industrial_2021_SC C_million_m3_Before Competition Groups_14 | Air Compressor Heat Recovery | 0.585% | 0 | 0.87173 | Industrial_2021_SC C_million_m3_Before Competition Groups_Air Compressor Heat Recovery
Industrial | Ind ¦ Ventilation Optimization (Gas) | 2021 | SC C | million_m3 | Before Competition Groups | 0.74507 | 0 | 0 | 149.0225 | 0.0049997 | 15 | Industrial_2021_SC C_million_m3_Before Competition Groups_15 | Ventilation Optimization (Gas) | 0.5% | 0 | 0.74507 | Industrial_2021_SC C_million_m3_Before Competition Groups_Ventilation Optimization (Gas)
Industrial | Ind ¦ HE Stock Tank | 2021 | SC C | million_m3 | Before Competition Groups | 0.28067 | 0 | 0 | 149.0225 | 0.0018834 | 16 | Industrial_2021_SC C_million_m3_Before Competition Groups_16 | HE Stock Tank | 0.1883% | 0 | 0.28067 | Industrial_2021_SC C_million_m3_Before Competition Groups_HE Stock Tank
Industrial | Ind ¦ VAV Conversion Project (Gas) | 2021 | SC C | million_m3 | Before Competition Groups | 0.24082 | 0 | 0 | 149.0225 | 0.001616 | 17 | Industrial_2021_SC C_million_m3_Before Competition Groups_17 | VAV Conversion Project (Gas) | 0.1616% | 0 | 0.24082 | Industrial_2021_SC C_million_m3_Before Competition Groups_VAV Conversion Project (Gas)
Industrial | Ind ¦ Process Optimization (Gas) | 2021 | SC C | million_m3 | Before Competition Groups | 0.22971 | 0 | 0 | 149.0225 | 0.0015414 | 18 | Industrial_2021_SC C_million_m3_Before Competition Groups_18 | Process Optimization (Gas) | 0.1541% | 0 | 0.22971 | Industrial_2021_SC C_million_m3_Before Competition Groups_Process Optimization (Gas)
Industrial | Ind ¦ HE HVAC Controls | 2021 | SC C | million_m3 | Before Competition Groups | 0.12901 | 0 | 0 | 149.0225 | 0.00086572 | 19 | Industrial_2021_SC C_million_m3_Before Competition Groups_19 | HE HVAC Controls | 0.08657% | 0 | 0.12901 | Industrial_2021_SC C_million_m3_Before Competition Groups_HE HVAC Controls
Industrial | Ind ¦ Process Heat Recovery (Gas) - HVAC | 2021 | SC C | million_m3 | Before Competition Groups | 0.061286 | 0 | 0 | 149.0225 | 0.00041126 | 20 | Industrial_2021_SC C_million_m3_Before Competition Groups_20 | Process Heat Recovery (Gas) - HVAC | 0.04113% | 0 | 0.061286 | Industrial_2021_SC C_million_m3_Before Competition Groups_Process Heat Recovery (Gas) - HVAC
Industrial | Ind ¦ Insulation - Steam - Direct | 2021 | SC C | million_m3 | Before Competition Groups | 0.035816 | 0 | 0 | 149.0225 | 0.00024034 | 21 | Industrial_2021_SC C_million_m3_Before Competition Groups_21 | Insulation - Steam - Direct | 0.02403% | 0 | 0.035816 | Industrial_2021_SC C_million_m3_Before Competition Groups_Insulation - Steam - Direct
Industrial | Ind ¦ Insulation - Steam - HVAC | 2021 | SC C | million_m3 | Before Competition Groups | 0.0085639 | 0 | 0 | 149.0225 | 5.7467e-05 | 22 | Industrial_2021_SC C_million_m3_Before Competition Groups_22 | Insulation - Steam - HVAC | 0.005747% | 0 | 0.0085639 | Industrial_2021_SC C_million_m3_Before Competition Groups_Insulation - Steam - HVAC
Industrial | Ind ¦ HE HVAC Units | 2021 | SC C | million_m3 | Before Competition Groups | 0.0068368 | 0 | 0 | 149.0225 | 4.5878e-05 | 23 | Industrial_2021_SC C_million_m3_Before Competition Groups_23 | HE HVAC Units | 0.004588% | 0 | 0.0068368 | Industrial_2021_SC C_million_m3_Before Competition Groups_HE HVAC Units
Industrial | Ind ¦ Solar Walls | 2021 | SC C | million_m3 | Before Competition Groups | 0.0021918 | 0 | 0 | 149.0225 | 1.4708e-05 | 24 | Industrial_2021_SC C_million_m3_Before Competition Groups_24 | Solar Walls | 0.001471% | 0 | 0.0021918 | Industrial_2021_SC C_million_m3_Before Competition Groups_Solar Walls
Industrial | Ind ¦ High Efficiency Furnaces | 2021 | SC C | million_m3 | Before Competition Groups | 0 | 0 | 0 | 149.0225 | 0 | 25 | Industrial_2021_SC C_million_m3_Before Competition Groups_25 | High Efficiency Furnaces | 0% | 0 | 0 | Industrial_2021_SC C_million_m3_Before Competition Groups_High Efficiency Furnaces
Industrial | Ind ¦ Steam Trap Repair | 2021 | SC C | million_m3 | Before Competition Groups | 0 | 0 | 0 | 149.0225 | 0 | 26 | Industrial_2021_SC C_million_m3_Before Competition Groups_26 | Steam Trap Repair | 0% | 0 | 0 | Industrial_2021_SC C_million_m3_Before Competition Groups_Steam Trap Repair
Industrial | Ind ¦ Process Heat Improvements | 2021 | Technical | million_m3 | Before Competition Groups | 600.8375 | 0 | 0 | 2009.5384 | 0.29899 | 1 | Industrial_2021_Technical_million_m3_Before Competition Groups_1 | Process Heat Improvements | 29.9% | 0 | 600.8375 | Industrial_2021_Technical_million_m3_Before Competition Groups_Process Heat Improvements
Industrial | Ind ¦ Process Heat Recovery (Gas) | 2021 | Technical | million_m3 | Before Competition Groups | 303.3321 | 0 | 0 | 2009.5384 | 0.15095 | 2 | Industrial_2021_Technical_million_m3_Before Competition Groups_2 | Process Heat Recovery (Gas) | 15.09% | 0 | 303.3321 | Industrial_2021_Technical_million_m3_Before Competition Groups_Process Heat Recovery (Gas)
Industrial | Ind ¦ Boiler Upgrade | 2021 | Technical | million_m3 | Before Competition Groups | 222.9906 | 0 | 0 | 2009.5384 | 0.11097 | 3 | Industrial_2021_Technical_million_m3_Before Competition Groups_3 | Boiler Upgrade | 11.1% | 0 | 222.9906 | Industrial_2021_Technical_million_m3_Before Competition Groups_Boiler Upgrade
Industrial | Ind ¦ Recommissioning | 2021 | Technical | million_m3 | Before Competition Groups | 218.3228 | 0 | 0 | 2009.5384 | 0.10864 | 4 | Industrial_2021_Technical_million_m3_Before Competition Groups_4 | Recommissioning | 10.86% | 0 | 218.3228 | Industrial_2021_Technical_million_m3_Before Competition Groups_Recommissioning
Industrial | Ind ¦ Improved Controls -Process Heating Gas | 2021 | Technical | million_m3 | Before Competition Groups | 139.1832 | 0 | 0 | 2009.5384 | 0.069261 | 5 | Industrial_2021_Technical_million_m3_Before Competition Groups_5 | Improved Controls -Process Heating Gas | 6.926% | 0 | 139.1832 | Industrial_2021_Technical_million_m3_Before Competition Groups_Improved Controls -Process Heating Gas
Industrial | Ind ¦ High Efficiency Burners | 2021 | Technical | million_m3 | Before Competition Groups | 113.3947 | 0 | 0 | 2009.5384 | 0.056428 | 6 | Industrial_2021_Technical_million_m3_Before Competition Groups_6 | High Efficiency Burners | 5.643% | 0 | 113.3947 | Industrial_2021_Technical_million_m3_Before Competition Groups_High Efficiency Burners
Industrial | Ind ¦ Greenhouse Envelope Improvements | 2021 | Technical | million_m3 | Before Competition Groups | 53.3033 | 0 | 0 | 2009.5384 | 0.026525 | 7 | Industrial_2021_Technical_million_m3_Before Competition Groups_7 | Greenhouse Envelope Improvements | 2.653% | 0 | 53.3033 | Industrial_2021_Technical_million_m3_Before Competition Groups_Greenhouse Envelope Improvements
Industrial | Ind ¦ Boiler Tune Up | 2021 | Technical | million_m3 | Before Competition Groups | 43.2632 | 0 | 0 | 2009.5384 | 0.021529 | 8 | Industrial_2021_Technical_million_m3_Before Competition Groups_8 | Boiler Tune Up | 2.153% | 0 | 43.2632 | Industrial_2021_Technical_million_m3_Before Competition Groups_Boiler Tune Up
Industrial | Ind ¦ Insulation - Steam | 2021 | Technical | million_m3 | Before Competition Groups | 41.7031 | 0 | 0 | 2009.5384 | 0.020753 | 9 | Industrial_2021_Technical_million_m3_Before Competition Groups_9 | Insulation - Steam | 2.075% | 0 | 41.7031 | Industrial_2021_Technical_million_m3_Before Competition Groups_Insulation - Steam
Industrial | Ind ¦ VAV Conversion Project (Gas) | 2021 | Technical | million_m3 | Before Competition Groups | 34.4595 | 0 | 0 | 2009.5384 | 0.017148 | 10 | Industrial_2021_Technical_million_m3_Before Competition Groups_10 | VAV Conversion Project (Gas) | 1.715% | 0 | 34.4595 | Industrial_2021_Technical_million_m3_Before Competition Groups_VAV Conversion Project (Gas)
Industrial | Ind ¦ High Efficiency HVAC Fans (Gas) | 2021 | Technical | million_m3 | Before Competition Groups | 31.0621 | 0 | 0 | 2009.5384 | 0.015457 | 11 | Industrial_2021_Technical_million_m3_Before Competition Groups_11 | High Efficiency HVAC Fans (Gas) | 1.546% | 0 | 31.0621 | Industrial_2021_Technical_million_m3_Before Competition Groups_High Efficiency HVAC Fans (Gas)
Industrial | Ind ¦ Steam Leak Repairs | 2021 | Technical | million_m3 | Before Competition Groups | 26.2976 | 0 | 0 | 2009.5384 | 0.013086 | 12 | Industrial_2021_Technical_million_m3_Before Competition Groups_12 | Steam Leak Repairs | 1.309% | 0 | 26.2976 | Industrial_2021_Technical_million_m3_Before Competition Groups_Steam Leak Repairs
Industrial | Ind ¦ HE HVAC Controls | 2021 | Technical | million_m3 | Before Competition Groups | 23.7319 | 0 | 0 | 2009.5384 | 0.01181 | 13 | Industrial_2021_Technical_million_m3_Before Competition Groups_13 | HE HVAC Controls | 1.181% | 0 | 23.7319 | Industrial_2021_Technical_million_m3_Before Competition Groups_HE HVAC Controls
Industrial | Ind ¦ Loading Dock Seals | 2021 | Technical | million_m3 | Before Competition Groups | 23.7319 | 0 | 0 | 2009.5384 | 0.01181 | 14 | Industrial_2021_Technical_million_m3_Before Competition Groups_14 | Loading Dock Seals | 1.181% | 0 | 23.7319 | Industrial_2021_Technical_million_m3_Before Competition Groups_Loading Dock Seals
Industrial | Ind ¦ Steam Trap Repair | 2021 | Technical | million_m3 | Before Competition Groups | 19.9615 | 0 | 0 | 2009.5384 | 0.0099334 | 15 | Industrial_2021_Technical_million_m3_Before Competition Groups_15 | Steam Trap Repair | 0.9933% | 0 | 19.9615 | Industrial_2021_Technical_million_m3_Before Competition Groups_Steam Trap Repair
Industrial | Ind ¦ Direct Contact Water Heaters | 2021 | Technical | million_m3 | Before Competition Groups | 19.954 | 0 | 0 | 2009.5384 | 0.0099296 | 16 | Industrial_2021_Technical_million_m3_Before Competition Groups_16 | Direct Contact Water Heaters | 0.993% | 0 | 19.954 | Industrial_2021_Technical_million_m3_Before Competition Groups_Direct Contact Water Heaters
Industrial | Ind ¦ Insulation - Steam (AG) | 2021 | Technical | million_m3 | Before Competition Groups | 19.1311 | 0 | 0 | 2009.5384 | 0.0095202 | 17 | Industrial_2021_Technical_million_m3_Before Competition Groups_17 | Insulation - Steam (AG) | 0.952% | 0 | 19.1311 | Industrial_2021_Technical_million_m3_Before Competition Groups_Insulation - Steam (AG)
Industrial | Ind ¦ Air Compressor Heat Recovery | 2021 | Technical | million_m3 | Before Competition Groups | 15.2876 | 0 | 0 | 2009.5384 | 0.0076075 | 18 | Industrial_2021_Technical_million_m3_Before Competition Groups_18 | Air Compressor Heat Recovery | 0.7608% | 0 | 15.2876 | Industrial_2021_Technical_million_m3_Before Competition Groups_Air Compressor Heat Recovery
Industrial | Ind ¦ High Efficiency Furnaces | 2021 | Technical | million_m3 | Before Competition Groups | 13.0531 | 0 | 0 | 2009.5384 | 0.0064956 | 19 | Industrial_2021_Technical_million_m3_Before Competition Groups_19 | High Efficiency Furnaces | 0.6496% | 0 | 13.0531 | Industrial_2021_Technical_million_m3_Before Competition Groups_High Efficiency Furnaces
Industrial | Ind ¦ Steam Turbine Optimization | 2021 | Technical | million_m3 | Before Competition Groups | 9.731 | 0 | 0 | 2009.5384 | 0.0048424 | 20 | Industrial_2021_Technical_million_m3_Before Competition Groups_20 | Steam Turbine Optimization | 0.4842% | 0 | 9.731 | Industrial_2021_Technical_million_m3_Before Competition Groups_Steam Turbine Optimization
Industrial | Ind ¦ Process Optimization (Gas) | 2021 | Technical | million_m3 | Before Competition Groups | 8.9846 | 0 | 0 | 2009.5384 | 0.004471 | 21 | Industrial_2021_Technical_million_m3_Before Competition Groups_21 | Process Optimization (Gas) | 0.4471% | 0 | 8.9846 | Industrial_2021_Technical_million_m3_Before Competition Groups_Process Optimization (Gas)
Industrial | Ind ¦ Gas Turbine Optimization | 2021 | Technical | million_m3 | Before Competition Groups | 7.2982 | 0 | 0 | 2009.5384 | 0.0036318 | 22 | Industrial_2021_Technical_million_m3_Before Competition Groups_22 | Gas Turbine Optimization | 0.3632% | 0 | 7.2982 | Industrial_2021_Technical_million_m3_Before Competition Groups_Gas Turbine Optimization
Industrial | Ind ¦ HE Stock Tank | 2021 | Technical | million_m3 | Before Competition Groups | 6.0981 | 0 | 0 | 2009.5384 | 0.0030346 | 23 | Industrial_2021_Technical_million_m3_Before Competition Groups_23 | HE Stock Tank | 0.3035% | 0 | 6.0981 | Industrial_2021_Technical_million_m3_Before Competition Groups_HE Stock Tank
Industrial | Ind ¦ Ventilation Optimization (Gas) | 2021 | Technical | million_m3 | Before Competition Groups | 4.7572 | 0 | 0 | 2009.5384 | 0.0023673 | 24 | Industrial_2021_Technical_million_m3_Before Competition Groups_24 | Ventilation Optimization (Gas) | 0.2367% | 0 | 4.7572 | Industrial_2021_Technical_million_m3_Before Competition Groups_Ventilation Optimization (Gas)
Industrial | Ind ¦ Solar Walls | 2021 | Technical | million_m3 | Before Competition Groups | 4.6482 | 0 | 0 | 2009.5384 | 0.0023131 | 25 | Industrial_2021_Technical_million_m3_Before Competition Groups_25 | Solar Walls | 0.2313% | 0 | 4.6482 | Industrial_2021_Technical_million_m3_Before Competition Groups_Solar Walls
Industrial | Ind ¦ HE HVAC Units | 2021 | Technical | million_m3 | Before Competition Groups | 1.5854 | 0 | 0 | 2009.5384 | 0.00078894 | 26 | Industrial_2021_Technical_million_m3_Before Competition Groups_26 | HE HVAC Units | 0.07889% | 0 | 1.5854 | Industrial_2021_Technical_million_m3_Before Competition Groups_HE HVAC Units
Industrial | Ind ¦ Boiler Tune Up - Direct | 2021 | Technical | million_m3 | Before Competition Groups | 1.4767 | 0 | 0 | 2009.5384 | 0.00073487 | 27 | Industrial_2021_Technical_million_m3_Before Competition Groups_27 | Boiler Tune Up - Direct | 0.07349% | 0 | 1.4767 | Industrial_2021_Technical_million_m3_Before Competition Groups_Boiler Tune Up - Direct
Industrial | Ind ¦ Process Heat Recovery (Gas) - HVAC | 2021 | Technical | million_m3 | Before Competition Groups | 1.0137 | 0 | 0 | 2009.5384 | 0.00050446 | 28 | Industrial_2021_Technical_million_m3_Before Competition Groups_28 | Process Heat Recovery (Gas) - HVAC | 0.05045% | 0 | 1.0137 | Industrial_2021_Technical_million_m3_Before Competition Groups_Process Heat Recovery (Gas) - HVAC
Industrial | Ind ¦ Insulation - Steam - Direct | 2021 | Technical | million_m3 | Before Competition Groups | 0.67583 | 0 | 0 | 2009.5384 | 0.00033631 | 29 | Industrial_2021_Technical_million_m3_Before Competition Groups_29 | Insulation - Steam - Direct | 0.03363% | 0 | 0.67583 | Industrial_2021_Technical_million_m3_Before Competition Groups_Insulation - Steam - Direct
Industrial | Ind ¦ Insulation - Steam - HVAC | 2021 | Technical | million_m3 | Before Competition Groups | 0.14055 | 0 | 0 | 2009.5384 | 6.9941e-05 | 30 | Industrial_2021_Technical_million_m3_Before Competition Groups_30 | Insulation - Steam - HVAC | 0.006994% | 0 | 0.14055 | Industrial_2021_Technical_million_m3_Before Competition Groups_Insulation - Steam - HVAC
Industrial | Ind ¦ Boiler Tune Up - HVAC | 2021 | Technical | million_m3 | Before Competition Groups | 0.12778 | 0 | 0 | 2009.5384 | 6.3586e-05 | 31 | Industrial_2021_Technical_million_m3_Before Competition Groups_31 | Boiler Tune Up - HVAC | 0.006359% | 0 | 0.12778 | Industrial_2021_Technical_million_m3_Before Competition Groups_Boiler Tune Up - HVAC
Industrial | Ind ¦ Process Heat Improvements | 2022 | Economic | million_m3 | Before Competition Groups | 642.7889 | 0 | 0 | 1956.5994 | 0.32852 | 1 | Industrial_2022_Economic_million_m3_Before Competition Groups_1 | Process Heat Improvements | 32.85% | 0 | 642.7889 | Industrial_2022_Economic_million_m3_Before Competition Groups_Process Heat Improvements
Industrial | Ind ¦ Process Heat Recovery (Gas) | 2022 | Economic | million_m3 | Before Competition Groups | 303.3321 | 0 | 0 | 1956.5994 | 0.15503 | 2 | Industrial_2022_Economic_million_m3_Before Competition Groups_2 | Process Heat Recovery (Gas) | 15.5% | 0 | 303.3321 | Industrial_2022_Economic_million_m3_Before Competition Groups_Process Heat Recovery (Gas)
Industrial | Ind ¦ Boiler Upgrade | 2022 | Economic | million_m3 | Before Competition Groups | 239.2326 | 0 | 0 | 1956.5994 | 0.12227 | 3 | Industrial_2022_Economic_million_m3_Before Competition Groups_3 | Boiler Upgrade | 12.23% | 0 | 239.2326 | Industrial_2022_Economic_million_m3_Before Competition Groups_Boiler Upgrade
Industrial | Ind ¦ Recommissioning | 2022 | Economic | million_m3 | Before Competition Groups | 218.3228 | 0 | 0 | 1956.5994 | 0.11158 | 4 | Industrial_2022_Economic_million_m3_Before Competition Groups_4 | Recommissioning | 11.16% | 0 | 218.3228 | Industrial_2022_Economic_million_m3_Before Competition Groups_Recommissioning
Industrial | Ind ¦ Improved Controls -Process Heating Gas | 2022 | Economic | million_m3 | Before Competition Groups | 139.1832 | 0 | 0 | 1956.5994 | 0.071135 | 5 | Industrial_2022_Economic_million_m3_Before Competition Groups_5 | Improved Controls -Process Heating Gas | 7.114% | 0 | 139.1832 | Industrial_2022_Economic_million_m3_Before Competition Groups_Improved Controls -Process Heating Gas
Industrial | Ind ¦ High Efficiency Burners | 2022 | Economic | million_m3 | Before Competition Groups | 121.3121 | 0 | 0 | 1956.5994 | 0.062002 | 6 | Industrial_2022_Economic_million_m3_Before Competition Groups_6 | High Efficiency Burners | 6.2% | 0 | 121.3121 | Industrial_2022_Economic_million_m3_Before Competition Groups_High Efficiency Burners
Industrial | Ind ¦ Greenhouse Envelope Improvements | 2022 | Economic | million_m3 | Before Competition Groups | 59.1328 | 0 | 0 | 1956.5994 | 0.030222 | 7 | Industrial_2022_Economic_million_m3_Before Competition Groups_7 | Greenhouse Envelope Improvements | 3.022% | 0 | 59.1328 | Industrial_2022_Economic_million_m3_Before Competition Groups_Greenhouse Envelope Improvements
Industrial | Ind ¦ Insulation - Steam | 2022 | Economic | million_m3 | Before Competition Groups | 41.7031 | 0 | 0 | 1956.5994 | 0.021314 | 8 | Industrial_2022_Economic_million_m3_Before Competition Groups_8 | Insulation - Steam | 2.131% | 0 | 41.7031 | Industrial_2022_Economic_million_m3_Before Competition Groups_Insulation - Steam
Industrial | Ind ¦ VAV Conversion Project (Gas) | 2022 | Economic | million_m3 | Before Competition Groups | 34.5137 | 0 | 0 | 1956.5994 | 0.01764 | 9 | Industrial_2022_Economic_million_m3_Before Competition Groups_9 | VAV Conversion Project (Gas) | 1.764% | 0 | 34.5137 | Industrial_2022_Economic_million_m3_Before Competition Groups_VAV Conversion Project (Gas)
Industrial | Ind ¦ High Efficiency HVAC Fans (Gas) | 2022 | Economic | million_m3 | Before Competition Groups | 32.5262 | 0 | 0 | 1956.5994 | 0.016624 | 10 | Industrial_2022_Economic_million_m3_Before Competition Groups_10 | High Efficiency HVAC Fans (Gas) | 1.662% | 0 | 32.5262 | Industrial_2022_Economic_million_m3_Before Competition Groups_High Efficiency HVAC Fans (Gas)
Industrial | Ind ¦ HE HVAC Controls | 2022 | Economic | million_m3 | Before Competition Groups | 23.7319 | 0 | 0 | 1956.5994 | 0.012129 | 11 | Industrial_2022_Economic_million_m3_Before Competition Groups_11 | HE HVAC Controls | 1.213% | 0 | 23.7319 | Industrial_2022_Economic_million_m3_Before Competition Groups_HE HVAC Controls
Industrial | Ind ¦ Direct Contact Water Heaters | 2022 | Economic | million_m3 | Before Competition Groups | 21.368 | 0 | 0 | 1956.5994 | 0.010921 | 12 | Industrial_2022_Economic_million_m3_Before Competition Groups_12 | Direct Contact Water Heaters | 1.092% | 0 | 21.368 | Industrial_2022_Economic_million_m3_Before Competition Groups_Direct Contact Water Heaters
Industrial | Ind ¦ Insulation - Steam (AG) | 2022 | Economic | million_m3 | Before Competition Groups | 18.9572 | 0 | 0 | 1956.5994 | 0.0096888 | 13 | Industrial_2022_Economic_million_m3_Before Competition Groups_13 | Insulation - Steam (AG) | 0.9689% | 0 | 18.9572 | Industrial_2022_Economic_million_m3_Before Competition Groups_Insulation - Steam (AG)
Industrial | Ind ¦ Air Compressor Heat Recovery | 2022 | Economic | million_m3 | Before Competition Groups | 15.2876 | 0 | 0 | 1956.5994 | 0.0078134 | 14 | Industrial_2022_Economic_million_m3_Before Competition Groups_14 | Air Compressor Heat Recovery | 0.7813% | 0 | 15.2876 | Industrial_2022_Economic_million_m3_Before Competition Groups_Air Compressor Heat Recovery
Industrial | Ind ¦ Steam Turbine Optimization | 2022 | Economic | million_m3 | Before Competition Groups | 9.7349 | 0 | 0 | 1956.5994 | 0.0049754 | 15 | Industrial_2022_Economic_million_m3_Before Competition Groups_15 | Steam Turbine Optimization | 0.4975% | 0 | 9.7349 | Industrial_2022_Economic_million_m3_Before Competition Groups_Steam Turbine Optimization
Industrial | Ind ¦ Process Optimization (Gas) | 2022 | Economic | million_m3 | Before Competition Groups | 8.9846 | 0 | 0 | 1956.5994 | 0.004592 | 16 | Industrial_2022_Economic_million_m3_Before Competition Groups_16 | Process Optimization (Gas) | 0.4592% | 0 | 8.9846 | Industrial_2022_Economic_million_m3_Before Competition Groups_Process Optimization (Gas)
Industrial | Ind ¦ Gas Turbine Optimization | 2022 | Economic | million_m3 | Before Competition Groups | 7.3012 | 0 | 0 | 1956.5994 | 0.0037316 | 17 | Industrial_2022_Economic_million_m3_Before Competition Groups_17 | Gas Turbine Optimization | 0.3732% | 0 | 7.3012 | Industrial_2022_Economic_million_m3_Before Competition Groups_Gas Turbine Optimization
Industrial | Ind ¦ HE Stock Tank | 2022 | Economic | million_m3 | Before Competition Groups | 6.5626 | 0 | 0 | 1956.5994 | 0.0033541 | 18 | Industrial_2022_Economic_million_m3_Before Competition Groups_18 | HE Stock Tank | 0.3354% | 0 | 6.5626 | Industrial_2022_Economic_million_m3_Before Competition Groups_HE Stock Tank
Industrial | Ind ¦ Ventilation Optimization (Gas) | 2022 | Economic | million_m3 | Before Competition Groups | 4.7572 | 0 | 0 | 1956.5994 | 0.0024313 | 19 | Industrial_2022_Economic_million_m3_Before Competition Groups_19 | Ventilation Optimization (Gas) | 0.2431% | 0 | 4.7572 | Industrial_2022_Economic_million_m3_Before Competition Groups_Ventilation Optimization (Gas)
Industrial | Ind ¦ Solar Walls | 2022 | Economic | million_m3 | Before Competition Groups | 4.6555 | 0 | 0 | 1956.5994 | 0.0023794 | 20 | Industrial_2022_Economic_million_m3_Before Competition Groups_20 | Solar Walls | 0.2379% | 0 | 4.6555 | Industrial_2022_Economic_million_m3_Before Competition Groups_Solar Walls
Industrial | Ind ¦ HE HVAC Units | 2022 | Economic | million_m3 | Before Competition Groups | 1.3809 | 0 | 0 | 1956.5994 | 0.00070576 | 21 | Industrial_2022_Economic_million_m3_Before Competition Groups_21 | HE HVAC Units | 0.07058% | 0 | 1.3809 | Industrial_2022_Economic_million_m3_Before Competition Groups_HE HVAC Units
Industrial | Ind ¦ Process Heat Recovery (Gas) - HVAC | 2022 | Economic | million_m3 | Before Competition Groups | 1.0137 | 0 | 0 | 1956.5994 | 0.00051811 | 22 | Industrial_2022_Economic_million_m3_Before Competition Groups_22 | Process Heat Recovery (Gas) - HVAC | 0.05181% | 0 | 1.0137 | Industrial_2022_Economic_million_m3_Before Competition Groups_Process Heat Recovery (Gas) - HVAC
Industrial | Ind ¦ Insulation - Steam - Direct | 2022 | Economic | million_m3 | Before Competition Groups | 0.67583 | 0 | 0 | 1956.5994 | 0.00034541 | 23 | Industrial_2022_Economic_million_m3_Before Competition Groups_23 | Insulation - Steam - Direct | 0.03454% | 0 | 0.67583 | Industrial_2022_Economic_million_m3_Before Competition Groups_Insulation - Steam - Direct
Industrial | Ind ¦ Insulation - Steam - HVAC | 2022 | Economic | million_m3 | Before Competition Groups | 0.14055 | 0 | 0 | 1956.5994 | 7.1833e-05 | 24 | Industrial_2022_Economic_million_m3_Before Competition Groups_24 | Insulation - Steam - HVAC | 0.007183% | 0 | 0.14055 | Industrial_2022_Economic_million_m3_Before Competition Groups_Insulation - Steam - HVAC
Industrial | Ind ¦ High Efficiency Furnaces | 2022 | Economic | million_m3 | Before Competition Groups | 0 | 0 | 0 | 1956.5994 | 0 | 25 | Industrial_2022_Economic_million_m3_Before Competition Groups_25 | High Efficiency Furnaces | 0% | 0 | 0 | Industrial_2022_Economic_million_m3_Before Competition Groups_High Efficiency Furnaces
Industrial | Ind ¦ Steam Trap Repair | 2022 | Economic | million_m3 | Before Competition Groups | 0 | 0 | 0 | 1956.5994 | 0 | 26 | Industrial_2022_Economic_million_m3_Before Competition Groups_26 | Steam Trap Repair | 0% | 0 | 0 | Industrial_2022_Economic_million_m3_Before Competition Groups_Steam Trap Repair
Industrial | Ind ¦ Boiler Upgrade | 2022 | SC A | million_m3 | Before Competition Groups | 62.5408 | 0 | 0 | 178.1046 | 0.35115 | 1 | Industrial_2022_SC A_million_m3_Before Competition Groups_1 | Boiler Upgrade | 35.11% | 0 | 62.5408 | Industrial_2022_SC A_million_m3_Before Competition Groups_Boiler Upgrade
Industrial | Ind ¦ Process Heat Improvements | 2022 | SC A | million_m3 | Before Competition Groups | 37.8692 | 0 | 0 | 178.1046 | 0.21262 | 2 | Industrial_2022_SC A_million_m3_Before Competition Groups_2 | Process Heat Improvements | 21.26% | 0 | 37.8692 | Industrial_2022_SC A_million_m3_Before Competition Groups_Process Heat Improvements
Industrial | Ind ¦ Greenhouse Envelope Improvements | 2022 | SC A | million_m3 | Before Competition Groups | 17.5155 | 0 | 0 | 178.1046 | 0.098344 | 3 | Industrial_2022_SC A_million_m3_Before Competition Groups_3 | Greenhouse Envelope Improvements | 9.834% | 0 | 17.5155 | Industrial_2022_SC A_million_m3_Before Competition Groups_Greenhouse Envelope Improvements
Industrial | Ind ¦ Recommissioning | 2022 | SC A | million_m3 | Before Competition Groups | 15.8402 | 0 | 0 | 178.1046 | 0.088938 | 4 | Industrial_2022_SC A_million_m3_Before Competition Groups_4 | Recommissioning | 8.894% | 0 | 15.8402 | Industrial_2022_SC A_million_m3_Before Competition Groups_Recommissioning
Industrial | Ind ¦ Process Heat Recovery (Gas) | 2022 | SC A | million_m3 | Before Competition Groups | 14.8269 | 0 | 0 | 178.1046 | 0.083248 | 5 | Industrial_2022_SC A_million_m3_Before Competition Groups_5 | Process Heat Recovery (Gas) | 8.325% | 0 | 14.8269 | Industrial_2022_SC A_million_m3_Before Competition Groups_Process Heat Recovery (Gas)
Industrial | Ind ¦ Improved Controls -Process Heating Gas | 2022 | SC A | million_m3 | Before Competition Groups | 10.5472 | 0 | 0 | 178.1046 | 0.059219 | 6 | Industrial_2022_SC A_million_m3_Before Competition Groups_6 | Improved Controls -Process Heating Gas | 5.922% | 0 | 10.5472 | Industrial_2022_SC A_million_m3_Before Competition Groups_Improved Controls -Process Heating Gas
Industrial | Ind ¦ Insulation - Steam | 2022 | SC A | million_m3 | Before Competition Groups | 3.3115 | 0 | 0 | 178.1046 | 0.018593 | 7 | Industrial_2022_SC A_million_m3_Before Competition Groups_7 | Insulation - Steam | 1.859% | 0 | 3.3115 | Industrial_2022_SC A_million_m3_Before Competition Groups_Insulation - Steam
Industrial | Ind ¦ Direct Contact Water Heaters | 2022 | SC A | million_m3 | Before Competition Groups | 2.8046 | 0 | 0 | 178.1046 | 0.015747 | 8 | Industrial_2022_SC A_million_m3_Before Competition Groups_8 | Direct Contact Water Heaters | 1.575% | 0 | 2.8046 | Industrial_2022_SC A_million_m3_Before Competition Groups_Direct Contact Water Heaters
Industrial | Ind ¦ High Efficiency Burners | 2022 | SC A | million_m3 | Before Competition Groups | 2.3526 | 0 | 0 | 178.1046 | 0.013209 | 9 | Industrial_2022_SC A_million_m3_Before Competition Groups_9 | High Efficiency Burners | 1.321% | 0 | 2.3526 | Industrial_2022_SC A_million_m3_Before Competition Groups_High Efficiency Burners
Industrial | Ind ¦ High Efficiency HVAC Fans (Gas) | 2022 | SC A | million_m3 | Before Competition Groups | 2.0411 | 0 | 0 | 178.1046 | 0.01146 | 10 | Industrial_2022_SC A_million_m3_Before Competition Groups_10 | High Efficiency HVAC Fans (Gas) | 1.146% | 0 | 2.0411 | Industrial_2022_SC A_million_m3_Before Competition Groups_High Efficiency HVAC Fans (Gas)
Industrial | Ind ¦ Steam Turbine Optimization | 2022 | SC A | million_m3 | Before Competition Groups | 1.9779 | 0 | 0 | 178.1046 | 0.011105 | 11 | Industrial_2022_SC A_million_m3_Before Competition Groups_11 | Steam Turbine Optimization | 1.111% | 0 | 1.9779 | Industrial_2022_SC A_million_m3_Before Competition Groups_Steam Turbine Optimization
Industrial | Ind ¦ Insulation - Steam (AG) | 2022 | SC A | million_m3 | Before Competition Groups | 1.7008 | 0 | 0 | 178.1046 | 0.0095494 | 12 | Industrial_2022_SC A_million_m3_Before Competition Groups_12 | Insulation - Steam (AG) | 0.9549% | 0 | 1.7008 | Industrial_2022_SC A_million_m3_Before Competition Groups_Insulation - Steam (AG)
Industrial | Ind ¦ Gas Turbine Optimization | 2022 | SC A | million_m3 | Before Competition Groups | 1.4637 | 0 | 0 | 178.1046 | 0.0082185 | 13 | Industrial_2022_SC A_million_m3_Before Competition Groups_13 | Gas Turbine Optimization | 0.8218% | 0 | 1.4637 | Industrial_2022_SC A_million_m3_Before Competition Groups_Gas Turbine Optimization
Industrial | Ind ¦ Air Compressor Heat Recovery | 2022 | SC A | million_m3 | Before Competition Groups | 1.1233 | 0 | 0 | 178.1046 | 0.0063072 | 14 | Industrial_2022_SC A_million_m3_Before Competition Groups_14 | Air Compressor Heat Recovery | 0.6307% | 0 | 1.1233 | Industrial_2022_SC A_million_m3_Before Competition Groups_Air Compressor Heat Recovery
Industrial | Ind ¦ Ventilation Optimization (Gas) | 2022 | SC A | million_m3 | Before Competition Groups | 1.0594 | 0 | 0 | 178.1046 | 0.0059482 | 15 | Industrial_2022_SC A_million_m3_Before Competition Groups_15 | Ventilation Optimization (Gas) | 0.5948% | 0 | 1.0594 | Industrial_2022_SC A_million_m3_Before Competition Groups_Ventilation Optimization (Gas)
Industrial | Ind ¦ HE Stock Tank | 2022 | SC A | million_m3 | Before Competition Groups | 0.41362 | 0 | 0 | 178.1046 | 0.0023223 | 16 | Industrial_2022_SC A_million_m3_Before Competition Groups_16 | HE Stock Tank | 0.2322% | 0 | 0.41362 | Industrial_2022_SC A_million_m3_Before Competition Groups_HE Stock Tank
Industrial | Ind ¦ Process Optimization (Gas) | 2022 | SC A | million_m3 | Before Competition Groups | 0.32019 | 0 | 0 | 178.1046 | 0.0017978 | 17 | Industrial_2022_SC A_million_m3_Before Competition Groups_17 | Process Optimization (Gas) | 0.1798% | 0 | 0.32019 | Industrial_2022_SC A_million_m3_Before Competition Groups_Process Optimization (Gas)
Industrial | Ind ¦ VAV Conversion Project (Gas) | 2022 | SC A | million_m3 | Before Competition Groups | 0.16294 | 0 | 0 | 178.1046 | 0.00091485 | 18 | Industrial_2022_SC A_million_m3_Before Competition Groups_18 | VAV Conversion Project (Gas) | 0.09148% | 0 | 0.16294 | Industrial_2022_SC A_million_m3_Before Competition Groups_VAV Conversion Project (Gas)
Industrial | Ind ¦ HE HVAC Controls | 2022 | SC A | million_m3 | Before Competition Groups | 0.10479 | 0 | 0 | 178.1046 | 0.00058834 | 19 | Industrial_2022_SC A_million_m3_Before Competition Groups_19 | HE HVAC Controls | 0.05883% | 0 | 0.10479 | Industrial_2022_SC A_million_m3_Before Competition Groups_HE HVAC Controls
Industrial | Ind ¦ Process Heat Recovery (Gas) - HVAC | 2022 | SC A | million_m3 | Before Competition Groups | 0.057782 | 0 | 0 | 178.1046 | 0.00032443 | 20 | Industrial_2022_SC A_million_m3_Before Competition Groups_20 | Process Heat Recovery (Gas) - HVAC | 0.03244% | 0 | 0.057782 | Industrial_2022_SC A_million_m3_Before Competition Groups_Process Heat Recovery (Gas) - HVAC
Industrial | Ind ¦ Insulation - Steam - Direct | 2022 | SC A | million_m3 | Before Competition Groups | 0.050526 | 0 | 0 | 178.1046 | 0.00028369 | 21 | Industrial_2022_SC A_million_m3_Before Competition Groups_21 | Insulation - Steam - Direct | 0.02837% | 0 | 0.050526 | Industrial_2022_SC A_million_m3_Before Competition Groups_Insulation - Steam - Direct
Industrial | Ind ¦ Insulation - Steam - HVAC | 2022 | SC A | million_m3 | Before Competition Groups | 0.012164 | 0 | 0 | 178.1046 | 6.8297e-05 | 22 | Industrial_2022_SC A_million_m3_Before Competition Groups_22 | Insulation - Steam - HVAC | 0.00683% | 0 | 0.012164 | Industrial_2022_SC A_million_m3_Before Competition Groups_Insulation - Steam - HVAC
Industrial | Ind ¦ HE HVAC Units | 2022 | SC A | million_m3 | Before Competition Groups | 0.005548 | 0 | 0 | 178.1046 | 3.115e-05 | 23 | Industrial_2022_SC A_million_m3_Before Competition Groups_23 | HE HVAC Units | 0.003115% | 0 | 0.005548 | Industrial_2022_SC A_million_m3_Before Competition Groups_HE HVAC Units
Industrial | Ind ¦ Solar Walls | 2022 | SC A | million_m3 | Before Competition Groups | 0.0022839 | 0 | 0 | 178.1046 | 1.2824e-05 | 24 | Industrial_2022_SC A_million_m3_Before Competition Groups_24 | Solar Walls | 0.001282% | 0 | 0.0022839 | Industrial_2022_SC A_million_m3_Before Competition Groups_Solar Walls
Industrial | Ind ¦ High Efficiency Furnaces | 2022 | SC A | million_m3 | Before Competition Groups | 0 | 0 | 0 | 178.1046 | 0 | 25 | Industrial_2022_SC A_million_m3_Before Competition Groups_25 | High Efficiency Furnaces | 0% | 0 | 0 | Industrial_2022_SC A_million_m3_Before Competition Groups_High Efficiency Furnaces
Industrial | Ind ¦ Steam Trap Repair | 2022 | SC A | million_m3 | Before Competition Groups | 0 | 0 | 0 | 178.1046 | 0 | 26 | Industrial_2022_SC A_million_m3_Before Competition Groups_26 | Steam Trap Repair | 0% | 0 | 0 | Industrial_2022_SC A_million_m3_Before Competition Groups_Steam Trap Repair
Industrial | Ind ¦ Process Heat Improvements | 2022 | SC B | million_m3 | Before Competition Groups | 110.7499 | 0 | 0 | 420.7646 | 0.26321 | 1 | Industrial_2022_SC B_million_m3_Before Competition Groups_1 | Process Heat Improvements | 26.32% | 0 | 110.7499 | Industrial_2022_SC B_million_m3_Before Competition Groups_Process Heat Improvements
Industrial | Ind ¦ Boiler Upgrade | 2022 | SC B | million_m3 | Before Competition Groups | 77.4373 | 0 | 0 | 420.7646 | 0.18404 | 2 | Industrial_2022_SC B_million_m3_Before Competition Groups_2 | Boiler Upgrade | 18.4% | 0 | 77.4373 | Industrial_2022_SC B_million_m3_Before Competition Groups_Boiler Upgrade
Industrial | Ind ¦ Process Heat Recovery (Gas) | 2022 | SC B | million_m3 | Before Competition Groups | 63.0641 | 0 | 0 | 420.7646 | 0.14988 | 3 | Industrial_2022_SC B_million_m3_Before Competition Groups_3 | Process Heat Recovery (Gas) | 14.99% | 0 | 63.0641 | Industrial_2022_SC B_million_m3_Before Competition Groups_Process Heat Recovery (Gas)
Industrial | Ind ¦ Recommissioning | 2022 | SC B | million_m3 | Before Competition Groups | 46.0499 | 0 | 0 | 420.7646 | 0.10944 | 4 | Industrial_2022_SC B_million_m3_Before Competition Groups_4 | Recommissioning | 10.94% | 0 | 46.0499 | Industrial_2022_SC B_million_m3_Before Competition Groups_Recommissioning
Industrial | Ind ¦ Improved Controls -Process Heating Gas | 2022 | SC B | million_m3 | Before Competition Groups | 28.8126 | 0 | 0 | 420.7646 | 0.068477 | 5 | Industrial_2022_SC B_million_m3_Before Competition Groups_5 | Improved Controls -Process Heating Gas | 6.848% | 0 | 28.8126 | Industrial_2022_SC B_million_m3_Before Competition Groups_Improved Controls -Process Heating Gas
Industrial | Ind ¦ Greenhouse Envelope Improvements | 2022 | SC B | million_m3 | Before Competition Groups | 23.2118 | 0 | 0 | 420.7646 | 0.055166 | 6 | Industrial_2022_SC B_million_m3_Before Competition Groups_6 | Greenhouse Envelope Improvements | 5.517% | 0 | 23.2118 | Industrial_2022_SC B_million_m3_Before Competition Groups_Greenhouse Envelope Improvements
Industrial | Ind ¦ High Efficiency Burners | 2022 | SC B | million_m3 | Before Competition Groups | 21.0968 | 0 | 0 | 420.7646 | 0.050139 | 7 | Industrial_2022_SC B_million_m3_Before Competition Groups_7 | High Efficiency Burners | 5.014% | 0 | 21.0968 | Industrial_2022_SC B_million_m3_Before Competition Groups_High Efficiency Burners
Industrial | Ind ¦ Insulation - Steam | 2022 | SC B | million_m3 | Before Competition Groups | 8.8927 | 0 | 0 | 420.7646 | 0.021135 | 8 | Industrial_2022_SC B_million_m3_Before Competition Groups_8 | Insulation - Steam | 2.113% | 0 | 8.8927 | Industrial_2022_SC B_million_m3_Before Competition Groups_Insulation - Steam
Industrial | Ind ¦ High Efficiency HVAC Fans (Gas) | 2022 | SC B | million_m3 | Before Competition Groups | 7.7643 | 0 | 0 | 420.7646 | 0.018453 | 9 | Industrial_2022_SC B_million_m3_Before Competition Groups_9 | High Efficiency HVAC Fans (Gas) | 1.845% | 0 | 7.7643 | Industrial_2022_SC B_million_m3_Before Competition Groups_High Efficiency HVAC Fans (Gas)
Industrial | Ind ¦ VAV Conversion Project (Gas) | 2022 | SC B | million_m3 | Before Competition Groups | 7.5734 | 0 | 0 | 420.7646 | 0.017999 | 10 | Industrial_2022_SC B_million_m3_Before Competition Groups_10 | VAV Conversion Project (Gas) | 1.8% | 0 | 7.5734 | Industrial_2022_SC B_million_m3_Before Competition Groups_VAV Conversion Project (Gas)
Industrial | Ind ¦ HE HVAC Controls | 2022 | SC B | million_m3 | Before Competition Groups | 5.3536 | 0 | 0 | 420.7646 | 0.012723 | 11 | Industrial_2022_SC B_million_m3_Before Competition Groups_11 | HE HVAC Controls | 1.272% | 0 | 5.3536 | Industrial_2022_SC B_million_m3_Before Competition Groups_HE HVAC Controls
Industrial | Ind ¦ Direct Contact Water Heaters | 2022 | SC B | million_m3 | Before Competition Groups | 5.1993 | 0 | 0 | 420.7646 | 0.012357 | 12 | Industrial_2022_SC B_million_m3_Before Competition Groups_12 | Direct Contact Water Heaters | 1.236% | 0 | 5.1993 | Industrial_2022_SC B_million_m3_Before Competition Groups_Direct Contact Water Heaters
Industrial | Ind ¦ Insulation - Steam (AG) | 2022 | SC B | million_m3 | Before Competition Groups | 4.5659 | 0 | 0 | 420.7646 | 0.010851 | 13 | Industrial_2022_SC B_million_m3_Before Competition Groups_13 | Insulation - Steam (AG) | 1.085% | 0 | 4.5659 | Industrial_2022_SC B_million_m3_Before Competition Groups_Insulation - Steam (AG)
Industrial | Ind ¦ Air Compressor Heat Recovery | 2022 | SC B | million_m3 | Before Competition Groups | 3.3141 | 0 | 0 | 420.7646 | 0.0078763 | 14 | Industrial_2022_SC B_million_m3_Before Competition Groups_14 | Air Compressor Heat Recovery | 0.7876% | 0 | 3.3141 | Industrial_2022_SC B_million_m3_Before Competition Groups_Air Compressor Heat Recovery
Industrial | Ind ¦ Steam Turbine Optimization | 2022 | SC B | million_m3 | Before Competition Groups | 1.9829 | 0 | 0 | 420.7646 | 0.0047127 | 15 | Industrial_2022_SC B_million_m3_Before Competition Groups_15 | Steam Turbine Optimization | 0.4713% | 0 | 1.9829 | Industrial_2022_SC B_million_m3_Before Competition Groups_Steam Turbine Optimization
Industrial | Ind ¦ Gas Turbine Optimization | 2022 | SC B | million_m3 | Before Competition Groups | 1.4872 | 0 | 0 | 420.7646 | 0.0035345 | 16 | Industrial_2022_SC B_million_m3_Before Competition Groups_16 | Gas Turbine Optimization | 0.3534% | 0 | 1.4872 | Industrial_2022_SC B_million_m3_Before Competition Groups_Gas Turbine Optimization
Industrial | Ind ¦ HE Stock Tank | 2022 | SC B | million_m3 | Before Competition Groups | 1.1091 | 0 | 0 | 420.7646 | 0.002636 | 17 | Industrial_2022_SC B_million_m3_Before Competition Groups_17 | HE Stock Tank | 0.2636% | 0 | 1.1091 | Industrial_2022_SC B_million_m3_Before Competition Groups_HE Stock Tank
Industrial | Ind ¦ Ventilation Optimization (Gas) | 2022 | SC B | million_m3 | Before Competition Groups | 1.0594 | 0 | 0 | 420.7646 | 0.0025178 | 18 | Industrial_2022_SC B_million_m3_Before Competition Groups_18 | Ventilation Optimization (Gas) | 0.2518% | 0 | 1.0594 | Industrial_2022_SC B_million_m3_Before Competition Groups_Ventilation Optimization (Gas)
Industrial | Ind ¦ Solar Walls | 2022 | SC B | million_m3 | Before Competition Groups | 1.0215 | 0 | 0 | 420.7646 | 0.0024278 | 19 | Industrial_2022_SC B_million_m3_Before Competition Groups_19 | Solar Walls | 0.2428% | 0 | 1.0215 | Industrial_2022_SC B_million_m3_Before Competition Groups_Solar Walls
Industrial | Ind ¦ Process Optimization (Gas) | 2022 | SC B | million_m3 | Before Competition Groups | 0.32019 | 0 | 0 | 420.7646 | 0.00076098 | 20 | Industrial_2022_SC B_million_m3_Before Competition Groups_20 | Process Optimization (Gas) | 0.0761% | 0 | 0.32019 | Industrial_2022_SC B_million_m3_Before Competition Groups_Process Optimization (Gas)
Industrial | Ind ¦ HE HVAC Units | 2022 | SC B | million_m3 | Before Competition Groups | 0.29479 | 0 | 0 | 420.7646 | 0.0007006 | 21 | Industrial_2022_SC B_million_m3_Before Competition Groups_21 | HE HVAC Units | 0.07006% | 0 | 0.29479 | Industrial_2022_SC B_million_m3_Before Competition Groups_HE HVAC Units
Industrial | Ind ¦ Process Heat Recovery (Gas) - HVAC | 2022 | SC B | million_m3 | Before Competition Groups | 0.23552 | 0 | 0 | 420.7646 | 0.00055975 | 22 | Industrial_2022_SC B_million_m3_Before Competition Groups_22 | Process Heat Recovery (Gas) - HVAC | 0.05598% | 0 | 0.23552 | Industrial_2022_SC B_million_m3_Before Competition Groups_Process Heat Recovery (Gas) - HVAC
Industrial | Ind ¦ Insulation - Steam - Direct | 2022 | SC B | million_m3 | Before Competition Groups | 0.13569 | 0 | 0 | 420.7646 | 0.00032249 | 23 | Industrial_2022_SC B_million_m3_Before Competition Groups_23 | Insulation - Steam - Direct | 0.03225% | 0 | 0.13569 | Industrial_2022_SC B_million_m3_Before Competition Groups_Insulation - Steam - Direct
Industrial | Ind ¦ Insulation - Steam - HVAC | 2022 | SC B | million_m3 | Before Competition Groups | 0.032655 | 0 | 0 | 420.7646 | 7.7608e-05 | 24 | Industrial_2022_SC B_million_m3_Before Competition Groups_24 | Insulation - Steam - HVAC | 0.007761% | 0 | 0.032655 | Industrial_2022_SC B_million_m3_Before Competition Groups_Insulation - Steam - HVAC
Industrial | Ind ¦ High Efficiency Furnaces | 2022 | SC B | million_m3 | Before Competition Groups | 0 | 0 | 0 | 420.7646 | 0 | 25 | Industrial_2022_SC B_million_m3_Before Competition Groups_25 | High Efficiency Furnaces | 0% | 0 | 0 | Industrial_2022_SC B_million_m3_Before Competition Groups_High Efficiency Furnaces
Industrial | Ind ¦ Steam Trap Repair | 2022 | SC B | million_m3 | Before Competition Groups | 0 | 0 | 0 | 420.7646 | 0 | 26 | Industrial_2022_SC B_million_m3_Before Competition Groups_26 | Steam Trap Repair | 0% | 0 | 0 | Industrial_2022_SC B_million_m3_Before Competition Groups_Steam Trap Repair
Industrial | Ind ¦ Boiler Upgrade | 2022 | SC C | million_m3 | Before Competition Groups | 77.4373 | 0 | 0 | 211.869 | 0.3655 | 1 | Industrial_2022_SC C_million_m3_Before Competition Groups_1 | Boiler Upgrade | 36.55% | 0 | 77.4373 | Industrial_2022_SC C_million_m3_Before Competition Groups_Boiler Upgrade
Industrial | Ind ¦ Process Heat Improvements | 2022 | SC C | million_m3 | Before Competition Groups | 41.2931 | 0 | 0 | 211.869 | 0.1949 | 2 | Industrial_2022_SC C_million_m3_Before Competition Groups_2 | Process Heat Improvements | 19.49% | 0 | 41.2931 | Industrial_2022_SC C_million_m3_Before Competition Groups_Process Heat Improvements
Industrial | Ind ¦ Process Heat Recovery (Gas) | 2022 | SC C | million_m3 | Before Competition Groups | 23.3021 | 0 | 0 | 211.869 | 0.10998 | 3 | Industrial_2022_SC C_million_m3_Before Competition Groups_3 | Process Heat Recovery (Gas) | 11% | 0 | 23.3021 | Industrial_2022_SC C_million_m3_Before Competition Groups_Process Heat Recovery (Gas)
Industrial | Ind ¦ Greenhouse Envelope Improvements | 2022 | SC C | million_m3 | Before Competition Groups | 17.5155 | 0 | 0 | 211.869 | 0.082671 | 4 | Industrial_2022_SC C_million_m3_Before Competition Groups_4 | Greenhouse Envelope Improvements | 8.267% | 0 | 17.5155 | Industrial_2022_SC C_million_m3_Before Competition Groups_Greenhouse Envelope Improvements
Industrial | Ind ¦ Recommissioning | 2022 | SC C | million_m3 | Before Competition Groups | 17.0007 | 0 | 0 | 211.869 | 0.080241 | 5 | Industrial_2022_SC C_million_m3_Before Competition Groups_5 | Recommissioning | 8.024% | 0 | 17.0007 | Industrial_2022_SC C_million_m3_Before Competition Groups_Recommissioning
Industrial | Ind ¦ Improved Controls -Process Heating Gas | 2022 | SC C | million_m3 | Before Competition Groups | 10.729 | 0 | 0 | 211.869 | 0.05064 | 6 | Industrial_2022_SC C_million_m3_Before Competition Groups_6 | Improved Controls -Process Heating Gas | 5.064% | 0 | 10.729 | Industrial_2022_SC C_million_m3_Before Competition Groups_Improved Controls -Process Heating Gas
Industrial | Ind ¦ High Efficiency Burners | 2022 | SC C | million_m3 | Before Competition Groups | 7.0041 | 0 | 0 | 211.869 | 0.033058 | 7 | Industrial_2022_SC C_million_m3_Before Competition Groups_7 | High Efficiency Burners | 3.306% | 0 | 7.0041 | Industrial_2022_SC C_million_m3_Before Competition Groups_High Efficiency Burners
Industrial | Ind ¦ Insulation - Steam | 2022 | SC C | million_m3 | Before Competition Groups | 3.3115 | 0 | 0 | 211.869 | 0.01563 | 8 | Industrial_2022_SC C_million_m3_Before Competition Groups_8 | Insulation - Steam | 1.563% | 0 | 3.3115 | Industrial_2022_SC C_million_m3_Before Competition Groups_Insulation - Steam
Industrial | Ind ¦ Direct Contact Water Heaters | 2022 | SC C | million_m3 | Before Competition Groups | 2.8046 | 0 | 0 | 211.869 | 0.013237 | 9 | Industrial_2022_SC C_million_m3_Before Competition Groups_9 | Direct Contact Water Heaters | 1.324% | 0 | 2.8046 | Industrial_2022_SC C_million_m3_Before Competition Groups_Direct Contact Water Heaters
Industrial | Ind ¦ High Efficiency HVAC Fans (Gas) | 2022 | SC C | million_m3 | Before Competition Groups | 2.5641 | 0 | 0 | 211.869 | 0.012102 | 10 | Industrial_2022_SC C_million_m3_Before Competition Groups_10 | High Efficiency HVAC Fans (Gas) | 1.21% | 0 | 2.5641 | Industrial_2022_SC C_million_m3_Before Competition Groups_High Efficiency HVAC Fans (Gas)
Industrial | Ind ¦ Steam Turbine Optimization | 2022 | SC C | million_m3 | Before Competition Groups | 1.9829 | 0 | 0 | 211.869 | 0.0093592 | 11 | Industrial_2022_SC C_million_m3_Before Competition Groups_11 | Steam Turbine Optimization | 0.9359% | 0 | 1.9829 | Industrial_2022_SC C_million_m3_Before Competition Groups_Steam Turbine Optimization
Industrial | Ind ¦ Insulation - Steam (AG) | 2022 | SC C | million_m3 | Before Competition Groups | 1.7008 | 0 | 0 | 211.869 | 0.0080276 | 12 | Industrial_2022_SC C_million_m3_Before Competition Groups_12 | Insulation - Steam (AG) | 0.8028% | 0 | 1.7008 | Industrial_2022_SC C_million_m3_Before Competition Groups_Insulation - Steam (AG)
Industrial | Ind ¦ Gas Turbine Optimization | 2022 | SC C | million_m3 | Before Competition Groups | 1.4872 | 0 | 0 | 211.869 | 0.0070194 | 13 | Industrial_2022_SC C_million_m3_Before Competition Groups_13 | Gas Turbine Optimization | 0.7019% | 0 | 1.4872 | Industrial_2022_SC C_million_m3_Before Competition Groups_Gas Turbine Optimization
Industrial | Ind ¦ Air Compressor Heat Recovery | 2022 | SC C | million_m3 | Before Competition Groups | 1.2342 | 0 | 0 | 211.869 | 0.0058253 | 14 | Industrial_2022_SC C_million_m3_Before Competition Groups_14 | Air Compressor Heat Recovery | 0.5825% | 0 | 1.2342 | Industrial_2022_SC C_million_m3_Before Competition Groups_Air Compressor Heat Recovery
Industrial | Ind ¦ Ventilation Optimization (Gas) | 2022 | SC C | million_m3 | Before Competition Groups | 1.0594 | 0 | 0 | 211.869 | 0.0050002 | 15 | Industrial_2022_SC C_million_m3_Before Competition Groups_15 | Ventilation Optimization (Gas) | 0.5% | 0 | 1.0594 | Industrial_2022_SC C_million_m3_Before Competition Groups_Ventilation Optimization (Gas)
Industrial | Ind ¦ HE Stock Tank | 2022 | SC C | million_m3 | Before Competition Groups | 0.41362 | 0 | 0 | 211.869 | 0.0019522 | 16 | Industrial_2022_SC C_million_m3_Before Competition Groups_16 | HE Stock Tank | 0.1952% | 0 | 0.41362 | Industrial_2022_SC C_million_m3_Before Competition Groups_HE Stock Tank
Industrial | Ind ¦ VAV Conversion Project (Gas) | 2022 | SC C | million_m3 | Before Competition Groups | 0.35655 | 0 | 0 | 211.869 | 0.0016829 | 17 | Industrial_2022_SC C_million_m3_Before Competition Groups_17 | VAV Conversion Project (Gas) | 0.1683% | 0 | 0.35655 | Industrial_2022_SC C_million_m3_Before Competition Groups_VAV Conversion Project (Gas)
Industrial | Ind ¦ Process Optimization (Gas) | 2022 | SC C | million_m3 | Before Competition Groups | 0.32019 | 0 | 0 | 211.869 | 0.0015113 | 18 | Industrial_2022_SC C_million_m3_Before Competition Groups_18 | Process Optimization (Gas) | 0.1511% | 0 | 0.32019 | Industrial_2022_SC C_million_m3_Before Competition Groups_Process Optimization (Gas)
Industrial | Ind ¦ HE HVAC Controls | 2022 | SC C | million_m3 | Before Competition Groups | 0.18899 | 0 | 0 | 211.869 | 0.00089201 | 19 | Industrial_2022_SC C_million_m3_Before Competition Groups_19 | HE HVAC Controls | 0.0892% | 0 | 0.18899 | Industrial_2022_SC C_million_m3_Before Competition Groups_HE HVAC Controls
Industrial | Ind ¦ Process Heat Recovery (Gas) - HVAC | 2022 | SC C | million_m3 | Before Competition Groups | 0.087043 | 0 | 0 | 211.869 | 0.00041083 | 20 | Industrial_2022_SC C_million_m3_Before Competition Groups_20 | Process Heat Recovery (Gas) - HVAC | 0.04108% | 0 | 0.087043 | Industrial_2022_SC C_million_m3_Before Competition Groups_Process Heat Recovery (Gas) - HVAC
Industrial | Ind ¦ Insulation - Steam - Direct | 2022 | SC C | million_m3 | Before Competition Groups | 0.050526 | 0 | 0 | 211.869 | 0.00023848 | 21 | Industrial_2022_SC C_million_m3_Before Competition Groups_21 | Insulation - Steam - Direct | 0.02385% | 0 | 0.050526 | Industrial_2022_SC C_million_m3_Before Competition Groups_Insulation - Steam - Direct
Industrial | Ind ¦ Insulation - Steam - HVAC | 2022 | SC C | million_m3 | Before Competition Groups | 0.012164 | 0 | 0 | 211.869 | 5.7412e-05 | 22 | Industrial_2022_SC C_million_m3_Before Competition Groups_22 | Insulation - Steam - HVAC | 0.005741% | 0 | 0.012164 | Industrial_2022_SC C_million_m3_Before Competition Groups_Insulation - Steam - HVAC
Industrial | Ind ¦ HE HVAC Units | 2022 | SC C | million_m3 | Before Competition Groups | 0.010006 | 0 | 0 | 211.869 | 4.7225e-05 | 23 | Industrial_2022_SC C_million_m3_Before Competition Groups_23 | HE HVAC Units | 0.004723% | 0 | 0.010006 | Industrial_2022_SC C_million_m3_Before Competition Groups_HE HVAC Units
Industrial | Ind ¦ Solar Walls | 2022 | SC C | million_m3 | Before Competition Groups | 0.003608 | 0 | 0 | 211.869 | 1.703e-05 | 24 | Industrial_2022_SC C_million_m3_Before Competition Groups_24 | Solar Walls | 0.001703% | 0 | 0.003608 | Industrial_2022_SC C_million_m3_Before Competition Groups_Solar Walls
Industrial | Ind ¦ High Efficiency Furnaces | 2022 | SC C | million_m3 | Before Competition Groups | 0 | 0 | 0 | 211.869 | 0 | 25 | Industrial_2022_SC C_million_m3_Before Competition Groups_25 | High Efficiency Furnaces | 0% | 0 | 0 | Industrial_2022_SC C_million_m3_Before Competition Groups_High Efficiency Furnaces
Industrial | Ind ¦ Steam Trap Repair | 2022 | SC C | million_m3 | Before Competition Groups | 0 | 0 | 0 | 211.869 | 0 | 26 | Industrial_2022_SC C_million_m3_Before Competition Groups_26 | Steam Trap Repair | 0% | 0 | 0 | Industrial_2022_SC C_million_m3_Before Competition Groups_Steam Trap Repair
Industrial | Ind ¦ Process Heat Improvements | 2022 | Technical | million_m3 | Before Competition Groups | 642.7889 | 0 | 0 | 2085.6953 | 0.30819 | 1 | Industrial_2022_Technical_million_m3_Before Competition Groups_1 | Process Heat Improvements | 30.82% | 0 | 642.7889 | Industrial_2022_Technical_million_m3_Before Competition Groups_Process Heat Improvements
Industrial | Ind ¦ Process Heat Recovery (Gas) | 2022 | Technical | million_m3 | Before Competition Groups | 303.3321 | 0 | 0 | 2085.6953 | 0.14543 | 2 | Industrial_2022_Technical_million_m3_Before Competition Groups_2 | Process Heat Recovery (Gas) | 14.54% | 0 | 303.3321 | Industrial_2022_Technical_million_m3_Before Competition Groups_Process Heat Recovery (Gas)
Industrial | Ind ¦ Boiler Upgrade | 2022 | Technical | million_m3 | Before Competition Groups | 239.2326 | 0 | 0 | 2085.6953 | 0.1147 | 3 | Industrial_2022_Technical_million_m3_Before Competition Groups_3 | Boiler Upgrade | 11.47% | 0 | 239.2326 | Industrial_2022_Technical_million_m3_Before Competition Groups_Boiler Upgrade
Industrial | Ind ¦ Recommissioning | 2022 | Technical | million_m3 | Before Competition Groups | 218.3228 | 0 | 0 | 2085.6953 | 0.10468 | 4 | Industrial_2022_Technical_million_m3_Before Competition Groups_4 | Recommissioning | 10.47% | 0 | 218.3228 | Industrial_2022_Technical_million_m3_Before Competition Groups_Recommissioning
Industrial | Ind ¦ Improved Controls -Process Heating Gas | 2022 | Technical | million_m3 | Before Competition Groups | 139.1832 | 0 | 0 | 2085.6953 | 0.066732 | 5 | Industrial_2022_Technical_million_m3_Before Competition Groups_5 | Improved Controls -Process Heating Gas | 6.673% | 0 | 139.1832 | Industrial_2022_Technical_million_m3_Before Competition Groups_Improved Controls -Process Heating Gas
Industrial | Ind ¦ High Efficiency Burners | 2022 | Technical | million_m3 | Before Competition Groups | 121.3121 | 0 | 0 | 2085.6953 | 0.058164 | 6 | Industrial_2022_Technical_million_m3_Before Competition Groups_6 | High Efficiency Burners | 5.816% | 0 | 121.3121 | Industrial_2022_Technical_million_m3_Before Competition Groups_High Efficiency Burners
Industrial | Ind ¦ Greenhouse Envelope Improvements | 2022 | Technical | million_m3 | Before Competition Groups | 59.1328 | 0 | 0 | 2085.6953 | 0.028352 | 7 | Industrial_2022_Technical_million_m3_Before Competition Groups_7 | Greenhouse Envelope Improvements | 2.835% | 0 | 59.1328 | Industrial_2022_Technical_million_m3_Before Competition Groups_Greenhouse Envelope Improvements
Industrial | Ind ¦ Boiler Tune Up | 2022 | Technical | million_m3 | Before Competition Groups | 43.2632 | 0 | 0 | 2085.6953 | 0.020743 | 8 | Industrial_2022_Technical_million_m3_Before Competition Groups_8 | Boiler Tune Up | 2.074% | 0 | 43.2632 | Industrial_2022_Technical_million_m3_Before Competition Groups_Boiler Tune Up
Industrial | Ind ¦ Insulation - Steam | 2022 | Technical | million_m3 | Before Competition Groups | 41.7031 | 0 | 0 | 2085.6953 | 0.019995 | 9 | Industrial_2022_Technical_million_m3_Before Competition Groups_9 | Insulation - Steam | 1.999% | 0 | 41.7031 | Industrial_2022_Technical_million_m3_Before Competition Groups_Insulation - Steam
Industrial | Ind ¦ VAV Conversion Project (Gas) | 2022 | Technical | million_m3 | Before Competition Groups | 34.5137 | 0 | 0 | 2085.6953 | 0.016548 | 10 | Industrial_2022_Technical_million_m3_Before Competition Groups_10 | VAV Conversion Project (Gas) | 1.655% | 0 | 34.5137 | Industrial_2022_Technical_million_m3_Before Competition Groups_VAV Conversion Project (Gas)
Industrial | Ind ¦ High Efficiency HVAC Fans (Gas) | 2022 | Technical | million_m3 | Before Competition Groups | 32.5262 | 0 | 0 | 2085.6953 | 0.015595 | 11 | Industrial_2022_Technical_million_m3_Before Competition Groups_11 | High Efficiency HVAC Fans (Gas) | 1.559% | 0 | 32.5262 | Industrial_2022_Technical_million_m3_Before Competition Groups_High Efficiency HVAC Fans (Gas)
Industrial | Ind ¦ Steam Leak Repairs | 2022 | Technical | million_m3 | Before Competition Groups | 26.2976 | 0 | 0 | 2085.6953 | 0.012609 | 12 | Industrial_2022_Technical_million_m3_Before Competition Groups_12 | Steam Leak Repairs | 1.261% | 0 | 26.2976 | Industrial_2022_Technical_million_m3_Before Competition Groups_Steam Leak Repairs
Industrial | Ind ¦ HE HVAC Controls | 2022 | Technical | million_m3 | Before Competition Groups | 23.7319 | 0 | 0 | 2085.6953 | 0.011378 | 13 | Industrial_2022_Technical_million_m3_Before Competition Groups_13 | HE HVAC Controls | 1.138% | 0 | 23.7319 | Industrial_2022_Technical_million_m3_Before Competition Groups_HE HVAC Controls
Industrial | Ind ¦ Loading Dock Seals | 2022 | Technical | million_m3 | Before Competition Groups | 23.7319 | 0 | 0 | 2085.6953 | 0.011378 | 14 | Industrial_2022_Technical_million_m3_Before Competition Groups_14 | Loading Dock Seals | 1.138% | 0 | 23.7319 | Industrial_2022_Technical_million_m3_Before Competition Groups_Loading Dock Seals
Industrial | Ind ¦ Direct Contact Water Heaters | 2022 | Technical | million_m3 | Before Competition Groups | 21.368 | 0 | 0 | 2085.6953 | 0.010245 | 15 | Industrial_2022_Technical_million_m3_Before Competition Groups_15 | Direct Contact Water Heaters | 1.025% | 0 | 21.368 | Industrial_2022_Technical_million_m3_Before Competition Groups_Direct Contact Water Heaters
Industrial | Ind ¦ Steam Trap Repair | 2022 | Technical | million_m3 | Before Competition Groups | 19.9615 | 0 | 0 | 2085.6953 | 0.0095707 | 16 | Industrial_2022_Technical_million_m3_Before Competition Groups_16 | Steam Trap Repair | 0.9571% | 0 | 19.9615 | Industrial_2022_Technical_million_m3_Before Competition Groups_Steam Trap Repair
Industrial | Ind ¦ Insulation - Steam (AG) | 2022 | Technical | million_m3 | Before Competition Groups | 18.9572 | 0 | 0 | 2085.6953 | 0.0090891 | 17 | Industrial_2022_Technical_million_m3_Before Competition Groups_17 | Insulation - Steam (AG) | 0.9089% | 0 | 18.9572 | Industrial_2022_Technical_million_m3_Before Competition Groups_Insulation - Steam (AG)
Industrial | Ind ¦ Air Compressor Heat Recovery | 2022 | Technical | million_m3 | Before Competition Groups | 15.2876 | 0 | 0 | 2085.6953 | 0.0073297 | 18 | Industrial_2022_Technical_million_m3_Before Competition Groups_18 | Air Compressor Heat Recovery | 0.733% | 0 | 15.2876 | Industrial_2022_Technical_million_m3_Before Competition Groups_Air Compressor Heat Recovery
Industrial | Ind ¦ High Efficiency Furnaces | 2022 | Technical | million_m3 | Before Competition Groups | 13.9645 | 0 | 0 | 2085.6953 | 0.0066954 | 19 | Industrial_2022_Technical_million_m3_Before Competition Groups_19 | High Efficiency Furnaces | 0.6695% | 0 | 13.9645 | Industrial_2022_Technical_million_m3_Before Competition Groups_High Efficiency Furnaces
Industrial | Ind ¦ Steam Turbine Optimization | 2022 | Technical | million_m3 | Before Competition Groups | 9.7349 | 0 | 0 | 2085.6953 | 0.0046675 | 20 | Industrial_2022_Technical_million_m3_Before Competition Groups_20 | Steam Turbine Optimization | 0.4667% | 0 | 9.7349 | Industrial_2022_Technical_million_m3_Before Competition Groups_Steam Turbine Optimization
Industrial | Ind ¦ Process Optimization (Gas) | 2022 | Technical | million_m3 | Before Competition Groups | 8.9846 | 0 | 0 | 2085.6953 | 0.0043077 | 21 | Industrial_2022_Technical_million_m3_Before Competition Groups_21 | Process Optimization (Gas) | 0.4308% | 0 | 8.9846 | Industrial_2022_Technical_million_m3_Before Competition Groups_Process Optimization (Gas)
Industrial | Ind ¦ Gas Turbine Optimization | 2022 | Technical | million_m3 | Before Competition Groups | 7.3012 | 0 | 0 | 2085.6953 | 0.0035006 | 22 | Industrial_2022_Technical_million_m3_Before Competition Groups_22 | Gas Turbine Optimization | 0.3501% | 0 | 7.3012 | Industrial_2022_Technical_million_m3_Before Competition Groups_Gas Turbine Optimization
Industrial | Ind ¦ HE Stock Tank | 2022 | Technical | million_m3 | Before Competition Groups | 6.5626 | 0 | 0 | 2085.6953 | 0.0031465 | 23 | Industrial_2022_Technical_million_m3_Before Competition Groups_23 | HE Stock Tank | 0.3146% | 0 | 6.5626 | Industrial_2022_Technical_million_m3_Before Competition Groups_HE Stock Tank
Industrial | Ind ¦ Ventilation Optimization (Gas) | 2022 | Technical | million_m3 | Before Competition Groups | 4.7572 | 0 | 0 | 2085.6953 | 0.0022809 | 24 | Industrial_2022_Technical_million_m3_Before Competition Groups_24 | Ventilation Optimization (Gas) | 0.2281% | 0 | 4.7572 | Industrial_2022_Technical_million_m3_Before Competition Groups_Ventilation Optimization (Gas)
Industrial | Ind ¦ Solar Walls | 2022 | Technical | million_m3 | Before Competition Groups | 4.6555 | 0 | 0 | 2085.6953 | 0.0022321 | 25 | Industrial_2022_Technical_million_m3_Before Competition Groups_25 | Solar Walls | 0.2232% | 0 | 4.6555 | Industrial_2022_Technical_million_m3_Before Competition Groups_Solar Walls
Industrial | Ind ¦ HE HVAC Units | 2022 | Technical | million_m3 | Before Competition Groups | 1.6536 | 0 | 0 | 2085.6953 | 0.00079282 | 26 | Industrial_2022_Technical_million_m3_Before Competition Groups_26 | HE HVAC Units | 0.07928% | 0 | 1.6536 | Industrial_2022_Technical_million_m3_Before Competition Groups_HE HVAC Units
Industrial | Ind ¦ Boiler Tune Up - Direct | 2022 | Technical | million_m3 | Before Competition Groups | 1.4767 | 0 | 0 | 2085.6953 | 0.00070804 | 27 | Industrial_2022_Technical_million_m3_Before Competition Groups_27 | Boiler Tune Up - Direct | 0.0708% | 0 | 1.4767 | Industrial_2022_Technical_million_m3_Before Competition Groups_Boiler Tune Up - Direct
Industrial | Ind ¦ Process Heat Recovery (Gas) - HVAC | 2022 | Technical | million_m3 | Before Competition Groups | 1.0137 | 0 | 0 | 2085.6953 | 0.00048604 | 28 | Industrial_2022_Technical_million_m3_Before Competition Groups_28 | Process Heat Recovery (Gas) - HVAC | 0.0486% | 0 | 1.0137 | Industrial_2022_Technical_million_m3_Before Competition Groups_Process Heat Recovery (Gas) - HVAC
Industrial | Ind ¦ Insulation - Steam - Direct | 2022 | Technical | million_m3 | Before Competition Groups | 0.67583 | 0 | 0 | 2085.6953 | 0.00032403 | 29 | Industrial_2022_Technical_million_m3_Before Competition Groups_29 | Insulation - Steam - Direct | 0.0324% | 0 | 0.67583 | Industrial_2022_Technical_million_m3_Before Competition Groups_Insulation - Steam - Direct
Industrial | Ind ¦ Insulation - Steam - HVAC | 2022 | Technical | million_m3 | Before Competition Groups | 0.14055 | 0 | 0 | 2085.6953 | 6.7387e-05 | 30 | Industrial_2022_Technical_million_m3_Before Competition Groups_30 | Insulation - Steam - HVAC | 0.006739% | 0 | 0.14055 | Industrial_2022_Technical_million_m3_Before Competition Groups_Insulation - Steam - HVAC
Industrial | Ind ¦ Boiler Tune Up - HVAC | 2022 | Technical | million_m3 | Before Competition Groups | 0.12778 | 0 | 0 | 2085.6953 | 6.1265e-05 | 31 | Industrial_2022_Technical_million_m3_Before Competition Groups_31 | Boiler Tune Up - HVAC | 0.006126% | 0 | 0.12778 | Industrial_2022_Technical_million_m3_Before Competition Groups_Boiler Tune Up - HVAC
Industrial | Ind ¦ Process Heat Improvements | 2023 | Economic | million_m3 | Before Competition Groups | 663.9137 | 0 | 0 | 1996.1497 | 0.3326 | 1 | Industrial_2023_Economic_million_m3_Before Competition Groups_1 | Process Heat Improvements | 33.26% | 0 | 663.9137 | Industrial_2023_Economic_million_m3_Before Competition Groups_Process Heat Improvements
Industrial | Ind ¦ Process Heat Recovery (Gas) | 2023 | Economic | million_m3 | Before Competition Groups | 303.3321 | 0 | 0 | 1996.1497 | 0.15196 | 2 | Industrial_2023_Economic_million_m3_Before Competition Groups_2 | Process Heat Recovery (Gas) | 15.2% | 0 | 303.3321 | Industrial_2023_Economic_million_m3_Before Competition Groups_Process Heat Recovery (Gas)
Industrial | Ind ¦ Boiler Upgrade | 2023 | Economic | million_m3 | Before Competition Groups | 247.9191 | 0 | 0 | 1996.1497 | 0.1242 | 3 | Industrial_2023_Economic_million_m3_Before Competition Groups_3 | Boiler Upgrade | 12.42% | 0 | 247.9191 | Industrial_2023_Economic_million_m3_Before Competition Groups_Boiler Upgrade
Industrial | Ind ¦ Recommissioning | 2023 | Economic | million_m3 | Before Competition Groups | 218.3228 | 0 | 0 | 1996.1497 | 0.10937 | 4 | Industrial_2023_Economic_million_m3_Before Competition Groups_4 | Recommissioning | 10.94% | 0 | 218.3228 | Industrial_2023_Economic_million_m3_Before Competition Groups_Recommissioning
Industrial | Ind ¦ Improved Controls -Process Heating Gas | 2023 | Economic | million_m3 | Before Competition Groups | 139.1832 | 0 | 0 | 1996.1497 | 0.069726 | 5 | Industrial_2023_Economic_million_m3_Before Competition Groups_5 | Improved Controls -Process Heating Gas | 6.973% | 0 | 139.1832 | Industrial_2023_Economic_million_m3_Before Competition Groups_Improved Controls -Process Heating Gas
Industrial | Ind ¦ High Efficiency Burners | 2023 | Economic | million_m3 | Before Competition Groups | 125.2989 | 0 | 0 | 1996.1497 | 0.06277 | 6 | Industrial_2023_Economic_million_m3_Before Competition Groups_6 | High Efficiency Burners | 6.277% | 0 | 125.2989 | Industrial_2023_Economic_million_m3_Before Competition Groups_High Efficiency Burners
Industrial | Ind ¦ Greenhouse Envelope Improvements | 2023 | Economic | million_m3 | Before Competition Groups | 63.1325 | 0 | 0 | 1996.1497 | 0.031627 | 7 | Industrial_2023_Economic_million_m3_Before Competition Groups_7 | Greenhouse Envelope Improvements | 3.163% | 0 | 63.1325 | Industrial_2023_Economic_million_m3_Before Competition Groups_Greenhouse Envelope Improvements
Industrial | Ind ¦ Insulation - Steam | 2023 | Economic | million_m3 | Before Competition Groups | 41.7031 | 0 | 0 | 1996.1497 | 0.020892 | 8 | Industrial_2023_Economic_million_m3_Before Competition Groups_8 | Insulation - Steam | 2.089% | 0 | 41.7031 | Industrial_2023_Economic_million_m3_Before Competition Groups_Insulation - Steam
Industrial | Ind ¦ VAV Conversion Project (Gas) | 2023 | Economic | million_m3 | Before Competition Groups | 34.5696 | 0 | 0 | 1996.1497 | 0.017318 | 9 | Industrial_2023_Economic_million_m3_Before Competition Groups_9 | VAV Conversion Project (Gas) | 1.732% | 0 | 34.5696 | Industrial_2023_Economic_million_m3_Before Competition Groups_VAV Conversion Project (Gas)
Industrial | Ind ¦ High Efficiency HVAC Fans (Gas) | 2023 | Economic | million_m3 | Before Competition Groups | 33.4016 | 0 | 0 | 1996.1497 | 0.016733 | 10 | Industrial_2023_Economic_million_m3_Before Competition Groups_10 | High Efficiency HVAC Fans (Gas) | 1.673% | 0 | 33.4016 | Industrial_2023_Economic_million_m3_Before Competition Groups_High Efficiency HVAC Fans (Gas)
Industrial | Ind ¦ HE HVAC Controls | 2023 | Economic | million_m3 | Before Competition Groups | 23.7319 | 0 | 0 | 1996.1497 | 0.011889 | 11 | Industrial_2023_Economic_million_m3_Before Competition Groups_11 | HE HVAC Controls | 1.189% | 0 | 23.7319 | Industrial_2023_Economic_million_m3_Before Competition Groups_HE HVAC Controls
Industrial | Ind ¦ Direct Contact Water Heaters | 2023 | Economic | million_m3 | Before Competition Groups | 22.1006 | 0 | 0 | 1996.1497 | 0.011072 | 12 | Industrial_2023_Economic_million_m3_Before Competition Groups_12 | Direct Contact Water Heaters | 1.107% | 0 | 22.1006 | Industrial_2023_Economic_million_m3_Before Competition Groups_Direct Contact Water Heaters
Industrial | Ind ¦ Insulation - Steam (AG) | 2023 | Economic | million_m3 | Before Competition Groups | 18.7778 | 0 | 0 | 1996.1497 | 0.009407 | 13 | Industrial_2023_Economic_million_m3_Before Competition Groups_13 | Insulation - Steam (AG) | 0.9407% | 0 | 18.7778 | Industrial_2023_Economic_million_m3_Before Competition Groups_Insulation - Steam (AG)
Industrial | Ind ¦ Air Compressor Heat Recovery | 2023 | Economic | million_m3 | Before Competition Groups | 15.2876 | 0 | 0 | 1996.1497 | 0.0076585 | 14 | Industrial_2023_Economic_million_m3_Before Competition Groups_14 | Air Compressor Heat Recovery | 0.7659% | 0 | 15.2876 | Industrial_2023_Economic_million_m3_Before Competition Groups_Air Compressor Heat Recovery
Industrial | Ind ¦ Steam Turbine Optimization | 2023 | Economic | million_m3 | Before Competition Groups | 9.739 | 0 | 0 | 1996.1497 | 0.0048789 | 15 | Industrial_2023_Economic_million_m3_Before Competition Groups_15 | Steam Turbine Optimization | 0.4879% | 0 | 9.739 | Industrial_2023_Economic_million_m3_Before Competition Groups_Steam Turbine Optimization
Industrial | Ind ¦ Process Optimization (Gas) | 2023 | Economic | million_m3 | Before Competition Groups | 8.9846 | 0 | 0 | 1996.1497 | 0.004501 | 16 | Industrial_2023_Economic_million_m3_Before Competition Groups_16 | Process Optimization (Gas) | 0.4501% | 0 | 8.9846 | Industrial_2023_Economic_million_m3_Before Competition Groups_Process Optimization (Gas)
Industrial | Ind ¦ Gas Turbine Optimization | 2023 | Economic | million_m3 | Before Competition Groups | 7.3043 | 0 | 0 | 1996.1497 | 0.0036592 | 17 | Industrial_2023_Economic_million_m3_Before Competition Groups_17 | Gas Turbine Optimization | 0.3659% | 0 | 7.3043 | Industrial_2023_Economic_million_m3_Before Competition Groups_Gas Turbine Optimization
Industrial | Ind ¦ HE Stock Tank | 2023 | Economic | million_m3 | Before Competition Groups | 6.8161 | 0 | 0 | 1996.1497 | 0.0034146 | 18 | Industrial_2023_Economic_million_m3_Before Competition Groups_18 | HE Stock Tank | 0.3415% | 0 | 6.8161 | Industrial_2023_Economic_million_m3_Before Competition Groups_HE Stock Tank
Industrial | Ind ¦ Ventilation Optimization (Gas) | 2023 | Economic | million_m3 | Before Competition Groups | 4.7572 | 0 | 0 | 1996.1497 | 0.0023832 | 19 | Industrial_2023_Economic_million_m3_Before Competition Groups_19 | Ventilation Optimization (Gas) | 0.2383% | 0 | 4.7572 | Industrial_2023_Economic_million_m3_Before Competition Groups_Ventilation Optimization (Gas)
Industrial | Ind ¦ Solar Walls | 2023 | Economic | million_m3 | Before Competition Groups | 4.6631 | 0 | 0 | 1996.1497 | 0.002336 | 20 | Industrial_2023_Economic_million_m3_Before Competition Groups_20 | Solar Walls | 0.2336% | 0 | 4.6631 | Industrial_2023_Economic_million_m3_Before Competition Groups_Solar Walls
Industrial | Ind ¦ HE HVAC Units | 2023 | Economic | million_m3 | Before Competition Groups | 1.3809 | 0 | 0 | 1996.1497 | 0.00069178 | 21 | Industrial_2023_Economic_million_m3_Before Competition Groups_21 | HE HVAC Units | 0.06918% | 0 | 1.3809 | Industrial_2023_Economic_million_m3_Before Competition Groups_HE HVAC Units
Industrial | Ind ¦ Process Heat Recovery (Gas) - HVAC | 2023 | Economic | million_m3 | Before Competition Groups | 1.0137 | 0 | 0 | 1996.1497 | 0.00050785 | 22 | Industrial_2023_Economic_million_m3_Before Competition Groups_22 | Process Heat Recovery (Gas) - HVAC | 0.05078% | 0 | 1.0137 | Industrial_2023_Economic_million_m3_Before Competition Groups_Process Heat Recovery (Gas) - HVAC
Industrial | Ind ¦ Insulation - Steam - Direct | 2023 | Economic | million_m3 | Before Competition Groups | 0.67583 | 0 | 0 | 1996.1497 | 0.00033857 | 23 | Industrial_2023_Economic_million_m3_Before Competition Groups_23 | Insulation - Steam - Direct | 0.03386% | 0 | 0.67583 | Industrial_2023_Economic_million_m3_Before Competition Groups_Insulation - Steam - Direct
Industrial | Ind ¦ Insulation - Steam - HVAC | 2023 | Economic | million_m3 | Before Competition Groups | 0.14055 | 0 | 0 | 1996.1497 | 7.041e-05 | 24 | Industrial_2023_Economic_million_m3_Before Competition Groups_24 | Insulation - Steam - HVAC | 0.007041% | 0 | 0.14055 | Industrial_2023_Economic_million_m3_Before Competition Groups_Insulation - Steam - HVAC
Industrial | Ind ¦ High Efficiency Furnaces | 2023 | Economic | million_m3 | Before Competition Groups | 0 | 0 | 0 | 1996.1497 | 0 | 25 | Industrial_2023_Economic_million_m3_Before Competition Groups_25 | High Efficiency Furnaces | 0% | 0 | 0 | Industrial_2023_Economic_million_m3_Before Competition Groups_High Efficiency Furnaces
Industrial | Ind ¦ Steam Trap Repair | 2023 | Economic | million_m3 | Before Competition Groups | 0 | 0 | 0 | 1996.1497 | 0 | 26 | Industrial_2023_Economic_million_m3_Before Competition Groups_26 | Steam Trap Repair | 0% | 0 | 0 | Industrial_2023_Economic_million_m3_Before Competition Groups_Steam Trap Repair
Industrial | Ind ¦ Boiler Upgrade | 2023 | SC A | million_m3 | Before Competition Groups | 76.161 | 0 | 0 | 225.0591 | 0.3384 | 1 | Industrial_2023_SC A_million_m3_Before Competition Groups_1 | Boiler Upgrade | 33.84% | 0 | 76.161 | Industrial_2023_SC A_million_m3_Before Competition Groups_Boiler Upgrade
Industrial | Ind ¦ Process Heat Improvements | 2023 | SC A | million_m3 | Before Competition Groups | 49.9282 | 0 | 0 | 225.0591 | 0.22184 | 2 | Industrial_2023_SC A_million_m3_Before Competition Groups_2 | Process Heat Improvements | 22.18% | 0 | 49.9282 | Industrial_2023_SC A_million_m3_Before Competition Groups_Process Heat Improvements
Industrial | Ind ¦ Greenhouse Envelope Improvements | 2023 | SC A | million_m3 | Before Competition Groups | 21.4631 | 0 | 0 | 225.0591 | 0.095366 | 3 | Industrial_2023_SC A_million_m3_Before Competition Groups_3 | Greenhouse Envelope Improvements | 9.537% | 0 | 21.4631 | Industrial_2023_SC A_million_m3_Before Competition Groups_Greenhouse Envelope Improvements
Industrial | Ind ¦ Recommissioning | 2023 | SC A | million_m3 | Before Competition Groups | 20.8169 | 0 | 0 | 225.0591 | 0.092495 | 4 | Industrial_2023_SC A_million_m3_Before Competition Groups_4 | Recommissioning | 9.25% | 0 | 20.8169 | Industrial_2023_SC A_million_m3_Before Competition Groups_Recommissioning
Industrial | Ind ¦ Process Heat Recovery (Gas) | 2023 | SC A | million_m3 | Before Competition Groups | 18.2805 | 0 | 0 | 225.0591 | 0.081225 | 5 | Industrial_2023_SC A_million_m3_Before Competition Groups_5 | Process Heat Recovery (Gas) | 8.123% | 0 | 18.2805 | Industrial_2023_SC A_million_m3_Before Competition Groups_Process Heat Recovery (Gas)
Industrial | Ind ¦ Improved Controls -Process Heating Gas | 2023 | SC A | million_m3 | Before Competition Groups | 13.8352 | 0 | 0 | 225.0591 | 0.061474 | 6 | Industrial_2023_SC A_million_m3_Before Competition Groups_6 | Improved Controls -Process Heating Gas | 6.147% | 0 | 13.8352 | Industrial_2023_SC A_million_m3_Before Competition Groups_Improved Controls -Process Heating Gas
Industrial | Ind ¦ Insulation - Steam | 2023 | SC A | million_m3 | Before Competition Groups | 4.3868 | 0 | 0 | 225.0591 | 0.019492 | 7 | Industrial_2023_SC A_million_m3_Before Competition Groups_7 | Insulation - Steam | 1.949% | 0 | 4.3868 | Industrial_2023_SC A_million_m3_Before Competition Groups_Insulation - Steam
Industrial | Ind ¦ Direct Contact Water Heaters | 2023 | SC A | million_m3 | Before Competition Groups | 3.5538 | 0 | 0 | 225.0591 | 0.015791 | 8 | Industrial_2023_SC A_million_m3_Before Competition Groups_8 | Direct Contact Water Heaters | 1.579% | 0 | 3.5538 | Industrial_2023_SC A_million_m3_Before Competition Groups_Direct Contact Water Heaters
Industrial | Ind ¦ High Efficiency Burners | 2023 | SC A | million_m3 | Before Competition Groups | 2.8749 | 0 | 0 | 225.0591 | 0.012774 | 9 | Industrial_2023_SC A_million_m3_Before Competition Groups_9 | High Efficiency Burners | 1.277% | 0 | 2.8749 | Industrial_2023_SC A_million_m3_Before Competition Groups_High Efficiency Burners
Industrial | Ind ¦ High Efficiency HVAC Fans (Gas) | 2023 | SC A | million_m3 | Before Competition Groups | 2.623 | 0 | 0 | 225.0591 | 0.011655 | 10 | Industrial_2023_SC A_million_m3_Before Competition Groups_10 | High Efficiency HVAC Fans (Gas) | 1.165% | 0 | 2.623 | Industrial_2023_SC A_million_m3_Before Competition Groups_High Efficiency HVAC Fans (Gas)
Industrial | Ind ¦ Steam Turbine Optimization | 2023 | SC A | million_m3 | Before Competition Groups | 2.6034 | 0 | 0 | 225.0591 | 0.011568 | 11 | Industrial_2023_SC A_million_m3_Before Competition Groups_11 | Steam Turbine Optimization | 1.157% | 0 | 2.6034 | Industrial_2023_SC A_million_m3_Before Competition Groups_Steam Turbine Optimization
Industrial | Ind ¦ Insulation - Steam (AG) | 2023 | SC A | million_m3 | Before Competition Groups | 2.2616 | 0 | 0 | 225.0591 | 0.010049 | 12 | Industrial_2023_SC A_million_m3_Before Competition Groups_12 | Insulation - Steam (AG) | 1.005% | 0 | 2.2616 | Industrial_2023_SC A_million_m3_Before Competition Groups_Insulation - Steam (AG)
Industrial | Ind ¦ Gas Turbine Optimization | 2023 | SC A | million_m3 | Before Competition Groups | 1.9216 | 0 | 0 | 225.0591 | 0.0085382 | 13 | Industrial_2023_SC A_million_m3_Before Competition Groups_13 | Gas Turbine Optimization | 0.8538% | 0 | 1.9216 | Industrial_2023_SC A_million_m3_Before Competition Groups_Gas Turbine Optimization
Industrial | Ind ¦ Air Compressor Heat Recovery | 2023 | SC A | million_m3 | Before Competition Groups | 1.4643 | 0 | 0 | 225.0591 | 0.0065062 | 14 | Industrial_2023_SC A_million_m3_Before Competition Groups_14 | Air Compressor Heat Recovery | 0.6506% | 0 | 1.4643 | Industrial_2023_SC A_million_m3_Before Competition Groups_Air Compressor Heat Recovery
Industrial | Ind ¦ Ventilation Optimization (Gas) | 2023 | SC A | million_m3 | Before Competition Groups | 1.4009 | 0 | 0 | 225.0591 | 0.0062247 | 15 | Industrial_2023_SC A_million_m3_Before Competition Groups_15 | Ventilation Optimization (Gas) | 0.6225% | 0 | 1.4009 | Industrial_2023_SC A_million_m3_Before Competition Groups_Ventilation Optimization (Gas)
Industrial | Ind ¦ HE Stock Tank | 2023 | SC A | million_m3 | Before Competition Groups | 0.55903 | 0 | 0 | 225.0591 | 0.0024839 | 16 | Industrial_2023_SC A_million_m3_Before Competition Groups_16 | HE Stock Tank | 0.2484% | 0 | 0.55903 | Industrial_2023_SC A_million_m3_Before Competition Groups_HE Stock Tank
Industrial | Ind ¦ Process Optimization (Gas) | 2023 | SC A | million_m3 | Before Competition Groups | 0.4184 | 0 | 0 | 225.0591 | 0.0018591 | 17 | Industrial_2023_SC A_million_m3_Before Competition Groups_17 | Process Optimization (Gas) | 0.1859% | 0 | 0.4184 | Industrial_2023_SC A_million_m3_Before Competition Groups_Process Optimization (Gas)
Industrial | Ind ¦ VAV Conversion Project (Gas) | 2023 | SC A | million_m3 | Before Competition Groups | 0.20574 | 0 | 0 | 225.0591 | 0.00091417 | 18 | Industrial_2023_SC A_million_m3_Before Competition Groups_18 | VAV Conversion Project (Gas) | 0.09142% | 0 | 0.20574 | Industrial_2023_SC A_million_m3_Before Competition Groups_VAV Conversion Project (Gas)
Industrial | Ind ¦ HE HVAC Controls | 2023 | SC A | million_m3 | Before Competition Groups | 0.13621 | 0 | 0 | 225.0591 | 0.0006052 | 19 | Industrial_2023_SC A_million_m3_Before Competition Groups_19 | HE HVAC Controls | 0.06052% | 0 | 0.13621 | Industrial_2023_SC A_million_m3_Before Competition Groups_HE HVAC Controls
Industrial | Ind ¦ Process Heat Recovery (Gas) - HVAC | 2023 | SC A | million_m3 | Before Competition Groups | 0.071842 | 0 | 0 | 225.0591 | 0.00031921 | 20 | Industrial_2023_SC A_million_m3_Before Competition Groups_20 | Process Heat Recovery (Gas) - HVAC | 0.03192% | 0 | 0.071842 | Industrial_2023_SC A_million_m3_Before Competition Groups_Process Heat Recovery (Gas) - HVAC
Industrial | Ind ¦ Insulation - Steam - Direct | 2023 | SC A | million_m3 | Before Competition Groups | 0.066756 | 0 | 0 | 225.0591 | 0.00029661 | 21 | Industrial_2023_SC A_million_m3_Before Competition Groups_21 | Insulation - Steam - Direct | 0.02966% | 0 | 0.066756 | Industrial_2023_SC A_million_m3_Before Competition Groups_Insulation - Steam - Direct
Industrial | Ind ¦ Insulation - Steam - HVAC | 2023 | SC A | million_m3 | Before Competition Groups | 0.016174 | 0 | 0 | 225.0591 | 7.1868e-05 | 22 | Industrial_2023_SC A_million_m3_Before Competition Groups_22 | Insulation - Steam - HVAC | 0.007187% | 0 | 0.016174 | Industrial_2023_SC A_million_m3_Before Competition Groups_Insulation - Steam - HVAC
Industrial | Ind ¦ HE HVAC Units | 2023 | SC A | million_m3 | Before Competition Groups | 0.0072106 | 0 | 0 | 225.0591 | 3.2039e-05 | 23 | Industrial_2023_SC A_million_m3_Before Competition Groups_23 | HE HVAC Units | 0.003204% | 0 | 0.0072106 | Industrial_2023_SC A_million_m3_Before Competition Groups_HE HVAC Units
Industrial | Ind ¦ Solar Walls | 2023 | SC A | million_m3 | Before Competition Groups | 0.0025012 | 0 | 0 | 225.0591 | 1.1114e-05 | 24 | Industrial_2023_SC A_million_m3_Before Competition Groups_24 | Solar Walls | 0.001111% | 0 | 0.0025012 | Industrial_2023_SC A_million_m3_Before Competition Groups_Solar Walls
Industrial | Ind ¦ High Efficiency Furnaces | 2023 | SC A | million_m3 | Before Competition Groups | 0 | 0 | 0 | 225.0591 | 0 | 25 | Industrial_2023_SC A_million_m3_Before Competition Groups_25 | High Efficiency Furnaces | 0% | 0 | 0 | Industrial_2023_SC A_million_m3_Before Competition Groups_High Efficiency Furnaces
Industrial | Ind ¦ Steam Trap Repair | 2023 | SC A | million_m3 | Before Competition Groups | 0 | 0 | 0 | 225.0591 | 0 | 26 | Industrial_2023_SC A_million_m3_Before Competition Groups_26 | Steam Trap Repair | 0% | 0 | 0 | Industrial_2023_SC A_million_m3_Before Competition Groups_Steam Trap Repair
Industrial | Ind ¦ Process Heat Improvements | 2023 | SC B | million_m3 | Before Competition Groups | 148.5404 | 0 | 0 | 551.0845 | 0.26954 | 1 | Industrial_2023_SC B_million_m3_Before Competition Groups_1 | Process Heat Improvements | 26.95% | 0 | 148.5404 | Industrial_2023_SC B_million_m3_Before Competition Groups_Process Heat Improvements
Industrial | Ind ¦ Boiler Upgrade | 2023 | SC B | million_m3 | Before Competition Groups | 96.6608 | 0 | 0 | 551.0845 | 0.1754 | 2 | Industrial_2023_SC B_million_m3_Before Competition Groups_2 | Boiler Upgrade | 17.54% | 0 | 96.6608 | Industrial_2023_SC B_million_m3_Before Competition Groups_Boiler Upgrade
Industrial | Ind ¦ Process Heat Recovery (Gas) | 2023 | SC B | million_m3 | Before Competition Groups | 83.2746 | 0 | 0 | 551.0845 | 0.15111 | 3 | Industrial_2023_SC B_million_m3_Before Competition Groups_3 | Process Heat Recovery (Gas) | 15.11% | 0 | 83.2746 | Industrial_2023_SC B_million_m3_Before Competition Groups_Process Heat Recovery (Gas)
Industrial | Ind ¦ Recommissioning | 2023 | SC B | million_m3 | Before Competition Groups | 60.8266 | 0 | 0 | 551.0845 | 0.11038 | 4 | Industrial_2023_SC B_million_m3_Before Competition Groups_4 | Recommissioning | 11.04% | 0 | 60.8266 | Industrial_2023_SC B_million_m3_Before Competition Groups_Recommissioning
Industrial | Ind ¦ Improved Controls -Process Heating Gas | 2023 | SC B | million_m3 | Before Competition Groups | 38.0428 | 0 | 0 | 551.0845 | 0.069033 | 5 | Industrial_2023_SC B_million_m3_Before Competition Groups_5 | Improved Controls -Process Heating Gas | 6.903% | 0 | 38.0428 | Industrial_2023_SC B_million_m3_Before Competition Groups_Improved Controls -Process Heating Gas
Industrial | Ind ¦ Greenhouse Envelope Improvements | 2023 | SC B | million_m3 | Before Competition Groups | 29.0848 | 0 | 0 | 551.0845 | 0.052777 | 6 | Industrial_2023_SC B_million_m3_Before Competition Groups_6 | Greenhouse Envelope Improvements | 5.278% | 0 | 29.0848 | Industrial_2023_SC B_million_m3_Before Competition Groups_Greenhouse Envelope Improvements
Industrial | Ind ¦ High Efficiency Burners | 2023 | SC B | million_m3 | Before Competition Groups | 28.3001 | 0 | 0 | 551.0845 | 0.051353 | 7 | Industrial_2023_SC B_million_m3_Before Competition Groups_7 | High Efficiency Burners | 5.135% | 0 | 28.3001 | Industrial_2023_SC B_million_m3_Before Competition Groups_High Efficiency Burners
Industrial | Ind ¦ Insulation - Steam | 2023 | SC B | million_m3 | Before Competition Groups | 11.7491 | 0 | 0 | 551.0845 | 0.02132 | 8 | Industrial_2023_SC B_million_m3_Before Competition Groups_8 | Insulation - Steam | 2.132% | 0 | 11.7491 | Industrial_2023_SC B_million_m3_Before Competition Groups_Insulation - Steam
Industrial | Ind ¦ High Efficiency HVAC Fans (Gas) | 2023 | SC B | million_m3 | Before Competition Groups | 10.1751 | 0 | 0 | 551.0845 | 0.018464 | 9 | Industrial_2023_SC B_million_m3_Before Competition Groups_9 | High Efficiency HVAC Fans (Gas) | 1.846% | 0 | 10.1751 | Industrial_2023_SC B_million_m3_Before Competition Groups_High Efficiency HVAC Fans (Gas)
Industrial | Ind ¦ VAV Conversion Project (Gas) | 2023 | SC B | million_m3 | Before Competition Groups | 10.0131 | 0 | 0 | 551.0845 | 0.01817 | 10 | Industrial_2023_SC B_million_m3_Before Competition Groups_10 | VAV Conversion Project (Gas) | 1.817% | 0 | 10.0131 | Industrial_2023_SC B_million_m3_Before Competition Groups_VAV Conversion Project (Gas)
Industrial | Ind ¦ HE HVAC Controls | 2023 | SC B | million_m3 | Before Competition Groups | 7.0813 | 0 | 0 | 551.0845 | 0.01285 | 11 | Industrial_2023_SC B_million_m3_Before Competition Groups_11 | HE HVAC Controls | 1.285% | 0 | 7.0813 | Industrial_2023_SC B_million_m3_Before Competition Groups_HE HVAC Controls
Industrial | Ind ¦ Direct Contact Water Heaters | 2023 | SC B | million_m3 | Before Competition Groups | 6.7428 | 0 | 0 | 551.0845 | 0.012235 | 12 | Industrial_2023_SC B_million_m3_Before Competition Groups_12 | Direct Contact Water Heaters | 1.224% | 0 | 6.7428 | Industrial_2023_SC B_million_m3_Before Competition Groups_Direct Contact Water Heaters
Industrial | Ind ¦ Insulation - Steam (AG) | 2023 | SC B | million_m3 | Before Competition Groups | 6.0428 | 0 | 0 | 551.0845 | 0.010965 | 13 | Industrial_2023_SC B_million_m3_Before Competition Groups_13 | Insulation - Steam (AG) | 1.097% | 0 | 6.0428 | Industrial_2023_SC B_million_m3_Before Competition Groups_Insulation - Steam (AG)
Industrial | Ind ¦ Air Compressor Heat Recovery | 2023 | SC B | million_m3 | Before Competition Groups | 4.38 | 0 | 0 | 551.0845 | 0.007948 | 14 | Industrial_2023_SC B_million_m3_Before Competition Groups_14 | Air Compressor Heat Recovery | 0.7948% | 0 | 4.38 | Industrial_2023_SC B_million_m3_Before Competition Groups_Air Compressor Heat Recovery
Industrial | Ind ¦ Steam Turbine Optimization | 2023 | SC B | million_m3 | Before Competition Groups | 2.6173 | 0 | 0 | 551.0845 | 0.0047494 | 15 | Industrial_2023_SC B_million_m3_Before Competition Groups_15 | Steam Turbine Optimization | 0.4749% | 0 | 2.6173 | Industrial_2023_SC B_million_m3_Before Competition Groups_Steam Turbine Optimization
Industrial | Ind ¦ Gas Turbine Optimization | 2023 | SC B | million_m3 | Before Competition Groups | 1.963 | 0 | 0 | 551.0845 | 0.003562 | 16 | Industrial_2023_SC B_million_m3_Before Competition Groups_16 | Gas Turbine Optimization | 0.3562% | 0 | 1.963 | Industrial_2023_SC B_million_m3_Before Competition Groups_Gas Turbine Optimization
Industrial | Ind ¦ HE Stock Tank | 2023 | SC B | million_m3 | Before Competition Groups | 1.4964 | 0 | 0 | 551.0845 | 0.0027154 | 17 | Industrial_2023_SC B_million_m3_Before Competition Groups_17 | HE Stock Tank | 0.2715% | 0 | 1.4964 | Industrial_2023_SC B_million_m3_Before Competition Groups_HE Stock Tank
Industrial | Ind ¦ Ventilation Optimization (Gas) | 2023 | SC B | million_m3 | Before Competition Groups | 1.4009 | 0 | 0 | 551.0845 | 0.0025421 | 18 | Industrial_2023_SC B_million_m3_Before Competition Groups_18 | Ventilation Optimization (Gas) | 0.2542% | 0 | 1.4009 | Industrial_2023_SC B_million_m3_Before Competition Groups_Ventilation Optimization (Gas)
Industrial | Ind ¦ Solar Walls | 2023 | SC B | million_m3 | Before Competition Groups | 1.3506 | 0 | 0 | 551.0845 | 0.0024508 | 19 | Industrial_2023_SC B_million_m3_Before Competition Groups_19 | Solar Walls | 0.2451% | 0 | 1.3506 | Industrial_2023_SC B_million_m3_Before Competition Groups_Solar Walls
Industrial | Ind ¦ Process Optimization (Gas) | 2023 | SC B | million_m3 | Before Competition Groups | 0.4184 | 0 | 0 | 551.0845 | 0.00075923 | 20 | Industrial_2023_SC B_million_m3_Before Competition Groups_20 | Process Optimization (Gas) | 0.07592% | 0 | 0.4184 | Industrial_2023_SC B_million_m3_Before Competition Groups_Process Optimization (Gas)
Industrial | Ind ¦ HE HVAC Units | 2023 | SC B | million_m3 | Before Competition Groups | 0.38948 | 0 | 0 | 551.0845 | 0.00070676 | 21 | Industrial_2023_SC B_million_m3_Before Competition Groups_21 | HE HVAC Units | 0.07068% | 0 | 0.38948 | Industrial_2023_SC B_million_m3_Before Competition Groups_HE HVAC Units
Industrial | Ind ¦ Process Heat Recovery (Gas) - HVAC | 2023 | SC B | million_m3 | Before Competition Groups | 0.31171 | 0 | 0 | 551.0845 | 0.00056563 | 22 | Industrial_2023_SC B_million_m3_Before Competition Groups_22 | Process Heat Recovery (Gas) - HVAC | 0.05656% | 0 | 0.31171 | Industrial_2023_SC B_million_m3_Before Competition Groups_Process Heat Recovery (Gas) - HVAC
Industrial | Ind ¦ Insulation - Steam - Direct | 2023 | SC B | million_m3 | Before Competition Groups | 0.17904 | 0 | 0 | 551.0845 | 0.00032489 | 23 | Industrial_2023_SC B_million_m3_Before Competition Groups_23 | Insulation - Steam - Direct | 0.03249% | 0 | 0.17904 | Industrial_2023_SC B_million_m3_Before Competition Groups_Insulation - Steam - Direct
Industrial | Ind ¦ Insulation - Steam - HVAC | 2023 | SC B | million_m3 | Before Competition Groups | 0.043217 | 0 | 0 | 551.0845 | 7.8422e-05 | 24 | Industrial_2023_SC B_million_m3_Before Competition Groups_24 | Insulation - Steam - HVAC | 0.007842% | 0 | 0.043217 | Industrial_2023_SC B_million_m3_Before Competition Groups_Insulation - Steam - HVAC
Industrial | Ind ¦ High Efficiency Furnaces | 2023 | SC B | million_m3 | Before Competition Groups | 0 | 0 | 0 | 551.0845 | 0 | 25 | Industrial_2023_SC B_million_m3_Before Competition Groups_25 | High Efficiency Furnaces | 0% | 0 | 0 | Industrial_2023_SC B_million_m3_Before Competition Groups_High Efficiency Furnaces
Industrial | Ind ¦ Steam Trap Repair | 2023 | SC B | million_m3 | Before Competition Groups | 0 | 0 | 0 | 551.0845 | 0 | 26 | Industrial_2023_SC B_million_m3_Before Competition Groups_26 | Steam Trap Repair | 0% | 0 | 0 | Industrial_2023_SC B_million_m3_Before Competition Groups_Steam Trap Repair
Industrial | Ind ¦ Boiler Upgrade | 2023 | SC C | million_m3 | Before Competition Groups | 96.6608 | 0 | 0 | 273.7065 | 0.35315 | 1 | Industrial_2023_SC C_million_m3_Before Competition Groups_1 | Boiler Upgrade | 35.32% | 0 | 96.6608 | Industrial_2023_SC C_million_m3_Before Competition Groups_Boiler Upgrade
Industrial | Ind ¦ Process Heat Improvements | 2023 | SC C | million_m3 | Before Competition Groups | 55.4832 | 0 | 0 | 273.7065 | 0.20271 | 2 | Industrial_2023_SC C_million_m3_Before Competition Groups_2 | Process Heat Improvements | 20.27% | 0 | 55.4832 | Industrial_2023_SC C_million_m3_Before Competition Groups_Process Heat Improvements
Industrial | Ind ¦ Process Heat Recovery (Gas) | 2023 | SC C | million_m3 | Before Competition Groups | 30.8313 | 0 | 0 | 273.7065 | 0.11264 | 3 | Industrial_2023_SC C_million_m3_Before Competition Groups_3 | Process Heat Recovery (Gas) | 11.26% | 0 | 30.8313 | Industrial_2023_SC C_million_m3_Before Competition Groups_Process Heat Recovery (Gas)
Industrial | Ind ¦ Recommissioning | 2023 | SC C | million_m3 | Before Competition Groups | 22.5081 | 0 | 0 | 273.7065 | 0.082234 | 4 | Industrial_2023_SC C_million_m3_Before Competition Groups_4 | Recommissioning | 8.223% | 0 | 22.5081 | Industrial_2023_SC C_million_m3_Before Competition Groups_Recommissioning
Industrial | Ind ¦ Greenhouse Envelope Improvements | 2023 | SC C | million_m3 | Before Competition Groups | 21.4631 | 0 | 0 | 273.7065 | 0.078416 | 5 | Industrial_2023_SC C_million_m3_Before Competition Groups_5 | Greenhouse Envelope Improvements | 7.842% | 0 | 21.4631 | Industrial_2023_SC C_million_m3_Before Competition Groups_Greenhouse Envelope Improvements
Industrial | Ind ¦ Improved Controls -Process Heating Gas | 2023 | SC C | million_m3 | Before Competition Groups | 14.1945 | 0 | 0 | 273.7065 | 0.05186 | 6 | Industrial_2023_SC C_million_m3_Before Competition Groups_6 | Improved Controls -Process Heating Gas | 5.186% | 0 | 14.1945 | Industrial_2023_SC C_million_m3_Before Competition Groups_Improved Controls -Process Heating Gas
Industrial | Ind ¦ High Efficiency Burners | 2023 | SC C | million_m3 | Before Competition Groups | 9.4133 | 0 | 0 | 273.7065 | 0.034392 | 7 | Industrial_2023_SC C_million_m3_Before Competition Groups_7 | High Efficiency Burners | 3.439% | 0 | 9.4133 | Industrial_2023_SC C_million_m3_Before Competition Groups_High Efficiency Burners
Industrial | Ind ¦ Insulation - Steam | 2023 | SC C | million_m3 | Before Competition Groups | 4.3868 | 0 | 0 | 273.7065 | 0.016027 | 8 | Industrial_2023_SC C_million_m3_Before Competition Groups_8 | Insulation - Steam | 1.603% | 0 | 4.3868 | Industrial_2023_SC C_million_m3_Before Competition Groups_Insulation - Steam
Industrial | Ind ¦ Direct Contact Water Heaters | 2023 | SC C | million_m3 | Before Competition Groups | 3.5538 | 0 | 0 | 273.7065 | 0.012984 | 9 | Industrial_2023_SC C_million_m3_Before Competition Groups_9 | Direct Contact Water Heaters | 1.298% | 0 | 3.5538 | Industrial_2023_SC C_million_m3_Before Competition Groups_Direct Contact Water Heaters
Industrial | Ind ¦ High Efficiency HVAC Fans (Gas) | 2023 | SC C | million_m3 | Before Competition Groups | 3.4123 | 0 | 0 | 273.7065 | 0.012467 | 10 | Industrial_2023_SC C_million_m3_Before Competition Groups_10 | High Efficiency HVAC Fans (Gas) | 1.247% | 0 | 3.4123 | Industrial_2023_SC C_million_m3_Before Competition Groups_High Efficiency HVAC Fans (Gas)
Industrial | Ind ¦ Steam Turbine Optimization | 2023 | SC C | million_m3 | Before Competition Groups | 2.6173 | 0 | 0 | 273.7065 | 0.0095625 | 11 | Industrial_2023_SC C_million_m3_Before Competition Groups_11 | Steam Turbine Optimization | 0.9562% | 0 | 2.6173 | Industrial_2023_SC C_million_m3_Before Competition Groups_Steam Turbine Optimization
Industrial | Ind ¦ Insulation - Steam (AG) | 2023 | SC C | million_m3 | Before Competition Groups | 2.2616 | 0 | 0 | 273.7065 | 0.0082627 | 12 | Industrial_2023_SC C_million_m3_Before Competition Groups_12 | Insulation - Steam (AG) | 0.8263% | 0 | 2.2616 | Industrial_2023_SC C_million_m3_Before Competition Groups_Insulation - Steam (AG)
Industrial | Ind ¦ Gas Turbine Optimization | 2023 | SC C | million_m3 | Before Competition Groups | 1.963 | 0 | 0 | 273.7065 | 0.0071719 | 13 | Industrial_2023_SC C_million_m3_Before Competition Groups_13 | Gas Turbine Optimization | 0.7172% | 0 | 1.963 | Industrial_2023_SC C_million_m3_Before Competition Groups_Gas Turbine Optimization
Industrial | Ind ¦ Air Compressor Heat Recovery | 2023 | SC C | million_m3 | Before Competition Groups | 1.6362 | 0 | 0 | 273.7065 | 0.0059778 | 14 | Industrial_2023_SC C_million_m3_Before Competition Groups_14 | Air Compressor Heat Recovery | 0.5978% | 0 | 1.6362 | Industrial_2023_SC C_million_m3_Before Competition Groups_Air Compressor Heat Recovery
Industrial | Ind ¦ Ventilation Optimization (Gas) | 2023 | SC C | million_m3 | Before Competition Groups | 1.4009 | 0 | 0 | 273.7065 | 0.0051183 | 15 | Industrial_2023_SC C_million_m3_Before Competition Groups_15 | Ventilation Optimization (Gas) | 0.5118% | 0 | 1.4009 | Industrial_2023_SC C_million_m3_Before Competition Groups_Ventilation Optimization (Gas)
Industrial | Ind ¦ HE Stock Tank | 2023 | SC C | million_m3 | Before Competition Groups | 0.55903 | 0 | 0 | 273.7065 | 0.0020424 | 16 | Industrial_2023_SC C_million_m3_Before Competition Groups_16 | HE Stock Tank | 0.2042% | 0 | 0.55903 | Industrial_2023_SC C_million_m3_Before Competition Groups_HE Stock Tank
Industrial | Ind ¦ VAV Conversion Project (Gas) | 2023 | SC C | million_m3 | Before Competition Groups | 0.47562 | 0 | 0 | 273.7065 | 0.0017377 | 17 | Industrial_2023_SC C_million_m3_Before Competition Groups_17 | VAV Conversion Project (Gas) | 0.1738% | 0 | 0.47562 | Industrial_2023_SC C_million_m3_Before Competition Groups_VAV Conversion Project (Gas)
Industrial | Ind ¦ Process Optimization (Gas) | 2023 | SC C | million_m3 | Before Competition Groups | 0.4184 | 0 | 0 | 273.7065 | 0.0015287 | 18 | Industrial_2023_SC C_million_m3_Before Competition Groups_18 | Process Optimization (Gas) | 0.1529% | 0 | 0.4184 | Industrial_2023_SC C_million_m3_Before Competition Groups_Process Optimization (Gas)
Industrial | Ind ¦ HE HVAC Controls | 2023 | SC C | million_m3 | Before Competition Groups | 0.25046 | 0 | 0 | 273.7065 | 0.00091505 | 19 | Industrial_2023_SC C_million_m3_Before Competition Groups_19 | HE HVAC Controls | 0.09151% | 0 | 0.25046 | Industrial_2023_SC C_million_m3_Before Competition Groups_HE HVAC Controls
Industrial | Ind ¦ Process Heat Recovery (Gas) - HVAC | 2023 | SC C | million_m3 | Before Competition Groups | 0.11572 | 0 | 0 | 273.7065 | 0.0004228 | 20 | Industrial_2023_SC C_million_m3_Before Competition Groups_20 | Process Heat Recovery (Gas) - HVAC | 0.04228% | 0 | 0.11572 | Industrial_2023_SC C_million_m3_Before Competition Groups_Process Heat Recovery (Gas) - HVAC
Industrial | Ind ¦ Insulation - Steam - Direct | 2023 | SC C | million_m3 | Before Competition Groups | 0.066756 | 0 | 0 | 273.7065 | 0.0002439 | 21 | Industrial_2023_SC C_million_m3_Before Competition Groups_21 | Insulation - Steam - Direct | 0.02439% | 0 | 0.066756 | Industrial_2023_SC C_million_m3_Before Competition Groups_Insulation - Steam - Direct
Industrial | Ind ¦ Insulation - Steam - HVAC | 2023 | SC C | million_m3 | Before Competition Groups | 0.016174 | 0 | 0 | 273.7065 | 5.9094e-05 | 22 | Industrial_2023_SC C_million_m3_Before Competition Groups_22 | Insulation - Steam - HVAC | 0.005909% | 0 | 0.016174 | Industrial_2023_SC C_million_m3_Before Competition Groups_Insulation - Steam - HVAC
Industrial | Ind ¦ HE HVAC Units | 2023 | SC C | million_m3 | Before Competition Groups | 0.013248 | 0 | 0 | 273.7065 | 4.8403e-05 | 23 | Industrial_2023_SC C_million_m3_Before Competition Groups_23 | HE HVAC Units | 0.00484% | 0 | 0.013248 | Industrial_2023_SC C_million_m3_Before Competition Groups_HE HVAC Units
Industrial | Ind ¦ Solar Walls | 2023 | SC C | million_m3 | Before Competition Groups | 0.0050417 | 0 | 0 | 273.7065 | 1.842e-05 | 24 | Industrial_2023_SC C_million_m3_Before Competition Groups_24 | Solar Walls | 0.001842% | 0 | 0.0050417 | Industrial_2023_SC C_million_m3_Before Competition Groups_Solar Walls
Industrial | Ind ¦ High Efficiency Furnaces | 2023 | SC C | million_m3 | Before Competition Groups | 0 | 0 | 0 | 273.7065 | 0 | 25 | Industrial_2023_SC C_million_m3_Before Competition Groups_25 | High Efficiency Furnaces | 0% | 0 | 0 | Industrial_2023_SC C_million_m3_Before Competition Groups_High Efficiency Furnaces
Industrial | Ind ¦ Steam Trap Repair | 2023 | SC C | million_m3 | Before Competition Groups | 0 | 0 | 0 | 273.7065 | 0 | 26 | Industrial_2023_SC C_million_m3_Before Competition Groups_26 | Steam Trap Repair | 0% | 0 | 0 | Industrial_2023_SC C_million_m3_Before Competition Groups_Steam Trap Repair
Industrial | Ind ¦ Process Heat Improvements | 2023 | Technical | million_m3 | Before Competition Groups | 663.9137 | 0 | 0 | 2125.7418 | 0.31232 | 1 | Industrial_2023_Technical_million_m3_Before Competition Groups_1 | Process Heat Improvements | 31.23% | 0 | 663.9137 | Industrial_2023_Technical_million_m3_Before Competition Groups_Process Heat Improvements
Industrial | Ind ¦ Process Heat Recovery (Gas) | 2023 | Technical | million_m3 | Before Competition Groups | 303.3321 | 0 | 0 | 2125.7418 | 0.14269 | 2 | Industrial_2023_Technical_million_m3_Before Competition Groups_2 | Process Heat Recovery (Gas) | 14.27% | 0 | 303.3321 | Industrial_2023_Technical_million_m3_Before Competition Groups_Process Heat Recovery (Gas)
Industrial | Ind ¦ Boiler Upgrade | 2023 | Technical | million_m3 | Before Competition Groups | 247.9191 | 0 | 0 | 2125.7418 | 0.11663 | 3 | Industrial_2023_Technical_million_m3_Before Competition Groups_3 | Boiler Upgrade | 11.66% | 0 | 247.9191 | Industrial_2023_Technical_million_m3_Before Competition Groups_Boiler Upgrade
Industrial | Ind ¦ Recommissioning | 2023 | Technical | million_m3 | Before Competition Groups | 218.3228 | 0 | 0 | 2125.7418 | 0.1027 | 4 | Industrial_2023_Technical_million_m3_Before Competition Groups_4 | Recommissioning | 10.27% | 0 | 218.3228 | Industrial_2023_Technical_million_m3_Before Competition Groups_Recommissioning
Industrial | Ind ¦ Improved Controls -Process Heating Gas | 2023 | Technical | million_m3 | Before Competition Groups | 139.1832 | 0 | 0 | 2125.7418 | 0.065475 | 5 | Industrial_2023_Technical_million_m3_Before Competition Groups_5 | Improved Controls -Process Heating Gas | 6.548% | 0 | 139.1832 | Industrial_2023_Technical_million_m3_Before Competition Groups_Improved Controls -Process Heating Gas
Industrial | Ind ¦ High Efficiency Burners | 2023 | Technical | million_m3 | Before Competition Groups | 125.2989 | 0 | 0 | 2125.7418 | 0.058944 | 6 | Industrial_2023_Technical_million_m3_Before Competition Groups_6 | High Efficiency Burners | 5.894% | 0 | 125.2989 | Industrial_2023_Technical_million_m3_Before Competition Groups_High Efficiency Burners
Industrial | Ind ¦ Greenhouse Envelope Improvements | 2023 | Technical | million_m3 | Before Competition Groups | 63.1325 | 0 | 0 | 2125.7418 | 0.029699 | 7 | Industrial_2023_Technical_million_m3_Before Competition Groups_7 | Greenhouse Envelope Improvements | 2.97% | 0 | 63.1325 | Industrial_2023_Technical_million_m3_Before Competition Groups_Greenhouse Envelope Improvements
Industrial | Ind ¦ Boiler Tune Up | 2023 | Technical | million_m3 | Before Competition Groups | 43.2632 | 0 | 0 | 2125.7418 | 0.020352 | 8 | Industrial_2023_Technical_million_m3_Before Competition Groups_8 | Boiler Tune Up | 2.035% | 0 | 43.2632 | Industrial_2023_Technical_million_m3_Before Competition Groups_Boiler Tune Up
Industrial | Ind ¦ Insulation - Steam | 2023 | Technical | million_m3 | Before Competition Groups | 41.7031 | 0 | 0 | 2125.7418 | 0.019618 | 9 | Industrial_2023_Technical_million_m3_Before Competition Groups_9 | Insulation - Steam | 1.962% | 0 | 41.7031 | Industrial_2023_Technical_million_m3_Before Competition Groups_Insulation - Steam
Industrial | Ind ¦ VAV Conversion Project (Gas) | 2023 | Technical | million_m3 | Before Competition Groups | 34.5696 | 0 | 0 | 2125.7418 | 0.016262 | 10 | Industrial_2023_Technical_million_m3_Before Competition Groups_10 | VAV Conversion Project (Gas) | 1.626% | 0 | 34.5696 | Industrial_2023_Technical_million_m3_Before Competition Groups_VAV Conversion Project (Gas)
Industrial | Ind ¦ High Efficiency HVAC Fans (Gas) | 2023 | Technical | million_m3 | Before Competition Groups | 33.4016 | 0 | 0 | 2125.7418 | 0.015713 | 11 | Industrial_2023_Technical_million_m3_Before Competition Groups_11 | High Efficiency HVAC Fans (Gas) | 1.571% | 0 | 33.4016 | Industrial_2023_Technical_million_m3_Before Competition Groups_High Efficiency HVAC Fans (Gas)
Industrial | Ind ¦ Steam Leak Repairs | 2023 | Technical | million_m3 | Before Competition Groups | 26.2976 | 0 | 0 | 2125.7418 | 0.012371 | 12 | Industrial_2023_Technical_million_m3_Before Competition Groups_12 | Steam Leak Repairs | 1.237% | 0 | 26.2976 | Industrial_2023_Technical_million_m3_Before Competition Groups_Steam Leak Repairs
Industrial | Ind ¦ HE HVAC Controls | 2023 | Technical | million_m3 | Before Competition Groups | 23.7319 | 0 | 0 | 2125.7418 | 0.011164 | 13 | Industrial_2023_Technical_million_m3_Before Competition Groups_13 | HE HVAC Controls | 1.116% | 0 | 23.7319 | Industrial_2023_Technical_million_m3_Before Competition Groups_HE HVAC Controls
Industrial | Ind ¦ Loading Dock Seals | 2023 | Technical | million_m3 | Before Competition Groups | 23.7319 | 0 | 0 | 2125.7418 | 0.011164 | 14 | Industrial_2023_Technical_million_m3_Before Competition Groups_14 | Loading Dock Seals | 1.116% | 0 | 23.7319 | Industrial_2023_Technical_million_m3_Before Competition Groups_Loading Dock Seals
Industrial | Ind ¦ Direct Contact Water Heaters | 2023 | Technical | million_m3 | Before Competition Groups | 22.1006 | 0 | 0 | 2125.7418 | 0.010397 | 15 | Industrial_2023_Technical_million_m3_Before Competition Groups_15 | Direct Contact Water Heaters | 1.04% | 0 | 22.1006 | Industrial_2023_Technical_million_m3_Before Competition Groups_Direct Contact Water Heaters
Industrial | Ind ¦ Steam Trap Repair | 2023 | Technical | million_m3 | Before Competition Groups | 19.9615 | 0 | 0 | 2125.7418 | 0.0093904 | 16 | Industrial_2023_Technical_million_m3_Before Competition Groups_16 | Steam Trap Repair | 0.939% | 0 | 19.9615 | Industrial_2023_Technical_million_m3_Before Competition Groups_Steam Trap Repair
Industrial | Ind ¦ Insulation - Steam (AG) | 2023 | Technical | million_m3 | Before Competition Groups | 18.7778 | 0 | 0 | 2125.7418 | 0.0088335 | 17 | Industrial_2023_Technical_million_m3_Before Competition Groups_17 | Insulation - Steam (AG) | 0.8834% | 0 | 18.7778 | Industrial_2023_Technical_million_m3_Before Competition Groups_Insulation - Steam (AG)
Industrial | Ind ¦ Air Compressor Heat Recovery | 2023 | Technical | million_m3 | Before Competition Groups | 15.2876 | 0 | 0 | 2125.7418 | 0.0071917 | 18 | Industrial_2023_Technical_million_m3_Before Competition Groups_18 | Air Compressor Heat Recovery | 0.7192% | 0 | 15.2876 | Industrial_2023_Technical_million_m3_Before Competition Groups_Air Compressor Heat Recovery
Industrial | Ind ¦ High Efficiency Furnaces | 2023 | Technical | million_m3 | Before Competition Groups | 14.4234 | 0 | 0 | 2125.7418 | 0.0067851 | 19 | Industrial_2023_Technical_million_m3_Before Competition Groups_19 | High Efficiency Furnaces | 0.6785% | 0 | 14.4234 | Industrial_2023_Technical_million_m3_Before Competition Groups_High Efficiency Furnaces
Industrial | Ind ¦ Steam Turbine Optimization | 2023 | Technical | million_m3 | Before Competition Groups | 9.739 | 0 | 0 | 2125.7418 | 0.0045815 | 20 | Industrial_2023_Technical_million_m3_Before Competition Groups_20 | Steam Turbine Optimization | 0.4581% | 0 | 9.739 | Industrial_2023_Technical_million_m3_Before Competition Groups_Steam Turbine Optimization
Industrial | Ind ¦ Process Optimization (Gas) | 2023 | Technical | million_m3 | Before Competition Groups | 8.9846 | 0 | 0 | 2125.7418 | 0.0042266 | 21 | Industrial_2023_Technical_million_m3_Before Competition Groups_21 | Process Optimization (Gas) | 0.4227% | 0 | 8.9846 | Industrial_2023_Technical_million_m3_Before Competition Groups_Process Optimization (Gas)
Industrial | Ind ¦ Gas Turbine Optimization | 2023 | Technical | million_m3 | Before Competition Groups | 7.3043 | 0 | 0 | 2125.7418 | 0.0034361 | 22 | Industrial_2023_Technical_million_m3_Before Competition Groups_22 | Gas Turbine Optimization | 0.3436% | 0 | 7.3043 | Industrial_2023_Technical_million_m3_Before Competition Groups_Gas Turbine Optimization
Industrial | Ind ¦ HE Stock Tank | 2023 | Technical | million_m3 | Before Competition Groups | 6.8161 | 0 | 0 | 2125.7418 | 0.0032064 | 23 | Industrial_2023_Technical_million_m3_Before Competition Groups_23 | HE Stock Tank | 0.3206% | 0 | 6.8161 | Industrial_2023_Technical_million_m3_Before Competition Groups_HE Stock Tank
Industrial | Ind ¦ Ventilation Optimization (Gas) | 2023 | Technical | million_m3 | Before Competition Groups | 4.7572 | 0 | 0 | 2125.7418 | 0.0022379 | 24 | Industrial_2023_Technical_million_m3_Before Competition Groups_24 | Ventilation Optimization (Gas) | 0.2238% | 0 | 4.7572 | Industrial_2023_Technical_million_m3_Before Competition Groups_Ventilation Optimization (Gas)
Industrial | Ind ¦ Solar Walls | 2023 | Technical | million_m3 | Before Competition Groups | 4.6631 | 0 | 0 | 2125.7418 | 0.0021936 | 25 | Industrial_2023_Technical_million_m3_Before Competition Groups_25 | Solar Walls | 0.2194% | 0 | 4.6631 | Industrial_2023_Technical_million_m3_Before Competition Groups_Solar Walls
Industrial | Ind ¦ HE HVAC Units | 2023 | Technical | million_m3 | Before Competition Groups | 1.6908 | 0 | 0 | 2125.7418 | 0.00079539 | 26 | Industrial_2023_Technical_million_m3_Before Competition Groups_26 | HE HVAC Units | 0.07954% | 0 | 1.6908 | Industrial_2023_Technical_million_m3_Before Competition Groups_HE HVAC Units
Industrial | Ind ¦ Boiler Tune Up - Direct | 2023 | Technical | million_m3 | Before Competition Groups | 1.4767 | 0 | 0 | 2125.7418 | 0.0006947 | 27 | Industrial_2023_Technical_million_m3_Before Competition Groups_27 | Boiler Tune Up - Direct | 0.06947% | 0 | 1.4767 | Industrial_2023_Technical_million_m3_Before Competition Groups_Boiler Tune Up - Direct
Industrial | Ind ¦ Process Heat Recovery (Gas) - HVAC | 2023 | Technical | million_m3 | Before Competition Groups | 1.0137 | 0 | 0 | 2125.7418 | 0.00047689 | 28 | Industrial_2023_Technical_million_m3_Before Competition Groups_28 | Process Heat Recovery (Gas) - HVAC | 0.04769% | 0 | 1.0137 | Industrial_2023_Technical_million_m3_Before Competition Groups_Process Heat Recovery (Gas) - HVAC
Industrial | Ind ¦ Insulation - Steam - Direct | 2023 | Technical | million_m3 | Before Competition Groups | 0.67583 | 0 | 0 | 2125.7418 | 0.00031793 | 29 | Industrial_2023_Technical_million_m3_Before Competition Groups_29 | Insulation - Steam - Direct | 0.03179% | 0 | 0.67583 | Industrial_2023_Technical_million_m3_Before Competition Groups_Insulation - Steam - Direct
Industrial | Ind ¦ Insulation - Steam - HVAC | 2023 | Technical | million_m3 | Before Competition Groups | 0.14055 | 0 | 0 | 2125.7418 | 6.6117e-05 | 30 | Industrial_2023_Technical_million_m3_Before Competition Groups_30 | Insulation - Steam - HVAC | 0.006612% | 0 | 0.14055 | Industrial_2023_Technical_million_m3_Before Competition Groups_Insulation - Steam - HVAC
Industrial | Ind ¦ Boiler Tune Up - HVAC | 2023 | Technical | million_m3 | Before Competition Groups | 0.12778 | 0 | 0 | 2125.7418 | 6.0111e-05 | 31 | Industrial_2023_Technical_million_m3_Before Competition Groups_31 | Boiler Tune Up - HVAC | 0.006011% | 0 | 0.12778 | Industrial_2023_Technical_million_m3_Before Competition Groups_Boiler Tune Up - HVAC
Industrial | Ind ¦ Process Heat Improvements | 2024 | Economic | million_m3 | Before Competition Groups | 687.9365 | 0 | 0 | 2040.093 | 0.33721 | 1 | Industrial_2024_Economic_million_m3_Before Competition Groups_1 | Process Heat Improvements | 33.72% | 0 | 687.9365 | Industrial_2024_Economic_million_m3_Before Competition Groups_Process Heat Improvements
Industrial | Ind ¦ Process Heat Recovery (Gas) | 2024 | Economic | million_m3 | Before Competition Groups | 303.3321 | 0 | 0 | 2040.093 | 0.14869 | 2 | Industrial_2024_Economic_million_m3_Before Competition Groups_2 | Process Heat Recovery (Gas) | 14.87% | 0 | 303.3321 | Industrial_2024_Economic_million_m3_Before Competition Groups_Process Heat Recovery (Gas)
Industrial | Ind ¦ Boiler Upgrade | 2024 | Economic | million_m3 | Before Competition Groups | 257.6521 | 0 | 0 | 2040.093 | 0.12629 | 3 | Industrial_2024_Economic_million_m3_Before Competition Groups_3 | Boiler Upgrade | 12.63% | 0 | 257.6521 | Industrial_2024_Economic_million_m3_Before Competition Groups_Boiler Upgrade
Industrial | Ind ¦ Recommissioning | 2024 | Economic | million_m3 | Before Competition Groups | 218.3228 | 0 | 0 | 2040.093 | 0.10702 | 4 | Industrial_2024_Economic_million_m3_Before Competition Groups_4 | Recommissioning | 10.7% | 0 | 218.3228 | Industrial_2024_Economic_million_m3_Before Competition Groups_Recommissioning
Industrial | Ind ¦ Improved Controls -Process Heating Gas | 2024 | Economic | million_m3 | Before Competition Groups | 139.1832 | 0 | 0 | 2040.093 | 0.068224 | 5 | Industrial_2024_Economic_million_m3_Before Competition Groups_5 | Improved Controls -Process Heating Gas | 6.822% | 0 | 139.1832 | Industrial_2024_Economic_million_m3_Before Competition Groups_Improved Controls -Process Heating Gas
Industrial | Ind ¦ High Efficiency Burners | 2024 | Economic | million_m3 | Before Competition Groups | 129.8327 | 0 | 0 | 2040.093 | 0.063641 | 6 | Industrial_2024_Economic_million_m3_Before Competition Groups_6 | High Efficiency Burners | 6.364% | 0 | 129.8327 | Industrial_2024_Economic_million_m3_Before Competition Groups_High Efficiency Burners
Industrial | Ind ¦ Greenhouse Envelope Improvements | 2024 | Economic | million_m3 | Before Competition Groups | 66.8412 | 0 | 0 | 2040.093 | 0.032764 | 7 | Industrial_2024_Economic_million_m3_Before Competition Groups_7 | Greenhouse Envelope Improvements | 3.276% | 0 | 66.8412 | Industrial_2024_Economic_million_m3_Before Competition Groups_Greenhouse Envelope Improvements
Industrial | Ind ¦ Insulation - Steam | 2024 | Economic | million_m3 | Before Competition Groups | 41.7031 | 0 | 0 | 2040.093 | 0.020442 | 8 | Industrial_2024_Economic_million_m3_Before Competition Groups_8 | Insulation - Steam | 2.044% | 0 | 41.7031 | Industrial_2024_Economic_million_m3_Before Competition Groups_Insulation - Steam
Industrial | Ind ¦ VAV Conversion Project (Gas) | 2024 | Economic | million_m3 | Before Competition Groups | 34.616 | 0 | 0 | 2040.093 | 0.016968 | 9 | Industrial_2024_Economic_million_m3_Before Competition Groups_9 | VAV Conversion Project (Gas) | 1.697% | 0 | 34.616 | Industrial_2024_Economic_million_m3_Before Competition Groups_VAV Conversion Project (Gas)
Industrial | Ind ¦ High Efficiency HVAC Fans (Gas) | 2024 | Economic | million_m3 | Before Competition Groups | 34.3328 | 0 | 0 | 2040.093 | 0.016829 | 10 | Industrial_2024_Economic_million_m3_Before Competition Groups_10 | High Efficiency HVAC Fans (Gas) | 1.683% | 0 | 34.3328 | Industrial_2024_Economic_million_m3_Before Competition Groups_High Efficiency HVAC Fans (Gas)
Industrial | Ind ¦ HE HVAC Controls | 2024 | Economic | million_m3 | Before Competition Groups | 23.7319 | 0 | 0 | 2040.093 | 0.011633 | 11 | Industrial_2024_Economic_million_m3_Before Competition Groups_11 | HE HVAC Controls | 1.163% | 0 | 23.7319 | Industrial_2024_Economic_million_m3_Before Competition Groups_HE HVAC Controls
Industrial | Ind ¦ Direct Contact Water Heaters | 2024 | Economic | million_m3 | Before Competition Groups | 22.9292 | 0 | 0 | 2040.093 | 0.011239 | 12 | Industrial_2024_Economic_million_m3_Before Competition Groups_12 | Direct Contact Water Heaters | 1.124% | 0 | 22.9292 | Industrial_2024_Economic_million_m3_Before Competition Groups_Direct Contact Water Heaters
Industrial | Ind ¦ Insulation - Steam (AG) | 2024 | Economic | million_m3 | Before Competition Groups | 18.6287 | 0 | 0 | 2040.093 | 0.0091313 | 13 | Industrial_2024_Economic_million_m3_Before Competition Groups_13 | Insulation - Steam (AG) | 0.9131% | 0 | 18.6287 | Industrial_2024_Economic_million_m3_Before Competition Groups_Insulation - Steam (AG)
Industrial | Ind ¦ Air Compressor Heat Recovery | 2024 | Economic | million_m3 | Before Competition Groups | 15.2876 | 0 | 0 | 2040.093 | 0.0074936 | 14 | Industrial_2024_Economic_million_m3_Before Competition Groups_14 | Air Compressor Heat Recovery | 0.7494% | 0 | 15.2876 | Industrial_2024_Economic_million_m3_Before Competition Groups_Air Compressor Heat Recovery
Industrial | Ind ¦ Steam Turbine Optimization | 2024 | Economic | million_m3 | Before Competition Groups | 9.7424 | 0 | 0 | 2040.093 | 0.0047755 | 15 | Industrial_2024_Economic_million_m3_Before Competition Groups_15 | Steam Turbine Optimization | 0.4775% | 0 | 9.7424 | Industrial_2024_Economic_million_m3_Before Competition Groups_Steam Turbine Optimization
Industrial | Ind ¦ Process Optimization (Gas) | 2024 | Economic | million_m3 | Before Competition Groups | 8.9846 | 0 | 0 | 2040.093 | 0.004404 | 16 | Industrial_2024_Economic_million_m3_Before Competition Groups_16 | Process Optimization (Gas) | 0.4404% | 0 | 8.9846 | Industrial_2024_Economic_million_m3_Before Competition Groups_Process Optimization (Gas)
Industrial | Ind ¦ Gas Turbine Optimization | 2024 | Economic | million_m3 | Before Competition Groups | 7.3068 | 0 | 0 | 2040.093 | 0.0035816 | 17 | Industrial_2024_Economic_million_m3_Before Competition Groups_17 | Gas Turbine Optimization | 0.3582% | 0 | 7.3068 | Industrial_2024_Economic_million_m3_Before Competition Groups_Gas Turbine Optimization
Industrial | Ind ¦ HE Stock Tank | 2024 | Economic | million_m3 | Before Competition Groups | 7.0917 | 0 | 0 | 2040.093 | 0.0034762 | 18 | Industrial_2024_Economic_million_m3_Before Competition Groups_18 | HE Stock Tank | 0.3476% | 0 | 7.0917 | Industrial_2024_Economic_million_m3_Before Competition Groups_HE Stock Tank
Industrial | Ind ¦ Ventilation Optimization (Gas) | 2024 | Economic | million_m3 | Before Competition Groups | 4.7572 | 0 | 0 | 2040.093 | 0.0023318 | 19 | Industrial_2024_Economic_million_m3_Before Competition Groups_19 | Ventilation Optimization (Gas) | 0.2332% | 0 | 4.7572 | Industrial_2024_Economic_million_m3_Before Competition Groups_Ventilation Optimization (Gas)
Industrial | Ind ¦ Solar Walls | 2024 | Economic | million_m3 | Before Competition Groups | 4.6693 | 0 | 0 | 2040.093 | 0.0022888 | 20 | Industrial_2024_Economic_million_m3_Before Competition Groups_20 | Solar Walls | 0.2289% | 0 | 4.6693 | Industrial_2024_Economic_million_m3_Before Competition Groups_Solar Walls
Industrial | Ind ¦ HE HVAC Units | 2024 | Economic | million_m3 | Before Competition Groups | 1.3809 | 0 | 0 | 2040.093 | 0.00067688 | 21 | Industrial_2024_Economic_million_m3_Before Competition Groups_21 | HE HVAC Units | 0.06769% | 0 | 1.3809 | Industrial_2024_Economic_million_m3_Before Competition Groups_HE HVAC Units
Industrial | Ind ¦ Process Heat Recovery (Gas) - HVAC | 2024 | Economic | million_m3 | Before Competition Groups | 1.0137 | 0 | 0 | 2040.093 | 0.00049691 | 22 | Industrial_2024_Economic_million_m3_Before Competition Groups_22 | Process Heat Recovery (Gas) - HVAC | 0.04969% | 0 | 1.0137 | Industrial_2024_Economic_million_m3_Before Competition Groups_Process Heat Recovery (Gas) - HVAC
Industrial | Ind ¦ Insulation - Steam - Direct | 2024 | Economic | million_m3 | Before Competition Groups | 0.67583 | 0 | 0 | 2040.093 | 0.00033128 | 23 | Industrial_2024_Economic_million_m3_Before Competition Groups_23 | Insulation - Steam - Direct | 0.03313% | 0 | 0.67583 | Industrial_2024_Economic_million_m3_Before Competition Groups_Insulation - Steam - Direct
Industrial | Ind ¦ Insulation - Steam - HVAC | 2024 | Economic | million_m3 | Before Competition Groups | 0.14055 | 0 | 0 | 2040.093 | 6.8893e-05 | 24 | Industrial_2024_Economic_million_m3_Before Competition Groups_24 | Insulation - Steam - HVAC | 0.006889% | 0 | 0.14055 | Industrial_2024_Economic_million_m3_Before Competition Groups_Insulation - Steam - HVAC
Industrial | Ind ¦ High Efficiency Furnaces | 2024 | Economic | million_m3 | Before Competition Groups | 0 | 0 | 0 | 2040.093 | 0 | 25 | Industrial_2024_Economic_million_m3_Before Competition Groups_25 | High Efficiency Furnaces | 0% | 0 | 0 | Industrial_2024_Economic_million_m3_Before Competition Groups_High Efficiency Furnaces
Industrial | Ind ¦ Steam Trap Repair | 2024 | Economic | million_m3 | Before Competition Groups | 0 | 0 | 0 | 2040.093 | 0 | 26 | Industrial_2024_Economic_million_m3_Before Competition Groups_26 | Steam Trap Repair | 0% | 0 | 0 | Industrial_2024_Economic_million_m3_Before Competition Groups_Steam Trap Repair
Industrial | Ind ¦ Boiler Upgrade | 2024 | SC A | million_m3 | Before Competition Groups | 88.5821 | 0 | 0 | 271.3884 | 0.3264 | 1 | Industrial_2024_SC A_million_m3_Before Competition Groups_1 | Boiler Upgrade | 32.64% | 0 | 88.5821 | Industrial_2024_SC A_million_m3_Before Competition Groups_Boiler Upgrade
Industrial | Ind ¦ Process Heat Improvements | 2024 | SC A | million_m3 | Before Competition Groups | 62.1473 | 0 | 0 | 271.3884 | 0.229 | 2 | Industrial_2024_SC A_million_m3_Before Competition Groups_2 | Process Heat Improvements | 22.9% | 0 | 62.1473 | Industrial_2024_SC A_million_m3_Before Competition Groups_Process Heat Improvements
Industrial | Ind ¦ Recommissioning | 2024 | SC A | million_m3 | Before Competition Groups | 26.1765 | 0 | 0 | 271.3884 | 0.096454 | 3 | Industrial_2024_SC A_million_m3_Before Competition Groups_3 | Recommissioning | 9.645% | 0 | 26.1765 | Industrial_2024_SC A_million_m3_Before Competition Groups_Recommissioning
Industrial | Ind ¦ Greenhouse Envelope Improvements | 2024 | SC A | million_m3 | Before Competition Groups | 25.5739 | 0 | 0 | 271.3884 | 0.094233 | 4 | Industrial_2024_SC A_million_m3_Before Competition Groups_4 | Greenhouse Envelope Improvements | 9.423% | 0 | 25.5739 | Industrial_2024_SC A_million_m3_Before Competition Groups_Greenhouse Envelope Improvements
Industrial | Ind ¦ Process Heat Recovery (Gas) | 2024 | SC A | million_m3 | Before Competition Groups | 21.1518 | 0 | 0 | 271.3884 | 0.077939 | 5 | Industrial_2024_SC A_million_m3_Before Competition Groups_5 | Process Heat Recovery (Gas) | 7.794% | 0 | 21.1518 | Industrial_2024_SC A_million_m3_Before Competition Groups_Process Heat Recovery (Gas)
Industrial | Ind ¦ Improved Controls -Process Heating Gas | 2024 | SC A | million_m3 | Before Competition Groups | 17.3079 | 0 | 0 | 271.3884 | 0.063775 | 6 | Industrial_2024_SC A_million_m3_Before Competition Groups_6 | Improved Controls -Process Heating Gas | 6.378% | 0 | 17.3079 | Industrial_2024_SC A_million_m3_Before Competition Groups_Improved Controls -Process Heating Gas
Industrial | Ind ¦ Insulation - Steam | 2024 | SC A | million_m3 | Before Competition Groups | 5.5704 | 0 | 0 | 271.3884 | 0.020526 | 7 | Industrial_2024_SC A_million_m3_Before Competition Groups_7 | Insulation - Steam | 2.053% | 0 | 5.5704 | Industrial_2024_SC A_million_m3_Before Competition Groups_Insulation - Steam
Industrial | Ind ¦ Direct Contact Water Heaters | 2024 | SC A | million_m3 | Before Competition Groups | 4.4257 | 0 | 0 | 271.3884 | 0.016308 | 8 | Industrial_2024_SC A_million_m3_Before Competition Groups_8 | Direct Contact Water Heaters | 1.631% | 0 | 4.4257 | Industrial_2024_SC A_million_m3_Before Competition Groups_Direct Contact Water Heaters
Industrial | Ind ¦ High Efficiency Burners | 2024 | SC A | million_m3 | Before Competition Groups | 3.315 | 0 | 0 | 271.3884 | 0.012215 | 9 | Industrial_2024_SC A_million_m3_Before Competition Groups_9 | High Efficiency Burners | 1.222% | 0 | 3.315 | Industrial_2024_SC A_million_m3_Before Competition Groups_High Efficiency Burners
Industrial | Ind ¦ Steam Turbine Optimization | 2024 | SC A | million_m3 | Before Competition Groups | 3.2502 | 0 | 0 | 271.3884 | 0.011976 | 10 | Industrial_2024_SC A_million_m3_Before Competition Groups_10 | Steam Turbine Optimization | 1.198% | 0 | 3.2502 | Industrial_2024_SC A_million_m3_Before Competition Groups_Steam Turbine Optimization
Industrial | Ind ¦ High Efficiency HVAC Fans (Gas) | 2024 | SC A | million_m3 | Before Competition Groups | 3.1813 | 0 | 0 | 271.3884 | 0.011722 | 11 | Industrial_2024_SC A_million_m3_Before Competition Groups_11 | High Efficiency HVAC Fans (Gas) | 1.172% | 0 | 3.1813 | Industrial_2024_SC A_million_m3_Before Competition Groups_High Efficiency HVAC Fans (Gas)
Industrial | Ind ¦ Insulation - Steam (AG) | 2024 | SC A | million_m3 | Before Competition Groups | 2.8816 | 0 | 0 | 271.3884 | 0.010618 | 12 | Industrial_2024_SC A_million_m3_Before Competition Groups_12 | Insulation - Steam (AG) | 1.062% | 0 | 2.8816 | Industrial_2024_SC A_million_m3_Before Competition Groups_Insulation - Steam (AG)
Industrial | Ind ¦ Gas Turbine Optimization | 2024 | SC A | million_m3 | Before Competition Groups | 2.3909 | 0 | 0 | 271.3884 | 0.0088099 | 13 | Industrial_2024_SC A_million_m3_Before Competition Groups_13 | Gas Turbine Optimization | 0.881% | 0 | 2.3909 | Industrial_2024_SC A_million_m3_Before Competition Groups_Gas Turbine Optimization
Industrial | Ind ¦ Air Compressor Heat Recovery | 2024 | SC A | million_m3 | Before Competition Groups | 1.8017 | 0 | 0 | 271.3884 | 0.0066389 | 14 | Industrial_2024_SC A_million_m3_Before Competition Groups_14 | Air Compressor Heat Recovery | 0.6639% | 0 | 1.8017 | Industrial_2024_SC A_million_m3_Before Competition Groups_Air Compressor Heat Recovery
Industrial | Ind ¦ Ventilation Optimization (Gas) | 2024 | SC A | million_m3 | Before Competition Groups | 1.7619 | 0 | 0 | 271.3884 | 0.0064923 | 15 | Industrial_2024_SC A_million_m3_Before Competition Groups_15 | Ventilation Optimization (Gas) | 0.6492% | 0 | 1.7619 | Industrial_2024_SC A_million_m3_Before Competition Groups_Ventilation Optimization (Gas)
Industrial | Ind ¦ HE Stock Tank | 2024 | SC A | million_m3 | Before Competition Groups | 0.72815 | 0 | 0 | 271.3884 | 0.0026831 | 16 | Industrial_2024_SC A_million_m3_Before Competition Groups_16 | HE Stock Tank | 0.2683% | 0 | 0.72815 | Industrial_2024_SC A_million_m3_Before Competition Groups_HE Stock Tank
Industrial | Ind ¦ Process Optimization (Gas) | 2024 | SC A | million_m3 | Before Competition Groups | 0.52479 | 0 | 0 | 271.3884 | 0.0019337 | 17 | Industrial_2024_SC A_million_m3_Before Competition Groups_17 | Process Optimization (Gas) | 0.1934% | 0 | 0.52479 | Industrial_2024_SC A_million_m3_Before Competition Groups_Process Optimization (Gas)
Industrial | Ind ¦ VAV Conversion Project (Gas) | 2024 | SC A | million_m3 | Before Competition Groups | 0.24887 | 0 | 0 | 271.3884 | 0.00091703 | 18 | Industrial_2024_SC A_million_m3_Before Competition Groups_18 | VAV Conversion Project (Gas) | 0.0917% | 0 | 0.24887 | Industrial_2024_SC A_million_m3_Before Competition Groups_VAV Conversion Project (Gas)
Industrial | Ind ¦ HE HVAC Controls | 2024 | SC A | million_m3 | Before Competition Groups | 0.16788 | 0 | 0 | 271.3884 | 0.00061859 | 19 | Industrial_2024_SC A_million_m3_Before Competition Groups_19 | HE HVAC Controls | 0.06186% | 0 | 0.16788 | Industrial_2024_SC A_million_m3_Before Competition Groups_HE HVAC Controls
Industrial | Ind ¦ Insulation - Steam - Direct | 2024 | SC A | million_m3 | Before Competition Groups | 0.084561 | 0 | 0 | 271.3884 | 0.00031159 | 20 | Industrial_2024_SC A_million_m3_Before Competition Groups_20 | Insulation - Steam - Direct | 0.03116% | 0 | 0.084561 | Industrial_2024_SC A_million_m3_Before Competition Groups_Insulation - Steam - Direct
Industrial | Ind ¦ Process Heat Recovery (Gas) - HVAC | 2024 | SC A | million_m3 | Before Competition Groups | 0.083642 | 0 | 0 | 271.3884 | 0.0003082 | 21 | Industrial_2024_SC A_million_m3_Before Competition Groups_21 | Process Heat Recovery (Gas) - HVAC | 0.03082% | 0 | 0.083642 | Industrial_2024_SC A_million_m3_Before Competition Groups_Process Heat Recovery (Gas) - HVAC
Industrial | Ind ¦ Insulation - Steam - HVAC | 2024 | SC A | million_m3 | Before Competition Groups | 0.020609 | 0 | 0 | 271.3884 | 7.5938e-05 | 22 | Industrial_2024_SC A_million_m3_Before Competition Groups_22 | Insulation - Steam - HVAC | 0.007594% | 0 | 0.020609 | Industrial_2024_SC A_million_m3_Before Competition Groups_Insulation - Steam - HVAC
Industrial | Ind ¦ HE HVAC Units | 2024 | SC A | million_m3 | Before Competition Groups | 0.0088852 | 0 | 0 | 271.3884 | 3.274e-05 | 23 | Industrial_2024_SC A_million_m3_Before Competition Groups_23 | HE HVAC Units | 0.003274% | 0 | 0.0088852 | Industrial_2024_SC A_million_m3_Before Competition Groups_HE HVAC Units
Industrial | Ind ¦ Solar Walls | 2024 | SC A | million_m3 | Before Competition Groups | 0.0027175 | 0 | 0 | 271.3884 | 1.0013e-05 | 24 | Industrial_2024_SC A_million_m3_Before Competition Groups_24 | Solar Walls | 0.001001% | 0 | 0.0027175 | Industrial_2024_SC A_million_m3_Before Competition Groups_Solar Walls
Industrial | Ind ¦ High Efficiency Furnaces | 2024 | SC A | million_m3 | Before Competition Groups | 0 | 0 | 0 | 271.3884 | 0 | 25 | Industrial_2024_SC A_million_m3_Before Competition Groups_25 | High Efficiency Furnaces | 0% | 0 | 0 | Industrial_2024_SC A_million_m3_Before Competition Groups_High Efficiency Furnaces
Industrial | Ind ¦ Steam Trap Repair | 2024 | SC A | million_m3 | Before Competition Groups | 0 | 0 | 0 | 271.3884 | 0 | 26 | Industrial_2024_SC A_million_m3_Before Competition Groups_26 | Steam Trap Repair | 0% | 0 | 0 | Industrial_2024_SC A_million_m3_Before Competition Groups_Steam Trap Repair
Industrial | Ind ¦ Process Heat Improvements | 2024 | SC B | million_m3 | Before Competition Groups | 190.9546 | 0 | 0 | 692.6448 | 0.27569 | 1 | Industrial_2024_SC B_million_m3_Before Competition Groups_1 | Process Heat Improvements | 27.57% | 0 | 190.9546 | Industrial_2024_SC B_million_m3_Before Competition Groups_Process Heat Improvements
Industrial | Ind ¦ Boiler Upgrade | 2024 | SC B | million_m3 | Before Competition Groups | 117.6484 | 0 | 0 | 692.6448 | 0.16985 | 2 | Industrial_2024_SC B_million_m3_Before Competition Groups_2 | Boiler Upgrade | 16.99% | 0 | 117.6484 | Industrial_2024_SC B_million_m3_Before Competition Groups_Boiler Upgrade
Industrial | Ind ¦ Process Heat Recovery (Gas) | 2024 | SC B | million_m3 | Before Competition Groups | 104.7129 | 0 | 0 | 692.6448 | 0.15118 | 3 | Industrial_2024_SC B_million_m3_Before Competition Groups_3 | Process Heat Recovery (Gas) | 15.12% | 0 | 104.7129 | Industrial_2024_SC B_million_m3_Before Competition Groups_Process Heat Recovery (Gas)
Industrial | Ind ¦ Recommissioning | 2024 | SC B | million_m3 | Before Competition Groups | 76.4889 | 0 | 0 | 692.6448 | 0.11043 | 4 | Industrial_2024_SC B_million_m3_Before Competition Groups_4 | Recommissioning | 11.04% | 0 | 76.4889 | Industrial_2024_SC B_million_m3_Before Competition Groups_Recommissioning
Industrial | Ind ¦ Improved Controls -Process Heating Gas | 2024 | SC B | million_m3 | Before Competition Groups | 47.8367 | 0 | 0 | 692.6448 | 0.069064 | 5 | Industrial_2024_SC B_million_m3_Before Competition Groups_5 | Improved Controls -Process Heating Gas | 6.906% | 0 | 47.8367 | Industrial_2024_SC B_million_m3_Before Competition Groups_Improved Controls -Process Heating Gas
Industrial | Ind ¦ High Efficiency Burners | 2024 | SC B | million_m3 | Before Competition Groups | 36.3807 | 0 | 0 | 692.6448 | 0.052524 | 6 | Industrial_2024_SC B_million_m3_Before Competition Groups_6 | High Efficiency Burners | 5.252% | 0 | 36.3807 | Industrial_2024_SC B_million_m3_Before Competition Groups_High Efficiency Burners
Industrial | Ind ¦ Greenhouse Envelope Improvements | 2024 | SC B | million_m3 | Before Competition Groups | 35.133 | 0 | 0 | 692.6448 | 0.050723 | 7 | Industrial_2024_SC B_million_m3_Before Competition Groups_7 | Greenhouse Envelope Improvements | 5.072% | 0 | 35.133 | Industrial_2024_SC B_million_m3_Before Competition Groups_Greenhouse Envelope Improvements
Industrial | Ind ¦ Insulation - Steam | 2024 | SC B | million_m3 | Before Competition Groups | 14.7757 | 0 | 0 | 692.6448 | 0.021332 | 8 | Industrial_2024_SC B_million_m3_Before Competition Groups_8 | Insulation - Steam | 2.133% | 0 | 14.7757 | Industrial_2024_SC B_million_m3_Before Competition Groups_Insulation - Steam
Industrial | Ind ¦ High Efficiency HVAC Fans (Gas) | 2024 | SC B | million_m3 | Before Competition Groups | 12.8044 | 0 | 0 | 692.6448 | 0.018486 | 9 | Industrial_2024_SC B_million_m3_Before Competition Groups_9 | High Efficiency HVAC Fans (Gas) | 1.849% | 0 | 12.8044 | Industrial_2024_SC B_million_m3_Before Competition Groups_High Efficiency HVAC Fans (Gas)
Industrial | Ind ¦ VAV Conversion Project (Gas) | 2024 | SC B | million_m3 | Before Competition Groups | 12.5931 | 0 | 0 | 692.6448 | 0.018181 | 10 | Industrial_2024_SC B_million_m3_Before Competition Groups_10 | VAV Conversion Project (Gas) | 1.818% | 0 | 12.5931 | Industrial_2024_SC B_million_m3_Before Competition Groups_VAV Conversion Project (Gas)
Industrial | Ind ¦ HE HVAC Controls | 2024 | SC B | million_m3 | Before Competition Groups | 8.9062 | 0 | 0 | 692.6448 | 0.012858 | 11 | Industrial_2024_SC B_million_m3_Before Competition Groups_11 | HE HVAC Controls | 1.286% | 0 | 8.9062 | Industrial_2024_SC B_million_m3_Before Competition Groups_HE HVAC Controls
Industrial | Ind ¦ Direct Contact Water Heaters | 2024 | SC B | million_m3 | Before Competition Groups | 8.4621 | 0 | 0 | 692.6448 | 0.012217 | 12 | Industrial_2024_SC B_million_m3_Before Competition Groups_12 | Direct Contact Water Heaters | 1.222% | 0 | 8.4621 | Industrial_2024_SC B_million_m3_Before Competition Groups_Direct Contact Water Heaters
Industrial | Ind ¦ Insulation - Steam (AG) | 2024 | SC B | million_m3 | Before Competition Groups | 7.6003 | 0 | 0 | 692.6448 | 0.010973 | 13 | Industrial_2024_SC B_million_m3_Before Competition Groups_13 | Insulation - Steam (AG) | 1.097% | 0 | 7.6003 | Industrial_2024_SC B_million_m3_Before Competition Groups_Insulation - Steam (AG)
Industrial | Ind ¦ Air Compressor Heat Recovery | 2024 | SC B | million_m3 | Before Competition Groups | 5.5085 | 0 | 0 | 692.6448 | 0.0079529 | 14 | Industrial_2024_SC B_million_m3_Before Competition Groups_14 | Air Compressor Heat Recovery | 0.7953% | 0 | 5.5085 | Industrial_2024_SC B_million_m3_Before Competition Groups_Air Compressor Heat Recovery
Industrial | Ind ¦ Steam Turbine Optimization | 2024 | SC B | million_m3 | Before Competition Groups | 3.2909 | 0 | 0 | 692.6448 | 0.0047512 | 15 | Industrial_2024_SC B_million_m3_Before Competition Groups_15 | Steam Turbine Optimization | 0.4751% | 0 | 3.2909 | Industrial_2024_SC B_million_m3_Before Competition Groups_Steam Turbine Optimization
Industrial | Ind ¦ Gas Turbine Optimization | 2024 | SC B | million_m3 | Before Competition Groups | 2.4682 | 0 | 0 | 692.6448 | 0.0035634 | 16 | Industrial_2024_SC B_million_m3_Before Competition Groups_16 | Gas Turbine Optimization | 0.3563% | 0 | 2.4682 | Industrial_2024_SC B_million_m3_Before Competition Groups_Gas Turbine Optimization
Industrial | Ind ¦ HE Stock Tank | 2024 | SC B | million_m3 | Before Competition Groups | 1.9335 | 0 | 0 | 692.6448 | 0.0027915 | 17 | Industrial_2024_SC B_million_m3_Before Competition Groups_17 | HE Stock Tank | 0.2792% | 0 | 1.9335 | Industrial_2024_SC B_million_m3_Before Competition Groups_HE Stock Tank
Industrial | Ind ¦ Ventilation Optimization (Gas) | 2024 | SC B | million_m3 | Before Competition Groups | 1.7619 | 0 | 0 | 692.6448 | 0.0025438 | 18 | Industrial_2024_SC B_million_m3_Before Competition Groups_18 | Ventilation Optimization (Gas) | 0.2544% | 0 | 1.7619 | Industrial_2024_SC B_million_m3_Before Competition Groups_Ventilation Optimization (Gas)
Industrial | Ind ¦ Solar Walls | 2024 | SC B | million_m3 | Before Competition Groups | 1.6986 | 0 | 0 | 692.6448 | 0.0024523 | 19 | Industrial_2024_SC B_million_m3_Before Competition Groups_19 | Solar Walls | 0.2452% | 0 | 1.6986 | Industrial_2024_SC B_million_m3_Before Competition Groups_Solar Walls
Industrial | Ind ¦ Process Optimization (Gas) | 2024 | SC B | million_m3 | Before Competition Groups | 0.52479 | 0 | 0 | 692.6448 | 0.00075766 | 20 | Industrial_2024_SC B_million_m3_Before Competition Groups_20 | Process Optimization (Gas) | 0.07577% | 0 | 0.52479 | Industrial_2024_SC B_million_m3_Before Competition Groups_Process Optimization (Gas)
Industrial | Ind ¦ HE HVAC Units | 2024 | SC B | million_m3 | Before Competition Groups | 0.48982 | 0 | 0 | 692.6448 | 0.00070717 | 21 | Industrial_2024_SC B_million_m3_Before Competition Groups_21 | HE HVAC Units | 0.07072% | 0 | 0.48982 | Industrial_2024_SC B_million_m3_Before Competition Groups_HE HVAC Units
Industrial | Ind ¦ Process Heat Recovery (Gas) - HVAC | 2024 | SC B | million_m3 | Before Competition Groups | 0.39205 | 0 | 0 | 692.6448 | 0.00056602 | 22 | Industrial_2024_SC B_million_m3_Before Competition Groups_22 | Process Heat Recovery (Gas) - HVAC | 0.0566% | 0 | 0.39205 | Industrial_2024_SC B_million_m3_Before Competition Groups_Process Heat Recovery (Gas) - HVAC
Industrial | Ind ¦ Insulation - Steam - Direct | 2024 | SC B | million_m3 | Before Competition Groups | 0.2251 | 0 | 0 | 692.6448 | 0.00032498 | 23 | Industrial_2024_SC B_million_m3_Before Competition Groups_23 | Insulation - Steam - Direct | 0.0325% | 0 | 0.2251 | Industrial_2024_SC B_million_m3_Before Competition Groups_Insulation - Steam - Direct
Industrial | Ind ¦ Insulation - Steam - HVAC | 2024 | SC B | million_m3 | Before Competition Groups | 0.054356 | 0 | 0 | 692.6448 | 7.8476e-05 | 24 | Industrial_2024_SC B_million_m3_Before Competition Groups_24 | Insulation - Steam - HVAC | 0.007848% | 0 | 0.054356 | Industrial_2024_SC B_million_m3_Before Competition Groups_Insulation - Steam - HVAC
Industrial | Ind ¦ High Efficiency Furnaces | 2024 | SC B | million_m3 | Before Competition Groups | 0 | 0 | 0 | 692.6448 | 0 | 25 | Industrial_2024_SC B_million_m3_Before Competition Groups_25 | High Efficiency Furnaces | 0% | 0 | 0 | Industrial_2024_SC B_million_m3_Before Competition Groups_High Efficiency Furnaces
Industrial | Ind ¦ Steam Trap Repair | 2024 | SC B | million_m3 | Before Competition Groups | 0 | 0 | 0 | 692.6448 | 0 | 26 | Industrial_2024_SC B_million_m3_Before Competition Groups_26 | Steam Trap Repair | 0% | 0 | 0 | Industrial_2024_SC B_million_m3_Before Competition Groups_Steam Trap Repair
Industrial | Ind ¦ Boiler Upgrade | 2024 | SC C | million_m3 | Before Competition Groups | 117.6484 | 0 | 0 | 342.2707 | 0.34373 | 1 | Industrial_2024_SC C_million_m3_Before Competition Groups_1 | Boiler Upgrade | 34.37% | 0 | 117.6484 | Industrial_2024_SC C_million_m3_Before Competition Groups_Boiler Upgrade
Industrial | Ind ¦ Process Heat Improvements | 2024 | SC C | million_m3 | Before Competition Groups | 71.9052 | 0 | 0 | 342.2707 | 0.21008 | 2 | Industrial_2024_SC C_million_m3_Before Competition Groups_2 | Process Heat Improvements | 21.01% | 0 | 71.9052 | Industrial_2024_SC C_million_m3_Before Competition Groups_Process Heat Improvements
Industrial | Ind ¦ Process Heat Recovery (Gas) | 2024 | SC C | million_m3 | Before Competition Groups | 39.1045 | 0 | 0 | 342.2707 | 0.11425 | 3 | Industrial_2024_SC C_million_m3_Before Competition Groups_3 | Process Heat Recovery (Gas) | 11.43% | 0 | 39.1045 | Industrial_2024_SC C_million_m3_Before Competition Groups_Process Heat Recovery (Gas)
Industrial | Ind ¦ Recommissioning | 2024 | SC C | million_m3 | Before Competition Groups | 28.5644 | 0 | 0 | 342.2707 | 0.083456 | 4 | Industrial_2024_SC C_million_m3_Before Competition Groups_4 | Recommissioning | 8.346% | 0 | 28.5644 | Industrial_2024_SC C_million_m3_Before Competition Groups_Recommissioning
Industrial | Ind ¦ Greenhouse Envelope Improvements | 2024 | SC C | million_m3 | Before Competition Groups | 25.5739 | 0 | 0 | 342.2707 | 0.074718 | 5 | Industrial_2024_SC C_million_m3_Before Competition Groups_5 | Greenhouse Envelope Improvements | 7.472% | 0 | 25.5739 | Industrial_2024_SC C_million_m3_Before Competition Groups_Greenhouse Envelope Improvements
Industrial | Ind ¦ Improved Controls -Process Heating Gas | 2024 | SC C | million_m3 | Before Competition Groups | 18.0029 | 0 | 0 | 342.2707 | 0.052599 | 6 | Industrial_2024_SC C_million_m3_Before Competition Groups_6 | Improved Controls -Process Heating Gas | 5.26% | 0 | 18.0029 | Industrial_2024_SC C_million_m3_Before Competition Groups_Improved Controls -Process Heating Gas
Industrial | Ind ¦ High Efficiency Burners | 2024 | SC C | million_m3 | Before Competition Groups | 12.1952 | 0 | 0 | 342.2707 | 0.03563 | 7 | Industrial_2024_SC C_million_m3_Before Competition Groups_7 | High Efficiency Burners | 3.563% | 0 | 12.1952 | Industrial_2024_SC C_million_m3_Before Competition Groups_High Efficiency Burners
Industrial | Ind ¦ Insulation - Steam | 2024 | SC C | million_m3 | Before Competition Groups | 5.5704 | 0 | 0 | 342.2707 | 0.016275 | 8 | Industrial_2024_SC C_million_m3_Before Competition Groups_8 | Insulation - Steam | 1.627% | 0 | 5.5704 | Industrial_2024_SC C_million_m3_Before Competition Groups_Insulation - Steam
Industrial | Ind ¦ Direct Contact Water Heaters | 2024 | SC C | million_m3 | Before Competition Groups | 4.4257 | 0 | 0 | 342.2707 | 0.01293 | 9 | Industrial_2024_SC C_million_m3_Before Competition Groups_9 | Direct Contact Water Heaters | 1.293% | 0 | 4.4257 | Industrial_2024_SC C_million_m3_Before Competition Groups_Direct Contact Water Heaters
Industrial | Ind ¦ High Efficiency HVAC Fans (Gas) | 2024 | SC C | million_m3 | Before Competition Groups | 4.3596 | 0 | 0 | 342.2707 | 0.012737 | 10 | Industrial_2024_SC C_million_m3_Before Competition Groups_10 | High Efficiency HVAC Fans (Gas) | 1.274% | 0 | 4.3596 | Industrial_2024_SC C_million_m3_Before Competition Groups_High Efficiency HVAC Fans (Gas)
Industrial | Ind ¦ Steam Turbine Optimization | 2024 | SC C | million_m3 | Before Competition Groups | 3.2909 | 0 | 0 | 342.2707 | 0.0096149 | 11 | Industrial_2024_SC C_million_m3_Before Competition Groups_11 | Steam Turbine Optimization | 0.9615% | 0 | 3.2909 | Industrial_2024_SC C_million_m3_Before Competition Groups_Steam Turbine Optimization
Industrial | Ind ¦ Insulation - Steam (AG) | 2024 | SC C | million_m3 | Before Competition Groups | 2.8816 | 0 | 0 | 342.2707 | 0.008419 | 12 | Industrial_2024_SC C_million_m3_Before Competition Groups_12 | Insulation - Steam (AG) | 0.8419% | 0 | 2.8816 | Industrial_2024_SC C_million_m3_Before Competition Groups_Insulation - Steam (AG)
Industrial | Ind ¦ Gas Turbine Optimization | 2024 | SC C | million_m3 | Before Competition Groups | 2.4682 | 0 | 0 | 342.2707 | 0.0072111 | 13 | Industrial_2024_SC C_million_m3_Before Competition Groups_13 | Gas Turbine Optimization | 0.7211% | 0 | 2.4682 | Industrial_2024_SC C_million_m3_Before Competition Groups_Gas Turbine Optimization
Industrial | Ind ¦ Air Compressor Heat Recovery | 2024 | SC C | million_m3 | Before Competition Groups | 2.079 | 0 | 0 | 342.2707 | 0.0060742 | 14 | Industrial_2024_SC C_million_m3_Before Competition Groups_14 | Air Compressor Heat Recovery | 0.6074% | 0 | 2.079 | Industrial_2024_SC C_million_m3_Before Competition Groups_Air Compressor Heat Recovery
Industrial | Ind ¦ Ventilation Optimization (Gas) | 2024 | SC C | million_m3 | Before Competition Groups | 1.7619 | 0 | 0 | 342.2707 | 0.0051478 | 15 | Industrial_2024_SC C_million_m3_Before Competition Groups_15 | Ventilation Optimization (Gas) | 0.5148% | 0 | 1.7619 | Industrial_2024_SC C_million_m3_Before Competition Groups_Ventilation Optimization (Gas)
Industrial | Ind ¦ HE Stock Tank | 2024 | SC C | million_m3 | Before Competition Groups | 0.72815 | 0 | 0 | 342.2707 | 0.0021274 | 16 | Industrial_2024_SC C_million_m3_Before Competition Groups_16 | HE Stock Tank | 0.2127% | 0 | 0.72815 | Industrial_2024_SC C_million_m3_Before Competition Groups_HE Stock Tank
Industrial | Ind ¦ VAV Conversion Project (Gas) | 2024 | SC C | million_m3 | Before Competition Groups | 0.59728 | 0 | 0 | 342.2707 | 0.001745 | 17 | Industrial_2024_SC C_million_m3_Before Competition Groups_17 | VAV Conversion Project (Gas) | 0.1745% | 0 | 0.59728 | Industrial_2024_SC C_million_m3_Before Competition Groups_VAV Conversion Project (Gas)
Industrial | Ind ¦ Process Optimization (Gas) | 2024 | SC C | million_m3 | Before Competition Groups | 0.52479 | 0 | 0 | 342.2707 | 0.0015333 | 18 | Industrial_2024_SC C_million_m3_Before Competition Groups_18 | Process Optimization (Gas) | 0.1533% | 0 | 0.52479 | Industrial_2024_SC C_million_m3_Before Competition Groups_Process Optimization (Gas)
Industrial | Ind ¦ HE HVAC Controls | 2024 | SC C | million_m3 | Before Competition Groups | 0.31293 | 0 | 0 | 342.2707 | 0.00091426 | 19 | Industrial_2024_SC C_million_m3_Before Competition Groups_19 | HE HVAC Controls | 0.09143% | 0 | 0.31293 | Industrial_2024_SC C_million_m3_Before Competition Groups_HE HVAC Controls
Industrial | Ind ¦ Process Heat Recovery (Gas) - HVAC | 2024 | SC C | million_m3 | Before Competition Groups | 0.14742 | 0 | 0 | 342.2707 | 0.00043072 | 20 | Industrial_2024_SC C_million_m3_Before Competition Groups_20 | Process Heat Recovery (Gas) - HVAC | 0.04307% | 0 | 0.14742 | Industrial_2024_SC C_million_m3_Before Competition Groups_Process Heat Recovery (Gas) - HVAC
Industrial | Ind ¦ Insulation - Steam - Direct | 2024 | SC C | million_m3 | Before Competition Groups | 0.084561 | 0 | 0 | 342.2707 | 0.00024706 | 21 | Industrial_2024_SC C_million_m3_Before Competition Groups_21 | Insulation - Steam - Direct | 0.02471% | 0 | 0.084561 | Industrial_2024_SC C_million_m3_Before Competition Groups_Insulation - Steam - Direct
Industrial | Ind ¦ Insulation - Steam - HVAC | 2024 | SC C | million_m3 | Before Competition Groups | 0.020609 | 0 | 0 | 342.2707 | 6.0212e-05 | 22 | Industrial_2024_SC C_million_m3_Before Competition Groups_22 | Insulation - Steam - HVAC | 0.006021% | 0 | 0.020609 | Industrial_2024_SC C_million_m3_Before Competition Groups_Insulation - Steam - HVAC
Industrial | Ind ¦ HE HVAC Units | 2024 | SC C | million_m3 | Before Competition Groups | 0.016539 | 0 | 0 | 342.2707 | 4.832e-05 | 23 | Industrial_2024_SC C_million_m3_Before Competition Groups_23 | HE HVAC Units | 0.004832% | 0 | 0.016539 | Industrial_2024_SC C_million_m3_Before Competition Groups_HE HVAC Units
Industrial | Ind ¦ Solar Walls | 2024 | SC C | million_m3 | Before Competition Groups | 0.0064738 | 0 | 0 | 342.2707 | 1.8914e-05 | 24 | Industrial_2024_SC C_million_m3_Before Competition Groups_24 | Solar Walls | 0.001891% | 0 | 0.0064738 | Industrial_2024_SC C_million_m3_Before Competition Groups_Solar Walls
Industrial | Ind ¦ High Efficiency Furnaces | 2024 | SC C | million_m3 | Before Competition Groups | 0 | 0 | 0 | 342.2707 | 0 | 25 | Industrial_2024_SC C_million_m3_Before Competition Groups_25 | High Efficiency Furnaces | 0% | 0 | 0 | Industrial_2024_SC C_million_m3_Before Competition Groups_High Efficiency Furnaces
Industrial | Ind ¦ Steam Trap Repair | 2024 | SC C | million_m3 | Before Competition Groups | 0 | 0 | 0 | 342.2707 | 0 | 26 | Industrial_2024_SC C_million_m3_Before Competition Groups_26 | Steam Trap Repair | 0% | 0 | 0 | Industrial_2024_SC C_million_m3_Before Competition Groups_Steam Trap Repair
Industrial | Ind ¦ Process Heat Improvements | 2024 | Technical | million_m3 | Before Competition Groups | 687.9365 | 0 | 0 | 2170.2474 | 0.31699 | 1 | Industrial_2024_Technical_million_m3_Before Competition Groups_1 | Process Heat Improvements | 31.7% | 0 | 687.9365 | Industrial_2024_Technical_million_m3_Before Competition Groups_Process Heat Improvements
Industrial | Ind ¦ Process Heat Recovery (Gas) | 2024 | Technical | million_m3 | Before Competition Groups | 303.3321 | 0 | 0 | 2170.2474 | 0.13977 | 2 | Industrial_2024_Technical_million_m3_Before Competition Groups_2 | Process Heat Recovery (Gas) | 13.98% | 0 | 303.3321 | Industrial_2024_Technical_million_m3_Before Competition Groups_Process Heat Recovery (Gas)
Industrial | Ind ¦ Boiler Upgrade | 2024 | Technical | million_m3 | Before Competition Groups | 257.6521 | 0 | 0 | 2170.2474 | 0.11872 | 3 | Industrial_2024_Technical_million_m3_Before Competition Groups_3 | Boiler Upgrade | 11.87% | 0 | 257.6521 | Industrial_2024_Technical_million_m3_Before Competition Groups_Boiler Upgrade
Industrial | Ind ¦ Recommissioning | 2024 | Technical | million_m3 | Before Competition Groups | 218.3228 | 0 | 0 | 2170.2474 | 0.1006 | 4 | Industrial_2024_Technical_million_m3_Before Competition Groups_4 | Recommissioning | 10.06% | 0 | 218.3228 | Industrial_2024_Technical_million_m3_Before Competition Groups_Recommissioning
Industrial | Ind ¦ Improved Controls -Process Heating Gas | 2024 | Technical | million_m3 | Before Competition Groups | 139.1832 | 0 | 0 | 2170.2474 | 0.064132 | 5 | Industrial_2024_Technical_million_m3_Before Competition Groups_5 | Improved Controls -Process Heating Gas | 6.413% | 0 | 139.1832 | Industrial_2024_Technical_million_m3_Before Competition Groups_Improved Controls -Process Heating Gas
Industrial | Ind ¦ High Efficiency Burners | 2024 | Technical | million_m3 | Before Competition Groups | 129.8327 | 0 | 0 | 2170.2474 | 0.059824 | 6 | Industrial_2024_Technical_million_m3_Before Competition Groups_6 | High Efficiency Burners | 5.982% | 0 | 129.8327 | Industrial_2024_Technical_million_m3_Before Competition Groups_High Efficiency Burners
Industrial | Ind ¦ Greenhouse Envelope Improvements | 2024 | Technical | million_m3 | Before Competition Groups | 66.8412 | 0 | 0 | 2170.2474 | 0.030799 | 7 | Industrial_2024_Technical_million_m3_Before Competition Groups_7 | Greenhouse Envelope Improvements | 3.08% | 0 | 66.8412 | Industrial_2024_Technical_million_m3_Before Competition Groups_Greenhouse Envelope Improvements
Industrial | Ind ¦ Boiler Tune Up | 2024 | Technical | million_m3 | Before Competition Groups | 43.2632 | 0 | 0 | 2170.2474 | 0.019935 | 8 | Industrial_2024_Technical_million_m3_Before Competition Groups_8 | Boiler Tune Up | 1.993% | 0 | 43.2632 | Industrial_2024_Technical_million_m3_Before Competition Groups_Boiler Tune Up
Industrial | Ind ¦ Insulation - Steam | 2024 | Technical | million_m3 | Before Competition Groups | 41.7031 | 0 | 0 | 2170.2474 | 0.019216 | 9 | Industrial_2024_Technical_million_m3_Before Competition Groups_9 | Insulation - Steam | 1.922% | 0 | 41.7031 | Industrial_2024_Technical_million_m3_Before Competition Groups_Insulation - Steam
Industrial | Ind ¦ VAV Conversion Project (Gas) | 2024 | Technical | million_m3 | Before Competition Groups | 34.616 | 0 | 0 | 2170.2474 | 0.01595 | 10 | Industrial_2024_Technical_million_m3_Before Competition Groups_10 | VAV Conversion Project (Gas) | 1.595% | 0 | 34.616 | Industrial_2024_Technical_million_m3_Before Competition Groups_VAV Conversion Project (Gas)
Industrial | Ind ¦ High Efficiency HVAC Fans (Gas) | 2024 | Technical | million_m3 | Before Competition Groups | 34.3328 | 0 | 0 | 2170.2474 | 0.01582 | 11 | Industrial_2024_Technical_million_m3_Before Competition Groups_11 | High Efficiency HVAC Fans (Gas) | 1.582% | 0 | 34.3328 | Industrial_2024_Technical_million_m3_Before Competition Groups_High Efficiency HVAC Fans (Gas)
Industrial | Ind ¦ Steam Leak Repairs | 2024 | Technical | million_m3 | Before Competition Groups | 26.2976 | 0 | 0 | 2170.2474 | 0.012117 | 12 | Industrial_2024_Technical_million_m3_Before Competition Groups_12 | Steam Leak Repairs | 1.212% | 0 | 26.2976 | Industrial_2024_Technical_million_m3_Before Competition Groups_Steam Leak Repairs
Industrial | Ind ¦ HE HVAC Controls | 2024 | Technical | million_m3 | Before Competition Groups | 23.7319 | 0 | 0 | 2170.2474 | 0.010935 | 13 | Industrial_2024_Technical_million_m3_Before Competition Groups_13 | HE HVAC Controls | 1.094% | 0 | 23.7319 | Industrial_2024_Technical_million_m3_Before Competition Groups_HE HVAC Controls
Industrial | Ind ¦ Loading Dock Seals | 2024 | Technical | million_m3 | Before Competition Groups | 23.7319 | 0 | 0 | 2170.2474 | 0.010935 | 14 | Industrial_2024_Technical_million_m3_Before Competition Groups_14 | Loading Dock Seals | 1.094% | 0 | 23.7319 | Industrial_2024_Technical_million_m3_Before Competition Groups_Loading Dock Seals
Industrial | Ind ¦ Direct Contact Water Heaters | 2024 | Technical | million_m3 | Before Competition Groups | 22.9292 | 0 | 0 | 2170.2474 | 0.010565 | 15 | Industrial_2024_Technical_million_m3_Before Competition Groups_15 | Direct Contact Water Heaters | 1.057% | 0 | 22.9292 | Industrial_2024_Technical_million_m3_Before Competition Groups_Direct Contact Water Heaters
Industrial | Ind ¦ Steam Trap Repair | 2024 | Technical | million_m3 | Before Competition Groups | 19.9615 | 0 | 0 | 2170.2474 | 0.0091978 | 16 | Industrial_2024_Technical_million_m3_Before Competition Groups_16 | Steam Trap Repair | 0.9198% | 0 | 19.9615 | Industrial_2024_Technical_million_m3_Before Competition Groups_Steam Trap Repair
Industrial | Ind ¦ Insulation - Steam (AG) | 2024 | Technical | million_m3 | Before Competition Groups | 18.6287 | 0 | 0 | 2170.2474 | 0.0085837 | 17 | Industrial_2024_Technical_million_m3_Before Competition Groups_17 | Insulation - Steam (AG) | 0.8584% | 0 | 18.6287 | Industrial_2024_Technical_million_m3_Before Competition Groups_Insulation - Steam (AG)
Industrial | Ind ¦ Air Compressor Heat Recovery | 2024 | Technical | million_m3 | Before Competition Groups | 15.2876 | 0 | 0 | 2170.2474 | 0.0070442 | 18 | Industrial_2024_Technical_million_m3_Before Competition Groups_18 | Air Compressor Heat Recovery | 0.7044% | 0 | 15.2876 | Industrial_2024_Technical_million_m3_Before Competition Groups_Air Compressor Heat Recovery
Industrial | Ind ¦ High Efficiency Furnaces | 2024 | Technical | million_m3 | Before Competition Groups | 14.9453 | 0 | 0 | 2170.2474 | 0.0068865 | 19 | Industrial_2024_Technical_million_m3_Before Competition Groups_19 | High Efficiency Furnaces | 0.6886% | 0 | 14.9453 | Industrial_2024_Technical_million_m3_Before Competition Groups_High Efficiency Furnaces
Industrial | Ind ¦ Steam Turbine Optimization | 2024 | Technical | million_m3 | Before Competition Groups | 9.7424 | 0 | 0 | 2170.2474 | 0.0044891 | 20 | Industrial_2024_Technical_million_m3_Before Competition Groups_20 | Steam Turbine Optimization | 0.4489% | 0 | 9.7424 | Industrial_2024_Technical_million_m3_Before Competition Groups_Steam Turbine Optimization
Industrial | Ind ¦ Process Optimization (Gas) | 2024 | Technical | million_m3 | Before Competition Groups | 8.9846 | 0 | 0 | 2170.2474 | 0.0041399 | 21 | Industrial_2024_Technical_million_m3_Before Competition Groups_21 | Process Optimization (Gas) | 0.414% | 0 | 8.9846 | Industrial_2024_Technical_million_m3_Before Competition Groups_Process Optimization (Gas)
Industrial | Ind ¦ Gas Turbine Optimization | 2024 | Technical | million_m3 | Before Competition Groups | 7.3068 | 0 | 0 | 2170.2474 | 0.0033668 | 22 | Industrial_2024_Technical_million_m3_Before Competition Groups_22 | Gas Turbine Optimization | 0.3367% | 0 | 7.3068 | Industrial_2024_Technical_million_m3_Before Competition Groups_Gas Turbine Optimization
Industrial | Ind ¦ HE Stock Tank | 2024 | Technical | million_m3 | Before Competition Groups | 7.0917 | 0 | 0 | 2170.2474 | 0.0032677 | 23 | Industrial_2024_Technical_million_m3_Before Competition Groups_23 | HE Stock Tank | 0.3268% | 0 | 7.0917 | Industrial_2024_Technical_million_m3_Before Competition Groups_HE Stock Tank
Industrial | Ind ¦ Ventilation Optimization (Gas) | 2024 | Technical | million_m3 | Before Competition Groups | 4.7572 | 0 | 0 | 2170.2474 | 0.002192 | 24 | Industrial_2024_Technical_million_m3_Before Competition Groups_24 | Ventilation Optimization (Gas) | 0.2192% | 0 | 4.7572 | Industrial_2024_Technical_million_m3_Before Competition Groups_Ventilation Optimization (Gas)
Industrial | Ind ¦ Solar Walls | 2024 | Technical | million_m3 | Before Competition Groups | 4.6693 | 0 | 0 | 2170.2474 | 0.0021515 | 25 | Industrial_2024_Technical_million_m3_Before Competition Groups_25 | Solar Walls | 0.2152% | 0 | 4.6693 | Industrial_2024_Technical_million_m3_Before Competition Groups_Solar Walls
Industrial | Ind ¦ HE HVAC Units | 2024 | Technical | million_m3 | Before Competition Groups | 1.7312 | 0 | 0 | 2170.2474 | 0.00079771 | 26 | Industrial_2024_Technical_million_m3_Before Competition Groups_26 | HE HVAC Units | 0.07977% | 0 | 1.7312 | Industrial_2024_Technical_million_m3_Before Competition Groups_HE HVAC Units
Industrial | Ind ¦ Boiler Tune Up - Direct | 2024 | Technical | million_m3 | Before Competition Groups | 1.4767 | 0 | 0 | 2170.2474 | 0.00068045 | 27 | Industrial_2024_Technical_million_m3_Before Competition Groups_27 | Boiler Tune Up - Direct | 0.06805% | 0 | 1.4767 | Industrial_2024_Technical_million_m3_Before Competition Groups_Boiler Tune Up - Direct
Industrial | Ind ¦ Process Heat Recovery (Gas) - HVAC | 2024 | Technical | million_m3 | Before Competition Groups | 1.0137 | 0 | 0 | 2170.2474 | 0.00046711 | 28 | Industrial_2024_Technical_million_m3_Before Competition Groups_28 | Process Heat Recovery (Gas) - HVAC | 0.04671% | 0 | 1.0137 | Industrial_2024_Technical_million_m3_Before Competition Groups_Process Heat Recovery (Gas) - HVAC
Industrial | Ind ¦ Insulation - Steam - Direct | 2024 | Technical | million_m3 | Before Competition Groups | 0.67583 | 0 | 0 | 2170.2474 | 0.00031141 | 29 | Industrial_2024_Technical_million_m3_Before Competition Groups_29 | Insulation - Steam - Direct | 0.03114% | 0 | 0.67583 | Industrial_2024_Technical_million_m3_Before Competition Groups_Insulation - Steam - Direct
Industrial | Ind ¦ Insulation - Steam - HVAC | 2024 | Technical | million_m3 | Before Competition Groups | 0.14055 | 0 | 0 | 2170.2474 | 6.4761e-05 | 30 | Industrial_2024_Technical_million_m3_Before Competition Groups_30 | Insulation - Steam - HVAC | 0.006476% | 0 | 0.14055 | Industrial_2024_Technical_million_m3_Before Competition Groups_Insulation - Steam - HVAC
Industrial | Ind ¦ Boiler Tune Up - HVAC | 2024 | Technical | million_m3 | Before Competition Groups | 0.12778 | 0 | 0 | 2170.2474 | 5.8878e-05 | 31 | Industrial_2024_Technical_million_m3_Before Competition Groups_31 | Boiler Tune Up - HVAC | 0.005888% | 0 | 0.12778 | Industrial_2024_Technical_million_m3_Before Competition Groups_Boiler Tune Up - HVAC
Industrial | Ind ¦ Process Heat Improvements | 2025 | Economic | million_m3 | Before Competition Groups | 706.5581 | 0 | 0 | 2074.573 | 0.34058 | 1 | Industrial_2025_Economic_million_m3_Before Competition Groups_1 | Process Heat Improvements | 34.06% | 0 | 706.5581 | Industrial_2025_Economic_million_m3_Before Competition Groups_Process Heat Improvements
Industrial | Ind ¦ Process Heat Recovery (Gas) | 2025 | Economic | million_m3 | Before Competition Groups | 303.3321 | 0 | 0 | 2074.573 | 0.14621 | 2 | Industrial_2025_Economic_million_m3_Before Competition Groups_2 | Process Heat Recovery (Gas) | 14.62% | 0 | 303.3321 | Industrial_2025_Economic_million_m3_Before Competition Groups_Process Heat Recovery (Gas)
Industrial | Ind ¦ Boiler Upgrade | 2025 | Economic | million_m3 | Before Competition Groups | 265.4227 | 0 | 0 | 2074.573 | 0.12794 | 3 | Industrial_2025_Economic_million_m3_Before Competition Groups_3 | Boiler Upgrade | 12.79% | 0 | 265.4227 | Industrial_2025_Economic_million_m3_Before Competition Groups_Boiler Upgrade
Industrial | Ind ¦ Recommissioning | 2025 | Economic | million_m3 | Before Competition Groups | 218.3228 | 0 | 0 | 2074.573 | 0.10524 | 4 | Industrial_2025_Economic_million_m3_Before Competition Groups_4 | Recommissioning | 10.52% | 0 | 218.3228 | Industrial_2025_Economic_million_m3_Before Competition Groups_Recommissioning
Industrial | Ind ¦ Improved Controls -Process Heating Gas | 2025 | Economic | million_m3 | Before Competition Groups | 139.1832 | 0 | 0 | 2074.573 | 0.06709 | 5 | Industrial_2025_Economic_million_m3_Before Competition Groups_5 | Improved Controls -Process Heating Gas | 6.709% | 0 | 139.1832 | Industrial_2025_Economic_million_m3_Before Competition Groups_Improved Controls -Process Heating Gas
Industrial | Ind ¦ High Efficiency Burners | 2025 | Economic | million_m3 | Before Competition Groups | 133.3471 | 0 | 0 | 2074.573 | 0.064277 | 6 | Industrial_2025_Economic_million_m3_Before Competition Groups_6 | High Efficiency Burners | 6.428% | 0 | 133.3471 | Industrial_2025_Economic_million_m3_Before Competition Groups_High Efficiency Burners
Industrial | Ind ¦ Greenhouse Envelope Improvements | 2025 | Economic | million_m3 | Before Competition Groups | 69.8641 | 0 | 0 | 2074.573 | 0.033676 | 7 | Industrial_2025_Economic_million_m3_Before Competition Groups_7 | Greenhouse Envelope Improvements | 3.368% | 0 | 69.8641 | Industrial_2025_Economic_million_m3_Before Competition Groups_Greenhouse Envelope Improvements
Industrial | Ind ¦ Insulation - Steam | 2025 | Economic | million_m3 | Before Competition Groups | 41.7031 | 0 | 0 | 2074.573 | 0.020102 | 8 | Industrial_2025_Economic_million_m3_Before Competition Groups_8 | Insulation - Steam | 2.01% | 0 | 41.7031 | Industrial_2025_Economic_million_m3_Before Competition Groups_Insulation - Steam
Industrial | Ind ¦ High Efficiency HVAC Fans (Gas) | 2025 | Economic | million_m3 | Before Competition Groups | 35.0975 | 0 | 0 | 2074.573 | 0.016918 | 9 | Industrial_2025_Economic_million_m3_Before Competition Groups_9 | High Efficiency HVAC Fans (Gas) | 1.692% | 0 | 35.0975 | Industrial_2025_Economic_million_m3_Before Competition Groups_High Efficiency HVAC Fans (Gas)
Industrial | Ind ¦ VAV Conversion Project (Gas) | 2025 | Economic | million_m3 | Before Competition Groups | 34.659 | 0 | 0 | 2074.573 | 0.016707 | 10 | Industrial_2025_Economic_million_m3_Before Competition Groups_10 | VAV Conversion Project (Gas) | 1.671% | 0 | 34.659 | Industrial_2025_Economic_million_m3_Before Competition Groups_VAV Conversion Project (Gas)
Industrial | Ind ¦ HE HVAC Controls | 2025 | Economic | million_m3 | Before Competition Groups | 23.7319 | 0 | 0 | 2074.573 | 0.011439 | 11 | Industrial_2025_Economic_million_m3_Before Competition Groups_11 | HE HVAC Controls | 1.144% | 0 | 23.7319 | Industrial_2025_Economic_million_m3_Before Competition Groups_HE HVAC Controls
Industrial | Ind ¦ Direct Contact Water Heaters | 2025 | Economic | million_m3 | Before Competition Groups | 23.5818 | 0 | 0 | 2074.573 | 0.011367 | 12 | Industrial_2025_Economic_million_m3_Before Competition Groups_12 | Direct Contact Water Heaters | 1.137% | 0 | 23.5818 | Industrial_2025_Economic_million_m3_Before Competition Groups_Direct Contact Water Heaters
Industrial | Ind ¦ Insulation - Steam (AG) | 2025 | Economic | million_m3 | Before Competition Groups | 18.4908 | 0 | 0 | 2074.573 | 0.0089131 | 13 | Industrial_2025_Economic_million_m3_Before Competition Groups_13 | Insulation - Steam (AG) | 0.8913% | 0 | 18.4908 | Industrial_2025_Economic_million_m3_Before Competition Groups_Insulation - Steam (AG)
Industrial | Ind ¦ Air Compressor Heat Recovery | 2025 | Economic | million_m3 | Before Competition Groups | 15.2876 | 0 | 0 | 2074.573 | 0.007369 | 14 | Industrial_2025_Economic_million_m3_Before Competition Groups_14 | Air Compressor Heat Recovery | 0.7369% | 0 | 15.2876 | Industrial_2025_Economic_million_m3_Before Competition Groups_Air Compressor Heat Recovery
Industrial | Ind ¦ Steam Turbine Optimization | 2025 | Economic | million_m3 | Before Competition Groups | 9.7455 | 0 | 0 | 2074.573 | 0.0046976 | 15 | Industrial_2025_Economic_million_m3_Before Competition Groups_15 | Steam Turbine Optimization | 0.4698% | 0 | 9.7455 | Industrial_2025_Economic_million_m3_Before Competition Groups_Steam Turbine Optimization
Industrial | Ind ¦ Process Optimization (Gas) | 2025 | Economic | million_m3 | Before Competition Groups | 8.9846 | 0 | 0 | 2074.573 | 0.0043308 | 16 | Industrial_2025_Economic_million_m3_Before Competition Groups_16 | Process Optimization (Gas) | 0.4331% | 0 | 8.9846 | Industrial_2025_Economic_million_m3_Before Competition Groups_Process Optimization (Gas)
Industrial | Ind ¦ Gas Turbine Optimization | 2025 | Economic | million_m3 | Before Competition Groups | 7.3091 | 0 | 0 | 2074.573 | 0.0035232 | 17 | Industrial_2025_Economic_million_m3_Before Competition Groups_17 | Gas Turbine Optimization | 0.3523% | 0 | 7.3091 | Industrial_2025_Economic_million_m3_Before Competition Groups_Gas Turbine Optimization
Industrial | Ind ¦ HE Stock Tank | 2025 | Economic | million_m3 | Before Competition Groups | 7.3086 | 0 | 0 | 2074.573 | 0.0035229 | 18 | Industrial_2025_Economic_million_m3_Before Competition Groups_18 | HE Stock Tank | 0.3523% | 0 | 7.3086 | Industrial_2025_Economic_million_m3_Before Competition Groups_HE Stock Tank
Industrial | Ind ¦ Ventilation Optimization (Gas) | 2025 | Economic | million_m3 | Before Competition Groups | 4.7572 | 0 | 0 | 2074.573 | 0.0022931 | 19 | Industrial_2025_Economic_million_m3_Before Competition Groups_19 | Ventilation Optimization (Gas) | 0.2293% | 0 | 4.7572 | Industrial_2025_Economic_million_m3_Before Competition Groups_Ventilation Optimization (Gas)
Industrial | Ind ¦ Solar Walls | 2025 | Economic | million_m3 | Before Competition Groups | 4.6751 | 0 | 0 | 2074.573 | 0.0022535 | 20 | Industrial_2025_Economic_million_m3_Before Competition Groups_20 | Solar Walls | 0.2254% | 0 | 4.6751 | Industrial_2025_Economic_million_m3_Before Competition Groups_Solar Walls
Industrial | Ind ¦ HE HVAC Units | 2025 | Economic | million_m3 | Before Competition Groups | 1.3809 | 0 | 0 | 2074.573 | 0.00066563 | 21 | Industrial_2025_Economic_million_m3_Before Competition Groups_21 | HE HVAC Units | 0.06656% | 0 | 1.3809 | Industrial_2025_Economic_million_m3_Before Competition Groups_HE HVAC Units
Industrial | Ind ¦ Process Heat Recovery (Gas) - HVAC | 2025 | Economic | million_m3 | Before Competition Groups | 1.0137 | 0 | 0 | 2074.573 | 0.00048865 | 22 | Industrial_2025_Economic_million_m3_Before Competition Groups_22 | Process Heat Recovery (Gas) - HVAC | 0.04887% | 0 | 1.0137 | Industrial_2025_Economic_million_m3_Before Competition Groups_Process Heat Recovery (Gas) - HVAC
Industrial | Ind ¦ Insulation - Steam - Direct | 2025 | Economic | million_m3 | Before Competition Groups | 0.67583 | 0 | 0 | 2074.573 | 0.00032577 | 23 | Industrial_2025_Economic_million_m3_Before Competition Groups_23 | Insulation - Steam - Direct | 0.03258% | 0 | 0.67583 | Industrial_2025_Economic_million_m3_Before Competition Groups_Insulation - Steam - Direct
Industrial | Ind ¦ Insulation - Steam - HVAC | 2025 | Economic | million_m3 | Before Competition Groups | 0.14055 | 0 | 0 | 2074.573 | 6.7748e-05 | 24 | Industrial_2025_Economic_million_m3_Before Competition Groups_24 | Insulation - Steam - HVAC | 0.006775% | 0 | 0.14055 | Industrial_2025_Economic_million_m3_Before Competition Groups_Insulation - Steam - HVAC
Industrial | Ind ¦ High Efficiency Furnaces | 2025 | Economic | million_m3 | Before Competition Groups | 0 | 0 | 0 | 2074.573 | 0 | 25 | Industrial_2025_Economic_million_m3_Before Competition Groups_25 | High Efficiency Furnaces | 0% | 0 | 0 | Industrial_2025_Economic_million_m3_Before Competition Groups_High Efficiency Furnaces
Industrial | Ind ¦ Steam Trap Repair | 2025 | Economic | million_m3 | Before Competition Groups | 0 | 0 | 0 | 2074.573 | 0 | 26 | Industrial_2025_Economic_million_m3_Before Competition Groups_26 | Steam Trap Repair | 0% | 0 | 0 | Industrial_2025_Economic_million_m3_Before Competition Groups_Steam Trap Repair
Industrial | Ind ¦ Boiler Upgrade | 2025 | SC A | million_m3 | Before Competition Groups | 99.6748 | 0 | 0 | 317.5616 | 0.31388 | 1 | Industrial_2025_SC A_million_m3_Before Competition Groups_1 | Boiler Upgrade | 31.39% | 0 | 99.6748 | Industrial_2025_SC A_million_m3_Before Competition Groups_Boiler Upgrade
Industrial | Ind ¦ Process Heat Improvements | 2025 | SC A | million_m3 | Before Competition Groups | 74.8048 | 0 | 0 | 317.5616 | 0.23556 | 2 | Industrial_2025_SC A_million_m3_Before Competition Groups_2 | Process Heat Improvements | 23.56% | 0 | 74.8048 | Industrial_2025_SC A_million_m3_Before Competition Groups_Process Heat Improvements
Industrial | Ind ¦ Recommissioning | 2025 | SC A | million_m3 | Before Competition Groups | 31.9759 | 0 | 0 | 317.5616 | 0.10069 | 3 | Industrial_2025_SC A_million_m3_Before Competition Groups_3 | Recommissioning | 10.07% | 0 | 31.9759 | Industrial_2025_SC A_million_m3_Before Competition Groups_Recommissioning
Industrial | Ind ¦ Greenhouse Envelope Improvements | 2025 | SC A | million_m3 | Before Competition Groups | 29.5093 | 0 | 0 | 317.5616 | 0.092925 | 4 | Industrial_2025_SC A_million_m3_Before Competition Groups_4 | Greenhouse Envelope Improvements | 9.292% | 0 | 29.5093 | Industrial_2025_SC A_million_m3_Before Competition Groups_Greenhouse Envelope Improvements
Industrial | Ind ¦ Process Heat Recovery (Gas) | 2025 | SC A | million_m3 | Before Competition Groups | 23.9539 | 0 | 0 | 317.5616 | 0.075431 | 5 | Industrial_2025_SC A_million_m3_Before Competition Groups_5 | Process Heat Recovery (Gas) | 7.543% | 0 | 23.9539 | Industrial_2025_SC A_million_m3_Before Competition Groups_Process Heat Recovery (Gas)
Industrial | Ind ¦ Improved Controls -Process Heating Gas | 2025 | SC A | million_m3 | Before Competition Groups | 21.0433 | 0 | 0 | 317.5616 | 0.066265 | 6 | Industrial_2025_SC A_million_m3_Before Competition Groups_6 | Improved Controls -Process Heating Gas | 6.627% | 0 | 21.0433 | Industrial_2025_SC A_million_m3_Before Competition Groups_Improved Controls -Process Heating Gas
Industrial | Ind ¦ Insulation - Steam | 2025 | SC A | million_m3 | Before Competition Groups | 6.8639 | 0 | 0 | 317.5616 | 0.021614 | 7 | Industrial_2025_SC A_million_m3_Before Competition Groups_7 | Insulation - Steam | 2.161% | 0 | 6.8639 | Industrial_2025_SC A_million_m3_Before Competition Groups_Insulation - Steam
Industrial | Ind ¦ Direct Contact Water Heaters | 2025 | SC A | million_m3 | Before Competition Groups | 5.3132 | 0 | 0 | 317.5616 | 0.016731 | 8 | Industrial_2025_SC A_million_m3_Before Competition Groups_8 | Direct Contact Water Heaters | 1.673% | 0 | 5.3132 | Industrial_2025_SC A_million_m3_Before Competition Groups_Direct Contact Water Heaters
Industrial | Ind ¦ Steam Turbine Optimization | 2025 | SC A | million_m3 | Before Competition Groups | 3.9131 | 0 | 0 | 317.5616 | 0.012322 | 9 | Industrial_2025_SC A_million_m3_Before Competition Groups_9 | Steam Turbine Optimization | 1.232% | 0 | 3.9131 | Industrial_2025_SC A_million_m3_Before Competition Groups_Steam Turbine Optimization
Industrial | Ind ¦ High Efficiency HVAC Fans (Gas) | 2025 | SC A | million_m3 | Before Competition Groups | 3.7539 | 0 | 0 | 317.5616 | 0.011821 | 10 | Industrial_2025_SC A_million_m3_Before Competition Groups_10 | High Efficiency HVAC Fans (Gas) | 1.182% | 0 | 3.7539 | Industrial_2025_SC A_million_m3_Before Competition Groups_High Efficiency HVAC Fans (Gas)
Industrial | Ind ¦ High Efficiency Burners | 2025 | SC A | million_m3 | Before Competition Groups | 3.7507 | 0 | 0 | 317.5616 | 0.011811 | 11 | Industrial_2025_SC A_million_m3_Before Competition Groups_11 | High Efficiency Burners | 1.181% | 0 | 3.7507 | Industrial_2025_SC A_million_m3_Before Competition Groups_High Efficiency Burners
Industrial | Ind ¦ Insulation - Steam (AG) | 2025 | SC A | million_m3 | Before Competition Groups | 3.5614 | 0 | 0 | 317.5616 | 0.011215 | 12 | Industrial_2025_SC A_million_m3_Before Competition Groups_12 | Insulation - Steam (AG) | 1.121% | 0 | 3.5614 | Industrial_2025_SC A_million_m3_Before Competition Groups_Insulation - Steam (AG)
Industrial | Ind ¦ Gas Turbine Optimization | 2025 | SC A | million_m3 | Before Competition Groups | 2.8727 | 0 | 0 | 317.5616 | 0.0090462 | 13 | Industrial_2025_SC A_million_m3_Before Competition Groups_13 | Gas Turbine Optimization | 0.9046% | 0 | 2.8727 | Industrial_2025_SC A_million_m3_Before Competition Groups_Gas Turbine Optimization
Industrial | Ind ¦ Air Compressor Heat Recovery | 2025 | SC A | million_m3 | Before Competition Groups | 2.1537 | 0 | 0 | 317.5616 | 0.0067818 | 14 | Industrial_2025_SC A_million_m3_Before Competition Groups_14 | Air Compressor Heat Recovery | 0.6782% | 0 | 2.1537 | Industrial_2025_SC A_million_m3_Before Competition Groups_Air Compressor Heat Recovery
Industrial | Ind ¦ Ventilation Optimization (Gas) | 2025 | SC A | million_m3 | Before Competition Groups | 2.1322 | 0 | 0 | 317.5616 | 0.0067143 | 15 | Industrial_2025_SC A_million_m3_Before Competition Groups_15 | Ventilation Optimization (Gas) | 0.6714% | 0 | 2.1322 | Industrial_2025_SC A_million_m3_Before Competition Groups_Ventilation Optimization (Gas)
Industrial | Ind ¦ HE Stock Tank | 2025 | SC A | million_m3 | Before Competition Groups | 0.91486 | 0 | 0 | 317.5616 | 0.0028809 | 16 | Industrial_2025_SC A_million_m3_Before Competition Groups_16 | HE Stock Tank | 0.2881% | 0 | 0.91486 | Industrial_2025_SC A_million_m3_Before Competition Groups_HE Stock Tank
Industrial | Ind ¦ Process Optimization (Gas) | 2025 | SC A | million_m3 | Before Competition Groups | 0.6398 | 0 | 0 | 317.5616 | 0.0020147 | 17 | Industrial_2025_SC A_million_m3_Before Competition Groups_17 | Process Optimization (Gas) | 0.2015% | 0 | 0.6398 | Industrial_2025_SC A_million_m3_Before Competition Groups_Process Optimization (Gas)
Industrial | Ind ¦ VAV Conversion Project (Gas) | 2025 | SC A | million_m3 | Before Competition Groups | 0.29232 | 0 | 0 | 317.5616 | 0.0009205 | 18 | Industrial_2025_SC A_million_m3_Before Competition Groups_18 | VAV Conversion Project (Gas) | 0.09205% | 0 | 0.29232 | Industrial_2025_SC A_million_m3_Before Competition Groups_VAV Conversion Project (Gas)
Industrial | Ind ¦ HE HVAC Controls | 2025 | SC A | million_m3 | Before Competition Groups | 0.1998 | 0 | 0 | 317.5616 | 0.00062916 | 19 | Industrial_2025_SC A_million_m3_Before Competition Groups_19 | HE HVAC Controls | 0.06292% | 0 | 0.1998 | Industrial_2025_SC A_million_m3_Before Competition Groups_HE HVAC Controls
Industrial | Ind ¦ Insulation - Steam - Direct | 2025 | SC A | million_m3 | Before Competition Groups | 0.10397 | 0 | 0 | 317.5616 | 0.00032741 | 20 | Industrial_2025_SC A_million_m3_Before Competition Groups_20 | Insulation - Steam - Direct | 0.03274% | 0 | 0.10397 | Industrial_2025_SC A_million_m3_Before Competition Groups_Insulation - Steam - Direct
Industrial | Ind ¦ Process Heat Recovery (Gas) - HVAC | 2025 | SC A | million_m3 | Before Competition Groups | 0.095217 | 0 | 0 | 317.5616 | 0.00029984 | 21 | Industrial_2025_SC A_million_m3_Before Competition Groups_21 | Process Heat Recovery (Gas) - HVAC | 0.02998% | 0 | 0.095217 | Industrial_2025_SC A_million_m3_Before Competition Groups_Process Heat Recovery (Gas) - HVAC
Industrial | Ind ¦ Insulation - Steam - HVAC | 2025 | SC A | million_m3 | Before Competition Groups | 0.02547 | 0 | 0 | 317.5616 | 8.0206e-05 | 22 | Industrial_2025_SC A_million_m3_Before Competition Groups_22 | Insulation - Steam - HVAC | 0.008021% | 0 | 0.02547 | Industrial_2025_SC A_million_m3_Before Competition Groups_Insulation - Steam - HVAC
Industrial | Ind ¦ HE HVAC Units | 2025 | SC A | million_m3 | Before Competition Groups | 0.010571 | 0 | 0 | 317.5616 | 3.3289e-05 | 23 | Industrial_2025_SC A_million_m3_Before Competition Groups_23 | HE HVAC Units | 0.003329% | 0 | 0.010571 | Industrial_2025_SC A_million_m3_Before Competition Groups_HE HVAC Units
Industrial | Ind ¦ Solar Walls | 2025 | SC A | million_m3 | Before Competition Groups | 0.0029326 | 0 | 0 | 317.5616 | 9.2346e-06 | 24 | Industrial_2025_SC A_million_m3_Before Competition Groups_24 | Solar Walls | 0.0009235% | 0 | 0.0029326 | Industrial_2025_SC A_million_m3_Before Competition Groups_Solar Walls
Industrial | Ind ¦ High Efficiency Furnaces | 2025 | SC A | million_m3 | Before Competition Groups | 0 | 0 | 0 | 317.5616 | 0 | 25 | Industrial_2025_SC A_million_m3_Before Competition Groups_25 | High Efficiency Furnaces | 0% | 0 | 0 | Industrial_2025_SC A_million_m3_Before Competition Groups_High Efficiency Furnaces
Industrial | Ind ¦ Steam Trap Repair | 2025 | SC A | million_m3 | Before Competition Groups | 0 | 0 | 0 | 317.5616 | 0 | 26 | Industrial_2025_SC A_million_m3_Before Competition Groups_26 | Steam Trap Repair | 0% | 0 | 0 | Industrial_2025_SC A_million_m3_Before Competition Groups_Steam Trap Repair
Industrial | Ind ¦ Process Heat Improvements | 2025 | SC B | million_m3 | Before Competition Groups | 235.2761 | 0 | 0 | 837.2012 | 0.28103 | 1 | Industrial_2025_SC B_million_m3_Before Competition Groups_1 | Process Heat Improvements | 28.1% | 0 | 235.2761 | Industrial_2025_SC B_million_m3_Before Competition Groups_Process Heat Improvements
Industrial | Ind ¦ Boiler Upgrade | 2025 | SC B | million_m3 | Before Competition Groups | 137.7697 | 0 | 0 | 837.2012 | 0.16456 | 2 | Industrial_2025_SC B_million_m3_Before Competition Groups_2 | Boiler Upgrade | 16.46% | 0 | 137.7697 | Industrial_2025_SC B_million_m3_Before Competition Groups_Boiler Upgrade
Industrial | Ind ¦ Process Heat Recovery (Gas) | 2025 | SC B | million_m3 | Before Competition Groups | 126.8605 | 0 | 0 | 837.2012 | 0.15153 | 3 | Industrial_2025_SC B_million_m3_Before Competition Groups_3 | Process Heat Recovery (Gas) | 15.15% | 0 | 126.8605 | Industrial_2025_SC B_million_m3_Before Competition Groups_Process Heat Recovery (Gas)
Industrial | Ind ¦ Recommissioning | 2025 | SC B | million_m3 | Before Competition Groups | 92.6433 | 0 | 0 | 837.2012 | 0.11066 | 4 | Industrial_2025_SC B_million_m3_Before Competition Groups_4 | Recommissioning | 11.07% | 0 | 92.6433 | Industrial_2025_SC B_million_m3_Before Competition Groups_Recommissioning
Industrial | Ind ¦ Improved Controls -Process Heating Gas | 2025 | SC B | million_m3 | Before Competition Groups | 57.9605 | 0 | 0 | 837.2012 | 0.069231 | 5 | Industrial_2025_SC B_million_m3_Before Competition Groups_5 | Improved Controls -Process Heating Gas | 6.923% | 0 | 57.9605 | Industrial_2025_SC B_million_m3_Before Competition Groups_Improved Controls -Process Heating Gas
Industrial | Ind ¦ High Efficiency Burners | 2025 | SC B | million_m3 | Before Competition Groups | 44.8177 | 0 | 0 | 837.2012 | 0.053533 | 6 | Industrial_2025_SC B_million_m3_Before Competition Groups_6 | High Efficiency Burners | 5.353% | 0 | 44.8177 | Industrial_2025_SC B_million_m3_Before Competition Groups_High Efficiency Burners
Industrial | Ind ¦ Greenhouse Envelope Improvements | 2025 | SC B | million_m3 | Before Competition Groups | 40.8585 | 0 | 0 | 837.2012 | 0.048804 | 7 | Industrial_2025_SC B_million_m3_Before Competition Groups_7 | Greenhouse Envelope Improvements | 4.88% | 0 | 40.8585 | Industrial_2025_SC B_million_m3_Before Competition Groups_Greenhouse Envelope Improvements
Industrial | Ind ¦ Insulation - Steam | 2025 | SC B | million_m3 | Before Competition Groups | 17.895 | 0 | 0 | 837.2012 | 0.021375 | 8 | Industrial_2025_SC B_million_m3_Before Competition Groups_8 | Insulation - Steam | 2.137% | 0 | 17.895 | Industrial_2025_SC B_million_m3_Before Competition Groups_Insulation - Steam
Industrial | Ind ¦ High Efficiency HVAC Fans (Gas) | 2025 | SC B | million_m3 | Before Competition Groups | 15.4619 | 0 | 0 | 837.2012 | 0.018469 | 9 | Industrial_2025_SC B_million_m3_Before Competition Groups_9 | High Efficiency HVAC Fans (Gas) | 1.847% | 0 | 15.4619 | Industrial_2025_SC B_million_m3_Before Competition Groups_High Efficiency HVAC Fans (Gas)
Industrial | Ind ¦ VAV Conversion Project (Gas) | 2025 | SC B | million_m3 | Before Competition Groups | 15.2411 | 0 | 0 | 837.2012 | 0.018205 | 10 | Industrial_2025_SC B_million_m3_Before Competition Groups_10 | VAV Conversion Project (Gas) | 1.82% | 0 | 15.2411 | Industrial_2025_SC B_million_m3_Before Competition Groups_VAV Conversion Project (Gas)
Industrial | Ind ¦ HE HVAC Controls | 2025 | SC B | million_m3 | Before Competition Groups | 10.775 | 0 | 0 | 837.2012 | 0.01287 | 11 | Industrial_2025_SC B_million_m3_Before Competition Groups_11 | HE HVAC Controls | 1.287% | 0 | 10.775 | Industrial_2025_SC B_million_m3_Before Competition Groups_HE HVAC Controls
Industrial | Ind ¦ Direct Contact Water Heaters | 2025 | SC B | million_m3 | Before Competition Groups | 10.1765 | 0 | 0 | 837.2012 | 0.012155 | 12 | Industrial_2025_SC B_million_m3_Before Competition Groups_12 | Direct Contact Water Heaters | 1.216% | 0 | 10.1765 | Industrial_2025_SC B_million_m3_Before Competition Groups_Direct Contact Water Heaters
Industrial | Ind ¦ Insulation - Steam (AG) | 2025 | SC B | million_m3 | Before Competition Groups | 9.1898 | 0 | 0 | 837.2012 | 0.010977 | 13 | Industrial_2025_SC B_million_m3_Before Competition Groups_13 | Insulation - Steam (AG) | 1.098% | 0 | 9.1898 | Industrial_2025_SC B_million_m3_Before Competition Groups_Insulation - Steam (AG)
Industrial | Ind ¦ Air Compressor Heat Recovery | 2025 | SC B | million_m3 | Before Competition Groups | 6.6694 | 0 | 0 | 837.2012 | 0.0079663 | 14 | Industrial_2025_SC B_million_m3_Before Competition Groups_14 | Air Compressor Heat Recovery | 0.7966% | 0 | 6.6694 | Industrial_2025_SC B_million_m3_Before Competition Groups_Air Compressor Heat Recovery
Industrial | Ind ¦ Steam Turbine Optimization | 2025 | SC B | million_m3 | Before Competition Groups | 3.9882 | 0 | 0 | 837.2012 | 0.0047637 | 15 | Industrial_2025_SC B_million_m3_Before Competition Groups_15 | Steam Turbine Optimization | 0.4764% | 0 | 3.9882 | Industrial_2025_SC B_million_m3_Before Competition Groups_Steam Turbine Optimization
Industrial | Ind ¦ Gas Turbine Optimization | 2025 | SC B | million_m3 | Before Competition Groups | 2.9911 | 0 | 0 | 837.2012 | 0.0035728 | 16 | Industrial_2025_SC B_million_m3_Before Competition Groups_16 | Gas Turbine Optimization | 0.3573% | 0 | 2.9911 | Industrial_2025_SC B_million_m3_Before Competition Groups_Gas Turbine Optimization
Industrial | Ind ¦ HE Stock Tank | 2025 | SC B | million_m3 | Before Competition Groups | 2.3934 | 0 | 0 | 837.2012 | 0.0028588 | 17 | Industrial_2025_SC B_million_m3_Before Competition Groups_17 | HE Stock Tank | 0.2859% | 0 | 2.3934 | Industrial_2025_SC B_million_m3_Before Competition Groups_HE Stock Tank
Industrial | Ind ¦ Ventilation Optimization (Gas) | 2025 | SC B | million_m3 | Before Competition Groups | 2.1322 | 0 | 0 | 837.2012 | 0.0025468 | 18 | Industrial_2025_SC B_million_m3_Before Competition Groups_18 | Ventilation Optimization (Gas) | 0.2547% | 0 | 2.1322 | Industrial_2025_SC B_million_m3_Before Competition Groups_Ventilation Optimization (Gas)
Industrial | Ind ¦ Solar Walls | 2025 | SC B | million_m3 | Before Competition Groups | 2.0558 | 0 | 0 | 837.2012 | 0.0024555 | 19 | Industrial_2025_SC B_million_m3_Before Competition Groups_19 | Solar Walls | 0.2456% | 0 | 2.0558 | Industrial_2025_SC B_million_m3_Before Competition Groups_Solar Walls
Industrial | Ind ¦ Process Optimization (Gas) | 2025 | SC B | million_m3 | Before Competition Groups | 0.6398 | 0 | 0 | 837.2012 | 0.00076421 | 20 | Industrial_2025_SC B_million_m3_Before Competition Groups_20 | Process Optimization (Gas) | 0.07642% | 0 | 0.6398 | Industrial_2025_SC B_million_m3_Before Competition Groups_Process Optimization (Gas)
Industrial | Ind ¦ HE HVAC Units | 2025 | SC B | million_m3 | Before Competition Groups | 0.5932 | 0 | 0 | 837.2012 | 0.00070855 | 21 | Industrial_2025_SC B_million_m3_Before Competition Groups_21 | HE HVAC Units | 0.07085% | 0 | 0.5932 | Industrial_2025_SC B_million_m3_Before Competition Groups_HE HVAC Units
Industrial | Ind ¦ Process Heat Recovery (Gas) - HVAC | 2025 | SC B | million_m3 | Before Competition Groups | 0.47404 | 0 | 0 | 837.2012 | 0.00056622 | 22 | Industrial_2025_SC B_million_m3_Before Competition Groups_22 | Process Heat Recovery (Gas) - HVAC | 0.05662% | 0 | 0.47404 | Industrial_2025_SC B_million_m3_Before Competition Groups_Process Heat Recovery (Gas) - HVAC
Industrial | Ind ¦ Insulation - Steam - Direct | 2025 | SC B | million_m3 | Before Competition Groups | 0.27285 | 0 | 0 | 837.2012 | 0.00032591 | 23 | Industrial_2025_SC B_million_m3_Before Competition Groups_23 | Insulation - Steam - Direct | 0.03259% | 0 | 0.27285 | Industrial_2025_SC B_million_m3_Before Competition Groups_Insulation - Steam - Direct
Industrial | Ind ¦ Insulation - Steam - HVAC | 2025 | SC B | million_m3 | Before Competition Groups | 0.065724 | 0 | 0 | 837.2012 | 7.8505e-05 | 24 | Industrial_2025_SC B_million_m3_Before Competition Groups_24 | Insulation - Steam - HVAC | 0.00785% | 0 | 0.065724 | Industrial_2025_SC B_million_m3_Before Competition Groups_Insulation - Steam - HVAC
Industrial | Ind ¦ High Efficiency Furnaces | 2025 | SC B | million_m3 | Before Competition Groups | 0 | 0 | 0 | 837.2012 | 0 | 25 | Industrial_2025_SC B_million_m3_Before Competition Groups_25 | High Efficiency Furnaces | 0% | 0 | 0 | Industrial_2025_SC B_million_m3_Before Competition Groups_High Efficiency Furnaces
Industrial | Ind ¦ Steam Trap Repair | 2025 | SC B | million_m3 | Before Competition Groups | 0 | 0 | 0 | 837.2012 | 0 | 26 | Industrial_2025_SC B_million_m3_Before Competition Groups_26 | Steam Trap Repair | 0% | 0 | 0 | Industrial_2025_SC B_million_m3_Before Competition Groups_Steam Trap Repair
Industrial | Ind ¦ Boiler Upgrade | 2025 | SC C | million_m3 | Before Competition Groups | 137.7697 | 0 | 0 | 413.7071 | 0.33301 | 1 | Industrial_2025_SC C_million_m3_Before Competition Groups_1 | Boiler Upgrade | 33.3% | 0 | 137.7697 | Industrial_2025_SC C_million_m3_Before Competition Groups_Boiler Upgrade
Industrial | Ind ¦ Process Heat Improvements | 2025 | SC C | million_m3 | Before Competition Groups | 89.9319 | 0 | 0 | 413.7071 | 0.21738 | 2 | Industrial_2025_SC C_million_m3_Before Competition Groups_2 | Process Heat Improvements | 21.74% | 0 | 89.9319 | Industrial_2025_SC C_million_m3_Before Competition Groups_Process Heat Improvements
Industrial | Ind ¦ Process Heat Recovery (Gas) | 2025 | SC C | million_m3 | Before Competition Groups | 48.1347 | 0 | 0 | 413.7071 | 0.11635 | 3 | Industrial_2025_SC C_million_m3_Before Competition Groups_3 | Process Heat Recovery (Gas) | 11.63% | 0 | 48.1347 | Industrial_2025_SC C_million_m3_Before Competition Groups_Process Heat Recovery (Gas)
Industrial | Ind ¦ Recommissioning | 2025 | SC C | million_m3 | Before Competition Groups | 35.1785 | 0 | 0 | 413.7071 | 0.085032 | 4 | Industrial_2025_SC C_million_m3_Before Competition Groups_4 | Recommissioning | 8.503% | 0 | 35.1785 | Industrial_2025_SC C_million_m3_Before Competition Groups_Recommissioning
Industrial | Ind ¦ Greenhouse Envelope Improvements | 2025 | SC C | million_m3 | Before Competition Groups | 29.5093 | 0 | 0 | 413.7071 | 0.071329 | 5 | Industrial_2025_SC C_million_m3_Before Competition Groups_5 | Greenhouse Envelope Improvements | 7.133% | 0 | 29.5093 | Industrial_2025_SC C_million_m3_Before Competition Groups_Greenhouse Envelope Improvements
Industrial | Ind ¦ Improved Controls -Process Heating Gas | 2025 | SC C | million_m3 | Before Competition Groups | 22.1601 | 0 | 0 | 413.7071 | 0.053565 | 6 | Industrial_2025_SC C_million_m3_Before Competition Groups_6 | Improved Controls -Process Heating Gas | 5.356% | 0 | 22.1601 | Industrial_2025_SC C_million_m3_Before Competition Groups_Improved Controls -Process Heating Gas
Industrial | Ind ¦ High Efficiency Burners | 2025 | SC C | million_m3 | Before Competition Groups | 15.2411 | 0 | 0 | 413.7071 | 0.03684 | 7 | Industrial_2025_SC C_million_m3_Before Competition Groups_7 | High Efficiency Burners | 3.684% | 0 | 15.2411 | Industrial_2025_SC C_million_m3_Before Competition Groups_High Efficiency Burners
Industrial | Ind ¦ Insulation - Steam | 2025 | SC C | million_m3 | Before Competition Groups | 6.8639 | 0 | 0 | 413.7071 | 0.016591 | 8 | Industrial_2025_SC C_million_m3_Before Competition Groups_8 | Insulation - Steam | 1.659% | 0 | 6.8639 | Industrial_2025_SC C_million_m3_Before Competition Groups_Insulation - Steam
Industrial | Ind ¦ High Efficiency HVAC Fans (Gas) | 2025 | SC C | million_m3 | Before Competition Groups | 5.3765 | 0 | 0 | 413.7071 | 0.012996 | 9 | Industrial_2025_SC C_million_m3_Before Competition Groups_9 | High Efficiency HVAC Fans (Gas) | 1.3% | 0 | 5.3765 | Industrial_2025_SC C_million_m3_Before Competition Groups_High Efficiency HVAC Fans (Gas)
Industrial | Ind ¦ Direct Contact Water Heaters | 2025 | SC C | million_m3 | Before Competition Groups | 5.3132 | 0 | 0 | 413.7071 | 0.012843 | 10 | Industrial_2025_SC C_million_m3_Before Competition Groups_10 | Direct Contact Water Heaters | 1.284% | 0 | 5.3132 | Industrial_2025_SC C_million_m3_Before Competition Groups_Direct Contact Water Heaters
Industrial | Ind ¦ Steam Turbine Optimization | 2025 | SC C | million_m3 | Before Competition Groups | 3.9882 | 0 | 0 | 413.7071 | 0.0096401 | 11 | Industrial_2025_SC C_million_m3_Before Competition Groups_11 | Steam Turbine Optimization | 0.964% | 0 | 3.9882 | Industrial_2025_SC C_million_m3_Before Competition Groups_Steam Turbine Optimization
Industrial | Ind ¦ Insulation - Steam (AG) | 2025 | SC C | million_m3 | Before Competition Groups | 3.5614 | 0 | 0 | 413.7071 | 0.0086084 | 12 | Industrial_2025_SC C_million_m3_Before Competition Groups_12 | Insulation - Steam (AG) | 0.8608% | 0 | 3.5614 | Industrial_2025_SC C_million_m3_Before Competition Groups_Insulation - Steam (AG)
Industrial | Ind ¦ Gas Turbine Optimization | 2025 | SC C | million_m3 | Before Competition Groups | 2.9911 | 0 | 0 | 413.7071 | 0.00723 | 13 | Industrial_2025_SC C_million_m3_Before Competition Groups_13 | Gas Turbine Optimization | 0.723% | 0 | 2.9911 | Industrial_2025_SC C_million_m3_Before Competition Groups_Gas Turbine Optimization
Industrial | Ind ¦ Air Compressor Heat Recovery | 2025 | SC C | million_m3 | Before Competition Groups | 2.5633 | 0 | 0 | 413.7071 | 0.0061959 | 14 | Industrial_2025_SC C_million_m3_Before Competition Groups_14 | Air Compressor Heat Recovery | 0.6196% | 0 | 2.5633 | Industrial_2025_SC C_million_m3_Before Competition Groups_Air Compressor Heat Recovery
Industrial | Ind ¦ Ventilation Optimization (Gas) | 2025 | SC C | million_m3 | Before Competition Groups | 2.1322 | 0 | 0 | 413.7071 | 0.0051539 | 15 | Industrial_2025_SC C_million_m3_Before Competition Groups_15 | Ventilation Optimization (Gas) | 0.5154% | 0 | 2.1322 | Industrial_2025_SC C_million_m3_Before Competition Groups_Ventilation Optimization (Gas)
Industrial | Ind ¦ HE Stock Tank | 2025 | SC C | million_m3 | Before Competition Groups | 0.91486 | 0 | 0 | 413.7071 | 0.0022114 | 16 | Industrial_2025_SC C_million_m3_Before Competition Groups_16 | HE Stock Tank | 0.2211% | 0 | 0.91486 | Industrial_2025_SC C_million_m3_Before Competition Groups_HE Stock Tank
Industrial | Ind ¦ VAV Conversion Project (Gas) | 2025 | SC C | million_m3 | Before Competition Groups | 0.72151 | 0 | 0 | 413.7071 | 0.001744 | 17 | Industrial_2025_SC C_million_m3_Before Competition Groups_17 | VAV Conversion Project (Gas) | 0.1744% | 0 | 0.72151 | Industrial_2025_SC C_million_m3_Before Competition Groups_VAV Conversion Project (Gas)
Industrial | Ind ¦ Process Optimization (Gas) | 2025 | SC C | million_m3 | Before Competition Groups | 0.6398 | 0 | 0 | 413.7071 | 0.0015465 | 18 | Industrial_2025_SC C_million_m3_Before Competition Groups_18 | Process Optimization (Gas) | 0.1547% | 0 | 0.6398 | Industrial_2025_SC C_million_m3_Before Competition Groups_Process Optimization (Gas)
Industrial | Ind ¦ HE HVAC Controls | 2025 | SC C | million_m3 | Before Competition Groups | 0.37639 | 0 | 0 | 413.7071 | 0.00090979 | 19 | Industrial_2025_SC C_million_m3_Before Competition Groups_19 | HE HVAC Controls | 0.09098% | 0 | 0.37639 | Industrial_2025_SC C_million_m3_Before Competition Groups_HE HVAC Controls
Industrial | Ind ¦ Process Heat Recovery (Gas) - HVAC | 2025 | SC C | million_m3 | Before Competition Groups | 0.18217 | 0 | 0 | 413.7071 | 0.00044034 | 20 | Industrial_2025_SC C_million_m3_Before Competition Groups_20 | Process Heat Recovery (Gas) - HVAC | 0.04403% | 0 | 0.18217 | Industrial_2025_SC C_million_m3_Before Competition Groups_Process Heat Recovery (Gas) - HVAC
Industrial | Ind ¦ Insulation - Steam - Direct | 2025 | SC C | million_m3 | Before Competition Groups | 0.10397 | 0 | 0 | 413.7071 | 0.00025132 | 21 | Industrial_2025_SC C_million_m3_Before Competition Groups_21 | Insulation - Steam - Direct | 0.02513% | 0 | 0.10397 | Industrial_2025_SC C_million_m3_Before Competition Groups_Insulation - Steam - Direct
Industrial | Ind ¦ Insulation - Steam - HVAC | 2025 | SC C | million_m3 | Before Competition Groups | 0.02547 | 0 | 0 | 413.7071 | 6.1566e-05 | 22 | Industrial_2025_SC C_million_m3_Before Competition Groups_22 | Insulation - Steam - HVAC | 0.006157% | 0 | 0.02547 | Industrial_2025_SC C_million_m3_Before Competition Groups_Insulation - Steam - HVAC
Industrial | Ind ¦ HE HVAC Units | 2025 | SC C | million_m3 | Before Competition Groups | 0.019876 | 0 | 0 | 413.7071 | 4.8044e-05 | 23 | Industrial_2025_SC C_million_m3_Before Competition Groups_23 | HE HVAC Units | 0.004804% | 0 | 0.019876 | Industrial_2025_SC C_million_m3_Before Competition Groups_HE HVAC Units
Industrial | Ind ¦ Solar Walls | 2025 | SC C | million_m3 | Before Competition Groups | 0.0079038 | 0 | 0 | 413.7071 | 1.9105e-05 | 24 | Industrial_2025_SC C_million_m3_Before Competition Groups_24 | Solar Walls | 0.00191% | 0 | 0.0079038 | Industrial_2025_SC C_million_m3_Before Competition Groups_Solar Walls
Industrial | Ind ¦ High Efficiency Furnaces | 2025 | SC C | million_m3 | Before Competition Groups | 0 | 0 | 0 | 413.7071 | 0 | 25 | Industrial_2025_SC C_million_m3_Before Competition Groups_25 | High Efficiency Furnaces | 0% | 0 | 0 | Industrial_2025_SC C_million_m3_Before Competition Groups_High Efficiency Furnaces
Industrial | Ind ¦ Steam Trap Repair | 2025 | SC C | million_m3 | Before Competition Groups | 0 | 0 | 0 | 413.7071 | 0 | 26 | Industrial_2025_SC C_million_m3_Before Competition Groups_26 | Steam Trap Repair | 0% | 0 | 0 | Industrial_2025_SC C_million_m3_Before Competition Groups_Steam Trap Repair
Industrial | Ind ¦ Process Heat Improvements | 2025 | Technical | million_m3 | Before Competition Groups | 706.5581 | 0 | 0 | 2205.1638 | 0.32041 | 1 | Industrial_2025_Technical_million_m3_Before Competition Groups_1 | Process Heat Improvements | 32.04% | 0 | 706.5581 | Industrial_2025_Technical_million_m3_Before Competition Groups_Process Heat Improvements
Industrial | Ind ¦ Process Heat Recovery (Gas) | 2025 | Technical | million_m3 | Before Competition Groups | 303.3321 | 0 | 0 | 2205.1638 | 0.13756 | 2 | Industrial_2025_Technical_million_m3_Before Competition Groups_2 | Process Heat Recovery (Gas) | 13.76% | 0 | 303.3321 | Industrial_2025_Technical_million_m3_Before Competition Groups_Process Heat Recovery (Gas)
Industrial | Ind ¦ Boiler Upgrade | 2025 | Technical | million_m3 | Before Competition Groups | 265.4227 | 0 | 0 | 2205.1638 | 0.12036 | 3 | Industrial_2025_Technical_million_m3_Before Competition Groups_3 | Boiler Upgrade | 12.04% | 0 | 265.4227 | Industrial_2025_Technical_million_m3_Before Competition Groups_Boiler Upgrade
Industrial | Ind ¦ Recommissioning | 2025 | Technical | million_m3 | Before Competition Groups | 218.3228 | 0 | 0 | 2205.1638 | 0.099005 | 4 | Industrial_2025_Technical_million_m3_Before Competition Groups_4 | Recommissioning | 9.901% | 0 | 218.3228 | Industrial_2025_Technical_million_m3_Before Competition Groups_Recommissioning
Industrial | Ind ¦ Improved Controls -Process Heating Gas | 2025 | Technical | million_m3 | Before Competition Groups | 139.1832 | 0 | 0 | 2205.1638 | 0.063117 | 5 | Industrial_2025_Technical_million_m3_Before Competition Groups_5 | Improved Controls -Process Heating Gas | 6.312% | 0 | 139.1832 | Industrial_2025_Technical_million_m3_Before Competition Groups_Improved Controls -Process Heating Gas
Industrial | Ind ¦ High Efficiency Burners | 2025 | Technical | million_m3 | Before Competition Groups | 133.3471 | 0 | 0 | 2205.1638 | 0.06047 | 6 | Industrial_2025_Technical_million_m3_Before Competition Groups_6 | High Efficiency Burners | 6.047% | 0 | 133.3471 | Industrial_2025_Technical_million_m3_Before Competition Groups_High Efficiency Burners
Industrial | Ind ¦ Greenhouse Envelope Improvements | 2025 | Technical | million_m3 | Before Competition Groups | 69.8641 | 0 | 0 | 2205.1638 | 0.031682 | 7 | Industrial_2025_Technical_million_m3_Before Competition Groups_7 | Greenhouse Envelope Improvements | 3.168% | 0 | 69.8641 | Industrial_2025_Technical_million_m3_Before Competition Groups_Greenhouse Envelope Improvements
Industrial | Ind ¦ Boiler Tune Up | 2025 | Technical | million_m3 | Before Competition Groups | 43.2632 | 0 | 0 | 2205.1638 | 0.019619 | 8 | Industrial_2025_Technical_million_m3_Before Competition Groups_8 | Boiler Tune Up | 1.962% | 0 | 43.2632 | Industrial_2025_Technical_million_m3_Before Competition Groups_Boiler Tune Up
Industrial | Ind ¦ Insulation - Steam | 2025 | Technical | million_m3 | Before Competition Groups | 41.7031 | 0 | 0 | 2205.1638 | 0.018912 | 9 | Industrial_2025_Technical_million_m3_Before Competition Groups_9 | Insulation - Steam | 1.891% | 0 | 41.7031 | Industrial_2025_Technical_million_m3_Before Competition Groups_Insulation - Steam
Industrial | Ind ¦ High Efficiency HVAC Fans (Gas) | 2025 | Technical | million_m3 | Before Competition Groups | 35.0975 | 0 | 0 | 2205.1638 | 0.015916 | 10 | Industrial_2025_Technical_million_m3_Before Competition Groups_10 | High Efficiency HVAC Fans (Gas) | 1.592% | 0 | 35.0975 | Industrial_2025_Technical_million_m3_Before Competition Groups_High Efficiency HVAC Fans (Gas)
Industrial | Ind ¦ VAV Conversion Project (Gas) | 2025 | Technical | million_m3 | Before Competition Groups | 34.659 | 0 | 0 | 2205.1638 | 0.015717 | 11 | Industrial_2025_Technical_million_m3_Before Competition Groups_11 | VAV Conversion Project (Gas) | 1.572% | 0 | 34.659 | Industrial_2025_Technical_million_m3_Before Competition Groups_VAV Conversion Project (Gas)
Industrial | Ind ¦ Steam Leak Repairs | 2025 | Technical | million_m3 | Before Competition Groups | 26.2976 | 0 | 0 | 2205.1638 | 0.011925 | 12 | Industrial_2025_Technical_million_m3_Before Competition Groups_12 | Steam Leak Repairs | 1.193% | 0 | 26.2976 | Industrial_2025_Technical_million_m3_Before Competition Groups_Steam Leak Repairs
Industrial | Ind ¦ HE HVAC Controls | 2025 | Technical | million_m3 | Before Competition Groups | 23.7319 | 0 | 0 | 2205.1638 | 0.010762 | 13 | Industrial_2025_Technical_million_m3_Before Competition Groups_13 | HE HVAC Controls | 1.076% | 0 | 23.7319 | Industrial_2025_Technical_million_m3_Before Competition Groups_HE HVAC Controls
Industrial | Ind ¦ Loading Dock Seals | 2025 | Technical | million_m3 | Before Competition Groups | 23.7319 | 0 | 0 | 2205.1638 | 0.010762 | 14 | Industrial_2025_Technical_million_m3_Before Competition Groups_14 | Loading Dock Seals | 1.076% | 0 | 23.7319 | Industrial_2025_Technical_million_m3_Before Competition Groups_Loading Dock Seals
Industrial | Ind ¦ Direct Contact Water Heaters | 2025 | Technical | million_m3 | Before Competition Groups | 23.5818 | 0 | 0 | 2205.1638 | 0.010694 | 15 | Industrial_2025_Technical_million_m3_Before Competition Groups_15 | Direct Contact Water Heaters | 1.069% | 0 | 23.5818 | Industrial_2025_Technical_million_m3_Before Competition Groups_Direct Contact Water Heaters
Industrial | Ind ¦ Steam Trap Repair | 2025 | Technical | million_m3 | Before Competition Groups | 19.9615 | 0 | 0 | 2205.1638 | 0.0090522 | 16 | Industrial_2025_Technical_million_m3_Before Competition Groups_16 | Steam Trap Repair | 0.9052% | 0 | 19.9615 | Industrial_2025_Technical_million_m3_Before Competition Groups_Steam Trap Repair
Industrial | Ind ¦ Insulation - Steam (AG) | 2025 | Technical | million_m3 | Before Competition Groups | 18.4908 | 0 | 0 | 2205.1638 | 0.0083852 | 17 | Industrial_2025_Technical_million_m3_Before Competition Groups_17 | Insulation - Steam (AG) | 0.8385% | 0 | 18.4908 | Industrial_2025_Technical_million_m3_Before Competition Groups_Insulation - Steam (AG)
Industrial | Ind ¦ High Efficiency Furnaces | 2025 | Technical | million_m3 | Before Competition Groups | 15.3499 | 0 | 0 | 2205.1638 | 0.0069609 | 18 | Industrial_2025_Technical_million_m3_Before Competition Groups_18 | High Efficiency Furnaces | 0.6961% | 0 | 15.3499 | Industrial_2025_Technical_million_m3_Before Competition Groups_High Efficiency Furnaces
Industrial | Ind ¦ Air Compressor Heat Recovery | 2025 | Technical | million_m3 | Before Competition Groups | 15.2876 | 0 | 0 | 2205.1638 | 0.0069326 | 19 | Industrial_2025_Technical_million_m3_Before Competition Groups_19 | Air Compressor Heat Recovery | 0.6933% | 0 | 15.2876 | Industrial_2025_Technical_million_m3_Before Competition Groups_Air Compressor Heat Recovery
Industrial | Ind ¦ Steam Turbine Optimization | 2025 | Technical | million_m3 | Before Competition Groups | 9.7455 | 0 | 0 | 2205.1638 | 0.0044194 | 20 | Industrial_2025_Technical_million_m3_Before Competition Groups_20 | Steam Turbine Optimization | 0.4419% | 0 | 9.7455 | Industrial_2025_Technical_million_m3_Before Competition Groups_Steam Turbine Optimization
Industrial | Ind ¦ Process Optimization (Gas) | 2025 | Technical | million_m3 | Before Competition Groups | 8.9846 | 0 | 0 | 2205.1638 | 0.0040744 | 21 | Industrial_2025_Technical_million_m3_Before Competition Groups_21 | Process Optimization (Gas) | 0.4074% | 0 | 8.9846 | Industrial_2025_Technical_million_m3_Before Competition Groups_Process Optimization (Gas)
Industrial | Ind ¦ Gas Turbine Optimization | 2025 | Technical | million_m3 | Before Competition Groups | 7.3091 | 0 | 0 | 2205.1638 | 0.0033146 | 22 | Industrial_2025_Technical_million_m3_Before Competition Groups_22 | Gas Turbine Optimization | 0.3315% | 0 | 7.3091 | Industrial_2025_Technical_million_m3_Before Competition Groups_Gas Turbine Optimization
Industrial | Ind ¦ HE Stock Tank | 2025 | Technical | million_m3 | Before Competition Groups | 7.3086 | 0 | 0 | 2205.1638 | 0.0033143 | 23 | Industrial_2025_Technical_million_m3_Before Competition Groups_23 | HE Stock Tank | 0.3314% | 0 | 7.3086 | Industrial_2025_Technical_million_m3_Before Competition Groups_HE Stock Tank
Industrial | Ind ¦ Ventilation Optimization (Gas) | 2025 | Technical | million_m3 | Before Competition Groups | 4.7572 | 0 | 0 | 2205.1638 | 0.0021573 | 24 | Industrial_2025_Technical_million_m3_Before Competition Groups_24 | Ventilation Optimization (Gas) | 0.2157% | 0 | 4.7572 | Industrial_2025_Technical_million_m3_Before Competition Groups_Ventilation Optimization (Gas)
Industrial | Ind ¦ Solar Walls | 2025 | Technical | million_m3 | Before Competition Groups | 4.6751 | 0 | 0 | 2205.1638 | 0.0021201 | 25 | Industrial_2025_Technical_million_m3_Before Competition Groups_25 | Solar Walls | 0.212% | 0 | 4.6751 | Industrial_2025_Technical_million_m3_Before Competition Groups_Solar Walls
Industrial | Ind ¦ HE HVAC Units | 2025 | Technical | million_m3 | Before Competition Groups | 1.7631 | 0 | 0 | 2205.1638 | 0.00079952 | 26 | Industrial_2025_Technical_million_m3_Before Competition Groups_26 | HE HVAC Units | 0.07995% | 0 | 1.7631 | Industrial_2025_Technical_million_m3_Before Competition Groups_HE HVAC Units
Industrial | Ind ¦ Boiler Tune Up - Direct | 2025 | Technical | million_m3 | Before Competition Groups | 1.4767 | 0 | 0 | 2205.1638 | 0.00066968 | 27 | Industrial_2025_Technical_million_m3_Before Competition Groups_27 | Boiler Tune Up - Direct | 0.06697% | 0 | 1.4767 | Industrial_2025_Technical_million_m3_Before Competition Groups_Boiler Tune Up - Direct
Industrial | Ind ¦ Process Heat Recovery (Gas) - HVAC | 2025 | Technical | million_m3 | Before Competition Groups | 1.0137 | 0 | 0 | 2205.1638 | 0.00045971 | 28 | Industrial_2025_Technical_million_m3_Before Competition Groups_28 | Process Heat Recovery (Gas) - HVAC | 0.04597% | 0 | 1.0137 | Industrial_2025_Technical_million_m3_Before Competition Groups_Process Heat Recovery (Gas) - HVAC
Industrial | Ind ¦ Insulation - Steam - Direct | 2025 | Technical | million_m3 | Before Competition Groups | 0.67583 | 0 | 0 | 2205.1638 | 0.00030648 | 29 | Industrial_2025_Technical_million_m3_Before Competition Groups_29 | Insulation - Steam - Direct | 0.03065% | 0 | 0.67583 | Industrial_2025_Technical_million_m3_Before Competition Groups_Insulation - Steam - Direct
Industrial | Ind ¦ Insulation - Steam - HVAC | 2025 | Technical | million_m3 | Before Competition Groups | 0.14055 | 0 | 0 | 2205.1638 | 6.3736e-05 | 30 | Industrial_2025_Technical_million_m3_Before Competition Groups_30 | Insulation - Steam - HVAC | 0.006374% | 0 | 0.14055 | Industrial_2025_Technical_million_m3_Before Competition Groups_Insulation - Steam - HVAC
Industrial | Ind ¦ Boiler Tune Up - HVAC | 2025 | Technical | million_m3 | Before Competition Groups | 0.12778 | 0 | 0 | 2205.1638 | 5.7946e-05 | 31 | Industrial_2025_Technical_million_m3_Before Competition Groups_31 | Boiler Tune Up - HVAC | 0.005795% | 0 | 0.12778 | Industrial_2025_Technical_million_m3_Before Competition Groups_Boiler Tune Up - HVAC
Industrial | Ind ¦ Process Heat Improvements | 2026 | Economic | million_m3 | Before Competition Groups | 729.5776 | 0 | 0 | 2116.1572 | 0.34477 | 1 | Industrial_2026_Economic_million_m3_Before Competition Groups_1 | Process Heat Improvements | 34.48% | 0 | 729.5776 | Industrial_2026_Economic_million_m3_Before Competition Groups_Process Heat Improvements
Industrial | Ind ¦ Process Heat Recovery (Gas) | 2026 | Economic | million_m3 | Before Competition Groups | 303.3321 | 0 | 0 | 2116.1572 | 0.14334 | 2 | Industrial_2026_Economic_million_m3_Before Competition Groups_2 | Process Heat Recovery (Gas) | 14.33% | 0 | 303.3321 | Industrial_2026_Economic_million_m3_Before Competition Groups_Process Heat Recovery (Gas)
Industrial | Ind ¦ Boiler Upgrade | 2026 | Economic | million_m3 | Before Competition Groups | 274.784 | 0 | 0 | 2116.1572 | 0.12985 | 3 | Industrial_2026_Economic_million_m3_Before Competition Groups_3 | Boiler Upgrade | 12.99% | 0 | 274.784 | Industrial_2026_Economic_million_m3_Before Competition Groups_Boiler Upgrade
Industrial | Ind ¦ Recommissioning | 2026 | Economic | million_m3 | Before Competition Groups | 218.3228 | 0 | 0 | 2116.1572 | 0.10317 | 4 | Industrial_2026_Economic_million_m3_Before Competition Groups_4 | Recommissioning | 10.32% | 0 | 218.3228 | Industrial_2026_Economic_million_m3_Before Competition Groups_Recommissioning
Industrial | Ind ¦ Improved Controls -Process Heating Gas | 2026 | Economic | million_m3 | Before Competition Groups | 139.1832 | 0 | 0 | 2116.1572 | 0.065772 | 5 | Industrial_2026_Economic_million_m3_Before Competition Groups_5 | Improved Controls -Process Heating Gas | 6.577% | 0 | 139.1832 | Industrial_2026_Economic_million_m3_Before Competition Groups_Improved Controls -Process Heating Gas
Industrial | Ind ¦ High Efficiency Burners | 2026 | Economic | million_m3 | Before Competition Groups | 137.6915 | 0 | 0 | 2116.1572 | 0.065067 | 6 | Industrial_2026_Economic_million_m3_Before Competition Groups_6 | High Efficiency Burners | 6.507% | 0 | 137.6915 | Industrial_2026_Economic_million_m3_Before Competition Groups_High Efficiency Burners
Industrial | Ind ¦ Greenhouse Envelope Improvements | 2026 | Economic | million_m3 | Before Competition Groups | 72.8745 | 0 | 0 | 2116.1572 | 0.034437 | 7 | Industrial_2026_Economic_million_m3_Before Competition Groups_7 | Greenhouse Envelope Improvements | 3.444% | 0 | 72.8745 | Industrial_2026_Economic_million_m3_Before Competition Groups_Greenhouse Envelope Improvements
Industrial | Ind ¦ Insulation - Steam | 2026 | Economic | million_m3 | Before Competition Groups | 41.7031 | 0 | 0 | 2116.1572 | 0.019707 | 8 | Industrial_2026_Economic_million_m3_Before Competition Groups_8 | Insulation - Steam | 1.971% | 0 | 41.7031 | Industrial_2026_Economic_million_m3_Before Competition Groups_Insulation - Steam
Industrial | Ind ¦ High Efficiency HVAC Fans (Gas) | 2026 | Economic | million_m3 | Before Competition Groups | 35.9642 | 0 | 0 | 2116.1572 | 0.016995 | 9 | Industrial_2026_Economic_million_m3_Before Competition Groups_9 | High Efficiency HVAC Fans (Gas) | 1.7% | 0 | 35.9642 | Industrial_2026_Economic_million_m3_Before Competition Groups_High Efficiency HVAC Fans (Gas)
Industrial | Ind ¦ VAV Conversion Project (Gas) | 2026 | Economic | million_m3 | Before Competition Groups | 34.6947 | 0 | 0 | 2116.1572 | 0.016395 | 10 | Industrial_2026_Economic_million_m3_Before Competition Groups_10 | VAV Conversion Project (Gas) | 1.64% | 0 | 34.6947 | Industrial_2026_Economic_million_m3_Before Competition Groups_VAV Conversion Project (Gas)
Industrial | Ind ¦ Direct Contact Water Heaters | 2026 | Economic | million_m3 | Before Competition Groups | 24.3784 | 0 | 0 | 2116.1572 | 0.01152 | 11 | Industrial_2026_Economic_million_m3_Before Competition Groups_11 | Direct Contact Water Heaters | 1.152% | 0 | 24.3784 | Industrial_2026_Economic_million_m3_Before Competition Groups_Direct Contact Water Heaters
Industrial | Ind ¦ HE HVAC Controls | 2026 | Economic | million_m3 | Before Competition Groups | 23.7319 | 0 | 0 | 2116.1572 | 0.011215 | 12 | Industrial_2026_Economic_million_m3_Before Competition Groups_12 | HE HVAC Controls | 1.121% | 0 | 23.7319 | Industrial_2026_Economic_million_m3_Before Competition Groups_HE HVAC Controls
Industrial | Ind ¦ Insulation - Steam (AG) | 2026 | Economic | million_m3 | Before Competition Groups | 18.3761 | 0 | 0 | 2116.1572 | 0.0086837 | 13 | Industrial_2026_Economic_million_m3_Before Competition Groups_13 | Insulation - Steam (AG) | 0.8684% | 0 | 18.3761 | Industrial_2026_Economic_million_m3_Before Competition Groups_Insulation - Steam (AG)
Industrial | Ind ¦ Air Compressor Heat Recovery | 2026 | Economic | million_m3 | Before Competition Groups | 15.2876 | 0 | 0 | 2116.1572 | 0.0072242 | 14 | Industrial_2026_Economic_million_m3_Before Competition Groups_14 | Air Compressor Heat Recovery | 0.7224% | 0 | 15.2876 | Industrial_2026_Economic_million_m3_Before Competition Groups_Air Compressor Heat Recovery
Industrial | Ind ¦ Steam Turbine Optimization | 2026 | Economic | million_m3 | Before Competition Groups | 9.7481 | 0 | 0 | 2116.1572 | 0.0046065 | 15 | Industrial_2026_Economic_million_m3_Before Competition Groups_15 | Steam Turbine Optimization | 0.4607% | 0 | 9.7481 | Industrial_2026_Economic_million_m3_Before Competition Groups_Steam Turbine Optimization
Industrial | Ind ¦ Process Optimization (Gas) | 2026 | Economic | million_m3 | Before Competition Groups | 8.9846 | 0 | 0 | 2116.1572 | 0.0042457 | 16 | Industrial_2026_Economic_million_m3_Before Competition Groups_16 | Process Optimization (Gas) | 0.4246% | 0 | 8.9846 | Industrial_2026_Economic_million_m3_Before Competition Groups_Process Optimization (Gas)
Industrial | Ind ¦ HE Stock Tank | 2026 | Economic | million_m3 | Before Competition Groups | 7.5635 | 0 | 0 | 2116.1572 | 0.0035742 | 17 | Industrial_2026_Economic_million_m3_Before Competition Groups_17 | HE Stock Tank | 0.3574% | 0 | 7.5635 | Industrial_2026_Economic_million_m3_Before Competition Groups_HE Stock Tank
Industrial | Ind ¦ Gas Turbine Optimization | 2026 | Economic | million_m3 | Before Competition Groups | 7.3111 | 0 | 0 | 2116.1572 | 0.0034549 | 18 | Industrial_2026_Economic_million_m3_Before Competition Groups_18 | Gas Turbine Optimization | 0.3455% | 0 | 7.3111 | Industrial_2026_Economic_million_m3_Before Competition Groups_Gas Turbine Optimization
Industrial | Ind ¦ Ventilation Optimization (Gas) | 2026 | Economic | million_m3 | Before Competition Groups | 4.7572 | 0 | 0 | 2116.1572 | 0.002248 | 19 | Industrial_2026_Economic_million_m3_Before Competition Groups_19 | Ventilation Optimization (Gas) | 0.2248% | 0 | 4.7572 | Industrial_2026_Economic_million_m3_Before Competition Groups_Ventilation Optimization (Gas)
Industrial | Ind ¦ Solar Walls | 2026 | Economic | million_m3 | Before Competition Groups | 4.68 | 0 | 0 | 2116.1572 | 0.0022115 | 20 | Industrial_2026_Economic_million_m3_Before Competition Groups_20 | Solar Walls | 0.2212% | 0 | 4.68 | Industrial_2026_Economic_million_m3_Before Competition Groups_Solar Walls
Industrial | Ind ¦ HE HVAC Units | 2026 | Economic | million_m3 | Before Competition Groups | 1.3809 | 0 | 0 | 2116.1572 | 0.00065255 | 21 | Industrial_2026_Economic_million_m3_Before Competition Groups_21 | HE HVAC Units | 0.06525% | 0 | 1.3809 | Industrial_2026_Economic_million_m3_Before Competition Groups_HE HVAC Units
Industrial | Ind ¦ Process Heat Recovery (Gas) - HVAC | 2026 | Economic | million_m3 | Before Competition Groups | 1.0137 | 0 | 0 | 2116.1572 | 0.00047905 | 22 | Industrial_2026_Economic_million_m3_Before Competition Groups_22 | Process Heat Recovery (Gas) - HVAC | 0.0479% | 0 | 1.0137 | Industrial_2026_Economic_million_m3_Before Competition Groups_Process Heat Recovery (Gas) - HVAC
Industrial | Ind ¦ Insulation - Steam - Direct | 2026 | Economic | million_m3 | Before Competition Groups | 0.67583 | 0 | 0 | 2116.1572 | 0.00031937 | 23 | Industrial_2026_Economic_million_m3_Before Competition Groups_23 | Insulation - Steam - Direct | 0.03194% | 0 | 0.67583 | Industrial_2026_Economic_million_m3_Before Competition Groups_Insulation - Steam - Direct
Industrial | Ind ¦ Insulation - Steam - HVAC | 2026 | Economic | million_m3 | Before Competition Groups | 0.14055 | 0 | 0 | 2116.1572 | 6.6417e-05 | 24 | Industrial_2026_Economic_million_m3_Before Competition Groups_24 | Insulation - Steam - HVAC | 0.006642% | 0 | 0.14055 | Industrial_2026_Economic_million_m3_Before Competition Groups_Insulation - Steam - HVAC
Industrial | Ind ¦ High Efficiency Furnaces | 2026 | Economic | million_m3 | Before Competition Groups | 0 | 0 | 0 | 2116.1572 | 0 | 25 | Industrial_2026_Economic_million_m3_Before Competition Groups_25 | High Efficiency Furnaces | 0% | 0 | 0 | Industrial_2026_Economic_million_m3_Before Competition Groups_High Efficiency Furnaces
Industrial | Ind ¦ Steam Trap Repair | 2026 | Economic | million_m3 | Before Competition Groups | 0 | 0 | 0 | 2116.1572 | 0 | 26 | Industrial_2026_Economic_million_m3_Before Competition Groups_26 | Steam Trap Repair | 0% | 0 | 0 | Industrial_2026_Economic_million_m3_Before Competition Groups_Steam Trap Repair
Industrial | Ind ¦ Boiler Upgrade | 2026 | SC A | million_m3 | Before Competition Groups | 111.1225 | 0 | 0 | 366.6196 | 0.3031 | 1 | Industrial_2026_SC A_million_m3_Before Competition Groups_1 | Boiler Upgrade | 30.31% | 0 | 111.1225 | Industrial_2026_SC A_million_m3_Before Competition Groups_Boiler Upgrade
Industrial | Ind ¦ Process Heat Improvements | 2026 | SC A | million_m3 | Before Competition Groups | 88.7243 | 0 | 0 | 366.6196 | 0.24201 | 2 | Industrial_2026_SC A_million_m3_Before Competition Groups_2 | Process Heat Improvements | 24.2% | 0 | 88.7243 | Industrial_2026_SC A_million_m3_Before Competition Groups_Process Heat Improvements
Industrial | Ind ¦ Recommissioning | 2026 | SC A | million_m3 | Before Competition Groups | 38.2114 | 0 | 0 | 366.6196 | 0.10423 | 3 | Industrial_2026_SC A_million_m3_Before Competition Groups_3 | Recommissioning | 10.42% | 0 | 38.2114 | Industrial_2026_SC A_million_m3_Before Competition Groups_Recommissioning
Industrial | Ind ¦ Greenhouse Envelope Improvements | 2026 | SC A | million_m3 | Before Competition Groups | 33.6754 | 0 | 0 | 366.6196 | 0.091854 | 4 | Industrial_2026_SC A_million_m3_Before Competition Groups_4 | Greenhouse Envelope Improvements | 9.185% | 0 | 33.6754 | Industrial_2026_SC A_million_m3_Before Competition Groups_Greenhouse Envelope Improvements
Industrial | Ind ¦ Process Heat Recovery (Gas) | 2026 | SC A | million_m3 | Before Competition Groups | 26.6699 | 0 | 0 | 366.6196 | 0.072745 | 5 | Industrial_2026_SC A_million_m3_Before Competition Groups_5 | Process Heat Recovery (Gas) | 7.275% | 0 | 26.6699 | Industrial_2026_SC A_million_m3_Before Competition Groups_Process Heat Recovery (Gas)
Industrial | Ind ¦ Improved Controls -Process Heating Gas | 2026 | SC A | million_m3 | Before Competition Groups | 25.035 | 0 | 0 | 366.6196 | 0.068286 | 6 | Industrial_2026_SC A_million_m3_Before Competition Groups_6 | Improved Controls -Process Heating Gas | 6.829% | 0 | 25.035 | Industrial_2026_SC A_million_m3_Before Competition Groups_Improved Controls -Process Heating Gas
Industrial | Ind ¦ Insulation - Steam | 2026 | SC A | million_m3 | Before Competition Groups | 8.2664 | 0 | 0 | 366.6196 | 0.022548 | 7 | Industrial_2026_SC A_million_m3_Before Competition Groups_7 | Insulation - Steam | 2.255% | 0 | 8.2664 | Industrial_2026_SC A_million_m3_Before Competition Groups_Insulation - Steam
Industrial | Ind ¦ Direct Contact Water Heaters | 2026 | SC A | million_m3 | Before Competition Groups | 6.3504 | 0 | 0 | 366.6196 | 0.017322 | 8 | Industrial_2026_SC A_million_m3_Before Competition Groups_8 | Direct Contact Water Heaters | 1.732% | 0 | 6.3504 | Industrial_2026_SC A_million_m3_Before Competition Groups_Direct Contact Water Heaters
Industrial | Ind ¦ Steam Turbine Optimization | 2026 | SC A | million_m3 | Before Competition Groups | 4.5754 | 0 | 0 | 366.6196 | 0.01248 | 9 | Industrial_2026_SC A_million_m3_Before Competition Groups_9 | Steam Turbine Optimization | 1.248% | 0 | 4.5754 | Industrial_2026_SC A_million_m3_Before Competition Groups_Steam Turbine Optimization
Industrial | Ind ¦ High Efficiency HVAC Fans (Gas) | 2026 | SC A | million_m3 | Before Competition Groups | 4.3493 | 0 | 0 | 366.6196 | 0.011863 | 10 | Industrial_2026_SC A_million_m3_Before Competition Groups_10 | High Efficiency HVAC Fans (Gas) | 1.186% | 0 | 4.3493 | Industrial_2026_SC A_million_m3_Before Competition Groups_High Efficiency HVAC Fans (Gas)
Industrial | Ind ¦ Insulation - Steam (AG) | 2026 | SC A | million_m3 | Before Competition Groups | 4.2997 | 0 | 0 | 366.6196 | 0.011728 | 11 | Industrial_2026_SC A_million_m3_Before Competition Groups_11 | Insulation - Steam (AG) | 1.173% | 0 | 4.2997 | Industrial_2026_SC A_million_m3_Before Competition Groups_Insulation - Steam (AG)
Industrial | Ind ¦ High Efficiency Burners | 2026 | SC A | million_m3 | Before Competition Groups | 4.226 | 0 | 0 | 366.6196 | 0.011527 | 12 | Industrial_2026_SC A_million_m3_Before Competition Groups_12 | High Efficiency Burners | 1.153% | 0 | 4.226 | Industrial_2026_SC A_million_m3_Before Competition Groups_High Efficiency Burners
Industrial | Ind ¦ Gas Turbine Optimization | 2026 | SC A | million_m3 | Before Competition Groups | 3.3559 | 0 | 0 | 366.6196 | 0.0091535 | 13 | Industrial_2026_SC A_million_m3_Before Competition Groups_13 | Gas Turbine Optimization | 0.9154% | 0 | 3.3559 | Industrial_2026_SC A_million_m3_Before Competition Groups_Gas Turbine Optimization
Industrial | Ind ¦ Air Compressor Heat Recovery | 2026 | SC A | million_m3 | Before Competition Groups | 2.5181 | 0 | 0 | 366.6196 | 0.0068684 | 14 | Industrial_2026_SC A_million_m3_Before Competition Groups_14 | Air Compressor Heat Recovery | 0.6868% | 0 | 2.5181 | Industrial_2026_SC A_million_m3_Before Competition Groups_Air Compressor Heat Recovery
Industrial | Ind ¦ Ventilation Optimization (Gas) | 2026 | SC A | million_m3 | Before Competition Groups | 2.4998 | 0 | 0 | 366.6196 | 0.0068185 | 15 | Industrial_2026_SC A_million_m3_Before Competition Groups_15 | Ventilation Optimization (Gas) | 0.6818% | 0 | 2.4998 | Industrial_2026_SC A_million_m3_Before Competition Groups_Ventilation Optimization (Gas)
Industrial | Ind ¦ HE Stock Tank | 2026 | SC A | million_m3 | Before Competition Groups | 1.1309 | 0 | 0 | 366.6196 | 0.0030847 | 16 | Industrial_2026_SC A_million_m3_Before Competition Groups_16 | HE Stock Tank | 0.3085% | 0 | 1.1309 | Industrial_2026_SC A_million_m3_Before Competition Groups_HE Stock Tank
Industrial | Ind ¦ Process Optimization (Gas) | 2026 | SC A | million_m3 | Before Competition Groups | 0.76385 | 0 | 0 | 366.6196 | 0.0020835 | 17 | Industrial_2026_SC A_million_m3_Before Competition Groups_17 | Process Optimization (Gas) | 0.2083% | 0 | 0.76385 | Industrial_2026_SC A_million_m3_Before Competition Groups_Process Optimization (Gas)
Industrial | Ind ¦ VAV Conversion Project (Gas) | 2026 | SC A | million_m3 | Before Competition Groups | 0.33601 | 0 | 0 | 366.6196 | 0.00091651 | 18 | Industrial_2026_SC A_million_m3_Before Competition Groups_18 | VAV Conversion Project (Gas) | 0.09165% | 0 | 0.33601 | Industrial_2026_SC A_million_m3_Before Competition Groups_VAV Conversion Project (Gas)
Industrial | Ind ¦ HE HVAC Controls | 2026 | SC A | million_m3 | Before Competition Groups | 0.23192 | 0 | 0 | 366.6196 | 0.00063258 | 19 | Industrial_2026_SC A_million_m3_Before Competition Groups_19 | HE HVAC Controls | 0.06326% | 0 | 0.23192 | Industrial_2026_SC A_million_m3_Before Competition Groups_HE HVAC Controls
Industrial | Ind ¦ Insulation - Steam - Direct | 2026 | SC A | million_m3 | Before Competition Groups | 0.12499 | 0 | 0 | 366.6196 | 0.00034092 | 20 | Industrial_2026_SC A_million_m3_Before Competition Groups_20 | Insulation - Steam - Direct | 0.03409% | 0 | 0.12499 | Industrial_2026_SC A_million_m3_Before Competition Groups_Insulation - Steam - Direct
Industrial | Ind ¦ Process Heat Recovery (Gas) - HVAC | 2026 | SC A | million_m3 | Before Competition Groups | 0.10648 | 0 | 0 | 366.6196 | 0.00029045 | 21 | Industrial_2026_SC A_million_m3_Before Competition Groups_21 | Process Heat Recovery (Gas) - HVAC | 0.02905% | 0 | 0.10648 | Industrial_2026_SC A_million_m3_Before Competition Groups_Process Heat Recovery (Gas) - HVAC
Industrial | Ind ¦ Insulation - Steam - HVAC | 2026 | SC A | million_m3 | Before Competition Groups | 0.030751 | 0 | 0 | 366.6196 | 8.3876e-05 | 22 | Industrial_2026_SC A_million_m3_Before Competition Groups_22 | Insulation - Steam - HVAC | 0.008388% | 0 | 0.030751 | Industrial_2026_SC A_million_m3_Before Competition Groups_Insulation - Steam - HVAC
Industrial | Ind ¦ HE HVAC Units | 2026 | SC A | million_m3 | Before Competition Groups | 0.012267 | 0 | 0 | 366.6196 | 3.346e-05 | 23 | Industrial_2026_SC A_million_m3_Before Competition Groups_23 | HE HVAC Units | 0.003346% | 0 | 0.012267 | Industrial_2026_SC A_million_m3_Before Competition Groups_HE HVAC Units
Industrial | Ind ¦ Solar Walls | 2026 | SC A | million_m3 | Before Competition Groups | 0.0031456 | 0 | 0 | 366.6196 | 8.5801e-06 | 24 | Industrial_2026_SC A_million_m3_Before Competition Groups_24 | Solar Walls | 0.000858% | 0 | 0.0031456 | Industrial_2026_SC A_million_m3_Before Competition Groups_Solar Walls
Industrial | Ind ¦ High Efficiency Furnaces | 2026 | SC A | million_m3 | Before Competition Groups | 0 | 0 | 0 | 366.6196 | 0 | 25 | Industrial_2026_SC A_million_m3_Before Competition Groups_25 | High Efficiency Furnaces | 0% | 0 | 0 | Industrial_2026_SC A_million_m3_Before Competition Groups_High Efficiency Furnaces
Industrial | Ind ¦ Steam Trap Repair | 2026 | SC A | million_m3 | Before Competition Groups | 0 | 0 | 0 | 366.6196 | 0 | 26 | Industrial_2026_SC A_million_m3_Before Competition Groups_26 | Steam Trap Repair | 0% | 0 | 0 | Industrial_2026_SC A_million_m3_Before Competition Groups_Steam Trap Repair
Industrial | Ind ¦ Process Heat Improvements | 2026 | SC B | million_m3 | Before Competition Groups | 283.3787 | 0 | 0 | 987.9768 | 0.28683 | 1 | Industrial_2026_SC B_million_m3_Before Competition Groups_1 | Process Heat Improvements | 28.68% | 0 | 283.3787 | Industrial_2026_SC B_million_m3_Before Competition Groups_Process Heat Improvements
Industrial | Ind ¦ Boiler Upgrade | 2026 | SC B | million_m3 | Before Competition Groups | 159.1922 | 0 | 0 | 987.9768 | 0.16113 | 2 | Industrial_2026_SC B_million_m3_Before Competition Groups_2 | Boiler Upgrade | 16.11% | 0 | 159.1922 | Industrial_2026_SC B_million_m3_Before Competition Groups_Boiler Upgrade
Industrial | Ind ¦ Process Heat Recovery (Gas) | 2026 | SC B | million_m3 | Before Competition Groups | 149.1006 | 0 | 0 | 987.9768 | 0.15092 | 3 | Industrial_2026_SC B_million_m3_Before Competition Groups_3 | Process Heat Recovery (Gas) | 15.09% | 0 | 149.1006 | Industrial_2026_SC B_million_m3_Before Competition Groups_Process Heat Recovery (Gas)
Industrial | Ind ¦ Recommissioning | 2026 | SC B | million_m3 | Before Competition Groups | 108.825 | 0 | 0 | 987.9768 | 0.11015 | 4 | Industrial_2026_SC B_million_m3_Before Competition Groups_4 | Recommissioning | 11.01% | 0 | 108.825 | Industrial_2026_SC B_million_m3_Before Competition Groups_Recommissioning
Industrial | Ind ¦ Improved Controls -Process Heating Gas | 2026 | SC B | million_m3 | Before Competition Groups | 68.1353 | 0 | 0 | 987.9768 | 0.068965 | 5 | Industrial_2026_SC B_million_m3_Before Competition Groups_5 | Improved Controls -Process Heating Gas | 6.896% | 0 | 68.1353 | Industrial_2026_SC B_million_m3_Before Competition Groups_Improved Controls -Process Heating Gas
Industrial | Ind ¦ High Efficiency Burners | 2026 | SC B | million_m3 | Before Competition Groups | 53.9634 | 0 | 0 | 987.9768 | 0.05462 | 6 | Industrial_2026_SC B_million_m3_Before Competition Groups_6 | High Efficiency Burners | 5.462% | 0 | 53.9634 | Industrial_2026_SC B_million_m3_Before Competition Groups_High Efficiency Burners
Industrial | Ind ¦ Greenhouse Envelope Improvements | 2026 | SC B | million_m3 | Before Competition Groups | 46.6112 | 0 | 0 | 987.9768 | 0.047178 | 7 | Industrial_2026_SC B_million_m3_Before Competition Groups_7 | Greenhouse Envelope Improvements | 4.718% | 0 | 46.6112 | Industrial_2026_SC B_million_m3_Before Competition Groups_Greenhouse Envelope Improvements
Industrial | Ind ¦ Insulation - Steam | 2026 | SC B | million_m3 | Before Competition Groups | 21.0153 | 0 | 0 | 987.9768 | 0.021271 | 8 | Industrial_2026_SC B_million_m3_Before Competition Groups_8 | Insulation - Steam | 2.127% | 0 | 21.0153 | Industrial_2026_SC B_million_m3_Before Competition Groups_Insulation - Steam
Industrial | Ind ¦ High Efficiency HVAC Fans (Gas) | 2026 | SC B | million_m3 | Before Competition Groups | 18.2265 | 0 | 0 | 987.9768 | 0.018448 | 9 | Industrial_2026_SC B_million_m3_Before Competition Groups_9 | High Efficiency HVAC Fans (Gas) | 1.845% | 0 | 18.2265 | Industrial_2026_SC B_million_m3_Before Competition Groups_High Efficiency HVAC Fans (Gas)
Industrial | Ind ¦ VAV Conversion Project (Gas) | 2026 | SC B | million_m3 | Before Competition Groups | 17.8734 | 0 | 0 | 987.9768 | 0.018091 | 10 | Industrial_2026_SC B_million_m3_Before Competition Groups_10 | VAV Conversion Project (Gas) | 1.809% | 0 | 17.8734 | Industrial_2026_SC B_million_m3_Before Competition Groups_VAV Conversion Project (Gas)
Industrial | Ind ¦ HE HVAC Controls | 2026 | SC B | million_m3 | Before Competition Groups | 12.6261 | 0 | 0 | 987.9768 | 0.01278 | 11 | Industrial_2026_SC B_million_m3_Before Competition Groups_11 | HE HVAC Controls | 1.278% | 0 | 12.6261 | Industrial_2026_SC B_million_m3_Before Competition Groups_HE HVAC Controls
Industrial | Ind ¦ Direct Contact Water Heaters | 2026 | SC B | million_m3 | Before Competition Groups | 12.0197 | 0 | 0 | 987.9768 | 0.012166 | 12 | Industrial_2026_SC B_million_m3_Before Competition Groups_12 | Direct Contact Water Heaters | 1.217% | 0 | 12.0197 | Industrial_2026_SC B_million_m3_Before Competition Groups_Direct Contact Water Heaters
Industrial | Ind ¦ Insulation - Steam (AG) | 2026 | SC B | million_m3 | Before Competition Groups | 10.7559 | 0 | 0 | 987.9768 | 0.010887 | 13 | Industrial_2026_SC B_million_m3_Before Competition Groups_13 | Insulation - Steam (AG) | 1.089% | 0 | 10.7559 | Industrial_2026_SC B_million_m3_Before Competition Groups_Insulation - Steam (AG)
Industrial | Ind ¦ Air Compressor Heat Recovery | 2026 | SC B | million_m3 | Before Competition Groups | 7.8273 | 0 | 0 | 987.9768 | 0.0079225 | 14 | Industrial_2026_SC B_million_m3_Before Competition Groups_14 | Air Compressor Heat Recovery | 0.7923% | 0 | 7.8273 | Industrial_2026_SC B_million_m3_Before Competition Groups_Air Compressor Heat Recovery
Industrial | Ind ¦ Steam Turbine Optimization | 2026 | SC B | million_m3 | Before Competition Groups | 4.6906 | 0 | 0 | 987.9768 | 0.0047476 | 15 | Industrial_2026_SC B_million_m3_Before Competition Groups_15 | Steam Turbine Optimization | 0.4748% | 0 | 4.6906 | Industrial_2026_SC B_million_m3_Before Competition Groups_Steam Turbine Optimization
Industrial | Ind ¦ Gas Turbine Optimization | 2026 | SC B | million_m3 | Before Competition Groups | 3.5179 | 0 | 0 | 987.9768 | 0.0035607 | 16 | Industrial_2026_SC B_million_m3_Before Competition Groups_16 | Gas Turbine Optimization | 0.3561% | 0 | 3.5179 | Industrial_2026_SC B_million_m3_Before Competition Groups_Gas Turbine Optimization
Industrial | Ind ¦ HE Stock Tank | 2026 | SC B | million_m3 | Before Competition Groups | 2.894 | 0 | 0 | 987.9768 | 0.0029292 | 17 | Industrial_2026_SC B_million_m3_Before Competition Groups_17 | HE Stock Tank | 0.2929% | 0 | 2.894 | Industrial_2026_SC B_million_m3_Before Competition Groups_HE Stock Tank
Industrial | Ind ¦ Ventilation Optimization (Gas) | 2026 | SC B | million_m3 | Before Competition Groups | 2.4998 | 0 | 0 | 987.9768 | 0.0025302 | 18 | Industrial_2026_SC B_million_m3_Before Competition Groups_18 | Ventilation Optimization (Gas) | 0.253% | 0 | 2.4998 | Industrial_2026_SC B_million_m3_Before Competition Groups_Ventilation Optimization (Gas)
Industrial | Ind ¦ Solar Walls | 2026 | SC B | million_m3 | Before Competition Groups | 2.4108 | 0 | 0 | 987.9768 | 0.0024402 | 19 | Industrial_2026_SC B_million_m3_Before Competition Groups_19 | Solar Walls | 0.244% | 0 | 2.4108 | Industrial_2026_SC B_million_m3_Before Competition Groups_Solar Walls
Industrial | Ind ¦ Process Optimization (Gas) | 2026 | SC B | million_m3 | Before Competition Groups | 0.76385 | 0 | 0 | 987.9768 | 0.00077314 | 20 | Industrial_2026_SC B_million_m3_Before Competition Groups_20 | Process Optimization (Gas) | 0.07731% | 0 | 0.76385 | Industrial_2026_SC B_million_m3_Before Competition Groups_Process Optimization (Gas)
Industrial | Ind ¦ HE HVAC Units | 2026 | SC B | million_m3 | Before Competition Groups | 0.69659 | 0 | 0 | 987.9768 | 0.00070507 | 21 | Industrial_2026_SC B_million_m3_Before Competition Groups_21 | HE HVAC Units | 0.07051% | 0 | 0.69659 | Industrial_2026_SC B_million_m3_Before Competition Groups_HE HVAC Units
Industrial | Ind ¦ Process Heat Recovery (Gas) - HVAC | 2026 | SC B | million_m3 | Before Competition Groups | 0.55483 | 0 | 0 | 987.9768 | 0.00056158 | 22 | Industrial_2026_SC B_million_m3_Before Competition Groups_22 | Process Heat Recovery (Gas) - HVAC | 0.05616% | 0 | 0.55483 | Industrial_2026_SC B_million_m3_Before Competition Groups_Process Heat Recovery (Gas) - HVAC
Industrial | Ind ¦ Insulation - Steam - Direct | 2026 | SC B | million_m3 | Before Competition Groups | 0.32108 | 0 | 0 | 987.9768 | 0.00032499 | 23 | Industrial_2026_SC B_million_m3_Before Competition Groups_23 | Insulation - Steam - Direct | 0.0325% | 0 | 0.32108 | Industrial_2026_SC B_million_m3_Before Competition Groups_Insulation - Steam - Direct
Industrial | Ind ¦ Insulation - Steam - HVAC | 2026 | SC B | million_m3 | Before Competition Groups | 0.076925 | 0 | 0 | 987.9768 | 7.7861e-05 | 24 | Industrial_2026_SC B_million_m3_Before Competition Groups_24 | Insulation - Steam - HVAC | 0.007786% | 0 | 0.076925 | Industrial_2026_SC B_million_m3_Before Competition Groups_Insulation - Steam - HVAC
Industrial | Ind ¦ High Efficiency Furnaces | 2026 | SC B | million_m3 | Before Competition Groups | 0 | 0 | 0 | 987.9768 | 0 | 25 | Industrial_2026_SC B_million_m3_Before Competition Groups_25 | High Efficiency Furnaces | 0% | 0 | 0 | Industrial_2026_SC B_million_m3_Before Competition Groups_High Efficiency Furnaces
Industrial | Ind ¦ Steam Trap Repair | 2026 | SC B | million_m3 | Before Competition Groups | 0 | 0 | 0 | 987.9768 | 0 | 26 | Industrial_2026_SC B_million_m3_Before Competition Groups_26 | Steam Trap Repair | 0% | 0 | 0 | Industrial_2026_SC B_million_m3_Before Competition Groups_Steam Trap Repair
Industrial | Ind ¦ Boiler Upgrade | 2026 | SC C | million_m3 | Before Competition Groups | 159.1922 | 0 | 0 | 492.1171 | 0.32348 | 1 | Industrial_2026_SC C_million_m3_Before Competition Groups_1 | Boiler Upgrade | 32.35% | 0 | 159.1922 | Industrial_2026_SC C_million_m3_Before Competition Groups_Boiler Upgrade
Industrial | Ind ¦ Process Heat Improvements | 2026 | SC C | million_m3 | Before Competition Groups | 110.7548 | 0 | 0 | 492.1171 | 0.22506 | 2 | Industrial_2026_SC C_million_m3_Before Competition Groups_2 | Process Heat Improvements | 22.51% | 0 | 110.7548 | Industrial_2026_SC C_million_m3_Before Competition Groups_Process Heat Improvements
Industrial | Ind ¦ Process Heat Recovery (Gas) | 2026 | SC C | million_m3 | Before Competition Groups | 57.9183 | 0 | 0 | 492.1171 | 0.11769 | 3 | Industrial_2026_SC C_million_m3_Before Competition Groups_3 | Process Heat Recovery (Gas) | 11.77% | 0 | 57.9183 | Industrial_2026_SC C_million_m3_Before Competition Groups_Process Heat Recovery (Gas)
Industrial | Ind ¦ Recommissioning | 2026 | SC C | million_m3 | Before Competition Groups | 42.3469 | 0 | 0 | 492.1171 | 0.08605 | 4 | Industrial_2026_SC C_million_m3_Before Competition Groups_4 | Recommissioning | 8.605% | 0 | 42.3469 | Industrial_2026_SC C_million_m3_Before Competition Groups_Recommissioning
Industrial | Ind ¦ Greenhouse Envelope Improvements | 2026 | SC C | million_m3 | Before Competition Groups | 33.6754 | 0 | 0 | 492.1171 | 0.06843 | 5 | Industrial_2026_SC C_million_m3_Before Competition Groups_5 | Greenhouse Envelope Improvements | 6.843% | 0 | 33.6754 | Industrial_2026_SC C_million_m3_Before Competition Groups_Greenhouse Envelope Improvements
Industrial | Ind ¦ Improved Controls -Process Heating Gas | 2026 | SC C | million_m3 | Before Competition Groups | 26.6644 | 0 | 0 | 492.1171 | 0.054183 | 6 | Industrial_2026_SC C_million_m3_Before Competition Groups_6 | Improved Controls -Process Heating Gas | 5.418% | 0 | 26.6644 | Industrial_2026_SC C_million_m3_Before Competition Groups_Improved Controls -Process Heating Gas
Industrial | Ind ¦ High Efficiency Burners | 2026 | SC C | million_m3 | Before Competition Groups | 18.7609 | 0 | 0 | 492.1171 | 0.038123 | 7 | Industrial_2026_SC C_million_m3_Before Competition Groups_7 | High Efficiency Burners | 3.812% | 0 | 18.7609 | Industrial_2026_SC C_million_m3_Before Competition Groups_High Efficiency Burners
Industrial | Ind ¦ Insulation - Steam | 2026 | SC C | million_m3 | Before Competition Groups | 8.2664 | 0 | 0 | 492.1171 | 0.016798 | 8 | Industrial_2026_SC C_million_m3_Before Competition Groups_8 | Insulation - Steam | 1.68% | 0 | 8.2664 | Industrial_2026_SC C_million_m3_Before Competition Groups_Insulation - Steam
Industrial | Ind ¦ High Efficiency HVAC Fans (Gas) | 2026 | SC C | million_m3 | Before Competition Groups | 6.499 | 0 | 0 | 492.1171 | 0.013206 | 9 | Industrial_2026_SC C_million_m3_Before Competition Groups_9 | High Efficiency HVAC Fans (Gas) | 1.321% | 0 | 6.499 | Industrial_2026_SC C_million_m3_Before Competition Groups_High Efficiency HVAC Fans (Gas)
Industrial | Ind ¦ Direct Contact Water Heaters | 2026 | SC C | million_m3 | Before Competition Groups | 6.3504 | 0 | 0 | 492.1171 | 0.012904 | 10 | Industrial_2026_SC C_million_m3_Before Competition Groups_10 | Direct Contact Water Heaters | 1.29% | 0 | 6.3504 | Industrial_2026_SC C_million_m3_Before Competition Groups_Direct Contact Water Heaters
Industrial | Ind ¦ Steam Turbine Optimization | 2026 | SC C | million_m3 | Before Competition Groups | 4.6906 | 0 | 0 | 492.1171 | 0.0095314 | 11 | Industrial_2026_SC C_million_m3_Before Competition Groups_11 | Steam Turbine Optimization | 0.9531% | 0 | 4.6906 | Industrial_2026_SC C_million_m3_Before Competition Groups_Steam Turbine Optimization
Industrial | Ind ¦ Insulation - Steam (AG) | 2026 | SC C | million_m3 | Before Competition Groups | 4.2997 | 0 | 0 | 492.1171 | 0.0087371 | 12 | Industrial_2026_SC C_million_m3_Before Competition Groups_12 | Insulation - Steam (AG) | 0.8737% | 0 | 4.2997 | Industrial_2026_SC C_million_m3_Before Competition Groups_Insulation - Steam (AG)
Industrial | Ind ¦ Gas Turbine Optimization | 2026 | SC C | million_m3 | Before Competition Groups | 3.5179 | 0 | 0 | 492.1171 | 0.0071485 | 13 | Industrial_2026_SC C_million_m3_Before Competition Groups_13 | Gas Turbine Optimization | 0.7149% | 0 | 3.5179 | Industrial_2026_SC C_million_m3_Before Competition Groups_Gas Turbine Optimization
Industrial | Ind ¦ Air Compressor Heat Recovery | 2026 | SC C | million_m3 | Before Competition Groups | 3.0886 | 0 | 0 | 492.1171 | 0.0062761 | 14 | Industrial_2026_SC C_million_m3_Before Competition Groups_14 | Air Compressor Heat Recovery | 0.6276% | 0 | 3.0886 | Industrial_2026_SC C_million_m3_Before Competition Groups_Air Compressor Heat Recovery
Industrial | Ind ¦ Ventilation Optimization (Gas) | 2026 | SC C | million_m3 | Before Competition Groups | 2.4998 | 0 | 0 | 492.1171 | 0.0050796 | 15 | Industrial_2026_SC C_million_m3_Before Competition Groups_15 | Ventilation Optimization (Gas) | 0.508% | 0 | 2.4998 | Industrial_2026_SC C_million_m3_Before Competition Groups_Ventilation Optimization (Gas)
Industrial | Ind ¦ HE Stock Tank | 2026 | SC C | million_m3 | Before Competition Groups | 1.131 | 0 | 0 | 492.1171 | 0.0022983 | 16 | Industrial_2026_SC C_million_m3_Before Competition Groups_16 | HE Stock Tank | 0.2298% | 0 | 1.131 | Industrial_2026_SC C_million_m3_Before Competition Groups_HE Stock Tank
Industrial | Ind ¦ VAV Conversion Project (Gas) | 2026 | SC C | million_m3 | Before Competition Groups | 0.84816 | 0 | 0 | 492.1171 | 0.0017235 | 17 | Industrial_2026_SC C_million_m3_Before Competition Groups_17 | VAV Conversion Project (Gas) | 0.1723% | 0 | 0.84816 | Industrial_2026_SC C_million_m3_Before Competition Groups_VAV Conversion Project (Gas)
Industrial | Ind ¦ Process Optimization (Gas) | 2026 | SC C | million_m3 | Before Competition Groups | 0.76385 | 0 | 0 | 492.1171 | 0.0015522 | 18 | Industrial_2026_SC C_million_m3_Before Competition Groups_18 | Process Optimization (Gas) | 0.1552% | 0 | 0.76385 | Industrial_2026_SC C_million_m3_Before Competition Groups_Process Optimization (Gas)
Industrial | Ind ¦ HE HVAC Controls | 2026 | SC C | million_m3 | Before Competition Groups | 0.44073 | 0 | 0 | 492.1171 | 0.00089558 | 19 | Industrial_2026_SC C_million_m3_Before Competition Groups_19 | HE HVAC Controls | 0.08956% | 0 | 0.44073 | Industrial_2026_SC C_million_m3_Before Competition Groups_HE HVAC Controls
Industrial | Ind ¦ Process Heat Recovery (Gas) - HVAC | 2026 | SC C | million_m3 | Before Competition Groups | 0.21991 | 0 | 0 | 492.1171 | 0.00044686 | 20 | Industrial_2026_SC C_million_m3_Before Competition Groups_20 | Process Heat Recovery (Gas) - HVAC | 0.04469% | 0 | 0.21991 | Industrial_2026_SC C_million_m3_Before Competition Groups_Process Heat Recovery (Gas) - HVAC
Industrial | Ind ¦ Insulation - Steam - Direct | 2026 | SC C | million_m3 | Before Competition Groups | 0.12499 | 0 | 0 | 492.1171 | 0.00025398 | 21 | Industrial_2026_SC C_million_m3_Before Competition Groups_21 | Insulation - Steam - Direct | 0.0254% | 0 | 0.12499 | Industrial_2026_SC C_million_m3_Before Competition Groups_Insulation - Steam - Direct
Industrial | Ind ¦ Insulation - Steam - HVAC | 2026 | SC C | million_m3 | Before Competition Groups | 0.030751 | 0 | 0 | 492.1171 | 6.2487e-05 | 22 | Industrial_2026_SC C_million_m3_Before Competition Groups_22 | Insulation - Steam - HVAC | 0.006249% | 0 | 0.030751 | Industrial_2026_SC C_million_m3_Before Competition Groups_Insulation - Steam - HVAC
Industrial | Ind ¦ HE HVAC Units | 2026 | SC C | million_m3 | Before Competition Groups | 0.023255 | 0 | 0 | 492.1171 | 4.7255e-05 | 23 | Industrial_2026_SC C_million_m3_Before Competition Groups_23 | HE HVAC Units | 0.004726% | 0 | 0.023255 | Industrial_2026_SC C_million_m3_Before Competition Groups_HE HVAC Units
Industrial | Ind ¦ Solar Walls | 2026 | SC C | million_m3 | Before Competition Groups | 0.0093276 | 0 | 0 | 492.1171 | 1.8954e-05 | 24 | Industrial_2026_SC C_million_m3_Before Competition Groups_24 | Solar Walls | 0.001895% | 0 | 0.0093276 | Industrial_2026_SC C_million_m3_Before Competition Groups_Solar Walls
Industrial | Ind ¦ High Efficiency Furnaces | 2026 | SC C | million_m3 | Before Competition Groups | 0 | 0 | 0 | 492.1171 | 0 | 25 | Industrial_2026_SC C_million_m3_Before Competition Groups_25 | High Efficiency Furnaces | 0% | 0 | 0 | Industrial_2026_SC C_million_m3_Before Competition Groups_High Efficiency Furnaces
Industrial | Ind ¦ Steam Trap Repair | 2026 | SC C | million_m3 | Before Competition Groups | 0 | 0 | 0 | 492.1171 | 0 | 26 | Industrial_2026_SC C_million_m3_Before Competition Groups_26 | Steam Trap Repair | 0% | 0 | 0 | Industrial_2026_SC C_million_m3_Before Competition Groups_Steam Trap Repair
Industrial | Ind ¦ Process Heat Improvements | 2026 | Technical | million_m3 | Before Competition Groups | 729.5776 | 0 | 0 | 2247.2856 | 0.32465 | 1 | Industrial_2026_Technical_million_m3_Before Competition Groups_1 | Process Heat Improvements | 32.46% | 0 | 729.5776 | Industrial_2026_Technical_million_m3_Before Competition Groups_Process Heat Improvements
Industrial | Ind ¦ Process Heat Recovery (Gas) | 2026 | Technical | million_m3 | Before Competition Groups | 303.3321 | 0 | 0 | 2247.2856 | 0.13498 | 2 | Industrial_2026_Technical_million_m3_Before Competition Groups_2 | Process Heat Recovery (Gas) | 13.5% | 0 | 303.3321 | Industrial_2026_Technical_million_m3_Before Competition Groups_Process Heat Recovery (Gas)
Industrial | Ind ¦ Boiler Upgrade | 2026 | Technical | million_m3 | Before Competition Groups | 274.784 | 0 | 0 | 2247.2856 | 0.12227 | 3 | Industrial_2026_Technical_million_m3_Before Competition Groups_3 | Boiler Upgrade | 12.23% | 0 | 274.784 | Industrial_2026_Technical_million_m3_Before Competition Groups_Boiler Upgrade
Industrial | Ind ¦ Recommissioning | 2026 | Technical | million_m3 | Before Competition Groups | 218.3228 | 0 | 0 | 2247.2856 | 0.09715 | 4 | Industrial_2026_Technical_million_m3_Before Competition Groups_4 | Recommissioning | 9.715% | 0 | 218.3228 | Industrial_2026_Technical_million_m3_Before Competition Groups_Recommissioning
Industrial | Ind ¦ Improved Controls -Process Heating Gas | 2026 | Technical | million_m3 | Before Competition Groups | 139.1832 | 0 | 0 | 2247.2856 | 0.061934 | 5 | Industrial_2026_Technical_million_m3_Before Competition Groups_5 | Improved Controls -Process Heating Gas | 6.193% | 0 | 139.1832 | Industrial_2026_Technical_million_m3_Before Competition Groups_Improved Controls -Process Heating Gas
Industrial | Ind ¦ High Efficiency Burners | 2026 | Technical | million_m3 | Before Competition Groups | 137.6915 | 0 | 0 | 2247.2856 | 0.06127 | 6 | Industrial_2026_Technical_million_m3_Before Competition Groups_6 | High Efficiency Burners | 6.127% | 0 | 137.6915 | Industrial_2026_Technical_million_m3_Before Competition Groups_High Efficiency Burners
Industrial | Ind ¦ Greenhouse Envelope Improvements | 2026 | Technical | million_m3 | Before Competition Groups | 72.8745 | 0 | 0 | 2247.2856 | 0.032428 | 7 | Industrial_2026_Technical_million_m3_Before Competition Groups_7 | Greenhouse Envelope Improvements | 3.243% | 0 | 72.8745 | Industrial_2026_Technical_million_m3_Before Competition Groups_Greenhouse Envelope Improvements
Industrial | Ind ¦ Boiler Tune Up | 2026 | Technical | million_m3 | Before Competition Groups | 43.2632 | 0 | 0 | 2247.2856 | 0.019251 | 8 | Industrial_2026_Technical_million_m3_Before Competition Groups_8 | Boiler Tune Up | 1.925% | 0 | 43.2632 | Industrial_2026_Technical_million_m3_Before Competition Groups_Boiler Tune Up
Industrial | Ind ¦ Insulation - Steam | 2026 | Technical | million_m3 | Before Competition Groups | 41.7031 | 0 | 0 | 2247.2856 | 0.018557 | 9 | Industrial_2026_Technical_million_m3_Before Competition Groups_9 | Insulation - Steam | 1.856% | 0 | 41.7031 | Industrial_2026_Technical_million_m3_Before Competition Groups_Insulation - Steam
Industrial | Ind ¦ High Efficiency HVAC Fans (Gas) | 2026 | Technical | million_m3 | Before Competition Groups | 35.9642 | 0 | 0 | 2247.2856 | 0.016003 | 10 | Industrial_2026_Technical_million_m3_Before Competition Groups_10 | High Efficiency HVAC Fans (Gas) | 1.6% | 0 | 35.9642 | Industrial_2026_Technical_million_m3_Before Competition Groups_High Efficiency HVAC Fans (Gas)
Industrial | Ind ¦ VAV Conversion Project (Gas) | 2026 | Technical | million_m3 | Before Competition Groups | 34.6947 | 0 | 0 | 2247.2856 | 0.015439 | 11 | Industrial_2026_Technical_million_m3_Before Competition Groups_11 | VAV Conversion Project (Gas) | 1.544% | 0 | 34.6947 | Industrial_2026_Technical_million_m3_Before Competition Groups_VAV Conversion Project (Gas)
Industrial | Ind ¦ Steam Leak Repairs | 2026 | Technical | million_m3 | Before Competition Groups | 26.2976 | 0 | 0 | 2247.2856 | 0.011702 | 12 | Industrial_2026_Technical_million_m3_Before Competition Groups_12 | Steam Leak Repairs | 1.17% | 0 | 26.2976 | Industrial_2026_Technical_million_m3_Before Competition Groups_Steam Leak Repairs
Industrial | Ind ¦ Direct Contact Water Heaters | 2026 | Technical | million_m3 | Before Competition Groups | 24.3784 | 0 | 0 | 2247.2856 | 0.010848 | 13 | Industrial_2026_Technical_million_m3_Before Competition Groups_13 | Direct Contact Water Heaters | 1.085% | 0 | 24.3784 | Industrial_2026_Technical_million_m3_Before Competition Groups_Direct Contact Water Heaters
Industrial | Ind ¦ HE HVAC Controls | 2026 | Technical | million_m3 | Before Competition Groups | 23.7319 | 0 | 0 | 2247.2856 | 0.01056 | 14 | Industrial_2026_Technical_million_m3_Before Competition Groups_14 | HE HVAC Controls | 1.056% | 0 | 23.7319 | Industrial_2026_Technical_million_m3_Before Competition Groups_HE HVAC Controls
Industrial | Ind ¦ Loading Dock Seals | 2026 | Technical | million_m3 | Before Competition Groups | 23.7319 | 0 | 0 | 2247.2856 | 0.01056 | 15 | Industrial_2026_Technical_million_m3_Before Competition Groups_15 | Loading Dock Seals | 1.056% | 0 | 23.7319 | Industrial_2026_Technical_million_m3_Before Competition Groups_Loading Dock Seals
Industrial | Ind ¦ Steam Trap Repair | 2026 | Technical | million_m3 | Before Competition Groups | 19.9615 | 0 | 0 | 2247.2856 | 0.0088825 | 16 | Industrial_2026_Technical_million_m3_Before Competition Groups_16 | Steam Trap Repair | 0.8883% | 0 | 19.9615 | Industrial_2026_Technical_million_m3_Before Competition Groups_Steam Trap Repair
Industrial | Ind ¦ Insulation - Steam (AG) | 2026 | Technical | million_m3 | Before Competition Groups | 18.3761 | 0 | 0 | 2247.2856 | 0.008177 | 17 | Industrial_2026_Technical_million_m3_Before Competition Groups_17 | Insulation - Steam (AG) | 0.8177% | 0 | 18.3761 | Industrial_2026_Technical_million_m3_Before Competition Groups_Insulation - Steam (AG)
Industrial | Ind ¦ High Efficiency Furnaces | 2026 | Technical | million_m3 | Before Competition Groups | 15.85 | 0 | 0 | 2247.2856 | 0.0070529 | 18 | Industrial_2026_Technical_million_m3_Before Competition Groups_18 | High Efficiency Furnaces | 0.7053% | 0 | 15.85 | Industrial_2026_Technical_million_m3_Before Competition Groups_High Efficiency Furnaces
Industrial | Ind ¦ Air Compressor Heat Recovery | 2026 | Technical | million_m3 | Before Competition Groups | 15.2876 | 0 | 0 | 2247.2856 | 0.0068027 | 19 | Industrial_2026_Technical_million_m3_Before Competition Groups_19 | Air Compressor Heat Recovery | 0.6803% | 0 | 15.2876 | Industrial_2026_Technical_million_m3_Before Competition Groups_Air Compressor Heat Recovery
Industrial | Ind ¦ Steam Turbine Optimization | 2026 | Technical | million_m3 | Before Competition Groups | 9.7481 | 0 | 0 | 2247.2856 | 0.0043377 | 20 | Industrial_2026_Technical_million_m3_Before Competition Groups_20 | Steam Turbine Optimization | 0.4338% | 0 | 9.7481 | Industrial_2026_Technical_million_m3_Before Competition Groups_Steam Turbine Optimization
Industrial | Ind ¦ Process Optimization (Gas) | 2026 | Technical | million_m3 | Before Competition Groups | 8.9846 | 0 | 0 | 2247.2856 | 0.003998 | 21 | Industrial_2026_Technical_million_m3_Before Competition Groups_21 | Process Optimization (Gas) | 0.3998% | 0 | 8.9846 | Industrial_2026_Technical_million_m3_Before Competition Groups_Process Optimization (Gas)
Industrial | Ind ¦ HE Stock Tank | 2026 | Technical | million_m3 | Before Competition Groups | 7.5635 | 0 | 0 | 2247.2856 | 0.0033656 | 22 | Industrial_2026_Technical_million_m3_Before Competition Groups_22 | HE Stock Tank | 0.3366% | 0 | 7.5635 | Industrial_2026_Technical_million_m3_Before Competition Groups_HE Stock Tank
Industrial | Ind ¦ Gas Turbine Optimization | 2026 | Technical | million_m3 | Before Competition Groups | 7.3111 | 0 | 0 | 2247.2856 | 0.0032533 | 23 | Industrial_2026_Technical_million_m3_Before Competition Groups_23 | Gas Turbine Optimization | 0.3253% | 0 | 7.3111 | Industrial_2026_Technical_million_m3_Before Competition Groups_Gas Turbine Optimization
Industrial | Ind ¦ Ventilation Optimization (Gas) | 2026 | Technical | million_m3 | Before Competition Groups | 4.7572 | 0 | 0 | 2247.2856 | 0.0021168 | 24 | Industrial_2026_Technical_million_m3_Before Competition Groups_24 | Ventilation Optimization (Gas) | 0.2117% | 0 | 4.7572 | Industrial_2026_Technical_million_m3_Before Competition Groups_Ventilation Optimization (Gas)
Industrial | Ind ¦ Solar Walls | 2026 | Technical | million_m3 | Before Competition Groups | 4.68 | 0 | 0 | 2247.2856 | 0.0020825 | 25 | Industrial_2026_Technical_million_m3_Before Competition Groups_25 | Solar Walls | 0.2082% | 0 | 4.68 | Industrial_2026_Technical_million_m3_Before Competition Groups_Solar Walls
Industrial | Ind ¦ HE HVAC Units | 2026 | Technical | million_m3 | Before Competition Groups | 1.8005 | 0 | 0 | 2247.2856 | 0.00080118 | 26 | Industrial_2026_Technical_million_m3_Before Competition Groups_26 | HE HVAC Units | 0.08012% | 0 | 1.8005 | Industrial_2026_Technical_million_m3_Before Competition Groups_HE HVAC Units
Industrial | Ind ¦ Boiler Tune Up - Direct | 2026 | Technical | million_m3 | Before Competition Groups | 1.4767 | 0 | 0 | 2247.2856 | 0.00065712 | 27 | Industrial_2026_Technical_million_m3_Before Competition Groups_27 | Boiler Tune Up - Direct | 0.06571% | 0 | 1.4767 | Industrial_2026_Technical_million_m3_Before Competition Groups_Boiler Tune Up - Direct
Industrial | Ind ¦ Process Heat Recovery (Gas) - HVAC | 2026 | Technical | million_m3 | Before Competition Groups | 1.0137 | 0 | 0 | 2247.2856 | 0.0004511 | 28 | Industrial_2026_Technical_million_m3_Before Competition Groups_28 | Process Heat Recovery (Gas) - HVAC | 0.04511% | 0 | 1.0137 | Industrial_2026_Technical_million_m3_Before Competition Groups_Process Heat Recovery (Gas) - HVAC
Industrial | Ind ¦ Insulation - Steam - Direct | 2026 | Technical | million_m3 | Before Competition Groups | 0.67583 | 0 | 0 | 2247.2856 | 0.00030073 | 29 | Industrial_2026_Technical_million_m3_Before Competition Groups_29 | Insulation - Steam - Direct | 0.03007% | 0 | 0.67583 | Industrial_2026_Technical_million_m3_Before Competition Groups_Insulation - Steam - Direct
Industrial | Ind ¦ Insulation - Steam - HVAC | 2026 | Technical | million_m3 | Before Competition Groups | 0.14055 | 0 | 0 | 2247.2856 | 6.2541e-05 | 30 | Industrial_2026_Technical_million_m3_Before Competition Groups_30 | Insulation - Steam - HVAC | 0.006254% | 0 | 0.14055 | Industrial_2026_Technical_million_m3_Before Competition Groups_Insulation - Steam - HVAC
Industrial | Ind ¦ Boiler Tune Up - HVAC | 2026 | Technical | million_m3 | Before Competition Groups | 0.12778 | 0 | 0 | 2247.2856 | 5.6859e-05 | 31 | Industrial_2026_Technical_million_m3_Before Competition Groups_31 | Boiler Tune Up - HVAC | 0.005686% | 0 | 0.12778 | Industrial_2026_Technical_million_m3_Before Competition Groups_Boiler Tune Up - HVAC
Industrial | Ind ¦ Process Heat Improvements | 2027 | Economic | million_m3 | Before Competition Groups | 746.5803 | 0 | 0 | 2147.387 | 0.34767 | 1 | Industrial_2027_Economic_million_m3_Before Competition Groups_1 | Process Heat Improvements | 34.77% | 0 | 746.5803 | Industrial_2027_Economic_million_m3_Before Competition Groups_Process Heat Improvements
Industrial | Ind ¦ Process Heat Recovery (Gas) | 2027 | Economic | million_m3 | Before Competition Groups | 303.3321 | 0 | 0 | 2147.387 | 0.14126 | 2 | Industrial_2027_Economic_million_m3_Before Competition Groups_2 | Process Heat Recovery (Gas) | 14.13% | 0 | 303.3321 | Industrial_2027_Economic_million_m3_Before Competition Groups_Process Heat Recovery (Gas)
Industrial | Ind ¦ Boiler Upgrade | 2027 | Economic | million_m3 | Before Competition Groups | 281.9602 | 0 | 0 | 2147.387 | 0.1313 | 3 | Industrial_2027_Economic_million_m3_Before Competition Groups_3 | Boiler Upgrade | 13.13% | 0 | 281.9602 | Industrial_2027_Economic_million_m3_Before Competition Groups_Boiler Upgrade
Industrial | Ind ¦ Recommissioning | 2027 | Economic | million_m3 | Before Competition Groups | 218.3228 | 0 | 0 | 2147.387 | 0.10167 | 4 | Industrial_2027_Economic_million_m3_Before Competition Groups_4 | Recommissioning | 10.17% | 0 | 218.3228 | Industrial_2027_Economic_million_m3_Before Competition Groups_Recommissioning
Industrial | Ind ¦ High Efficiency Burners | 2027 | Economic | million_m3 | Before Competition Groups | 140.9004 | 0 | 0 | 2147.387 | 0.065615 | 5 | Industrial_2027_Economic_million_m3_Before Competition Groups_5 | High Efficiency Burners | 6.561% | 0 | 140.9004 | Industrial_2027_Economic_million_m3_Before Competition Groups_High Efficiency Burners
Industrial | Ind ¦ Improved Controls -Process Heating Gas | 2027 | Economic | million_m3 | Before Competition Groups | 139.1832 | 0 | 0 | 2147.387 | 0.064815 | 6 | Industrial_2027_Economic_million_m3_Before Competition Groups_6 | Improved Controls -Process Heating Gas | 6.482% | 0 | 139.1832 | Industrial_2027_Economic_million_m3_Before Competition Groups_Improved Controls -Process Heating Gas
Industrial | Ind ¦ Greenhouse Envelope Improvements | 2027 | Economic | million_m3 | Before Competition Groups | 75.3044 | 0 | 0 | 2147.387 | 0.035068 | 7 | Industrial_2027_Economic_million_m3_Before Competition Groups_7 | Greenhouse Envelope Improvements | 3.507% | 0 | 75.3044 | Industrial_2027_Economic_million_m3_Before Competition Groups_Greenhouse Envelope Improvements
Industrial | Ind ¦ Insulation - Steam | 2027 | Economic | million_m3 | Before Competition Groups | 41.7031 | 0 | 0 | 2147.387 | 0.01942 | 8 | Industrial_2027_Economic_million_m3_Before Competition Groups_8 | Insulation - Steam | 1.942% | 0 | 41.7031 | Industrial_2027_Economic_million_m3_Before Competition Groups_Insulation - Steam
Industrial | Ind ¦ High Efficiency HVAC Fans (Gas) | 2027 | Economic | million_m3 | Before Competition Groups | 36.6513 | 0 | 0 | 2147.387 | 0.017068 | 9 | Industrial_2027_Economic_million_m3_Before Competition Groups_9 | High Efficiency HVAC Fans (Gas) | 1.707% | 0 | 36.6513 | Industrial_2027_Economic_million_m3_Before Competition Groups_High Efficiency HVAC Fans (Gas)
Industrial | Ind ¦ VAV Conversion Project (Gas) | 2027 | Economic | million_m3 | Before Competition Groups | 34.729 | 0 | 0 | 2147.387 | 0.016173 | 10 | Industrial_2027_Economic_million_m3_Before Competition Groups_10 | VAV Conversion Project (Gas) | 1.617% | 0 | 34.729 | Industrial_2027_Economic_million_m3_Before Competition Groups_VAV Conversion Project (Gas)
Industrial | Ind ¦ Direct Contact Water Heaters | 2027 | Economic | million_m3 | Before Competition Groups | 24.9787 | 0 | 0 | 2147.387 | 0.011632 | 11 | Industrial_2027_Economic_million_m3_Before Competition Groups_11 | Direct Contact Water Heaters | 1.163% | 0 | 24.9787 | Industrial_2027_Economic_million_m3_Before Competition Groups_Direct Contact Water Heaters
Industrial | Ind ¦ HE HVAC Controls | 2027 | Economic | million_m3 | Before Competition Groups | 23.7319 | 0 | 0 | 2147.387 | 0.011052 | 12 | Industrial_2027_Economic_million_m3_Before Competition Groups_12 | HE HVAC Controls | 1.105% | 0 | 23.7319 | Industrial_2027_Economic_million_m3_Before Competition Groups_HE HVAC Controls
Industrial | Ind ¦ Insulation - Steam (AG) | 2027 | Economic | million_m3 | Before Competition Groups | 18.2662 | 0 | 0 | 2147.387 | 0.0085063 | 13 | Industrial_2027_Economic_million_m3_Before Competition Groups_13 | Insulation - Steam (AG) | 0.8506% | 0 | 18.2662 | Industrial_2027_Economic_million_m3_Before Competition Groups_Insulation - Steam (AG)
Industrial | Ind ¦ Air Compressor Heat Recovery | 2027 | Economic | million_m3 | Before Competition Groups | 15.2876 | 0 | 0 | 2147.387 | 0.0071192 | 14 | Industrial_2027_Economic_million_m3_Before Competition Groups_14 | Air Compressor Heat Recovery | 0.7119% | 0 | 15.2876 | Industrial_2027_Economic_million_m3_Before Competition Groups_Air Compressor Heat Recovery
Industrial | Ind ¦ Steam Turbine Optimization | 2027 | Economic | million_m3 | Before Competition Groups | 9.7506 | 0 | 0 | 2147.387 | 0.0045407 | 15 | Industrial_2027_Economic_million_m3_Before Competition Groups_15 | Steam Turbine Optimization | 0.4541% | 0 | 9.7506 | Industrial_2027_Economic_million_m3_Before Competition Groups_Steam Turbine Optimization
Industrial | Ind ¦ Process Optimization (Gas) | 2027 | Economic | million_m3 | Before Competition Groups | 8.9846 | 0 | 0 | 2147.387 | 0.004184 | 16 | Industrial_2027_Economic_million_m3_Before Competition Groups_16 | Process Optimization (Gas) | 0.4184% | 0 | 8.9846 | Industrial_2027_Economic_million_m3_Before Competition Groups_Process Optimization (Gas)
Industrial | Ind ¦ HE Stock Tank | 2027 | Economic | million_m3 | Before Competition Groups | 7.7547 | 0 | 0 | 2147.387 | 0.0036112 | 17 | Industrial_2027_Economic_million_m3_Before Competition Groups_17 | HE Stock Tank | 0.3611% | 0 | 7.7547 | Industrial_2027_Economic_million_m3_Before Competition Groups_HE Stock Tank
Industrial | Ind ¦ Gas Turbine Optimization | 2027 | Economic | million_m3 | Before Competition Groups | 7.313 | 0 | 0 | 2147.387 | 0.0034055 | 18 | Industrial_2027_Economic_million_m3_Before Competition Groups_18 | Gas Turbine Optimization | 0.3406% | 0 | 7.313 | Industrial_2027_Economic_million_m3_Before Competition Groups_Gas Turbine Optimization
Industrial | Ind ¦ Ventilation Optimization (Gas) | 2027 | Economic | million_m3 | Before Competition Groups | 4.7572 | 0 | 0 | 2147.387 | 0.0022153 | 19 | Industrial_2027_Economic_million_m3_Before Competition Groups_19 | Ventilation Optimization (Gas) | 0.2215% | 0 | 4.7572 | Industrial_2027_Economic_million_m3_Before Competition Groups_Ventilation Optimization (Gas)
Industrial | Ind ¦ Solar Walls | 2027 | Economic | million_m3 | Before Competition Groups | 4.6846 | 0 | 0 | 2147.387 | 0.0021815 | 20 | Industrial_2027_Economic_million_m3_Before Competition Groups_20 | Solar Walls | 0.2182% | 0 | 4.6846 | Industrial_2027_Economic_million_m3_Before Competition Groups_Solar Walls
Industrial | Ind ¦ HE HVAC Units | 2027 | Economic | million_m3 | Before Competition Groups | 1.3809 | 0 | 0 | 2147.387 | 0.00064306 | 21 | Industrial_2027_Economic_million_m3_Before Competition Groups_21 | HE HVAC Units | 0.06431% | 0 | 1.3809 | Industrial_2027_Economic_million_m3_Before Competition Groups_HE HVAC Units
Industrial | Ind ¦ Process Heat Recovery (Gas) - HVAC | 2027 | Economic | million_m3 | Before Competition Groups | 1.0137 | 0 | 0 | 2147.387 | 0.00047208 | 22 | Industrial_2027_Economic_million_m3_Before Competition Groups_22 | Process Heat Recovery (Gas) - HVAC | 0.04721% | 0 | 1.0137 | Industrial_2027_Economic_million_m3_Before Competition Groups_Process Heat Recovery (Gas) - HVAC
Industrial | Ind ¦ Insulation - Steam - Direct | 2027 | Economic | million_m3 | Before Competition Groups | 0.67583 | 0 | 0 | 2147.387 | 0.00031472 | 23 | Industrial_2027_Economic_million_m3_Before Competition Groups_23 | Insulation - Steam - Direct | 0.03147% | 0 | 0.67583 | Industrial_2027_Economic_million_m3_Before Competition Groups_Insulation - Steam - Direct
Industrial | Ind ¦ Insulation - Steam - HVAC | 2027 | Economic | million_m3 | Before Competition Groups | 0.14055 | 0 | 0 | 2147.387 | 6.5451e-05 | 24 | Industrial_2027_Economic_million_m3_Before Competition Groups_24 | Insulation - Steam - HVAC | 0.006545% | 0 | 0.14055 | Industrial_2027_Economic_million_m3_Before Competition Groups_Insulation - Steam - HVAC
Industrial | Ind ¦ High Efficiency Furnaces | 2027 | Economic | million_m3 | Before Competition Groups | 0 | 0 | 0 | 2147.387 | 0 | 25 | Industrial_2027_Economic_million_m3_Before Competition Groups_25 | High Efficiency Furnaces | 0% | 0 | 0 | Industrial_2027_Economic_million_m3_Before Competition Groups_High Efficiency Furnaces
Industrial | Ind ¦ Steam Trap Repair | 2027 | Economic | million_m3 | Before Competition Groups | 0 | 0 | 0 | 2147.387 | 0 | 26 | Industrial_2027_Economic_million_m3_Before Competition Groups_26 | Steam Trap Repair | 0% | 0 | 0 | Industrial_2027_Economic_million_m3_Before Competition Groups_Steam Trap Repair
Industrial | Ind ¦ Boiler Upgrade | 2027 | SC A | million_m3 | Before Competition Groups | 121.1828 | 0 | 0 | 414.8587 | 0.29211 | 1 | Industrial_2027_SC A_million_m3_Before Competition Groups_1 | Boiler Upgrade | 29.21% | 0 | 121.1828 | Industrial_2027_SC A_million_m3_Before Competition Groups_Boiler Upgrade
Industrial | Ind ¦ Process Heat Improvements | 2027 | SC A | million_m3 | Before Competition Groups | 102.7454 | 0 | 0 | 414.8587 | 0.24766 | 2 | Industrial_2027_SC A_million_m3_Before Competition Groups_2 | Process Heat Improvements | 24.77% | 0 | 102.7454 | Industrial_2027_SC A_million_m3_Before Competition Groups_Process Heat Improvements
Industrial | Ind ¦ Recommissioning | 2027 | SC A | million_m3 | Before Competition Groups | 44.871 | 0 | 0 | 414.8587 | 0.10816 | 3 | Industrial_2027_SC A_million_m3_Before Competition Groups_3 | Recommissioning | 10.82% | 0 | 44.871 | Industrial_2027_SC A_million_m3_Before Competition Groups_Recommissioning
Industrial | Ind ¦ Greenhouse Envelope Improvements | 2027 | SC A | million_m3 | Before Competition Groups | 37.5978 | 0 | 0 | 414.8587 | 0.090628 | 4 | Industrial_2027_SC A_million_m3_Before Competition Groups_4 | Greenhouse Envelope Improvements | 9.063% | 0 | 37.5978 | Industrial_2027_SC A_million_m3_Before Competition Groups_Greenhouse Envelope Improvements
Industrial | Ind ¦ Process Heat Recovery (Gas) | 2027 | SC A | million_m3 | Before Competition Groups | 29.2923 | 0 | 0 | 414.8587 | 0.070608 | 5 | Industrial_2027_SC A_million_m3_Before Competition Groups_5 | Process Heat Recovery (Gas) | 7.061% | 0 | 29.2923 | Industrial_2027_SC A_million_m3_Before Competition Groups_Process Heat Recovery (Gas)
Industrial | Ind ¦ Improved Controls -Process Heating Gas | 2027 | SC A | million_m3 | Before Competition Groups | 29.2716 | 0 | 0 | 414.8587 | 0.070558 | 6 | Industrial_2027_SC A_million_m3_Before Competition Groups_6 | Improved Controls -Process Heating Gas | 7.056% | 0 | 29.2716 | Industrial_2027_SC A_million_m3_Before Competition Groups_Improved Controls -Process Heating Gas
Industrial | Ind ¦ Insulation - Steam | 2027 | SC A | million_m3 | Before Competition Groups | 9.774 | 0 | 0 | 414.8587 | 0.02356 | 7 | Industrial_2027_SC A_million_m3_Before Competition Groups_7 | Insulation - Steam | 2.356% | 0 | 9.774 | Industrial_2027_SC A_million_m3_Before Competition Groups_Insulation - Steam
Industrial | Ind ¦ Direct Contact Water Heaters | 2027 | SC A | million_m3 | Before Competition Groups | 7.3713 | 0 | 0 | 414.8587 | 0.017768 | 8 | Industrial_2027_SC A_million_m3_Before Competition Groups_8 | Direct Contact Water Heaters | 1.777% | 0 | 7.3713 | Industrial_2027_SC A_million_m3_Before Competition Groups_Direct Contact Water Heaters
Industrial | Ind ¦ Steam Turbine Optimization | 2027 | SC A | million_m3 | Before Competition Groups | 5.2208 | 0 | 0 | 414.8587 | 0.012584 | 9 | Industrial_2027_SC A_million_m3_Before Competition Groups_9 | Steam Turbine Optimization | 1.258% | 0 | 5.2208 | Industrial_2027_SC A_million_m3_Before Competition Groups_Steam Turbine Optimization
Industrial | Ind ¦ Insulation - Steam (AG) | 2027 | SC A | million_m3 | Before Competition Groups | 5.0933 | 0 | 0 | 414.8587 | 0.012277 | 10 | Industrial_2027_SC A_million_m3_Before Competition Groups_10 | Insulation - Steam (AG) | 1.228% | 0 | 5.0933 | Industrial_2027_SC A_million_m3_Before Competition Groups_Insulation - Steam (AG)
Industrial | Ind ¦ High Efficiency HVAC Fans (Gas) | 2027 | SC A | million_m3 | Before Competition Groups | 4.9508 | 0 | 0 | 414.8587 | 0.011934 | 11 | Industrial_2027_SC A_million_m3_Before Competition Groups_11 | High Efficiency HVAC Fans (Gas) | 1.193% | 0 | 4.9508 | Industrial_2027_SC A_million_m3_Before Competition Groups_High Efficiency HVAC Fans (Gas)
Industrial | Ind ¦ High Efficiency Burners | 2027 | SC A | million_m3 | Before Competition Groups | 4.6915 | 0 | 0 | 414.8587 | 0.011309 | 12 | Industrial_2027_SC A_million_m3_Before Competition Groups_12 | High Efficiency Burners | 1.131% | 0 | 4.6915 | Industrial_2027_SC A_million_m3_Before Competition Groups_High Efficiency Burners
Industrial | Ind ¦ Gas Turbine Optimization | 2027 | SC A | million_m3 | Before Competition Groups | 3.8291 | 0 | 0 | 414.8587 | 0.0092298 | 13 | Industrial_2027_SC A_million_m3_Before Competition Groups_13 | Gas Turbine Optimization | 0.923% | 0 | 3.8291 | Industrial_2027_SC A_million_m3_Before Competition Groups_Gas Turbine Optimization
Industrial | Ind ¦ Air Compressor Heat Recovery | 2027 | SC A | million_m3 | Before Competition Groups | 2.8932 | 0 | 0 | 414.8587 | 0.006974 | 14 | Industrial_2027_SC A_million_m3_Before Competition Groups_14 | Air Compressor Heat Recovery | 0.6974% | 0 | 2.8932 | Industrial_2027_SC A_million_m3_Before Competition Groups_Air Compressor Heat Recovery
Industrial | Ind ¦ Ventilation Optimization (Gas) | 2027 | SC A | million_m3 | Before Competition Groups | 2.8526 | 0 | 0 | 414.8587 | 0.006876 | 15 | Industrial_2027_SC A_million_m3_Before Competition Groups_15 | Ventilation Optimization (Gas) | 0.6876% | 0 | 2.8526 | Industrial_2027_SC A_million_m3_Before Competition Groups_Ventilation Optimization (Gas)
Industrial | Ind ¦ HE Stock Tank | 2027 | SC A | million_m3 | Before Competition Groups | 1.3609 | 0 | 0 | 414.8587 | 0.0032804 | 16 | Industrial_2027_SC A_million_m3_Before Competition Groups_16 | HE Stock Tank | 0.328% | 0 | 1.3609 | Industrial_2027_SC A_million_m3_Before Competition Groups_HE Stock Tank
Industrial | Ind ¦ Process Optimization (Gas) | 2027 | SC A | million_m3 | Before Competition Groups | 0.8973 | 0 | 0 | 414.8587 | 0.0021629 | 17 | Industrial_2027_SC A_million_m3_Before Competition Groups_17 | Process Optimization (Gas) | 0.2163% | 0 | 0.8973 | Industrial_2027_SC A_million_m3_Before Competition Groups_Process Optimization (Gas)
Industrial | Ind ¦ VAV Conversion Project (Gas) | 2027 | SC A | million_m3 | Before Competition Groups | 0.38 | 0 | 0 | 414.8587 | 0.00091598 | 18 | Industrial_2027_SC A_million_m3_Before Competition Groups_18 | VAV Conversion Project (Gas) | 0.0916% | 0 | 0.38 | Industrial_2027_SC A_million_m3_Before Competition Groups_VAV Conversion Project (Gas)
Industrial | Ind ¦ HE HVAC Controls | 2027 | SC A | million_m3 | Before Competition Groups | 0.26427 | 0 | 0 | 414.8587 | 0.000637 | 19 | Industrial_2027_SC A_million_m3_Before Competition Groups_19 | HE HVAC Controls | 0.0637% | 0 | 0.26427 | Industrial_2027_SC A_million_m3_Before Competition Groups_HE HVAC Controls
Industrial | Ind ¦ Insulation - Steam - Direct | 2027 | SC A | million_m3 | Before Competition Groups | 0.14757 | 0 | 0 | 414.8587 | 0.00035571 | 20 | Industrial_2027_SC A_million_m3_Before Competition Groups_20 | Insulation - Steam - Direct | 0.03557% | 0 | 0.14757 | Industrial_2027_SC A_million_m3_Before Competition Groups_Insulation - Steam - Direct
Industrial | Ind ¦ Process Heat Recovery (Gas) - HVAC | 2027 | SC A | million_m3 | Before Competition Groups | 0.1174 | 0 | 0 | 414.8587 | 0.00028299 | 21 | Industrial_2027_SC A_million_m3_Before Competition Groups_21 | Process Heat Recovery (Gas) - HVAC | 0.0283% | 0 | 0.1174 | Industrial_2027_SC A_million_m3_Before Competition Groups_Process Heat Recovery (Gas) - HVAC
Industrial | Ind ¦ Insulation - Steam - HVAC | 2027 | SC A | million_m3 | Before Competition Groups | 0.036427 | 0 | 0 | 414.8587 | 8.7806e-05 | 22 | Industrial_2027_SC A_million_m3_Before Competition Groups_22 | Insulation - Steam - HVAC | 0.008781% | 0 | 0.036427 | Industrial_2027_SC A_million_m3_Before Competition Groups_Insulation - Steam - HVAC
Industrial | Ind ¦ HE HVAC Units | 2027 | SC A | million_m3 | Before Competition Groups | 0.013974 | 0 | 0 | 414.8587 | 3.3683e-05 | 23 | Industrial_2027_SC A_million_m3_Before Competition Groups_23 | HE HVAC Units | 0.003368% | 0 | 0.013974 | Industrial_2027_SC A_million_m3_Before Competition Groups_HE HVAC Units
Industrial | Ind ¦ Solar Walls | 2027 | SC A | million_m3 | Before Competition Groups | 0.0033573 | 0 | 0 | 414.8587 | 8.0927e-06 | 24 | Industrial_2027_SC A_million_m3_Before Competition Groups_24 | Solar Walls | 0.0008093% | 0 | 0.0033573 | Industrial_2027_SC A_million_m3_Before Competition Groups_Solar Walls
Industrial | Ind ¦ High Efficiency Furnaces | 2027 | SC A | million_m3 | Before Competition Groups | 0 | 0 | 0 | 414.8587 | 0 | 25 | Industrial_2027_SC A_million_m3_Before Competition Groups_25 | High Efficiency Furnaces | 0% | 0 | 0 | Industrial_2027_SC A_million_m3_Before Competition Groups_High Efficiency Furnaces
Industrial | Ind ¦ Steam Trap Repair | 2027 | SC A | million_m3 | Before Competition Groups | 0 | 0 | 0 | 414.8587 | 0 | 26 | Industrial_2027_SC A_million_m3_Before Competition Groups_26 | Steam Trap Repair | 0% | 0 | 0 | Industrial_2027_SC A_million_m3_Before Competition Groups_Steam Trap Repair
Industrial | Ind ¦ Process Heat Improvements | 2027 | SC B | million_m3 | Before Competition Groups | 330.192 | 0 | 0 | 1132.5327 | 0.29155 | 1 | Industrial_2027_SC B_million_m3_Before Competition Groups_1 | Process Heat Improvements | 29.16% | 0 | 330.192 | Industrial_2027_SC B_million_m3_Before Competition Groups_Process Heat Improvements
Industrial | Ind ¦ Boiler Upgrade | 2027 | SC B | million_m3 | Before Competition Groups | 178.5413 | 0 | 0 | 1132.5327 | 0.15765 | 2 | Industrial_2027_SC B_million_m3_Before Competition Groups_2 | Boiler Upgrade | 15.76% | 0 | 178.5413 | Industrial_2027_SC B_million_m3_Before Competition Groups_Boiler Upgrade
Industrial | Ind ¦ Process Heat Recovery (Gas) | 2027 | SC B | million_m3 | Before Competition Groups | 170.7805 | 0 | 0 | 1132.5327 | 0.1508 | 3 | Industrial_2027_SC B_million_m3_Before Competition Groups_3 | Process Heat Recovery (Gas) | 15.08% | 0 | 170.7805 | Industrial_2027_SC B_million_m3_Before Competition Groups_Process Heat Recovery (Gas)
Industrial | Ind ¦ Recommissioning | 2027 | SC B | million_m3 | Before Competition Groups | 124.5466 | 0 | 0 | 1132.5327 | 0.10997 | 4 | Industrial_2027_SC B_million_m3_Before Competition Groups_4 | Recommissioning | 11% | 0 | 124.5466 | Industrial_2027_SC B_million_m3_Before Competition Groups_Recommissioning
Industrial | Ind ¦ Improved Controls -Process Heating Gas | 2027 | SC B | million_m3 | Before Competition Groups | 78.065 | 0 | 0 | 1132.5327 | 0.06893 | 5 | Industrial_2027_SC B_million_m3_Before Competition Groups_5 | Improved Controls -Process Heating Gas | 6.893% | 0 | 78.065 | Industrial_2027_SC B_million_m3_Before Competition Groups_Improved Controls -Process Heating Gas
Industrial | Ind ¦ High Efficiency Burners | 2027 | SC B | million_m3 | Before Competition Groups | 62.85 | 0 | 0 | 1132.5327 | 0.055495 | 6 | Industrial_2027_SC B_million_m3_Before Competition Groups_6 | High Efficiency Burners | 5.55% | 0 | 62.85 | Industrial_2027_SC B_million_m3_Before Competition Groups_High Efficiency Burners
Industrial | Ind ¦ Greenhouse Envelope Improvements | 2027 | SC B | million_m3 | Before Competition Groups | 51.7773 | 0 | 0 | 1132.5327 | 0.045718 | 7 | Industrial_2027_SC B_million_m3_Before Competition Groups_7 | Greenhouse Envelope Improvements | 4.572% | 0 | 51.7773 | Industrial_2027_SC B_million_m3_Before Competition Groups_Greenhouse Envelope Improvements
Industrial | Ind ¦ Insulation - Steam | 2027 | SC B | million_m3 | Before Competition Groups | 24.0409 | 0 | 0 | 1132.5327 | 0.021228 | 8 | Industrial_2027_SC B_million_m3_Before Competition Groups_8 | Insulation - Steam | 2.123% | 0 | 24.0409 | Industrial_2027_SC B_million_m3_Before Competition Groups_Insulation - Steam
Industrial | Ind ¦ High Efficiency HVAC Fans (Gas) | 2027 | SC B | million_m3 | Before Competition Groups | 20.8338 | 0 | 0 | 1132.5327 | 0.018396 | 9 | Industrial_2027_SC B_million_m3_Before Competition Groups_9 | High Efficiency HVAC Fans (Gas) | 1.84% | 0 | 20.8338 | Industrial_2027_SC B_million_m3_Before Competition Groups_High Efficiency HVAC Fans (Gas)
Industrial | Ind ¦ VAV Conversion Project (Gas) | 2027 | SC B | million_m3 | Before Competition Groups | 20.4044 | 0 | 0 | 1132.5327 | 0.018017 | 10 | Industrial_2027_SC B_million_m3_Before Competition Groups_10 | VAV Conversion Project (Gas) | 1.802% | 0 | 20.4044 | Industrial_2027_SC B_million_m3_Before Competition Groups_VAV Conversion Project (Gas)
Industrial | Ind ¦ HE HVAC Controls | 2027 | SC B | million_m3 | Before Competition Groups | 14.3971 | 0 | 0 | 1132.5327 | 0.012712 | 11 | Industrial_2027_SC B_million_m3_Before Competition Groups_11 | HE HVAC Controls | 1.271% | 0 | 14.3971 | Industrial_2027_SC B_million_m3_Before Competition Groups_HE HVAC Controls
Industrial | Ind ¦ Direct Contact Water Heaters | 2027 | SC B | million_m3 | Before Competition Groups | 13.7315 | 0 | 0 | 1132.5327 | 0.012125 | 12 | Industrial_2027_SC B_million_m3_Before Competition Groups_12 | Direct Contact Water Heaters | 1.212% | 0 | 13.7315 | Industrial_2027_SC B_million_m3_Before Competition Groups_Direct Contact Water Heaters
Industrial | Ind ¦ Insulation - Steam (AG) | 2027 | SC B | million_m3 | Before Competition Groups | 12.2437 | 0 | 0 | 1132.5327 | 0.010811 | 13 | Industrial_2027_SC B_million_m3_Before Competition Groups_13 | Insulation - Steam (AG) | 1.081% | 0 | 12.2437 | Industrial_2027_SC B_million_m3_Before Competition Groups_Insulation - Steam (AG)
Industrial | Ind ¦ Air Compressor Heat Recovery | 2027 | SC B | million_m3 | Before Competition Groups | 8.9457 | 0 | 0 | 1132.5327 | 0.0078988 | 14 | Industrial_2027_SC B_million_m3_Before Competition Groups_14 | Air Compressor Heat Recovery | 0.7899% | 0 | 8.9457 | Industrial_2027_SC B_million_m3_Before Competition Groups_Air Compressor Heat Recovery
Industrial | Ind ¦ Steam Turbine Optimization | 2027 | SC B | million_m3 | Before Competition Groups | 5.3782 | 0 | 0 | 1132.5327 | 0.0047488 | 15 | Industrial_2027_SC B_million_m3_Before Competition Groups_15 | Steam Turbine Optimization | 0.4749% | 0 | 5.3782 | Industrial_2027_SC B_million_m3_Before Competition Groups_Steam Turbine Optimization
Industrial | Ind ¦ Gas Turbine Optimization | 2027 | SC B | million_m3 | Before Competition Groups | 4.0336 | 0 | 0 | 1132.5327 | 0.0035616 | 16 | Industrial_2027_SC B_million_m3_Before Competition Groups_16 | Gas Turbine Optimization | 0.3562% | 0 | 4.0336 | Industrial_2027_SC B_million_m3_Before Competition Groups_Gas Turbine Optimization
Industrial | Ind ¦ HE Stock Tank | 2027 | SC B | million_m3 | Before Competition Groups | 3.3845 | 0 | 0 | 1132.5327 | 0.0029885 | 17 | Industrial_2027_SC B_million_m3_Before Competition Groups_17 | HE Stock Tank | 0.2988% | 0 | 3.3845 | Industrial_2027_SC B_million_m3_Before Competition Groups_HE Stock Tank
Industrial | Ind ¦ Ventilation Optimization (Gas) | 2027 | SC B | million_m3 | Before Competition Groups | 2.8526 | 0 | 0 | 1132.5327 | 0.0025188 | 18 | Industrial_2027_SC B_million_m3_Before Competition Groups_18 | Ventilation Optimization (Gas) | 0.2519% | 0 | 2.8526 | Industrial_2027_SC B_million_m3_Before Competition Groups_Ventilation Optimization (Gas)
Industrial | Ind ¦ Solar Walls | 2027 | SC B | million_m3 | Before Competition Groups | 2.7522 | 0 | 0 | 1132.5327 | 0.0024302 | 19 | Industrial_2027_SC B_million_m3_Before Competition Groups_19 | Solar Walls | 0.243% | 0 | 2.7522 | Industrial_2027_SC B_million_m3_Before Competition Groups_Solar Walls
Industrial | Ind ¦ Process Optimization (Gas) | 2027 | SC B | million_m3 | Before Competition Groups | 0.8973 | 0 | 0 | 1132.5327 | 0.0007923 | 20 | Industrial_2027_SC B_million_m3_Before Competition Groups_20 | Process Optimization (Gas) | 0.07923% | 0 | 0.8973 | Industrial_2027_SC B_million_m3_Before Competition Groups_Process Optimization (Gas)
Industrial | Ind ¦ HE HVAC Units | 2027 | SC B | million_m3 | Before Competition Groups | 0.79681 | 0 | 0 | 1132.5327 | 0.00070356 | 21 | Industrial_2027_SC B_million_m3_Before Competition Groups_21 | HE HVAC Units | 0.07036% | 0 | 0.79681 | Industrial_2027_SC B_million_m3_Before Competition Groups_HE HVAC Units
Industrial | Ind ¦ Process Heat Recovery (Gas) - HVAC | 2027 | SC B | million_m3 | Before Competition Groups | 0.63158 | 0 | 0 | 1132.5327 | 0.00055767 | 22 | Industrial_2027_SC B_million_m3_Before Competition Groups_22 | Process Heat Recovery (Gas) - HVAC | 0.05577% | 0 | 0.63158 | Industrial_2027_SC B_million_m3_Before Competition Groups_Process Heat Recovery (Gas) - HVAC
Industrial | Ind ¦ Insulation - Steam - Direct | 2027 | SC B | million_m3 | Before Competition Groups | 0.36845 | 0 | 0 | 1132.5327 | 0.00032533 | 23 | Industrial_2027_SC B_million_m3_Before Competition Groups_23 | Insulation - Steam - Direct | 0.03253% | 0 | 0.36845 | Industrial_2027_SC B_million_m3_Before Competition Groups_Insulation - Steam - Direct
Industrial | Ind ¦ Insulation - Steam - HVAC | 2027 | SC B | million_m3 | Before Competition Groups | 0.087565 | 0 | 0 | 1132.5327 | 7.7318e-05 | 24 | Industrial_2027_SC B_million_m3_Before Competition Groups_24 | Insulation - Steam - HVAC | 0.007732% | 0 | 0.087565 | Industrial_2027_SC B_million_m3_Before Competition Groups_Insulation - Steam - HVAC
Industrial | Ind ¦ High Efficiency Furnaces | 2027 | SC B | million_m3 | Before Competition Groups | 0 | 0 | 0 | 1132.5327 | 0 | 25 | Industrial_2027_SC B_million_m3_Before Competition Groups_25 | High Efficiency Furnaces | 0% | 0 | 0 | Industrial_2027_SC B_million_m3_Before Competition Groups_High Efficiency Furnaces
Industrial | Ind ¦ Steam Trap Repair | 2027 | SC B | million_m3 | Before Competition Groups | 0 | 0 | 0 | 1132.5327 | 0 | 26 | Industrial_2027_SC B_million_m3_Before Competition Groups_26 | Steam Trap Repair | 0% | 0 | 0 | Industrial_2027_SC B_million_m3_Before Competition Groups_Steam Trap Repair
Industrial | Ind ¦ Boiler Upgrade | 2027 | SC C | million_m3 | Before Competition Groups | 178.5413 | 0 | 0 | 571.5826 | 0.31236 | 1 | Industrial_2027_SC C_million_m3_Before Competition Groups_1 | Boiler Upgrade | 31.24% | 0 | 178.5413 | Industrial_2027_SC C_million_m3_Before Competition Groups_Boiler Upgrade
Industrial | Ind ¦ Process Heat Improvements | 2027 | SC C | million_m3 | Before Competition Groups | 132.8958 | 0 | 0 | 571.5826 | 0.2325 | 2 | Industrial_2027_SC C_million_m3_Before Competition Groups_2 | Process Heat Improvements | 23.25% | 0 | 132.8958 | Industrial_2027_SC C_million_m3_Before Competition Groups_Process Heat Improvements
Industrial | Ind ¦ Process Heat Recovery (Gas) | 2027 | SC C | million_m3 | Before Competition Groups | 68.4327 | 0 | 0 | 571.5826 | 0.11972 | 3 | Industrial_2027_SC C_million_m3_Before Competition Groups_3 | Process Heat Recovery (Gas) | 11.97% | 0 | 68.4327 | Industrial_2027_SC C_million_m3_Before Competition Groups_Process Heat Recovery (Gas)
Industrial | Ind ¦ Recommissioning | 2027 | SC C | million_m3 | Before Competition Groups | 50.051 | 0 | 0 | 571.5826 | 0.087566 | 4 | Industrial_2027_SC C_million_m3_Before Competition Groups_4 | Recommissioning | 8.757% | 0 | 50.051 | Industrial_2027_SC C_million_m3_Before Competition Groups_Recommissioning
Industrial | Ind ¦ Greenhouse Envelope Improvements | 2027 | SC C | million_m3 | Before Competition Groups | 37.5978 | 0 | 0 | 571.5826 | 0.065778 | 5 | Industrial_2027_SC C_million_m3_Before Competition Groups_5 | Greenhouse Envelope Improvements | 6.578% | 0 | 37.5978 | Industrial_2027_SC C_million_m3_Before Competition Groups_Greenhouse Envelope Improvements
Industrial | Ind ¦ Improved Controls -Process Heating Gas | 2027 | SC C | million_m3 | Before Competition Groups | 31.5054 | 0 | 0 | 571.5826 | 0.05512 | 6 | Industrial_2027_SC C_million_m3_Before Competition Groups_6 | Improved Controls -Process Heating Gas | 5.512% | 0 | 31.5054 | Industrial_2027_SC C_million_m3_Before Competition Groups_Improved Controls -Process Heating Gas
Industrial | Ind ¦ High Efficiency Burners | 2027 | SC C | million_m3 | Before Competition Groups | 22.4998 | 0 | 0 | 571.5826 | 0.039364 | 7 | Industrial_2027_SC C_million_m3_Before Competition Groups_7 | High Efficiency Burners | 3.936% | 0 | 22.4998 | Industrial_2027_SC C_million_m3_Before Competition Groups_High Efficiency Burners
Industrial | Ind ¦ Insulation - Steam | 2027 | SC C | million_m3 | Before Competition Groups | 9.774 | 0 | 0 | 571.5826 | 0.0171 | 8 | Industrial_2027_SC C_million_m3_Before Competition Groups_8 | Insulation - Steam | 1.71% | 0 | 9.774 | Industrial_2027_SC C_million_m3_Before Competition Groups_Insulation - Steam
Industrial | Ind ¦ High Efficiency HVAC Fans (Gas) | 2027 | SC C | million_m3 | Before Competition Groups | 7.6778 | 0 | 0 | 571.5826 | 0.013433 | 9 | Industrial_2027_SC C_million_m3_Before Competition Groups_9 | High Efficiency HVAC Fans (Gas) | 1.343% | 0 | 7.6778 | Industrial_2027_SC C_million_m3_Before Competition Groups_High Efficiency HVAC Fans (Gas)
Industrial | Ind ¦ Direct Contact Water Heaters | 2027 | SC C | million_m3 | Before Competition Groups | 7.3713 | 0 | 0 | 571.5826 | 0.012896 | 10 | Industrial_2027_SC C_million_m3_Before Competition Groups_10 | Direct Contact Water Heaters | 1.29% | 0 | 7.3713 | Industrial_2027_SC C_million_m3_Before Competition Groups_Direct Contact Water Heaters
Industrial | Ind ¦ Steam Turbine Optimization | 2027 | SC C | million_m3 | Before Competition Groups | 5.3782 | 0 | 0 | 571.5826 | 0.0094093 | 11 | Industrial_2027_SC C_million_m3_Before Competition Groups_11 | Steam Turbine Optimization | 0.9409% | 0 | 5.3782 | Industrial_2027_SC C_million_m3_Before Competition Groups_Steam Turbine Optimization
Industrial | Ind ¦ Insulation - Steam (AG) | 2027 | SC C | million_m3 | Before Competition Groups | 5.0933 | 0 | 0 | 571.5826 | 0.0089109 | 12 | Industrial_2027_SC C_million_m3_Before Competition Groups_12 | Insulation - Steam (AG) | 0.8911% | 0 | 5.0933 | Industrial_2027_SC C_million_m3_Before Competition Groups_Insulation - Steam (AG)
Industrial | Ind ¦ Gas Turbine Optimization | 2027 | SC C | million_m3 | Before Competition Groups | 4.0336 | 0 | 0 | 571.5826 | 0.0070569 | 13 | Industrial_2027_SC C_million_m3_Before Competition Groups_13 | Gas Turbine Optimization | 0.7057% | 0 | 4.0336 | Industrial_2027_SC C_million_m3_Before Competition Groups_Gas Turbine Optimization
Industrial | Ind ¦ Air Compressor Heat Recovery | 2027 | SC C | million_m3 | Before Competition Groups | 3.6532 | 0 | 0 | 571.5826 | 0.0063915 | 14 | Industrial_2027_SC C_million_m3_Before Competition Groups_14 | Air Compressor Heat Recovery | 0.6391% | 0 | 3.6532 | Industrial_2027_SC C_million_m3_Before Competition Groups_Air Compressor Heat Recovery
Industrial | Ind ¦ Ventilation Optimization (Gas) | 2027 | SC C | million_m3 | Before Competition Groups | 2.8526 | 0 | 0 | 571.5826 | 0.0049907 | 15 | Industrial_2027_SC C_million_m3_Before Competition Groups_15 | Ventilation Optimization (Gas) | 0.4991% | 0 | 2.8526 | Industrial_2027_SC C_million_m3_Before Competition Groups_Ventilation Optimization (Gas)
Industrial | Ind ¦ HE Stock Tank | 2027 | SC C | million_m3 | Before Competition Groups | 1.362 | 0 | 0 | 571.5826 | 0.0023829 | 16 | Industrial_2027_SC C_million_m3_Before Competition Groups_16 | HE Stock Tank | 0.2383% | 0 | 1.362 | Industrial_2027_SC C_million_m3_Before Competition Groups_HE Stock Tank
Industrial | Ind ¦ VAV Conversion Project (Gas) | 2027 | SC C | million_m3 | Before Competition Groups | 0.9774 | 0 | 0 | 571.5826 | 0.00171 | 17 | Industrial_2027_SC C_million_m3_Before Competition Groups_17 | VAV Conversion Project (Gas) | 0.171% | 0 | 0.9774 | Industrial_2027_SC C_million_m3_Before Competition Groups_VAV Conversion Project (Gas)
Industrial | Ind ¦ Process Optimization (Gas) | 2027 | SC C | million_m3 | Before Competition Groups | 0.8973 | 0 | 0 | 571.5826 | 0.0015699 | 18 | Industrial_2027_SC C_million_m3_Before Competition Groups_18 | Process Optimization (Gas) | 0.157% | 0 | 0.8973 | Industrial_2027_SC C_million_m3_Before Competition Groups_Process Optimization (Gas)
Industrial | Ind ¦ HE HVAC Controls | 2027 | SC C | million_m3 | Before Competition Groups | 0.50604 | 0 | 0 | 571.5826 | 0.00088533 | 19 | Industrial_2027_SC C_million_m3_Before Competition Groups_19 | HE HVAC Controls | 0.08853% | 0 | 0.50604 | Industrial_2027_SC C_million_m3_Before Competition Groups_HE HVAC Controls
Industrial | Ind ¦ Process Heat Recovery (Gas) - HVAC | 2027 | SC C | million_m3 | Before Competition Groups | 0.26048 | 0 | 0 | 571.5826 | 0.00045571 | 20 | Industrial_2027_SC C_million_m3_Before Competition Groups_20 | Process Heat Recovery (Gas) - HVAC | 0.04557% | 0 | 0.26048 | Industrial_2027_SC C_million_m3_Before Competition Groups_Process Heat Recovery (Gas) - HVAC
Industrial | Ind ¦ Insulation - Steam - Direct | 2027 | SC C | million_m3 | Before Competition Groups | 0.14757 | 0 | 0 | 571.5826 | 0.00025818 | 21 | Industrial_2027_SC C_million_m3_Before Competition Groups_21 | Insulation - Steam - Direct | 0.02582% | 0 | 0.14757 | Industrial_2027_SC C_million_m3_Before Competition Groups_Insulation - Steam - Direct
Industrial | Ind ¦ Insulation - Steam - HVAC | 2027 | SC C | million_m3 | Before Competition Groups | 0.036427 | 0 | 0 | 571.5826 | 6.373e-05 | 22 | Industrial_2027_SC C_million_m3_Before Competition Groups_22 | Insulation - Steam - HVAC | 0.006373% | 0 | 0.036427 | Industrial_2027_SC C_million_m3_Before Competition Groups_Insulation - Steam - HVAC
Industrial | Ind ¦ HE HVAC Units | 2027 | SC C | million_m3 | Before Competition Groups | 0.02668 | 0 | 0 | 571.5826 | 4.6677e-05 | 23 | Industrial_2027_SC C_million_m3_Before Competition Groups_23 | HE HVAC Units | 0.004668% | 0 | 0.02668 | Industrial_2027_SC C_million_m3_Before Competition Groups_HE HVAC Units
Industrial | Ind ¦ Solar Walls | 2027 | SC C | million_m3 | Before Competition Groups | 0.010748 | 0 | 0 | 571.5826 | 1.8804e-05 | 24 | Industrial_2027_SC C_million_m3_Before Competition Groups_24 | Solar Walls | 0.00188% | 0 | 0.010748 | Industrial_2027_SC C_million_m3_Before Competition Groups_Solar Walls
Industrial | Ind ¦ High Efficiency Furnaces | 2027 | SC C | million_m3 | Before Competition Groups | 0 | 0 | 0 | 571.5826 | 0 | 25 | Industrial_2027_SC C_million_m3_Before Competition Groups_25 | High Efficiency Furnaces | 0% | 0 | 0 | Industrial_2027_SC C_million_m3_Before Competition Groups_High Efficiency Furnaces
Industrial | Ind ¦ Steam Trap Repair | 2027 | SC C | million_m3 | Before Competition Groups | 0 | 0 | 0 | 571.5826 | 0 | 26 | Industrial_2027_SC C_million_m3_Before Competition Groups_26 | Steam Trap Repair | 0% | 0 | 0 | Industrial_2027_SC C_million_m3_Before Competition Groups_Steam Trap Repair
Industrial | Ind ¦ Process Heat Improvements | 2027 | Technical | million_m3 | Before Competition Groups | 746.5803 | 0 | 0 | 2278.9128 | 0.3276 | 1 | Industrial_2027_Technical_million_m3_Before Competition Groups_1 | Process Heat Improvements | 32.76% | 0 | 746.5803 | Industrial_2027_Technical_million_m3_Before Competition Groups_Process Heat Improvements
Industrial | Ind ¦ Process Heat Recovery (Gas) | 2027 | Technical | million_m3 | Before Competition Groups | 303.3321 | 0 | 0 | 2278.9128 | 0.1331 | 2 | Industrial_2027_Technical_million_m3_Before Competition Groups_2 | Process Heat Recovery (Gas) | 13.31% | 0 | 303.3321 | Industrial_2027_Technical_million_m3_Before Competition Groups_Process Heat Recovery (Gas)
Industrial | Ind ¦ Boiler Upgrade | 2027 | Technical | million_m3 | Before Competition Groups | 281.9602 | 0 | 0 | 2278.9128 | 0.12373 | 3 | Industrial_2027_Technical_million_m3_Before Competition Groups_3 | Boiler Upgrade | 12.37% | 0 | 281.9602 | Industrial_2027_Technical_million_m3_Before Competition Groups_Boiler Upgrade
Industrial | Ind ¦ Recommissioning | 2027 | Technical | million_m3 | Before Competition Groups | 218.3228 | 0 | 0 | 2278.9128 | 0.095801 | 4 | Industrial_2027_Technical_million_m3_Before Competition Groups_4 | Recommissioning | 9.58% | 0 | 218.3228 | Industrial_2027_Technical_million_m3_Before Competition Groups_Recommissioning
Industrial | Ind ¦ High Efficiency Burners | 2027 | Technical | million_m3 | Before Competition Groups | 140.9004 | 0 | 0 | 2278.9128 | 0.061828 | 5 | Industrial_2027_Technical_million_m3_Before Competition Groups_5 | High Efficiency Burners | 6.183% | 0 | 140.9004 | Industrial_2027_Technical_million_m3_Before Competition Groups_High Efficiency Burners
Industrial | Ind ¦ Improved Controls -Process Heating Gas | 2027 | Technical | million_m3 | Before Competition Groups | 139.1832 | 0 | 0 | 2278.9128 | 0.061074 | 6 | Industrial_2027_Technical_million_m3_Before Competition Groups_6 | Improved Controls -Process Heating Gas | 6.107% | 0 | 139.1832 | Industrial_2027_Technical_million_m3_Before Competition Groups_Improved Controls -Process Heating Gas
Industrial | Ind ¦ Greenhouse Envelope Improvements | 2027 | Technical | million_m3 | Before Competition Groups | 75.3044 | 0 | 0 | 2278.9128 | 0.033044 | 7 | Industrial_2027_Technical_million_m3_Before Competition Groups_7 | Greenhouse Envelope Improvements | 3.304% | 0 | 75.3044 | Industrial_2027_Technical_million_m3_Before Competition Groups_Greenhouse Envelope Improvements
Industrial | Ind ¦ Boiler Tune Up | 2027 | Technical | million_m3 | Before Competition Groups | 43.2632 | 0 | 0 | 2278.9128 | 0.018984 | 8 | Industrial_2027_Technical_million_m3_Before Competition Groups_8 | Boiler Tune Up | 1.898% | 0 | 43.2632 | Industrial_2027_Technical_million_m3_Before Competition Groups_Boiler Tune Up
Industrial | Ind ¦ Insulation - Steam | 2027 | Technical | million_m3 | Before Competition Groups | 41.7031 | 0 | 0 | 2278.9128 | 0.0183 | 9 | Industrial_2027_Technical_million_m3_Before Competition Groups_9 | Insulation - Steam | 1.83% | 0 | 41.7031 | Industrial_2027_Technical_million_m3_Before Competition Groups_Insulation - Steam
Industrial | Ind ¦ High Efficiency HVAC Fans (Gas) | 2027 | Technical | million_m3 | Before Competition Groups | 36.6513 | 0 | 0 | 2278.9128 | 0.016083 | 10 | Industrial_2027_Technical_million_m3_Before Competition Groups_10 | High Efficiency HVAC Fans (Gas) | 1.608% | 0 | 36.6513 | Industrial_2027_Technical_million_m3_Before Competition Groups_High Efficiency HVAC Fans (Gas)
Industrial | Ind ¦ VAV Conversion Project (Gas) | 2027 | Technical | million_m3 | Before Competition Groups | 34.729 | 0 | 0 | 2278.9128 | 0.015239 | 11 | Industrial_2027_Technical_million_m3_Before Competition Groups_11 | VAV Conversion Project (Gas) | 1.524% | 0 | 34.729 | Industrial_2027_Technical_million_m3_Before Competition Groups_VAV Conversion Project (Gas)
Industrial | Ind ¦ Steam Leak Repairs | 2027 | Technical | million_m3 | Before Competition Groups | 26.2976 | 0 | 0 | 2278.9128 | 0.01154 | 12 | Industrial_2027_Technical_million_m3_Before Competition Groups_12 | Steam Leak Repairs | 1.154% | 0 | 26.2976 | Industrial_2027_Technical_million_m3_Before Competition Groups_Steam Leak Repairs
Industrial | Ind ¦ Direct Contact Water Heaters | 2027 | Technical | million_m3 | Before Competition Groups | 24.9787 | 0 | 0 | 2278.9128 | 0.010961 | 13 | Industrial_2027_Technical_million_m3_Before Competition Groups_13 | Direct Contact Water Heaters | 1.096% | 0 | 24.9787 | Industrial_2027_Technical_million_m3_Before Competition Groups_Direct Contact Water Heaters
Industrial | Ind ¦ HE HVAC Controls | 2027 | Technical | million_m3 | Before Competition Groups | 23.7319 | 0 | 0 | 2278.9128 | 0.010414 | 14 | Industrial_2027_Technical_million_m3_Before Competition Groups_14 | HE HVAC Controls | 1.041% | 0 | 23.7319 | Industrial_2027_Technical_million_m3_Before Competition Groups_HE HVAC Controls
Industrial | Ind ¦ Loading Dock Seals | 2027 | Technical | million_m3 | Before Competition Groups | 23.7319 | 0 | 0 | 2278.9128 | 0.010414 | 15 | Industrial_2027_Technical_million_m3_Before Competition Groups_15 | Loading Dock Seals | 1.041% | 0 | 23.7319 | Industrial_2027_Technical_million_m3_Before Competition Groups_Loading Dock Seals
Industrial | Ind ¦ Steam Trap Repair | 2027 | Technical | million_m3 | Before Competition Groups | 19.9615 | 0 | 0 | 2278.9128 | 0.0087592 | 16 | Industrial_2027_Technical_million_m3_Before Competition Groups_16 | Steam Trap Repair | 0.8759% | 0 | 19.9615 | Industrial_2027_Technical_million_m3_Before Competition Groups_Steam Trap Repair
Industrial | Ind ¦ Insulation - Steam (AG) | 2027 | Technical | million_m3 | Before Competition Groups | 18.2662 | 0 | 0 | 2278.9128 | 0.0080153 | 17 | Industrial_2027_Technical_million_m3_Before Competition Groups_17 | Insulation - Steam (AG) | 0.8015% | 0 | 18.2662 | Industrial_2027_Technical_million_m3_Before Competition Groups_Insulation - Steam (AG)
Industrial | Ind ¦ High Efficiency Furnaces | 2027 | Technical | million_m3 | Before Competition Groups | 16.2194 | 0 | 0 | 2278.9128 | 0.0071172 | 18 | Industrial_2027_Technical_million_m3_Before Competition Groups_18 | High Efficiency Furnaces | 0.7117% | 0 | 16.2194 | Industrial_2027_Technical_million_m3_Before Competition Groups_High Efficiency Furnaces
Industrial | Ind ¦ Air Compressor Heat Recovery | 2027 | Technical | million_m3 | Before Competition Groups | 15.2876 | 0 | 0 | 2278.9128 | 0.0067083 | 19 | Industrial_2027_Technical_million_m3_Before Competition Groups_19 | Air Compressor Heat Recovery | 0.6708% | 0 | 15.2876 | Industrial_2027_Technical_million_m3_Before Competition Groups_Air Compressor Heat Recovery
Industrial | Ind ¦ Steam Turbine Optimization | 2027 | Technical | million_m3 | Before Competition Groups | 9.7506 | 0 | 0 | 2278.9128 | 0.0042786 | 20 | Industrial_2027_Technical_million_m3_Before Competition Groups_20 | Steam Turbine Optimization | 0.4279% | 0 | 9.7506 | Industrial_2027_Technical_million_m3_Before Competition Groups_Steam Turbine Optimization
Industrial | Ind ¦ Process Optimization (Gas) | 2027 | Technical | million_m3 | Before Competition Groups | 8.9846 | 0 | 0 | 2278.9128 | 0.0039425 | 21 | Industrial_2027_Technical_million_m3_Before Competition Groups_21 | Process Optimization (Gas) | 0.3943% | 0 | 8.9846 | Industrial_2027_Technical_million_m3_Before Competition Groups_Process Optimization (Gas)
Industrial | Ind ¦ HE Stock Tank | 2027 | Technical | million_m3 | Before Competition Groups | 7.7547 | 0 | 0 | 2278.9128 | 0.0034028 | 22 | Industrial_2027_Technical_million_m3_Before Competition Groups_22 | HE Stock Tank | 0.3403% | 0 | 7.7547 | Industrial_2027_Technical_million_m3_Before Competition Groups_HE Stock Tank
Industrial | Ind ¦ Gas Turbine Optimization | 2027 | Technical | million_m3 | Before Competition Groups | 7.313 | 0 | 0 | 2278.9128 | 0.003209 | 23 | Industrial_2027_Technical_million_m3_Before Competition Groups_23 | Gas Turbine Optimization | 0.3209% | 0 | 7.313 | Industrial_2027_Technical_million_m3_Before Competition Groups_Gas Turbine Optimization
Industrial | Ind ¦ Ventilation Optimization (Gas) | 2027 | Technical | million_m3 | Before Competition Groups | 4.7572 | 0 | 0 | 2278.9128 | 0.0020875 | 24 | Industrial_2027_Technical_million_m3_Before Competition Groups_24 | Ventilation Optimization (Gas) | 0.2087% | 0 | 4.7572 | Industrial_2027_Technical_million_m3_Before Competition Groups_Ventilation Optimization (Gas)
Industrial | Ind ¦ Solar Walls | 2027 | Technical | million_m3 | Before Competition Groups | 4.6846 | 0 | 0 | 2278.9128 | 0.0020556 | 25 | Industrial_2027_Technical_million_m3_Before Competition Groups_25 | Solar Walls | 0.2056% | 0 | 4.6846 | Industrial_2027_Technical_million_m3_Before Competition Groups_Solar Walls
Industrial | Ind ¦ HE HVAC Units | 2027 | Technical | million_m3 | Before Competition Groups | 1.8285 | 0 | 0 | 2278.9128 | 0.00080237 | 26 | Industrial_2027_Technical_million_m3_Before Competition Groups_26 | HE HVAC Units | 0.08024% | 0 | 1.8285 | Industrial_2027_Technical_million_m3_Before Competition Groups_HE HVAC Units
Industrial | Ind ¦ Boiler Tune Up - Direct | 2027 | Technical | million_m3 | Before Competition Groups | 1.4767 | 0 | 0 | 2278.9128 | 0.000648 | 27 | Industrial_2027_Technical_million_m3_Before Competition Groups_27 | Boiler Tune Up - Direct | 0.0648% | 0 | 1.4767 | Industrial_2027_Technical_million_m3_Before Competition Groups_Boiler Tune Up - Direct
Industrial | Ind ¦ Process Heat Recovery (Gas) - HVAC | 2027 | Technical | million_m3 | Before Competition Groups | 1.0137 | 0 | 0 | 2278.9128 | 0.00044484 | 28 | Industrial_2027_Technical_million_m3_Before Competition Groups_28 | Process Heat Recovery (Gas) - HVAC | 0.04448% | 0 | 1.0137 | Industrial_2027_Technical_million_m3_Before Competition Groups_Process Heat Recovery (Gas) - HVAC
Industrial | Ind ¦ Insulation - Steam - Direct | 2027 | Technical | million_m3 | Before Competition Groups | 0.67583 | 0 | 0 | 2278.9128 | 0.00029656 | 29 | Industrial_2027_Technical_million_m3_Before Competition Groups_29 | Insulation - Steam - Direct | 0.02966% | 0 | 0.67583 | Industrial_2027_Technical_million_m3_Before Competition Groups_Insulation - Steam - Direct
Industrial | Ind ¦ Insulation - Steam - HVAC | 2027 | Technical | million_m3 | Before Competition Groups | 0.14055 | 0 | 0 | 2278.9128 | 6.1673e-05 | 30 | Industrial_2027_Technical_million_m3_Before Competition Groups_30 | Insulation - Steam - HVAC | 0.006167% | 0 | 0.14055 | Industrial_2027_Technical_million_m3_Before Competition Groups_Insulation - Steam - HVAC
Industrial | Ind ¦ Boiler Tune Up - HVAC | 2027 | Technical | million_m3 | Before Competition Groups | 0.12778 | 0 | 0 | 2278.9128 | 5.607e-05 | 31 | Industrial_2027_Technical_million_m3_Before Competition Groups_31 | Boiler Tune Up - HVAC | 0.005607% | 0 | 0.12778 | Industrial_2027_Technical_million_m3_Before Competition Groups_Boiler Tune Up - HVAC
Industrial | Ind ¦ Process Heat Improvements | 2028 | Economic | million_m3 | Before Competition Groups | 764.0071 | 0 | 0 | 2179.153 | 0.3506 | 1 | Industrial_2028_Economic_million_m3_Before Competition Groups_1 | Process Heat Improvements | 35.06% | 0 | 764.0071 | Industrial_2028_Economic_million_m3_Before Competition Groups_Process Heat Improvements
Industrial | Ind ¦ Process Heat Recovery (Gas) | 2028 | Economic | million_m3 | Before Competition Groups | 303.3321 | 0 | 0 | 2179.153 | 0.1392 | 2 | Industrial_2028_Economic_million_m3_Before Competition Groups_2 | Process Heat Recovery (Gas) | 13.92% | 0 | 303.3321 | Industrial_2028_Economic_million_m3_Before Competition Groups_Process Heat Recovery (Gas)
Industrial | Ind ¦ Boiler Upgrade | 2028 | Economic | million_m3 | Before Competition Groups | 289.2865 | 0 | 0 | 2179.153 | 0.13275 | 3 | Industrial_2028_Economic_million_m3_Before Competition Groups_3 | Boiler Upgrade | 13.28% | 0 | 289.2865 | Industrial_2028_Economic_million_m3_Before Competition Groups_Boiler Upgrade
Industrial | Ind ¦ Recommissioning | 2028 | Economic | million_m3 | Before Competition Groups | 218.3228 | 0 | 0 | 2179.153 | 0.10019 | 4 | Industrial_2028_Economic_million_m3_Before Competition Groups_4 | Recommissioning | 10.02% | 0 | 218.3228 | Industrial_2028_Economic_million_m3_Before Competition Groups_Recommissioning
Industrial | Ind ¦ High Efficiency Burners | 2028 | Economic | million_m3 | Before Competition Groups | 144.1894 | 0 | 0 | 2179.153 | 0.066168 | 5 | Industrial_2028_Economic_million_m3_Before Competition Groups_5 | High Efficiency Burners | 6.617% | 0 | 144.1894 | Industrial_2028_Economic_million_m3_Before Competition Groups_High Efficiency Burners
Industrial | Ind ¦ Improved Controls -Process Heating Gas | 2028 | Economic | million_m3 | Before Competition Groups | 139.1832 | 0 | 0 | 2179.153 | 0.06387 | 6 | Industrial_2028_Economic_million_m3_Before Competition Groups_6 | Improved Controls -Process Heating Gas | 6.387% | 0 | 139.1832 | Industrial_2028_Economic_million_m3_Before Competition Groups_Improved Controls -Process Heating Gas
Industrial | Ind ¦ Greenhouse Envelope Improvements | 2028 | Economic | million_m3 | Before Competition Groups | 77.5978 | 0 | 0 | 2179.153 | 0.035609 | 7 | Industrial_2028_Economic_million_m3_Before Competition Groups_7 | Greenhouse Envelope Improvements | 3.561% | 0 | 77.5978 | Industrial_2028_Economic_million_m3_Before Competition Groups_Greenhouse Envelope Improvements
Industrial | Ind ¦ Insulation - Steam | 2028 | Economic | million_m3 | Before Competition Groups | 41.7031 | 0 | 0 | 2179.153 | 0.019137 | 8 | Industrial_2028_Economic_million_m3_Before Competition Groups_8 | Insulation - Steam | 1.914% | 0 | 41.7031 | Industrial_2028_Economic_million_m3_Before Competition Groups_Insulation - Steam
Industrial | Ind ¦ High Efficiency HVAC Fans (Gas) | 2028 | Economic | million_m3 | Before Competition Groups | 37.3362 | 0 | 0 | 2179.153 | 0.017133 | 9 | Industrial_2028_Economic_million_m3_Before Competition Groups_9 | High Efficiency HVAC Fans (Gas) | 1.713% | 0 | 37.3362 | Industrial_2028_Economic_million_m3_Before Competition Groups_High Efficiency HVAC Fans (Gas)
Industrial | Ind ¦ VAV Conversion Project (Gas) | 2028 | Economic | million_m3 | Before Competition Groups | 34.7595 | 0 | 0 | 2179.153 | 0.015951 | 10 | Industrial_2028_Economic_million_m3_Before Competition Groups_10 | VAV Conversion Project (Gas) | 1.595% | 0 | 34.7595 | Industrial_2028_Economic_million_m3_Before Competition Groups_VAV Conversion Project (Gas)
Industrial | Ind ¦ Direct Contact Water Heaters | 2028 | Economic | million_m3 | Before Competition Groups | 25.5928 | 0 | 0 | 2179.153 | 0.011744 | 11 | Industrial_2028_Economic_million_m3_Before Competition Groups_11 | Direct Contact Water Heaters | 1.174% | 0 | 25.5928 | Industrial_2028_Economic_million_m3_Before Competition Groups_Direct Contact Water Heaters
Industrial | Ind ¦ HE HVAC Controls | 2028 | Economic | million_m3 | Before Competition Groups | 23.7319 | 0 | 0 | 2179.153 | 0.01089 | 12 | Industrial_2028_Economic_million_m3_Before Competition Groups_12 | HE HVAC Controls | 1.089% | 0 | 23.7319 | Industrial_2028_Economic_million_m3_Before Competition Groups_HE HVAC Controls
Industrial | Ind ¦ Insulation - Steam (AG) | 2028 | Economic | million_m3 | Before Competition Groups | 18.1681 | 0 | 0 | 2179.153 | 0.0083372 | 13 | Industrial_2028_Economic_million_m3_Before Competition Groups_13 | Insulation - Steam (AG) | 0.8337% | 0 | 18.1681 | Industrial_2028_Economic_million_m3_Before Competition Groups_Insulation - Steam (AG)
Industrial | Ind ¦ Air Compressor Heat Recovery | 2028 | Economic | million_m3 | Before Competition Groups | 15.2876 | 0 | 0 | 2179.153 | 0.0070154 | 14 | Industrial_2028_Economic_million_m3_Before Competition Groups_14 | Air Compressor Heat Recovery | 0.7015% | 0 | 15.2876 | Industrial_2028_Economic_million_m3_Before Competition Groups_Air Compressor Heat Recovery
Industrial | Ind ¦ Steam Turbine Optimization | 2028 | Economic | million_m3 | Before Competition Groups | 9.7529 | 0 | 0 | 2179.153 | 0.0044755 | 15 | Industrial_2028_Economic_million_m3_Before Competition Groups_15 | Steam Turbine Optimization | 0.4476% | 0 | 9.7529 | Industrial_2028_Economic_million_m3_Before Competition Groups_Steam Turbine Optimization
Industrial | Ind ¦ Process Optimization (Gas) | 2028 | Economic | million_m3 | Before Competition Groups | 8.9846 | 0 | 0 | 2179.153 | 0.004123 | 16 | Industrial_2028_Economic_million_m3_Before Competition Groups_16 | Process Optimization (Gas) | 0.4123% | 0 | 8.9846 | Industrial_2028_Economic_million_m3_Before Competition Groups_Process Optimization (Gas)
Industrial | Ind ¦ HE Stock Tank | 2028 | Economic | million_m3 | Before Competition Groups | 7.9458 | 0 | 0 | 2179.153 | 0.0036463 | 17 | Industrial_2028_Economic_million_m3_Before Competition Groups_17 | HE Stock Tank | 0.3646% | 0 | 7.9458 | Industrial_2028_Economic_million_m3_Before Competition Groups_HE Stock Tank
Industrial | Ind ¦ Gas Turbine Optimization | 2028 | Economic | million_m3 | Before Competition Groups | 7.3146 | 0 | 0 | 2179.153 | 0.0033566 | 18 | Industrial_2028_Economic_million_m3_Before Competition Groups_18 | Gas Turbine Optimization | 0.3357% | 0 | 7.3146 | Industrial_2028_Economic_million_m3_Before Competition Groups_Gas Turbine Optimization
Industrial | Ind ¦ Ventilation Optimization (Gas) | 2028 | Economic | million_m3 | Before Competition Groups | 4.7572 | 0 | 0 | 2179.153 | 0.002183 | 19 | Industrial_2028_Economic_million_m3_Before Competition Groups_19 | Ventilation Optimization (Gas) | 0.2183% | 0 | 4.7572 | Industrial_2028_Economic_million_m3_Before Competition Groups_Ventilation Optimization (Gas)
Industrial | Ind ¦ Solar Walls | 2028 | Economic | million_m3 | Before Competition Groups | 4.6887 | 0 | 0 | 2179.153 | 0.0021516 | 20 | Industrial_2028_Economic_million_m3_Before Competition Groups_20 | Solar Walls | 0.2152% | 0 | 4.6887 | Industrial_2028_Economic_million_m3_Before Competition Groups_Solar Walls
Industrial | Ind ¦ HE HVAC Units | 2028 | Economic | million_m3 | Before Competition Groups | 1.3809 | 0 | 0 | 2179.153 | 0.00063368 | 21 | Industrial_2028_Economic_million_m3_Before Competition Groups_21 | HE HVAC Units | 0.06337% | 0 | 1.3809 | Industrial_2028_Economic_million_m3_Before Competition Groups_HE HVAC Units
Industrial | Ind ¦ Process Heat Recovery (Gas) - HVAC | 2028 | Economic | million_m3 | Before Competition Groups | 1.0137 | 0 | 0 | 2179.153 | 0.0004652 | 22 | Industrial_2028_Economic_million_m3_Before Competition Groups_22 | Process Heat Recovery (Gas) - HVAC | 0.04652% | 0 | 1.0137 | Industrial_2028_Economic_million_m3_Before Competition Groups_Process Heat Recovery (Gas) - HVAC
Industrial | Ind ¦ Insulation - Steam - Direct | 2028 | Economic | million_m3 | Before Competition Groups | 0.67583 | 0 | 0 | 2179.153 | 0.00031014 | 23 | Industrial_2028_Economic_million_m3_Before Competition Groups_23 | Insulation - Steam - Direct | 0.03101% | 0 | 0.67583 | Industrial_2028_Economic_million_m3_Before Competition Groups_Insulation - Steam - Direct
Industrial | Ind ¦ Insulation - Steam - HVAC | 2028 | Economic | million_m3 | Before Competition Groups | 0.14055 | 0 | 0 | 2179.153 | 6.4497e-05 | 24 | Industrial_2028_Economic_million_m3_Before Competition Groups_24 | Insulation - Steam - HVAC | 0.00645% | 0 | 0.14055 | Industrial_2028_Economic_million_m3_Before Competition Groups_Insulation - Steam - HVAC
Industrial | Ind ¦ High Efficiency Furnaces | 2028 | Economic | million_m3 | Before Competition Groups | 0 | 0 | 0 | 2179.153 | 0 | 25 | Industrial_2028_Economic_million_m3_Before Competition Groups_25 | High Efficiency Furnaces | 0% | 0 | 0 | Industrial_2028_Economic_million_m3_Before Competition Groups_High Efficiency Furnaces
Industrial | Ind ¦ Steam Trap Repair | 2028 | Economic | million_m3 | Before Competition Groups | 0 | 0 | 0 | 2179.153 | 0 | 26 | Industrial_2028_Economic_million_m3_Before Competition Groups_26 | Steam Trap Repair | 0% | 0 | 0 | Industrial_2028_Economic_million_m3_Before Competition Groups_Steam Trap Repair
Industrial | Ind ¦ Boiler Upgrade | 2028 | SC A | million_m3 | Before Competition Groups | 130.7497 | 0 | 0 | 463.0359 | 0.28237 | 1 | Industrial_2028_SC A_million_m3_Before Competition Groups_1 | Boiler Upgrade | 28.24% | 0 | 130.7497 | Industrial_2028_SC A_million_m3_Before Competition Groups_Boiler Upgrade
Industrial | Ind ¦ Process Heat Improvements | 2028 | SC A | million_m3 | Before Competition Groups | 116.786 | 0 | 0 | 463.0359 | 0.25222 | 2 | Industrial_2028_SC A_million_m3_Before Competition Groups_2 | Process Heat Improvements | 25.22% | 0 | 116.786 | Industrial_2028_SC A_million_m3_Before Competition Groups_Process Heat Improvements
Industrial | Ind ¦ Recommissioning | 2028 | SC A | million_m3 | Before Competition Groups | 51.9048 | 0 | 0 | 463.0359 | 0.1121 | 3 | Industrial_2028_SC A_million_m3_Before Competition Groups_3 | Recommissioning | 11.21% | 0 | 51.9048 | Industrial_2028_SC A_million_m3_Before Competition Groups_Recommissioning
Industrial | Ind ¦ Greenhouse Envelope Improvements | 2028 | SC A | million_m3 | Before Competition Groups | 41.5468 | 0 | 0 | 463.0359 | 0.089727 | 4 | Industrial_2028_SC A_million_m3_Before Competition Groups_4 | Greenhouse Envelope Improvements | 8.973% | 0 | 41.5468 | Industrial_2028_SC A_million_m3_Before Competition Groups_Greenhouse Envelope Improvements
Industrial | Ind ¦ Improved Controls -Process Heating Gas | 2028 | SC A | million_m3 | Before Competition Groups | 33.6941 | 0 | 0 | 463.0359 | 0.072768 | 5 | Industrial_2028_SC A_million_m3_Before Competition Groups_5 | Improved Controls -Process Heating Gas | 7.277% | 0 | 33.6941 | Industrial_2028_SC A_million_m3_Before Competition Groups_Improved Controls -Process Heating Gas
Industrial | Ind ¦ Process Heat Recovery (Gas) | 2028 | SC A | million_m3 | Before Competition Groups | 31.5957 | 0 | 0 | 463.0359 | 0.068236 | 6 | Industrial_2028_SC A_million_m3_Before Competition Groups_6 | Process Heat Recovery (Gas) | 6.824% | 0 | 31.5957 | Industrial_2028_SC A_million_m3_Before Competition Groups_Process Heat Recovery (Gas)
Industrial | Ind ¦ Insulation - Steam | 2028 | SC A | million_m3 | Before Competition Groups | 11.3767 | 0 | 0 | 463.0359 | 0.02457 | 7 | Industrial_2028_SC A_million_m3_Before Competition Groups_7 | Insulation - Steam | 2.457% | 0 | 11.3767 | Industrial_2028_SC A_million_m3_Before Competition Groups_Insulation - Steam
Industrial | Ind ¦ Direct Contact Water Heaters | 2028 | SC A | million_m3 | Before Competition Groups | 8.4696 | 0 | 0 | 463.0359 | 0.018291 | 8 | Industrial_2028_SC A_million_m3_Before Competition Groups_8 | Direct Contact Water Heaters | 1.829% | 0 | 8.4696 | Industrial_2028_SC A_million_m3_Before Competition Groups_Direct Contact Water Heaters
Industrial | Ind ¦ Insulation - Steam (AG) | 2028 | SC A | million_m3 | Before Competition Groups | 5.9355 | 0 | 0 | 463.0359 | 0.012819 | 9 | Industrial_2028_SC A_million_m3_Before Competition Groups_9 | Insulation - Steam (AG) | 1.282% | 0 | 5.9355 | Industrial_2028_SC A_million_m3_Before Competition Groups_Insulation - Steam (AG)
Industrial | Ind ¦ Steam Turbine Optimization | 2028 | SC A | million_m3 | Before Competition Groups | 5.8278 | 0 | 0 | 463.0359 | 0.012586 | 10 | Industrial_2028_SC A_million_m3_Before Competition Groups_10 | Steam Turbine Optimization | 1.259% | 0 | 5.8278 | Industrial_2028_SC A_million_m3_Before Competition Groups_Steam Turbine Optimization
Industrial | Ind ¦ High Efficiency HVAC Fans (Gas) | 2028 | SC A | million_m3 | Before Competition Groups | 5.5399 | 0 | 0 | 463.0359 | 0.011964 | 11 | Industrial_2028_SC A_million_m3_Before Competition Groups_11 | High Efficiency HVAC Fans (Gas) | 1.196% | 0 | 5.5399 | Industrial_2028_SC A_million_m3_Before Competition Groups_High Efficiency HVAC Fans (Gas)
Industrial | Ind ¦ High Efficiency Burners | 2028 | SC A | million_m3 | Before Competition Groups | 5.1734 | 0 | 0 | 463.0359 | 0.011173 | 12 | Industrial_2028_SC A_million_m3_Before Competition Groups_12 | High Efficiency Burners | 1.117% | 0 | 5.1734 | Industrial_2028_SC A_million_m3_Before Competition Groups_High Efficiency Burners
Industrial | Ind ¦ Gas Turbine Optimization | 2028 | SC A | million_m3 | Before Competition Groups | 4.2776 | 0 | 0 | 463.0359 | 0.0092381 | 13 | Industrial_2028_SC A_million_m3_Before Competition Groups_13 | Gas Turbine Optimization | 0.9238% | 0 | 4.2776 | Industrial_2028_SC A_million_m3_Before Competition Groups_Gas Turbine Optimization
Industrial | Ind ¦ Air Compressor Heat Recovery | 2028 | SC A | million_m3 | Before Competition Groups | 3.2627 | 0 | 0 | 463.0359 | 0.0070463 | 14 | Industrial_2028_SC A_million_m3_Before Competition Groups_14 | Air Compressor Heat Recovery | 0.7046% | 0 | 3.2627 | Industrial_2028_SC A_million_m3_Before Competition Groups_Air Compressor Heat Recovery
Industrial | Ind ¦ Ventilation Optimization (Gas) | 2028 | SC A | million_m3 | Before Competition Groups | 3.1799 | 0 | 0 | 463.0359 | 0.0068675 | 15 | Industrial_2028_SC A_million_m3_Before Competition Groups_15 | Ventilation Optimization (Gas) | 0.6867% | 0 | 3.1799 | Industrial_2028_SC A_million_m3_Before Competition Groups_Ventilation Optimization (Gas)
Industrial | Ind ¦ HE Stock Tank | 2028 | SC A | million_m3 | Before Competition Groups | 1.6129 | 0 | 0 | 463.0359 | 0.0034834 | 16 | Industrial_2028_SC A_million_m3_Before Competition Groups_16 | HE Stock Tank | 0.3483% | 0 | 1.6129 | Industrial_2028_SC A_million_m3_Before Competition Groups_HE Stock Tank
Industrial | Ind ¦ Process Optimization (Gas) | 2028 | SC A | million_m3 | Before Competition Groups | 1.0405 | 0 | 0 | 463.0359 | 0.0022471 | 17 | Industrial_2028_SC A_million_m3_Before Competition Groups_17 | Process Optimization (Gas) | 0.2247% | 0 | 1.0405 | Industrial_2028_SC A_million_m3_Before Competition Groups_Process Optimization (Gas)
Industrial | Ind ¦ VAV Conversion Project (Gas) | 2028 | SC A | million_m3 | Before Competition Groups | 0.42428 | 0 | 0 | 463.0359 | 0.0009163 | 18 | Industrial_2028_SC A_million_m3_Before Competition Groups_18 | VAV Conversion Project (Gas) | 0.09163% | 0 | 0.42428 | Industrial_2028_SC A_million_m3_Before Competition Groups_VAV Conversion Project (Gas)
Industrial | Ind ¦ HE HVAC Controls | 2028 | SC A | million_m3 | Before Competition Groups | 0.27858 | 0 | 0 | 463.0359 | 0.00060164 | 19 | Industrial_2028_SC A_million_m3_Before Competition Groups_19 | HE HVAC Controls | 0.06016% | 0 | 0.27858 | Industrial_2028_SC A_million_m3_Before Competition Groups_HE HVAC Controls
Industrial | Ind ¦ Insulation - Steam - Direct | 2028 | SC A | million_m3 | Before Competition Groups | 0.1716 | 0 | 0 | 463.0359 | 0.00037059 | 20 | Industrial_2028_SC A_million_m3_Before Competition Groups_20 | Insulation - Steam - Direct | 0.03706% | 0 | 0.1716 | Industrial_2028_SC A_million_m3_Before Competition Groups_Insulation - Steam - Direct
Industrial | Ind ¦ Process Heat Recovery (Gas) - HVAC | 2028 | SC A | million_m3 | Before Competition Groups | 0.12701 | 0 | 0 | 463.0359 | 0.0002743 | 21 | Industrial_2028_SC A_million_m3_Before Competition Groups_21 | Process Heat Recovery (Gas) - HVAC | 0.02743% | 0 | 0.12701 | Industrial_2028_SC A_million_m3_Before Competition Groups_Process Heat Recovery (Gas) - HVAC
Industrial | Ind ¦ Insulation - Steam - HVAC | 2028 | SC A | million_m3 | Before Competition Groups | 0.04245 | 0 | 0 | 463.0359 | 9.1678e-05 | 22 | Industrial_2028_SC A_million_m3_Before Competition Groups_22 | Insulation - Steam - HVAC | 0.009168% | 0 | 0.04245 | Industrial_2028_SC A_million_m3_Before Competition Groups_Insulation - Steam - HVAC
Industrial | Ind ¦ HE HVAC Units | 2028 | SC A | million_m3 | Before Competition Groups | 0.014727 | 0 | 0 | 463.0359 | 3.1805e-05 | 23 | Industrial_2028_SC A_million_m3_Before Competition Groups_23 | HE HVAC Units | 0.00318% | 0 | 0.014727 | Industrial_2028_SC A_million_m3_Before Competition Groups_HE HVAC Units
Industrial | Ind ¦ Solar Walls | 2028 | SC A | million_m3 | Before Competition Groups | 0.0035675 | 0 | 0 | 463.0359 | 7.7046e-06 | 24 | Industrial_2028_SC A_million_m3_Before Competition Groups_24 | Solar Walls | 0.0007705% | 0 | 0.0035675 | Industrial_2028_SC A_million_m3_Before Competition Groups_Solar Walls
Industrial | Ind ¦ High Efficiency Furnaces | 2028 | SC A | million_m3 | Before Competition Groups | 0 | 0 | 0 | 463.0359 | 0 | 25 | Industrial_2028_SC A_million_m3_Before Competition Groups_25 | High Efficiency Furnaces | 0% | 0 | 0 | Industrial_2028_SC A_million_m3_Before Competition Groups_High Efficiency Furnaces
Industrial | Ind ¦ Steam Trap Repair | 2028 | SC A | million_m3 | Before Competition Groups | 0 | 0 | 0 | 463.0359 | 0 | 26 | Industrial_2028_SC A_million_m3_Before Competition Groups_26 | Steam Trap Repair | 0% | 0 | 0 | Industrial_2028_SC A_million_m3_Before Competition Groups_Steam Trap Repair
Industrial | Ind ¦ Process Heat Improvements | 2028 | SC B | million_m3 | Before Competition Groups | 376.967 | 0 | 0 | 1272.4112 | 0.29626 | 1 | Industrial_2028_SC B_million_m3_Before Competition Groups_1 | Process Heat Improvements | 29.63% | 0 | 376.967 | Industrial_2028_SC B_million_m3_Before Competition Groups_Process Heat Improvements
Industrial | Ind ¦ Boiler Upgrade | 2028 | SC B | million_m3 | Before Competition Groups | 197.1875 | 0 | 0 | 1272.4112 | 0.15497 | 2 | Industrial_2028_SC B_million_m3_Before Competition Groups_2 | Boiler Upgrade | 15.5% | 0 | 197.1875 | Industrial_2028_SC B_million_m3_Before Competition Groups_Boiler Upgrade
Industrial | Ind ¦ Process Heat Recovery (Gas) | 2028 | SC B | million_m3 | Before Competition Groups | 191.2864 | 0 | 0 | 1272.4112 | 0.15033 | 3 | Industrial_2028_SC B_million_m3_Before Competition Groups_3 | Process Heat Recovery (Gas) | 15.03% | 0 | 191.2864 | Industrial_2028_SC B_million_m3_Before Competition Groups_Process Heat Recovery (Gas)
Industrial | Ind ¦ Recommissioning | 2028 | SC B | million_m3 | Before Competition Groups | 139.3561 | 0 | 0 | 1272.4112 | 0.10952 | 4 | Industrial_2028_SC B_million_m3_Before Competition Groups_4 | Recommissioning | 10.95% | 0 | 139.3561 | Industrial_2028_SC B_million_m3_Before Competition Groups_Recommissioning
Industrial | Ind ¦ Improved Controls -Process Heating Gas | 2028 | SC B | million_m3 | Before Competition Groups | 87.4695 | 0 | 0 | 1272.4112 | 0.068743 | 5 | Industrial_2028_SC B_million_m3_Before Competition Groups_5 | Improved Controls -Process Heating Gas | 6.874% | 0 | 87.4695 | Industrial_2028_SC B_million_m3_Before Competition Groups_Improved Controls -Process Heating Gas
Industrial | Ind ¦ High Efficiency Burners | 2028 | SC B | million_m3 | Before Competition Groups | 71.7141 | 0 | 0 | 1272.4112 | 0.056361 | 6 | Industrial_2028_SC B_million_m3_Before Competition Groups_6 | High Efficiency Burners | 5.636% | 0 | 71.7141 | Industrial_2028_SC B_million_m3_Before Competition Groups_High Efficiency Burners
Industrial | Ind ¦ Greenhouse Envelope Improvements | 2028 | SC B | million_m3 | Before Competition Groups | 56.6022 | 0 | 0 | 1272.4112 | 0.044484 | 7 | Industrial_2028_SC B_million_m3_Before Competition Groups_7 | Greenhouse Envelope Improvements | 4.448% | 0 | 56.6022 | Industrial_2028_SC B_million_m3_Before Competition Groups_Greenhouse Envelope Improvements
Industrial | Ind ¦ Insulation - Steam | 2028 | SC B | million_m3 | Before Competition Groups | 26.8837 | 0 | 0 | 1272.4112 | 0.021128 | 8 | Industrial_2028_SC B_million_m3_Before Competition Groups_8 | Insulation - Steam | 2.113% | 0 | 26.8837 | Industrial_2028_SC B_million_m3_Before Competition Groups_Insulation - Steam
Industrial | Ind ¦ High Efficiency HVAC Fans (Gas) | 2028 | SC B | million_m3 | Before Competition Groups | 23.3286 | 0 | 0 | 1272.4112 | 0.018334 | 9 | Industrial_2028_SC B_million_m3_Before Competition Groups_9 | High Efficiency HVAC Fans (Gas) | 1.833% | 0 | 23.3286 | Industrial_2028_SC B_million_m3_Before Competition Groups_High Efficiency HVAC Fans (Gas)
Industrial | Ind ¦ VAV Conversion Project (Gas) | 2028 | SC B | million_m3 | Before Competition Groups | 22.7578 | 0 | 0 | 1272.4112 | 0.017886 | 10 | Industrial_2028_SC B_million_m3_Before Competition Groups_10 | VAV Conversion Project (Gas) | 1.789% | 0 | 22.7578 | Industrial_2028_SC B_million_m3_Before Competition Groups_VAV Conversion Project (Gas)
Industrial | Ind ¦ HE HVAC Controls | 2028 | SC B | million_m3 | Before Competition Groups | 16.0337 | 0 | 0 | 1272.4112 | 0.012601 | 11 | Industrial_2028_SC B_million_m3_Before Competition Groups_11 | HE HVAC Controls | 1.26% | 0 | 16.0337 | Industrial_2028_SC B_million_m3_Before Competition Groups_HE HVAC Controls
Industrial | Ind ¦ Direct Contact Water Heaters | 2028 | SC B | million_m3 | Before Competition Groups | 15.4011 | 0 | 0 | 1272.4112 | 0.012104 | 12 | Industrial_2028_SC B_million_m3_Before Competition Groups_12 | Direct Contact Water Heaters | 1.21% | 0 | 15.4011 | Industrial_2028_SC B_million_m3_Before Competition Groups_Direct Contact Water Heaters
Industrial | Ind ¦ Insulation - Steam (AG) | 2028 | SC B | million_m3 | Before Competition Groups | 13.6061 | 0 | 0 | 1272.4112 | 0.010693 | 13 | Industrial_2028_SC B_million_m3_Before Competition Groups_13 | Insulation - Steam (AG) | 1.069% | 0 | 13.6061 | Industrial_2028_SC B_million_m3_Before Competition Groups_Insulation - Steam (AG)
Industrial | Ind ¦ Air Compressor Heat Recovery | 2028 | SC B | million_m3 | Before Competition Groups | 9.9914 | 0 | 0 | 1272.4112 | 0.0078524 | 14 | Industrial_2028_SC B_million_m3_Before Competition Groups_14 | Air Compressor Heat Recovery | 0.7852% | 0 | 9.9914 | Industrial_2028_SC B_million_m3_Before Competition Groups_Air Compressor Heat Recovery
Industrial | Ind ¦ Steam Turbine Optimization | 2028 | SC B | million_m3 | Before Competition Groups | 6.0319 | 0 | 0 | 1272.4112 | 0.0047406 | 15 | Industrial_2028_SC B_million_m3_Before Competition Groups_15 | Steam Turbine Optimization | 0.4741% | 0 | 6.0319 | Industrial_2028_SC B_million_m3_Before Competition Groups_Steam Turbine Optimization
Industrial | Ind ¦ Gas Turbine Optimization | 2028 | SC B | million_m3 | Before Competition Groups | 4.524 | 0 | 0 | 1272.4112 | 0.0035554 | 16 | Industrial_2028_SC B_million_m3_Before Competition Groups_16 | Gas Turbine Optimization | 0.3555% | 0 | 4.524 | Industrial_2028_SC B_million_m3_Before Competition Groups_Gas Turbine Optimization
Industrial | Ind ¦ HE Stock Tank | 2028 | SC B | million_m3 | Before Competition Groups | 3.8762 | 0 | 0 | 1272.4112 | 0.0030463 | 17 | Industrial_2028_SC B_million_m3_Before Competition Groups_17 | HE Stock Tank | 0.3046% | 0 | 3.8762 | Industrial_2028_SC B_million_m3_Before Competition Groups_HE Stock Tank
Industrial | Ind ¦ Ventilation Optimization (Gas) | 2028 | SC B | million_m3 | Before Competition Groups | 3.1799 | 0 | 0 | 1272.4112 | 0.0024991 | 18 | Industrial_2028_SC B_million_m3_Before Competition Groups_18 | Ventilation Optimization (Gas) | 0.2499% | 0 | 3.1799 | Industrial_2028_SC B_million_m3_Before Competition Groups_Ventilation Optimization (Gas)
Industrial | Ind ¦ Solar Walls | 2028 | SC B | million_m3 | Before Competition Groups | 3.0697 | 0 | 0 | 1272.4112 | 0.0024125 | 19 | Industrial_2028_SC B_million_m3_Before Competition Groups_19 | Solar Walls | 0.2412% | 0 | 3.0697 | Industrial_2028_SC B_million_m3_Before Competition Groups_Solar Walls
Industrial | Ind ¦ Process Optimization (Gas) | 2028 | SC B | million_m3 | Before Competition Groups | 1.0405 | 0 | 0 | 1272.4112 | 0.00081775 | 20 | Industrial_2028_SC B_million_m3_Before Competition Groups_20 | Process Optimization (Gas) | 0.08177% | 0 | 1.0405 | Industrial_2028_SC B_million_m3_Before Competition Groups_Process Optimization (Gas)
Industrial | Ind ¦ HE HVAC Units | 2028 | SC B | million_m3 | Before Competition Groups | 0.89093 | 0 | 0 | 1272.4112 | 0.00070019 | 21 | Industrial_2028_SC B_million_m3_Before Competition Groups_21 | HE HVAC Units | 0.07002% | 0 | 0.89093 | Industrial_2028_SC B_million_m3_Before Competition Groups_HE HVAC Units
Industrial | Ind ¦ Process Heat Recovery (Gas) - HVAC | 2028 | SC B | million_m3 | Before Competition Groups | 0.70186 | 0 | 0 | 1272.4112 | 0.0005516 | 22 | Industrial_2028_SC B_million_m3_Before Competition Groups_22 | Process Heat Recovery (Gas) - HVAC | 0.05516% | 0 | 0.70186 | Industrial_2028_SC B_million_m3_Before Competition Groups_Process Heat Recovery (Gas) - HVAC
Industrial | Ind ¦ Insulation - Steam - Direct | 2028 | SC B | million_m3 | Before Competition Groups | 0.41368 | 0 | 0 | 1272.4112 | 0.00032512 | 23 | Industrial_2028_SC B_million_m3_Before Competition Groups_23 | Insulation - Steam - Direct | 0.03251% | 0 | 0.41368 | Industrial_2028_SC B_million_m3_Before Competition Groups_Insulation - Steam - Direct
Industrial | Ind ¦ Insulation - Steam - HVAC | 2028 | SC B | million_m3 | Before Competition Groups | 0.097309 | 0 | 0 | 1272.4112 | 7.6476e-05 | 24 | Industrial_2028_SC B_million_m3_Before Competition Groups_24 | Insulation - Steam - HVAC | 0.007648% | 0 | 0.097309 | Industrial_2028_SC B_million_m3_Before Competition Groups_Insulation - Steam - HVAC
Industrial | Ind ¦ High Efficiency Furnaces | 2028 | SC B | million_m3 | Before Competition Groups | 0 | 0 | 0 | 1272.4112 | 0 | 25 | Industrial_2028_SC B_million_m3_Before Competition Groups_25 | High Efficiency Furnaces | 0% | 0 | 0 | Industrial_2028_SC B_million_m3_Before Competition Groups_High Efficiency Furnaces
Industrial | Ind ¦ Steam Trap Repair | 2028 | SC B | million_m3 | Before Competition Groups | 0 | 0 | 0 | 1272.4112 | 0 | 26 | Industrial_2028_SC B_million_m3_Before Competition Groups_26 | Steam Trap Repair | 0% | 0 | 0 | Industrial_2028_SC B_million_m3_Before Competition Groups_Steam Trap Repair
Industrial | Ind ¦ Boiler Upgrade | 2028 | SC C | million_m3 | Before Competition Groups | 197.1875 | 0 | 0 | 654.8373 | 0.30112 | 1 | Industrial_2028_SC C_million_m3_Before Competition Groups_1 | Boiler Upgrade | 30.11% | 0 | 197.1875 | Industrial_2028_SC C_million_m3_Before Competition Groups_Boiler Upgrade
Industrial | Ind ¦ Process Heat Improvements | 2028 | SC C | million_m3 | Before Competition Groups | 157.3126 | 0 | 0 | 654.8373 | 0.24023 | 2 | Industrial_2028_SC C_million_m3_Before Competition Groups_2 | Process Heat Improvements | 24.02% | 0 | 157.3126 | Industrial_2028_SC C_million_m3_Before Competition Groups_Process Heat Improvements
Industrial | Ind ¦ Process Heat Recovery (Gas) | 2028 | SC C | million_m3 | Before Competition Groups | 79.6331 | 0 | 0 | 654.8373 | 0.12161 | 3 | Industrial_2028_SC C_million_m3_Before Competition Groups_3 | Process Heat Recovery (Gas) | 12.16% | 0 | 79.6331 | Industrial_2028_SC C_million_m3_Before Competition Groups_Process Heat Recovery (Gas)
Industrial | Ind ¦ Recommissioning | 2028 | SC C | million_m3 | Before Competition Groups | 58.2558 | 0 | 0 | 654.8373 | 0.088962 | 4 | Industrial_2028_SC C_million_m3_Before Competition Groups_4 | Recommissioning | 8.896% | 0 | 58.2558 | Industrial_2028_SC C_million_m3_Before Competition Groups_Recommissioning
Industrial | Ind ¦ Greenhouse Envelope Improvements | 2028 | SC C | million_m3 | Before Competition Groups | 41.5468 | 0 | 0 | 654.8373 | 0.063446 | 5 | Industrial_2028_SC C_million_m3_Before Competition Groups_5 | Greenhouse Envelope Improvements | 6.345% | 0 | 41.5468 | Industrial_2028_SC C_million_m3_Before Competition Groups_Greenhouse Envelope Improvements
Industrial | Ind ¦ Improved Controls -Process Heating Gas | 2028 | SC C | million_m3 | Before Competition Groups | 36.6624 | 0 | 0 | 654.8373 | 0.055987 | 6 | Industrial_2028_SC C_million_m3_Before Competition Groups_6 | Improved Controls -Process Heating Gas | 5.599% | 0 | 36.6624 | Industrial_2028_SC C_million_m3_Before Competition Groups_Improved Controls -Process Heating Gas
Industrial | Ind ¦ High Efficiency Burners | 2028 | SC C | million_m3 | Before Competition Groups | 26.6302 | 0 | 0 | 654.8373 | 0.040667 | 7 | Industrial_2028_SC C_million_m3_Before Competition Groups_7 | High Efficiency Burners | 4.067% | 0 | 26.6302 | Industrial_2028_SC C_million_m3_Before Competition Groups_High Efficiency Burners
Industrial | Ind ¦ Insulation - Steam | 2028 | SC C | million_m3 | Before Competition Groups | 11.3793 | 0 | 0 | 654.8373 | 0.017377 | 8 | Industrial_2028_SC C_million_m3_Before Competition Groups_8 | Insulation - Steam | 1.738% | 0 | 11.3793 | Industrial_2028_SC C_million_m3_Before Competition Groups_Insulation - Steam
Industrial | Ind ¦ High Efficiency HVAC Fans (Gas) | 2028 | SC C | million_m3 | Before Competition Groups | 8.9335 | 0 | 0 | 654.8373 | 0.013642 | 9 | Industrial_2028_SC C_million_m3_Before Competition Groups_9 | High Efficiency HVAC Fans (Gas) | 1.364% | 0 | 8.9335 | Industrial_2028_SC C_million_m3_Before Competition Groups_High Efficiency HVAC Fans (Gas)
Industrial | Ind ¦ Direct Contact Water Heaters | 2028 | SC C | million_m3 | Before Competition Groups | 8.4696 | 0 | 0 | 654.8373 | 0.012934 | 10 | Industrial_2028_SC C_million_m3_Before Competition Groups_10 | Direct Contact Water Heaters | 1.293% | 0 | 8.4696 | Industrial_2028_SC C_million_m3_Before Competition Groups_Direct Contact Water Heaters
Industrial | Ind ¦ Steam Turbine Optimization | 2028 | SC C | million_m3 | Before Competition Groups | 6.0319 | 0 | 0 | 654.8373 | 0.0092114 | 11 | Industrial_2028_SC C_million_m3_Before Competition Groups_11 | Steam Turbine Optimization | 0.9211% | 0 | 6.0319 | Industrial_2028_SC C_million_m3_Before Competition Groups_Steam Turbine Optimization
Industrial | Ind ¦ Insulation - Steam (AG) | 2028 | SC C | million_m3 | Before Competition Groups | 5.9369 | 0 | 0 | 654.8373 | 0.0090663 | 12 | Industrial_2028_SC C_million_m3_Before Competition Groups_12 | Insulation - Steam (AG) | 0.9066% | 0 | 5.9369 | Industrial_2028_SC C_million_m3_Before Competition Groups_Insulation - Steam (AG)
Industrial | Ind ¦ Gas Turbine Optimization | 2028 | SC C | million_m3 | Before Competition Groups | 4.524 | 0 | 0 | 654.8373 | 0.0069085 | 13 | Industrial_2028_SC C_million_m3_Before Competition Groups_13 | Gas Turbine Optimization | 0.6909% | 0 | 4.524 | Industrial_2028_SC C_million_m3_Before Competition Groups_Gas Turbine Optimization
Industrial | Ind ¦ Air Compressor Heat Recovery | 2028 | SC C | million_m3 | Before Competition Groups | 4.2543 | 0 | 0 | 654.8373 | 0.0064967 | 14 | Industrial_2028_SC C_million_m3_Before Competition Groups_14 | Air Compressor Heat Recovery | 0.6497% | 0 | 4.2543 | Industrial_2028_SC C_million_m3_Before Competition Groups_Air Compressor Heat Recovery
Industrial | Ind ¦ Ventilation Optimization (Gas) | 2028 | SC C | million_m3 | Before Competition Groups | 3.1799 | 0 | 0 | 654.8373 | 0.004856 | 15 | Industrial_2028_SC C_million_m3_Before Competition Groups_15 | Ventilation Optimization (Gas) | 0.4856% | 0 | 3.1799 | Industrial_2028_SC C_million_m3_Before Competition Groups_Ventilation Optimization (Gas)
Industrial | Ind ¦ HE Stock Tank | 2028 | SC C | million_m3 | Before Competition Groups | 1.6173 | 0 | 0 | 654.8373 | 0.0024698 | 16 | Industrial_2028_SC C_million_m3_Before Competition Groups_16 | HE Stock Tank | 0.247% | 0 | 1.6173 | Industrial_2028_SC C_million_m3_Before Competition Groups_HE Stock Tank
Industrial | Ind ¦ VAV Conversion Project (Gas) | 2028 | SC C | million_m3 | Before Competition Groups | 1.1093 | 0 | 0 | 654.8373 | 0.001694 | 17 | Industrial_2028_SC C_million_m3_Before Competition Groups_17 | VAV Conversion Project (Gas) | 0.1694% | 0 | 1.1093 | Industrial_2028_SC C_million_m3_Before Competition Groups_VAV Conversion Project (Gas)
Industrial | Ind ¦ Process Optimization (Gas) | 2028 | SC C | million_m3 | Before Competition Groups | 1.0405 | 0 | 0 | 654.8373 | 0.001589 | 18 | Industrial_2028_SC C_million_m3_Before Competition Groups_18 | Process Optimization (Gas) | 0.1589% | 0 | 1.0405 | Industrial_2028_SC C_million_m3_Before Competition Groups_Process Optimization (Gas)
Industrial | Ind ¦ HE HVAC Controls | 2028 | SC C | million_m3 | Before Competition Groups | 0.5723 | 0 | 0 | 654.8373 | 0.00087396 | 19 | Industrial_2028_SC C_million_m3_Before Competition Groups_19 | HE HVAC Controls | 0.0874% | 0 | 0.5723 | Industrial_2028_SC C_million_m3_Before Competition Groups_HE HVAC Controls
Industrial | Ind ¦ Process Heat Recovery (Gas) - HVAC | 2028 | SC C | million_m3 | Before Competition Groups | 0.30361 | 0 | 0 | 654.8373 | 0.00046364 | 20 | Industrial_2028_SC C_million_m3_Before Competition Groups_20 | Process Heat Recovery (Gas) - HVAC | 0.04636% | 0 | 0.30361 | Industrial_2028_SC C_million_m3_Before Competition Groups_Process Heat Recovery (Gas) - HVAC
Industrial | Ind ¦ Insulation - Steam - Direct | 2028 | SC C | million_m3 | Before Competition Groups | 0.17163 | 0 | 0 | 654.8373 | 0.0002621 | 21 | Industrial_2028_SC C_million_m3_Before Competition Groups_21 | Insulation - Steam - Direct | 0.02621% | 0 | 0.17163 | Industrial_2028_SC C_million_m3_Before Competition Groups_Insulation - Steam - Direct
Industrial | Ind ¦ Insulation - Steam - HVAC | 2028 | SC C | million_m3 | Before Competition Groups | 0.04246 | 0 | 0 | 654.8373 | 6.4841e-05 | 22 | Industrial_2028_SC C_million_m3_Before Competition Groups_22 | Insulation - Steam - HVAC | 0.006484% | 0 | 0.04246 | Industrial_2028_SC C_million_m3_Before Competition Groups_Insulation - Steam - HVAC
Industrial | Ind ¦ HE HVAC Units | 2028 | SC C | million_m3 | Before Competition Groups | 0.030149 | 0 | 0 | 654.8373 | 4.6041e-05 | 23 | Industrial_2028_SC C_million_m3_Before Competition Groups_23 | HE HVAC Units | 0.004604% | 0 | 0.030149 | Industrial_2028_SC C_million_m3_Before Competition Groups_HE HVAC Units
Industrial | Ind ¦ Solar Walls | 2028 | SC C | million_m3 | Before Competition Groups | 0.012164 | 0 | 0 | 654.8373 | 1.8576e-05 | 24 | Industrial_2028_SC C_million_m3_Before Competition Groups_24 | Solar Walls | 0.001858% | 0 | 0.012164 | Industrial_2028_SC C_million_m3_Before Competition Groups_Solar Walls
Industrial | Ind ¦ High Efficiency Furnaces | 2028 | SC C | million_m3 | Before Competition Groups | 0 | 0 | 0 | 654.8373 | 0 | 25 | Industrial_2028_SC C_million_m3_Before Competition Groups_25 | High Efficiency Furnaces | 0% | 0 | 0 | Industrial_2028_SC C_million_m3_Before Competition Groups_High Efficiency Furnaces
Industrial | Ind ¦ Steam Trap Repair | 2028 | SC C | million_m3 | Before Competition Groups | 0 | 0 | 0 | 654.8373 | 0 | 26 | Industrial_2028_SC C_million_m3_Before Competition Groups_26 | Steam Trap Repair | 0% | 0 | 0 | Industrial_2028_SC C_million_m3_Before Competition Groups_Steam Trap Repair
Industrial | Ind ¦ Process Heat Improvements | 2028 | Technical | million_m3 | Before Competition Groups | 764.0071 | 0 | 0 | 2311.0854 | 0.33058 | 1 | Industrial_2028_Technical_million_m3_Before Competition Groups_1 | Process Heat Improvements | 33.06% | 0 | 764.0071 | Industrial_2028_Technical_million_m3_Before Competition Groups_Process Heat Improvements
Industrial | Ind ¦ Process Heat Recovery (Gas) | 2028 | Technical | million_m3 | Before Competition Groups | 303.3321 | 0 | 0 | 2311.0854 | 0.13125 | 2 | Industrial_2028_Technical_million_m3_Before Competition Groups_2 | Process Heat Recovery (Gas) | 13.13% | 0 | 303.3321 | Industrial_2028_Technical_million_m3_Before Competition Groups_Process Heat Recovery (Gas)
Industrial | Ind ¦ Boiler Upgrade | 2028 | Technical | million_m3 | Before Competition Groups | 289.2865 | 0 | 0 | 2311.0854 | 0.12517 | 3 | Industrial_2028_Technical_million_m3_Before Competition Groups_3 | Boiler Upgrade | 12.52% | 0 | 289.2865 | Industrial_2028_Technical_million_m3_Before Competition Groups_Boiler Upgrade
Industrial | Ind ¦ Recommissioning | 2028 | Technical | million_m3 | Before Competition Groups | 218.3228 | 0 | 0 | 2311.0854 | 0.094468 | 4 | Industrial_2028_Technical_million_m3_Before Competition Groups_4 | Recommissioning | 9.447% | 0 | 218.3228 | Industrial_2028_Technical_million_m3_Before Competition Groups_Recommissioning
Industrial | Ind ¦ High Efficiency Burners | 2028 | Technical | million_m3 | Before Competition Groups | 144.1894 | 0 | 0 | 2311.0854 | 0.06239 | 5 | Industrial_2028_Technical_million_m3_Before Competition Groups_5 | High Efficiency Burners | 6.239% | 0 | 144.1894 | Industrial_2028_Technical_million_m3_Before Competition Groups_High Efficiency Burners
Industrial | Ind ¦ Improved Controls -Process Heating Gas | 2028 | Technical | million_m3 | Before Competition Groups | 139.1832 | 0 | 0 | 2311.0854 | 0.060224 | 6 | Industrial_2028_Technical_million_m3_Before Competition Groups_6 | Improved Controls -Process Heating Gas | 6.022% | 0 | 139.1832 | Industrial_2028_Technical_million_m3_Before Competition Groups_Improved Controls -Process Heating Gas
Industrial | Ind ¦ Greenhouse Envelope Improvements | 2028 | Technical | million_m3 | Before Competition Groups | 77.5978 | 0 | 0 | 2311.0854 | 0.033576 | 7 | Industrial_2028_Technical_million_m3_Before Competition Groups_7 | Greenhouse Envelope Improvements | 3.358% | 0 | 77.5978 | Industrial_2028_Technical_million_m3_Before Competition Groups_Greenhouse Envelope Improvements
Industrial | Ind ¦ Boiler Tune Up | 2028 | Technical | million_m3 | Before Competition Groups | 43.2632 | 0 | 0 | 2311.0854 | 0.01872 | 8 | Industrial_2028_Technical_million_m3_Before Competition Groups_8 | Boiler Tune Up | 1.872% | 0 | 43.2632 | Industrial_2028_Technical_million_m3_Before Competition Groups_Boiler Tune Up
Industrial | Ind ¦ Insulation - Steam | 2028 | Technical | million_m3 | Before Competition Groups | 41.7031 | 0 | 0 | 2311.0854 | 0.018045 | 9 | Industrial_2028_Technical_million_m3_Before Competition Groups_9 | Insulation - Steam | 1.804% | 0 | 41.7031 | Industrial_2028_Technical_million_m3_Before Competition Groups_Insulation - Steam
Industrial | Ind ¦ High Efficiency HVAC Fans (Gas) | 2028 | Technical | million_m3 | Before Competition Groups | 37.3362 | 0 | 0 | 2311.0854 | 0.016155 | 10 | Industrial_2028_Technical_million_m3_Before Competition Groups_10 | High Efficiency HVAC Fans (Gas) | 1.616% | 0 | 37.3362 | Industrial_2028_Technical_million_m3_Before Competition Groups_High Efficiency HVAC Fans (Gas)
Industrial | Ind ¦ VAV Conversion Project (Gas) | 2028 | Technical | million_m3 | Before Competition Groups | 34.7595 | 0 | 0 | 2311.0854 | 0.01504 | 11 | Industrial_2028_Technical_million_m3_Before Competition Groups_11 | VAV Conversion Project (Gas) | 1.504% | 0 | 34.7595 | Industrial_2028_Technical_million_m3_Before Competition Groups_VAV Conversion Project (Gas)
Industrial | Ind ¦ Steam Leak Repairs | 2028 | Technical | million_m3 | Before Competition Groups | 26.2976 | 0 | 0 | 2311.0854 | 0.011379 | 12 | Industrial_2028_Technical_million_m3_Before Competition Groups_12 | Steam Leak Repairs | 1.138% | 0 | 26.2976 | Industrial_2028_Technical_million_m3_Before Competition Groups_Steam Leak Repairs
Industrial | Ind ¦ Direct Contact Water Heaters | 2028 | Technical | million_m3 | Before Competition Groups | 25.5928 | 0 | 0 | 2311.0854 | 0.011074 | 13 | Industrial_2028_Technical_million_m3_Before Competition Groups_13 | Direct Contact Water Heaters | 1.107% | 0 | 25.5928 | Industrial_2028_Technical_million_m3_Before Competition Groups_Direct Contact Water Heaters
Industrial | Ind ¦ HE HVAC Controls | 2028 | Technical | million_m3 | Before Competition Groups | 23.7319 | 0 | 0 | 2311.0854 | 0.010269 | 14 | Industrial_2028_Technical_million_m3_Before Competition Groups_14 | HE HVAC Controls | 1.027% | 0 | 23.7319 | Industrial_2028_Technical_million_m3_Before Competition Groups_HE HVAC Controls
Industrial | Ind ¦ Loading Dock Seals | 2028 | Technical | million_m3 | Before Competition Groups | 23.7319 | 0 | 0 | 2311.0854 | 0.010269 | 15 | Industrial_2028_Technical_million_m3_Before Competition Groups_15 | Loading Dock Seals | 1.027% | 0 | 23.7319 | Industrial_2028_Technical_million_m3_Before Competition Groups_Loading Dock Seals
Industrial | Ind ¦ Steam Trap Repair | 2028 | Technical | million_m3 | Before Competition Groups | 19.9615 | 0 | 0 | 2311.0854 | 0.0086373 | 16 | Industrial_2028_Technical_million_m3_Before Competition Groups_16 | Steam Trap Repair | 0.8637% | 0 | 19.9615 | Industrial_2028_Technical_million_m3_Before Competition Groups_Steam Trap Repair
Industrial | Ind ¦ Insulation - Steam (AG) | 2028 | Technical | million_m3 | Before Competition Groups | 18.1681 | 0 | 0 | 2311.0854 | 0.0078613 | 17 | Industrial_2028_Technical_million_m3_Before Competition Groups_17 | Insulation - Steam (AG) | 0.7861% | 0 | 18.1681 | Industrial_2028_Technical_million_m3_Before Competition Groups_Insulation - Steam (AG)
Industrial | Ind ¦ High Efficiency Furnaces | 2028 | Technical | million_m3 | Before Competition Groups | 16.598 | 0 | 0 | 2311.0854 | 0.0071819 | 18 | Industrial_2028_Technical_million_m3_Before Competition Groups_18 | High Efficiency Furnaces | 0.7182% | 0 | 16.598 | Industrial_2028_Technical_million_m3_Before Competition Groups_High Efficiency Furnaces
Industrial | Ind ¦ Air Compressor Heat Recovery | 2028 | Technical | million_m3 | Before Competition Groups | 15.2876 | 0 | 0 | 2311.0854 | 0.0066149 | 19 | Industrial_2028_Technical_million_m3_Before Competition Groups_19 | Air Compressor Heat Recovery | 0.6615% | 0 | 15.2876 | Industrial_2028_Technical_million_m3_Before Competition Groups_Air Compressor Heat Recovery
Industrial | Ind ¦ Steam Turbine Optimization | 2028 | Technical | million_m3 | Before Competition Groups | 9.7529 | 0 | 0 | 2311.0854 | 0.00422 | 20 | Industrial_2028_Technical_million_m3_Before Competition Groups_20 | Steam Turbine Optimization | 0.422% | 0 | 9.7529 | Industrial_2028_Technical_million_m3_Before Competition Groups_Steam Turbine Optimization
Industrial | Ind ¦ Process Optimization (Gas) | 2028 | Technical | million_m3 | Before Competition Groups | 8.9846 | 0 | 0 | 2311.0854 | 0.0038876 | 21 | Industrial_2028_Technical_million_m3_Before Competition Groups_21 | Process Optimization (Gas) | 0.3888% | 0 | 8.9846 | Industrial_2028_Technical_million_m3_Before Competition Groups_Process Optimization (Gas)
Industrial | Ind ¦ HE Stock Tank | 2028 | Technical | million_m3 | Before Competition Groups | 7.9458 | 0 | 0 | 2311.0854 | 0.0034381 | 22 | Industrial_2028_Technical_million_m3_Before Competition Groups_22 | HE Stock Tank | 0.3438% | 0 | 7.9458 | Industrial_2028_Technical_million_m3_Before Competition Groups_HE Stock Tank
Industrial | Ind ¦ Gas Turbine Optimization | 2028 | Technical | million_m3 | Before Competition Groups | 7.3146 | 0 | 0 | 2311.0854 | 0.003165 | 23 | Industrial_2028_Technical_million_m3_Before Competition Groups_23 | Gas Turbine Optimization | 0.3165% | 0 | 7.3146 | Industrial_2028_Technical_million_m3_Before Competition Groups_Gas Turbine Optimization
Industrial | Ind ¦ Ventilation Optimization (Gas) | 2028 | Technical | million_m3 | Before Competition Groups | 4.7572 | 0 | 0 | 2311.0854 | 0.0020584 | 24 | Industrial_2028_Technical_million_m3_Before Competition Groups_24 | Ventilation Optimization (Gas) | 0.2058% | 0 | 4.7572 | Industrial_2028_Technical_million_m3_Before Competition Groups_Ventilation Optimization (Gas)
Industrial | Ind ¦ Solar Walls | 2028 | Technical | million_m3 | Before Competition Groups | 4.6887 | 0 | 0 | 2311.0854 | 0.0020288 | 25 | Industrial_2028_Technical_million_m3_Before Competition Groups_25 | Solar Walls | 0.2029% | 0 | 4.6887 | Industrial_2028_Technical_million_m3_Before Competition Groups_Solar Walls
Industrial | Ind ¦ HE HVAC Units | 2028 | Technical | million_m3 | Before Competition Groups | 1.8566 | 0 | 0 | 2311.0854 | 0.00080334 | 26 | Industrial_2028_Technical_million_m3_Before Competition Groups_26 | HE HVAC Units | 0.08033% | 0 | 1.8566 | Industrial_2028_Technical_million_m3_Before Competition Groups_HE HVAC Units
Industrial | Ind ¦ Boiler Tune Up - Direct | 2028 | Technical | million_m3 | Before Competition Groups | 1.4767 | 0 | 0 | 2311.0854 | 0.00063898 | 27 | Industrial_2028_Technical_million_m3_Before Competition Groups_27 | Boiler Tune Up - Direct | 0.0639% | 0 | 1.4767 | Industrial_2028_Technical_million_m3_Before Competition Groups_Boiler Tune Up - Direct
Industrial | Ind ¦ Process Heat Recovery (Gas) - HVAC | 2028 | Technical | million_m3 | Before Competition Groups | 1.0137 | 0 | 0 | 2311.0854 | 0.00043864 | 28 | Industrial_2028_Technical_million_m3_Before Competition Groups_28 | Process Heat Recovery (Gas) - HVAC | 0.04386% | 0 | 1.0137 | Industrial_2028_Technical_million_m3_Before Competition Groups_Process Heat Recovery (Gas) - HVAC
Industrial | Ind ¦ Insulation - Steam - Direct | 2028 | Technical | million_m3 | Before Competition Groups | 0.67583 | 0 | 0 | 2311.0854 | 0.00029243 | 29 | Industrial_2028_Technical_million_m3_Before Competition Groups_29 | Insulation - Steam - Direct | 0.02924% | 0 | 0.67583 | Industrial_2028_Technical_million_m3_Before Competition Groups_Insulation - Steam - Direct
Industrial | Ind ¦ Insulation - Steam - HVAC | 2028 | Technical | million_m3 | Before Competition Groups | 0.14055 | 0 | 0 | 2311.0854 | 6.0815e-05 | 30 | Industrial_2028_Technical_million_m3_Before Competition Groups_30 | Insulation - Steam - HVAC | 0.006081% | 0 | 0.14055 | Industrial_2028_Technical_million_m3_Before Competition Groups_Insulation - Steam - HVAC
Industrial | Ind ¦ Boiler Tune Up - HVAC | 2028 | Technical | million_m3 | Before Competition Groups | 0.12778 | 0 | 0 | 2311.0854 | 5.529e-05 | 31 | Industrial_2028_Technical_million_m3_Before Competition Groups_31 | Boiler Tune Up - HVAC | 0.005529% | 0 | 0.12778 | Industrial_2028_Technical_million_m3_Before Competition Groups_Boiler Tune Up - HVAC
Industrial | Ind ¦ Process Heat Improvements | 2029 | Economic | million_m3 | Before Competition Groups | 780.8086 | 0 | 0 | 2209.7308 | 0.35335 | 1 | Industrial_2029_Economic_million_m3_Before Competition Groups_1 | Process Heat Improvements | 35.34% | 0 | 780.8086 | Industrial_2029_Economic_million_m3_Before Competition Groups_Process Heat Improvements
Industrial | Ind ¦ Process Heat Recovery (Gas) | 2029 | Economic | million_m3 | Before Competition Groups | 303.3321 | 0 | 0 | 2209.7308 | 0.13727 | 2 | Industrial_2029_Economic_million_m3_Before Competition Groups_2 | Process Heat Recovery (Gas) | 13.73% | 0 | 303.3321 | Industrial_2029_Economic_million_m3_Before Competition Groups_Process Heat Recovery (Gas)
Industrial | Ind ¦ Boiler Upgrade | 2029 | Economic | million_m3 | Before Competition Groups | 296.3829 | 0 | 0 | 2209.7308 | 0.13413 | 3 | Industrial_2029_Economic_million_m3_Before Competition Groups_3 | Boiler Upgrade | 13.41% | 0 | 296.3829 | Industrial_2029_Economic_million_m3_Before Competition Groups_Boiler Upgrade
Industrial | Ind ¦ Recommissioning | 2029 | Economic | million_m3 | Before Competition Groups | 218.3228 | 0 | 0 | 2209.7308 | 0.098801 | 4 | Industrial_2029_Economic_million_m3_Before Competition Groups_4 | Recommissioning | 9.88% | 0 | 218.3228 | Industrial_2029_Economic_million_m3_Before Competition Groups_Recommissioning
Industrial | Ind ¦ High Efficiency Burners | 2029 | Economic | million_m3 | Before Competition Groups | 147.3603 | 0 | 0 | 2209.7308 | 0.066687 | 5 | Industrial_2029_Economic_million_m3_Before Competition Groups_5 | High Efficiency Burners | 6.669% | 0 | 147.3603 | Industrial_2029_Economic_million_m3_Before Competition Groups_High Efficiency Burners
Industrial | Ind ¦ Improved Controls -Process Heating Gas | 2029 | Economic | million_m3 | Before Competition Groups | 139.1832 | 0 | 0 | 2209.7308 | 0.062986 | 6 | Industrial_2029_Economic_million_m3_Before Competition Groups_6 | Improved Controls -Process Heating Gas | 6.299% | 0 | 139.1832 | Industrial_2029_Economic_million_m3_Before Competition Groups_Improved Controls -Process Heating Gas
Industrial | Ind ¦ Greenhouse Envelope Improvements | 2029 | Economic | million_m3 | Before Competition Groups | 79.731 | 0 | 0 | 2209.7308 | 0.036082 | 7 | Industrial_2029_Economic_million_m3_Before Competition Groups_7 | Greenhouse Envelope Improvements | 3.608% | 0 | 79.731 | Industrial_2029_Economic_million_m3_Before Competition Groups_Greenhouse Envelope Improvements
Industrial | Ind ¦ Insulation - Steam | 2029 | Economic | million_m3 | Before Competition Groups | 41.7031 | 0 | 0 | 2209.7308 | 0.018872 | 8 | Industrial_2029_Economic_million_m3_Before Competition Groups_8 | Insulation - Steam | 1.887% | 0 | 41.7031 | Industrial_2029_Economic_million_m3_Before Competition Groups_Insulation - Steam
Industrial | Ind ¦ High Efficiency HVAC Fans (Gas) | 2029 | Economic | million_m3 | Before Competition Groups | 37.9916 | 0 | 0 | 2209.7308 | 0.017193 | 9 | Industrial_2029_Economic_million_m3_Before Competition Groups_9 | High Efficiency HVAC Fans (Gas) | 1.719% | 0 | 37.9916 | Industrial_2029_Economic_million_m3_Before Competition Groups_High Efficiency HVAC Fans (Gas)
Industrial | Ind ¦ VAV Conversion Project (Gas) | 2029 | Economic | million_m3 | Before Competition Groups | 34.7874 | 0 | 0 | 2209.7308 | 0.015743 | 10 | Industrial_2029_Economic_million_m3_Before Competition Groups_10 | VAV Conversion Project (Gas) | 1.574% | 0 | 34.7874 | Industrial_2029_Economic_million_m3_Before Competition Groups_VAV Conversion Project (Gas)
Industrial | Ind ¦ Direct Contact Water Heaters | 2029 | Economic | million_m3 | Before Competition Groups | 26.1862 | 0 | 0 | 2209.7308 | 0.01185 | 11 | Industrial_2029_Economic_million_m3_Before Competition Groups_11 | Direct Contact Water Heaters | 1.185% | 0 | 26.1862 | Industrial_2029_Economic_million_m3_Before Competition Groups_Direct Contact Water Heaters
Industrial | Ind ¦ HE HVAC Controls | 2029 | Economic | million_m3 | Before Competition Groups | 23.7319 | 0 | 0 | 2209.7308 | 0.01074 | 12 | Industrial_2029_Economic_million_m3_Before Competition Groups_12 | HE HVAC Controls | 1.074% | 0 | 23.7319 | Industrial_2029_Economic_million_m3_Before Competition Groups_HE HVAC Controls
Industrial | Ind ¦ Insulation - Steam (AG) | 2029 | Economic | million_m3 | Before Competition Groups | 18.0786 | 0 | 0 | 2209.7308 | 0.0081814 | 13 | Industrial_2029_Economic_million_m3_Before Competition Groups_13 | Insulation - Steam (AG) | 0.8181% | 0 | 18.0786 | Industrial_2029_Economic_million_m3_Before Competition Groups_Insulation - Steam (AG)
Industrial | Ind ¦ Air Compressor Heat Recovery | 2029 | Economic | million_m3 | Before Competition Groups | 15.2876 | 0 | 0 | 2209.7308 | 0.0069183 | 14 | Industrial_2029_Economic_million_m3_Before Competition Groups_14 | Air Compressor Heat Recovery | 0.6918% | 0 | 15.2876 | Industrial_2029_Economic_million_m3_Before Competition Groups_Air Compressor Heat Recovery
Industrial | Ind ¦ Steam Turbine Optimization | 2029 | Economic | million_m3 | Before Competition Groups | 9.7549 | 0 | 0 | 2209.7308 | 0.0044145 | 15 | Industrial_2029_Economic_million_m3_Before Competition Groups_15 | Steam Turbine Optimization | 0.4415% | 0 | 9.7549 | Industrial_2029_Economic_million_m3_Before Competition Groups_Steam Turbine Optimization
Industrial | Ind ¦ Process Optimization (Gas) | 2029 | Economic | million_m3 | Before Competition Groups | 8.9846 | 0 | 0 | 2209.7308 | 0.0040659 | 16 | Industrial_2029_Economic_million_m3_Before Competition Groups_16 | Process Optimization (Gas) | 0.4066% | 0 | 8.9846 | Industrial_2029_Economic_million_m3_Before Competition Groups_Process Optimization (Gas)
Industrial | Ind ¦ HE Stock Tank | 2029 | Economic | million_m3 | Before Competition Groups | 8.127 | 0 | 0 | 2209.7308 | 0.0036778 | 17 | Industrial_2029_Economic_million_m3_Before Competition Groups_17 | HE Stock Tank | 0.3678% | 0 | 8.127 | Industrial_2029_Economic_million_m3_Before Competition Groups_HE Stock Tank
Industrial | Ind ¦ Gas Turbine Optimization | 2029 | Economic | million_m3 | Before Competition Groups | 7.3162 | 0 | 0 | 2209.7308 | 0.0033109 | 18 | Industrial_2029_Economic_million_m3_Before Competition Groups_18 | Gas Turbine Optimization | 0.3311% | 0 | 7.3162 | Industrial_2029_Economic_million_m3_Before Competition Groups_Gas Turbine Optimization
Industrial | Ind ¦ Ventilation Optimization (Gas) | 2029 | Economic | million_m3 | Before Competition Groups | 4.7572 | 0 | 0 | 2209.7308 | 0.0021528 | 19 | Industrial_2029_Economic_million_m3_Before Competition Groups_19 | Ventilation Optimization (Gas) | 0.2153% | 0 | 4.7572 | Industrial_2029_Economic_million_m3_Before Competition Groups_Ventilation Optimization (Gas)
Industrial | Ind ¦ Solar Walls | 2029 | Economic | million_m3 | Before Competition Groups | 4.6925 | 0 | 0 | 2209.7308 | 0.0021235 | 20 | Industrial_2029_Economic_million_m3_Before Competition Groups_20 | Solar Walls | 0.2124% | 0 | 4.6925 | Industrial_2029_Economic_million_m3_Before Competition Groups_Solar Walls
Industrial | Ind ¦ HE HVAC Units | 2029 | Economic | million_m3 | Before Competition Groups | 1.3809 | 0 | 0 | 2209.7308 | 0.00062492 | 21 | Industrial_2029_Economic_million_m3_Before Competition Groups_21 | HE HVAC Units | 0.06249% | 0 | 1.3809 | Industrial_2029_Economic_million_m3_Before Competition Groups_HE HVAC Units
Industrial | Ind ¦ Process Heat Recovery (Gas) - HVAC | 2029 | Economic | million_m3 | Before Competition Groups | 1.0137 | 0 | 0 | 2209.7308 | 0.00045876 | 22 | Industrial_2029_Economic_million_m3_Before Competition Groups_22 | Process Heat Recovery (Gas) - HVAC | 0.04588% | 0 | 1.0137 | Industrial_2029_Economic_million_m3_Before Competition Groups_Process Heat Recovery (Gas) - HVAC
Industrial | Ind ¦ Insulation - Steam - Direct | 2029 | Economic | million_m3 | Before Competition Groups | 0.67583 | 0 | 0 | 2209.7308 | 0.00030584 | 23 | Industrial_2029_Economic_million_m3_Before Competition Groups_23 | Insulation - Steam - Direct | 0.03058% | 0 | 0.67583 | Industrial_2029_Economic_million_m3_Before Competition Groups_Insulation - Steam - Direct
Industrial | Ind ¦ Insulation - Steam - HVAC | 2029 | Economic | million_m3 | Before Competition Groups | 0.14055 | 0 | 0 | 2209.7308 | 6.3604e-05 | 24 | Industrial_2029_Economic_million_m3_Before Competition Groups_24 | Insulation - Steam - HVAC | 0.00636% | 0 | 0.14055 | Industrial_2029_Economic_million_m3_Before Competition Groups_Insulation - Steam - HVAC
Industrial | Ind ¦ High Efficiency Furnaces | 2029 | Economic | million_m3 | Before Competition Groups | 0 | 0 | 0 | 2209.7308 | 0 | 25 | Industrial_2029_Economic_million_m3_Before Competition Groups_25 | High Efficiency Furnaces | 0% | 0 | 0 | Industrial_2029_Economic_million_m3_Before Competition Groups_High Efficiency Furnaces
Industrial | Ind ¦ Steam Trap Repair | 2029 | Economic | million_m3 | Before Competition Groups | 0 | 0 | 0 | 2209.7308 | 0 | 26 | Industrial_2029_Economic_million_m3_Before Competition Groups_26 | Steam Trap Repair | 0% | 0 | 0 | Industrial_2029_Economic_million_m3_Before Competition Groups_Steam Trap Repair
Industrial | Ind ¦ Boiler Upgrade | 2029 | SC A | million_m3 | Before Competition Groups | 140.169 | 0 | 0 | 511.7177 | 0.27392 | 1 | Industrial_2029_SC A_million_m3_Before Competition Groups_1 | Boiler Upgrade | 27.39% | 0 | 140.169 | Industrial_2029_SC A_million_m3_Before Competition Groups_Boiler Upgrade
Industrial | Ind ¦ Process Heat Improvements | 2029 | SC A | million_m3 | Before Competition Groups | 131.0765 | 0 | 0 | 511.7177 | 0.25615 | 2 | Industrial_2029_SC A_million_m3_Before Competition Groups_2 | Process Heat Improvements | 25.61% | 0 | 131.0765 | Industrial_2029_SC A_million_m3_Before Competition Groups_Process Heat Improvements
Industrial | Ind ¦ Recommissioning | 2029 | SC A | million_m3 | Before Competition Groups | 59.2971 | 0 | 0 | 511.7177 | 0.11588 | 3 | Industrial_2029_SC A_million_m3_Before Competition Groups_3 | Recommissioning | 11.59% | 0 | 59.2971 | Industrial_2029_SC A_million_m3_Before Competition Groups_Recommissioning
Industrial | Ind ¦ Greenhouse Envelope Improvements | 2029 | SC A | million_m3 | Before Competition Groups | 45.4606 | 0 | 0 | 511.7177 | 0.088839 | 4 | Industrial_2029_SC A_million_m3_Before Competition Groups_4 | Greenhouse Envelope Improvements | 8.884% | 0 | 45.4606 | Industrial_2029_SC A_million_m3_Before Competition Groups_Greenhouse Envelope Improvements
Industrial | Ind ¦ Improved Controls -Process Heating Gas | 2029 | SC A | million_m3 | Before Competition Groups | 38.3064 | 0 | 0 | 511.7177 | 0.074858 | 5 | Industrial_2029_SC A_million_m3_Before Competition Groups_5 | Improved Controls -Process Heating Gas | 7.486% | 0 | 38.3064 | Industrial_2029_SC A_million_m3_Before Competition Groups_Improved Controls -Process Heating Gas
Industrial | Ind ¦ Process Heat Recovery (Gas) | 2029 | SC A | million_m3 | Before Competition Groups | 33.7237 | 0 | 0 | 511.7177 | 0.065903 | 6 | Industrial_2029_SC A_million_m3_Before Competition Groups_6 | Process Heat Recovery (Gas) | 6.59% | 0 | 33.7237 | Industrial_2029_SC A_million_m3_Before Competition Groups_Process Heat Recovery (Gas)
Industrial | Ind ¦ Insulation - Steam | 2029 | SC A | million_m3 | Before Competition Groups | 13.057 | 0 | 0 | 511.7177 | 0.025516 | 7 | Industrial_2029_SC A_million_m3_Before Competition Groups_7 | Insulation - Steam | 2.552% | 0 | 13.057 | Industrial_2029_SC A_million_m3_Before Competition Groups_Insulation - Steam
Industrial | Ind ¦ Direct Contact Water Heaters | 2029 | SC A | million_m3 | Before Competition Groups | 9.6187 | 0 | 0 | 511.7177 | 0.018797 | 8 | Industrial_2029_SC A_million_m3_Before Competition Groups_8 | Direct Contact Water Heaters | 1.88% | 0 | 9.6187 | Industrial_2029_SC A_million_m3_Before Competition Groups_Direct Contact Water Heaters
Industrial | Ind ¦ Insulation - Steam (AG) | 2029 | SC A | million_m3 | Before Competition Groups | 6.8152 | 0 | 0 | 511.7177 | 0.013318 | 9 | Industrial_2029_SC A_million_m3_Before Competition Groups_9 | Insulation - Steam (AG) | 1.332% | 0 | 6.8152 | Industrial_2029_SC A_million_m3_Before Competition Groups_Insulation - Steam (AG)
Industrial | Ind ¦ Steam Turbine Optimization | 2029 | SC A | million_m3 | Before Competition Groups | 6.3899 | 0 | 0 | 511.7177 | 0.012487 | 10 | Industrial_2029_SC A_million_m3_Before Competition Groups_10 | Steam Turbine Optimization | 1.249% | 0 | 6.3899 | Industrial_2029_SC A_million_m3_Before Competition Groups_Steam Turbine Optimization
Industrial | Ind ¦ High Efficiency HVAC Fans (Gas) | 2029 | SC A | million_m3 | Before Competition Groups | 6.0957 | 0 | 0 | 511.7177 | 0.011912 | 11 | Industrial_2029_SC A_million_m3_Before Competition Groups_11 | High Efficiency HVAC Fans (Gas) | 1.191% | 0 | 6.0957 | Industrial_2029_SC A_million_m3_Before Competition Groups_High Efficiency HVAC Fans (Gas)
Industrial | Ind ¦ High Efficiency Burners | 2029 | SC A | million_m3 | Before Competition Groups | 5.689 | 0 | 0 | 511.7177 | 0.011118 | 12 | Industrial_2029_SC A_million_m3_Before Competition Groups_12 | High Efficiency Burners | 1.112% | 0 | 5.689 | Industrial_2029_SC A_million_m3_Before Competition Groups_High Efficiency Burners
Industrial | Ind ¦ Gas Turbine Optimization | 2029 | SC A | million_m3 | Before Competition Groups | 4.6961 | 0 | 0 | 511.7177 | 0.0091771 | 13 | Industrial_2029_SC A_million_m3_Before Competition Groups_13 | Gas Turbine Optimization | 0.9177% | 0 | 4.6961 | Industrial_2029_SC A_million_m3_Before Competition Groups_Gas Turbine Optimization
Industrial | Ind ¦ Air Compressor Heat Recovery | 2029 | SC A | million_m3 | Before Competition Groups | 3.6338 | 0 | 0 | 511.7177 | 0.0071011 | 14 | Industrial_2029_SC A_million_m3_Before Competition Groups_14 | Air Compressor Heat Recovery | 0.7101% | 0 | 3.6338 | Industrial_2029_SC A_million_m3_Before Competition Groups_Air Compressor Heat Recovery
Industrial | Ind ¦ Ventilation Optimization (Gas) | 2029 | SC A | million_m3 | Before Competition Groups | 3.4736 | 0 | 0 | 511.7177 | 0.0067881 | 15 | Industrial_2029_SC A_million_m3_Before Competition Groups_15 | Ventilation Optimization (Gas) | 0.6788% | 0 | 3.4736 | Industrial_2029_SC A_million_m3_Before Competition Groups_Ventilation Optimization (Gas)
Industrial | Ind ¦ HE Stock Tank | 2029 | SC A | million_m3 | Before Competition Groups | 1.8849 | 0 | 0 | 511.7177 | 0.0036834 | 16 | Industrial_2029_SC A_million_m3_Before Competition Groups_16 | HE Stock Tank | 0.3683% | 0 | 1.8849 | Industrial_2029_SC A_million_m3_Before Competition Groups_HE Stock Tank
Industrial | Ind ¦ Process Optimization (Gas) | 2029 | SC A | million_m3 | Before Competition Groups | 1.1937 | 0 | 0 | 511.7177 | 0.0023328 | 17 | Industrial_2029_SC A_million_m3_Before Competition Groups_17 | Process Optimization (Gas) | 0.2333% | 0 | 1.1937 | Industrial_2029_SC A_million_m3_Before Competition Groups_Process Optimization (Gas)
Industrial | Ind ¦ VAV Conversion Project (Gas) | 2029 | SC A | million_m3 | Before Competition Groups | 0.44344 | 0 | 0 | 511.7177 | 0.00086657 | 18 | Industrial_2029_SC A_million_m3_Before Competition Groups_18 | VAV Conversion Project (Gas) | 0.08666% | 0 | 0.44344 | Industrial_2029_SC A_million_m3_Before Competition Groups_VAV Conversion Project (Gas)
Industrial | Ind ¦ HE HVAC Controls | 2029 | SC A | million_m3 | Before Competition Groups | 0.29289 | 0 | 0 | 511.7177 | 0.00057237 | 19 | Industrial_2029_SC A_million_m3_Before Competition Groups_19 | HE HVAC Controls | 0.05724% | 0 | 0.29289 | Industrial_2029_SC A_million_m3_Before Competition Groups_HE HVAC Controls
Industrial | Ind ¦ Insulation - Steam - Direct | 2029 | SC A | million_m3 | Before Competition Groups | 0.19684 | 0 | 0 | 511.7177 | 0.00038467 | 20 | Industrial_2029_SC A_million_m3_Before Competition Groups_20 | Insulation - Steam - Direct | 0.03847% | 0 | 0.19684 | Industrial_2029_SC A_million_m3_Before Competition Groups_Insulation - Steam - Direct
Industrial | Ind ¦ Process Heat Recovery (Gas) - HVAC | 2029 | SC A | million_m3 | Before Competition Groups | 0.1359 | 0 | 0 | 511.7177 | 0.00026558 | 21 | Industrial_2029_SC A_million_m3_Before Competition Groups_21 | Process Heat Recovery (Gas) - HVAC | 0.02656% | 0 | 0.1359 | Industrial_2029_SC A_million_m3_Before Competition Groups_Process Heat Recovery (Gas) - HVAC
Industrial | Ind ¦ Insulation - Steam - HVAC | 2029 | SC A | million_m3 | Before Competition Groups | 0.048742 | 0 | 0 | 511.7177 | 9.5251e-05 | 22 | Industrial_2029_SC A_million_m3_Before Competition Groups_22 | Insulation - Steam - HVAC | 0.009525% | 0 | 0.048742 | Industrial_2029_SC A_million_m3_Before Competition Groups_Insulation - Steam - HVAC
Industrial | Ind ¦ HE HVAC Units | 2029 | SC A | million_m3 | Before Competition Groups | 0.01548 | 0 | 0 | 511.7177 | 3.025e-05 | 23 | Industrial_2029_SC A_million_m3_Before Competition Groups_23 | HE HVAC Units | 0.003025% | 0 | 0.01548 | Industrial_2029_SC A_million_m3_Before Competition Groups_HE HVAC Units
Industrial | Ind ¦ Solar Walls | 2029 | SC A | million_m3 | Before Competition Groups | 0.0037761 | 0 | 0 | 511.7177 | 7.3792e-06 | 24 | Industrial_2029_SC A_million_m3_Before Competition Groups_24 | Solar Walls | 0.0007379% | 0 | 0.0037761 | Industrial_2029_SC A_million_m3_Before Competition Groups_Solar Walls
Industrial | Ind ¦ High Efficiency Furnaces | 2029 | SC A | million_m3 | Before Competition Groups | 0 | 0 | 0 | 511.7177 | 0 | 25 | Industrial_2029_SC A_million_m3_Before Competition Groups_25 | High Efficiency Furnaces | 0% | 0 | 0 | Industrial_2029_SC A_million_m3_Before Competition Groups_High Efficiency Furnaces
Industrial | Ind ¦ Steam Trap Repair | 2029 | SC A | million_m3 | Before Competition Groups | 0 | 0 | 0 | 511.7177 | 0 | 26 | Industrial_2029_SC A_million_m3_Before Competition Groups_26 | Steam Trap Repair | 0% | 0 | 0 | Industrial_2029_SC A_million_m3_Before Competition Groups_Steam Trap Repair
Industrial | Ind ¦ Process Heat Improvements | 2029 | SC B | million_m3 | Before Competition Groups | 422.121 | 0 | 0 | 1403.4936 | 0.30076 | 1 | Industrial_2029_SC B_million_m3_Before Competition Groups_1 | Process Heat Improvements | 30.08% | 0 | 422.121 | Industrial_2029_SC B_million_m3_Before Competition Groups_Process Heat Improvements
Industrial | Ind ¦ Boiler Upgrade | 2029 | SC B | million_m3 | Before Competition Groups | 214.5129 | 0 | 0 | 1403.4936 | 0.15284 | 2 | Industrial_2029_SC B_million_m3_Before Competition Groups_2 | Boiler Upgrade | 15.28% | 0 | 214.5129 | Industrial_2029_SC B_million_m3_Before Competition Groups_Boiler Upgrade
Industrial | Ind ¦ Process Heat Recovery (Gas) | 2029 | SC B | million_m3 | Before Competition Groups | 210.1137 | 0 | 0 | 1403.4936 | 0.14971 | 3 | Industrial_2029_SC B_million_m3_Before Competition Groups_3 | Process Heat Recovery (Gas) | 14.97% | 0 | 210.1137 | Industrial_2029_SC B_million_m3_Before Competition Groups_Process Heat Recovery (Gas)
Industrial | Ind ¦ Recommissioning | 2029 | SC B | million_m3 | Before Competition Groups | 152.8896 | 0 | 0 | 1403.4936 | 0.10894 | 4 | Industrial_2029_SC B_million_m3_Before Competition Groups_4 | Recommissioning | 10.89% | 0 | 152.8896 | Industrial_2029_SC B_million_m3_Before Competition Groups_Recommissioning
Industrial | Ind ¦ Improved Controls -Process Heating Gas | 2029 | SC B | million_m3 | Before Competition Groups | 96.1167 | 0 | 0 | 1403.4936 | 0.068484 | 5 | Industrial_2029_SC B_million_m3_Before Competition Groups_5 | Improved Controls -Process Heating Gas | 6.848% | 0 | 96.1167 | Industrial_2029_SC B_million_m3_Before Competition Groups_Improved Controls -Process Heating Gas
Industrial | Ind ¦ High Efficiency Burners | 2029 | SC B | million_m3 | Before Competition Groups | 80.2555 | 0 | 0 | 1403.4936 | 0.057183 | 6 | Industrial_2029_SC B_million_m3_Before Competition Groups_6 | High Efficiency Burners | 5.718% | 0 | 80.2555 | Industrial_2029_SC B_million_m3_Before Competition Groups_High Efficiency Burners
Industrial | Ind ¦ Greenhouse Envelope Improvements | 2029 | SC B | million_m3 | Before Competition Groups | 60.9927 | 0 | 0 | 1403.4936 | 0.043458 | 7 | Industrial_2029_SC B_million_m3_Before Competition Groups_7 | Greenhouse Envelope Improvements | 4.346% | 0 | 60.9927 | Industrial_2029_SC B_million_m3_Before Competition Groups_Greenhouse Envelope Improvements
Industrial | Ind ¦ Insulation - Steam | 2029 | SC B | million_m3 | Before Competition Groups | 29.473 | 0 | 0 | 1403.4936 | 0.021 | 8 | Industrial_2029_SC B_million_m3_Before Competition Groups_8 | Insulation - Steam | 2.1% | 0 | 29.473 | Industrial_2029_SC B_million_m3_Before Competition Groups_Insulation - Steam
Industrial | Ind ¦ High Efficiency HVAC Fans (Gas) | 2029 | SC B | million_m3 | Before Competition Groups | 25.637 | 0 | 0 | 1403.4936 | 0.018267 | 9 | Industrial_2029_SC B_million_m3_Before Competition Groups_9 | High Efficiency HVAC Fans (Gas) | 1.827% | 0 | 25.637 | Industrial_2029_SC B_million_m3_Before Competition Groups_High Efficiency HVAC Fans (Gas)
Industrial | Ind ¦ VAV Conversion Project (Gas) | 2029 | SC B | million_m3 | Before Competition Groups | 24.8758 | 0 | 0 | 1403.4936 | 0.017724 | 10 | Industrial_2029_SC B_million_m3_Before Competition Groups_10 | VAV Conversion Project (Gas) | 1.772% | 0 | 24.8758 | Industrial_2029_SC B_million_m3_Before Competition Groups_VAV Conversion Project (Gas)
Industrial | Ind ¦ HE HVAC Controls | 2029 | SC B | million_m3 | Before Competition Groups | 17.4957 | 0 | 0 | 1403.4936 | 0.012466 | 11 | Industrial_2029_SC B_million_m3_Before Competition Groups_11 | HE HVAC Controls | 1.247% | 0 | 17.4957 | Industrial_2029_SC B_million_m3_Before Competition Groups_HE HVAC Controls
Industrial | Ind ¦ Direct Contact Water Heaters | 2029 | SC B | million_m3 | Before Competition Groups | 16.9711 | 0 | 0 | 1403.4936 | 0.012092 | 12 | Industrial_2029_SC B_million_m3_Before Competition Groups_12 | Direct Contact Water Heaters | 1.209% | 0 | 16.9711 | Industrial_2029_SC B_million_m3_Before Competition Groups_Direct Contact Water Heaters
Industrial | Ind ¦ Insulation - Steam (AG) | 2029 | SC B | million_m3 | Before Competition Groups | 14.8103 | 0 | 0 | 1403.4936 | 0.010552 | 13 | Industrial_2029_SC B_million_m3_Before Competition Groups_13 | Insulation - Steam (AG) | 1.055% | 0 | 14.8103 | Industrial_2029_SC B_million_m3_Before Competition Groups_Insulation - Steam (AG)
Industrial | Ind ¦ Air Compressor Heat Recovery | 2029 | SC B | million_m3 | Before Competition Groups | 10.9387 | 0 | 0 | 1403.4936 | 0.0077939 | 14 | Industrial_2029_SC B_million_m3_Before Competition Groups_14 | Air Compressor Heat Recovery | 0.7794% | 0 | 10.9387 | Industrial_2029_SC B_million_m3_Before Competition Groups_Air Compressor Heat Recovery
Industrial | Ind ¦ Steam Turbine Optimization | 2029 | SC B | million_m3 | Before Competition Groups | 6.6358 | 0 | 0 | 1403.4936 | 0.0047281 | 15 | Industrial_2029_SC B_million_m3_Before Competition Groups_15 | Steam Turbine Optimization | 0.4728% | 0 | 6.6358 | Industrial_2029_SC B_million_m3_Before Competition Groups_Steam Turbine Optimization
Industrial | Ind ¦ Gas Turbine Optimization | 2029 | SC B | million_m3 | Before Competition Groups | 4.9768 | 0 | 0 | 1403.4936 | 0.003546 | 16 | Industrial_2029_SC B_million_m3_Before Competition Groups_16 | Gas Turbine Optimization | 0.3546% | 0 | 4.9768 | Industrial_2029_SC B_million_m3_Before Competition Groups_Gas Turbine Optimization
Industrial | Ind ¦ HE Stock Tank | 2029 | SC B | million_m3 | Before Competition Groups | 4.3524 | 0 | 0 | 1403.4936 | 0.0031011 | 17 | Industrial_2029_SC B_million_m3_Before Competition Groups_17 | HE Stock Tank | 0.3101% | 0 | 4.3524 | Industrial_2029_SC B_million_m3_Before Competition Groups_HE Stock Tank
Industrial | Ind ¦ Ventilation Optimization (Gas) | 2029 | SC B | million_m3 | Before Competition Groups | 3.4736 | 0 | 0 | 1403.4936 | 0.002475 | 18 | Industrial_2029_SC B_million_m3_Before Competition Groups_18 | Ventilation Optimization (Gas) | 0.2475% | 0 | 3.4736 | Industrial_2029_SC B_million_m3_Before Competition Groups_Ventilation Optimization (Gas)
Industrial | Ind ¦ Solar Walls | 2029 | SC B | million_m3 | Before Competition Groups | 3.3554 | 0 | 0 | 1403.4936 | 0.0023907 | 19 | Industrial_2029_SC B_million_m3_Before Competition Groups_19 | Solar Walls | 0.2391% | 0 | 3.3554 | Industrial_2029_SC B_million_m3_Before Competition Groups_Solar Walls
Industrial | Ind ¦ Process Optimization (Gas) | 2029 | SC B | million_m3 | Before Competition Groups | 1.1937 | 0 | 0 | 1403.4936 | 0.00085054 | 20 | Industrial_2029_SC B_million_m3_Before Competition Groups_20 | Process Optimization (Gas) | 0.08505% | 0 | 1.1937 | Industrial_2029_SC B_million_m3_Before Competition Groups_Process Optimization (Gas)
Industrial | Ind ¦ HE HVAC Units | 2029 | SC B | million_m3 | Before Competition Groups | 0.97663 | 0 | 0 | 1403.4936 | 0.00069586 | 21 | Industrial_2029_SC B_million_m3_Before Competition Groups_21 | HE HVAC Units | 0.06959% | 0 | 0.97663 | Industrial_2029_SC B_million_m3_Before Competition Groups_HE HVAC Units
Industrial | Ind ¦ Process Heat Recovery (Gas) - HVAC | 2029 | SC B | million_m3 | Before Competition Groups | 0.76397 | 0 | 0 | 1403.4936 | 0.00054434 | 22 | Industrial_2029_SC B_million_m3_Before Competition Groups_22 | Process Heat Recovery (Gas) - HVAC | 0.05443% | 0 | 0.76397 | Industrial_2029_SC B_million_m3_Before Competition Groups_Process Heat Recovery (Gas) - HVAC
Industrial | Ind ¦ Insulation - Steam - Direct | 2029 | SC B | million_m3 | Before Competition Groups | 0.45567 | 0 | 0 | 1403.4936 | 0.00032467 | 23 | Industrial_2029_SC B_million_m3_Before Competition Groups_23 | Insulation - Steam - Direct | 0.03247% | 0 | 0.45567 | Industrial_2029_SC B_million_m3_Before Competition Groups_Insulation - Steam - Direct
Industrial | Ind ¦ Insulation - Steam - HVAC | 2029 | SC B | million_m3 | Before Competition Groups | 0.10592 | 0 | 0 | 1403.4936 | 7.547e-05 | 24 | Industrial_2029_SC B_million_m3_Before Competition Groups_24 | Insulation - Steam - HVAC | 0.007547% | 0 | 0.10592 | Industrial_2029_SC B_million_m3_Before Competition Groups_Insulation - Steam - HVAC
Industrial | Ind ¦ High Efficiency Furnaces | 2029 | SC B | million_m3 | Before Competition Groups | 0 | 0 | 0 | 1403.4936 | 0 | 25 | Industrial_2029_SC B_million_m3_Before Competition Groups_25 | High Efficiency Furnaces | 0% | 0 | 0 | Industrial_2029_SC B_million_m3_Before Competition Groups_High Efficiency Furnaces
Industrial | Ind ¦ Steam Trap Repair | 2029 | SC B | million_m3 | Before Competition Groups | 0 | 0 | 0 | 1403.4936 | 0 | 26 | Industrial_2029_SC B_million_m3_Before Competition Groups_26 | Steam Trap Repair | 0% | 0 | 0 | Industrial_2029_SC B_million_m3_Before Competition Groups_Steam Trap Repair
Industrial | Ind ¦ Boiler Upgrade | 2029 | SC C | million_m3 | Before Competition Groups | 214.5129 | 0 | 0 | 740.6423 | 0.28963 | 1 | Industrial_2029_SC C_million_m3_Before Competition Groups_1 | Boiler Upgrade | 28.96% | 0 | 214.5129 | Industrial_2029_SC C_million_m3_Before Competition Groups_Boiler Upgrade
Industrial | Ind ¦ Process Heat Improvements | 2029 | SC C | million_m3 | Before Competition Groups | 183.7425 | 0 | 0 | 740.6423 | 0.24809 | 2 | Industrial_2029_SC C_million_m3_Before Competition Groups_2 | Process Heat Improvements | 24.81% | 0 | 183.7425 | Industrial_2029_SC C_million_m3_Before Competition Groups_Process Heat Improvements
Industrial | Ind ¦ Process Heat Recovery (Gas) | 2029 | SC C | million_m3 | Before Competition Groups | 91.4511 | 0 | 0 | 740.6423 | 0.12348 | 3 | Industrial_2029_SC C_million_m3_Before Competition Groups_3 | Process Heat Recovery (Gas) | 12.35% | 0 | 91.4511 | Industrial_2029_SC C_million_m3_Before Competition Groups_Process Heat Recovery (Gas)
Industrial | Ind ¦ Recommissioning | 2029 | SC C | million_m3 | Before Competition Groups | 66.9082 | 0 | 0 | 740.6423 | 0.090338 | 4 | Industrial_2029_SC C_million_m3_Before Competition Groups_4 | Recommissioning | 9.034% | 0 | 66.9082 | Industrial_2029_SC C_million_m3_Before Competition Groups_Recommissioning
Industrial | Ind ¦ Greenhouse Envelope Improvements | 2029 | SC C | million_m3 | Before Competition Groups | 45.4606 | 0 | 0 | 740.6423 | 0.06138 | 5 | Industrial_2029_SC C_million_m3_Before Competition Groups_5 | Greenhouse Envelope Improvements | 6.138% | 0 | 45.4606 | Industrial_2029_SC C_million_m3_Before Competition Groups_Greenhouse Envelope Improvements
Industrial | Ind ¦ Improved Controls -Process Heating Gas | 2029 | SC C | million_m3 | Before Competition Groups | 42.1036 | 0 | 0 | 740.6423 | 0.056847 | 6 | Industrial_2029_SC C_million_m3_Before Competition Groups_6 | Improved Controls -Process Heating Gas | 5.685% | 0 | 42.1036 | Industrial_2029_SC C_million_m3_Before Competition Groups_Improved Controls -Process Heating Gas
Industrial | Ind ¦ High Efficiency Burners | 2029 | SC C | million_m3 | Before Competition Groups | 31.1126 | 0 | 0 | 740.6423 | 0.042008 | 7 | Industrial_2029_SC C_million_m3_Before Competition Groups_7 | High Efficiency Burners | 4.201% | 0 | 31.1126 | Industrial_2029_SC C_million_m3_Before Competition Groups_High Efficiency Burners
Industrial | Ind ¦ Insulation - Steam | 2029 | SC C | million_m3 | Before Competition Groups | 13.0713 | 0 | 0 | 740.6423 | 0.017649 | 8 | Industrial_2029_SC C_million_m3_Before Competition Groups_8 | Insulation - Steam | 1.765% | 0 | 13.0713 | Industrial_2029_SC C_million_m3_Before Competition Groups_Insulation - Steam
Industrial | Ind ¦ High Efficiency HVAC Fans (Gas) | 2029 | SC C | million_m3 | Before Competition Groups | 10.2511 | 0 | 0 | 740.6423 | 0.013841 | 9 | Industrial_2029_SC C_million_m3_Before Competition Groups_9 | High Efficiency HVAC Fans (Gas) | 1.384% | 0 | 10.2511 | Industrial_2029_SC C_million_m3_Before Competition Groups_High Efficiency HVAC Fans (Gas)
Industrial | Ind ¦ Direct Contact Water Heaters | 2029 | SC C | million_m3 | Before Competition Groups | 9.6187 | 0 | 0 | 740.6423 | 0.012987 | 10 | Industrial_2029_SC C_million_m3_Before Competition Groups_10 | Direct Contact Water Heaters | 1.299% | 0 | 9.6187 | Industrial_2029_SC C_million_m3_Before Competition Groups_Direct Contact Water Heaters
Industrial | Ind ¦ Insulation - Steam (AG) | 2029 | SC C | million_m3 | Before Competition Groups | 6.8227 | 0 | 0 | 740.6423 | 0.0092119 | 11 | Industrial_2029_SC C_million_m3_Before Competition Groups_11 | Insulation - Steam (AG) | 0.9212% | 0 | 6.8227 | Industrial_2029_SC C_million_m3_Before Competition Groups_Insulation - Steam (AG)
Industrial | Ind ¦ Steam Turbine Optimization | 2029 | SC C | million_m3 | Before Competition Groups | 6.6358 | 0 | 0 | 740.6423 | 0.0089595 | 12 | Industrial_2029_SC C_million_m3_Before Competition Groups_12 | Steam Turbine Optimization | 0.896% | 0 | 6.6358 | Industrial_2029_SC C_million_m3_Before Competition Groups_Steam Turbine Optimization
Industrial | Ind ¦ Gas Turbine Optimization | 2029 | SC C | million_m3 | Before Competition Groups | 4.9768 | 0 | 0 | 740.6423 | 0.0067196 | 13 | Industrial_2029_SC C_million_m3_Before Competition Groups_13 | Gas Turbine Optimization | 0.672% | 0 | 4.9768 | Industrial_2029_SC C_million_m3_Before Competition Groups_Gas Turbine Optimization
Industrial | Ind ¦ Air Compressor Heat Recovery | 2029 | SC C | million_m3 | Before Competition Groups | 4.8873 | 0 | 0 | 740.6423 | 0.0065988 | 14 | Industrial_2029_SC C_million_m3_Before Competition Groups_14 | Air Compressor Heat Recovery | 0.6599% | 0 | 4.8873 | Industrial_2029_SC C_million_m3_Before Competition Groups_Air Compressor Heat Recovery
Industrial | Ind ¦ Ventilation Optimization (Gas) | 2029 | SC C | million_m3 | Before Competition Groups | 3.4736 | 0 | 0 | 740.6423 | 0.00469 | 15 | Industrial_2029_SC C_million_m3_Before Competition Groups_15 | Ventilation Optimization (Gas) | 0.469% | 0 | 3.4736 | Industrial_2029_SC C_million_m3_Before Competition Groups_Ventilation Optimization (Gas)
Industrial | Ind ¦ HE Stock Tank | 2029 | SC C | million_m3 | Before Competition Groups | 1.8942 | 0 | 0 | 740.6423 | 0.0025576 | 16 | Industrial_2029_SC C_million_m3_Before Competition Groups_16 | HE Stock Tank | 0.2558% | 0 | 1.8942 | Industrial_2029_SC C_million_m3_Before Competition Groups_HE Stock Tank
Industrial | Ind ¦ VAV Conversion Project (Gas) | 2029 | SC C | million_m3 | Before Competition Groups | 1.2439 | 0 | 0 | 740.6423 | 0.0016795 | 17 | Industrial_2029_SC C_million_m3_Before Competition Groups_17 | VAV Conversion Project (Gas) | 0.1679% | 0 | 1.2439 | Industrial_2029_SC C_million_m3_Before Competition Groups_VAV Conversion Project (Gas)
Industrial | Ind ¦ Process Optimization (Gas) | 2029 | SC C | million_m3 | Before Competition Groups | 1.1937 | 0 | 0 | 740.6423 | 0.0016118 | 18 | Industrial_2029_SC C_million_m3_Before Competition Groups_18 | Process Optimization (Gas) | 0.1612% | 0 | 1.1937 | Industrial_2029_SC C_million_m3_Before Competition Groups_Process Optimization (Gas)
Industrial | Ind ¦ HE HVAC Controls | 2029 | SC C | million_m3 | Before Competition Groups | 0.63949 | 0 | 0 | 740.6423 | 0.00086343 | 19 | Industrial_2029_SC C_million_m3_Before Competition Groups_19 | HE HVAC Controls | 0.08634% | 0 | 0.63949 | Industrial_2029_SC C_million_m3_Before Competition Groups_HE HVAC Controls
Industrial | Ind ¦ Process Heat Recovery (Gas) - HVAC | 2029 | SC C | million_m3 | Before Competition Groups | 0.34891 | 0 | 0 | 740.6423 | 0.0004711 | 20 | Industrial_2029_SC C_million_m3_Before Competition Groups_20 | Process Heat Recovery (Gas) - HVAC | 0.04711% | 0 | 0.34891 | Industrial_2029_SC C_million_m3_Before Competition Groups_Process Heat Recovery (Gas) - HVAC
Industrial | Ind ¦ Insulation - Steam - Direct | 2029 | SC C | million_m3 | Before Competition Groups | 0.19705 | 0 | 0 | 740.6423 | 0.00026606 | 21 | Industrial_2029_SC C_million_m3_Before Competition Groups_21 | Insulation - Steam - Direct | 0.02661% | 0 | 0.19705 | Industrial_2029_SC C_million_m3_Before Competition Groups_Insulation - Steam - Direct
Industrial | Ind ¦ Insulation - Steam - HVAC | 2029 | SC C | million_m3 | Before Competition Groups | 0.048795 | 0 | 0 | 740.6423 | 6.5882e-05 | 22 | Industrial_2029_SC C_million_m3_Before Competition Groups_22 | Insulation - Steam - HVAC | 0.006588% | 0 | 0.048795 | Industrial_2029_SC C_million_m3_Before Competition Groups_Insulation - Steam - HVAC
Industrial | Ind ¦ HE HVAC Units | 2029 | SC C | million_m3 | Before Competition Groups | 0.033663 | 0 | 0 | 740.6423 | 4.5451e-05 | 23 | Industrial_2029_SC C_million_m3_Before Competition Groups_23 | HE HVAC Units | 0.004545% | 0 | 0.033663 | Industrial_2029_SC C_million_m3_Before Competition Groups_HE HVAC Units
Industrial | Ind ¦ Solar Walls | 2029 | SC C | million_m3 | Before Competition Groups | 0.013576 | 0 | 0 | 740.6423 | 1.8331e-05 | 24 | Industrial_2029_SC C_million_m3_Before Competition Groups_24 | Solar Walls | 0.001833% | 0 | 0.013576 | Industrial_2029_SC C_million_m3_Before Competition Groups_Solar Walls
Industrial | Ind ¦ High Efficiency Furnaces | 2029 | SC C | million_m3 | Before Competition Groups | 0 | 0 | 0 | 740.6423 | 0 | 25 | Industrial_2029_SC C_million_m3_Before Competition Groups_25 | High Efficiency Furnaces | 0% | 0 | 0 | Industrial_2029_SC C_million_m3_Before Competition Groups_High Efficiency Furnaces
Industrial | Ind ¦ Steam Trap Repair | 2029 | SC C | million_m3 | Before Competition Groups | 0 | 0 | 0 | 740.6423 | 0 | 26 | Industrial_2029_SC C_million_m3_Before Competition Groups_26 | Steam Trap Repair | 0% | 0 | 0 | Industrial_2029_SC C_million_m3_Before Competition Groups_Steam Trap Repair
Industrial | Ind ¦ Process Heat Improvements | 2029 | Technical | million_m3 | Before Competition Groups | 780.8086 | 0 | 0 | 2342.0548 | 0.33339 | 1 | Industrial_2029_Technical_million_m3_Before Competition Groups_1 | Process Heat Improvements | 33.34% | 0 | 780.8086 | Industrial_2029_Technical_million_m3_Before Competition Groups_Process Heat Improvements
Industrial | Ind ¦ Process Heat Recovery (Gas) | 2029 | Technical | million_m3 | Before Competition Groups | 303.3321 | 0 | 0 | 2342.0548 | 0.12952 | 2 | Industrial_2029_Technical_million_m3_Before Competition Groups_2 | Process Heat Recovery (Gas) | 12.95% | 0 | 303.3321 | Industrial_2029_Technical_million_m3_Before Competition Groups_Process Heat Recovery (Gas)
Industrial | Ind ¦ Boiler Upgrade | 2029 | Technical | million_m3 | Before Competition Groups | 296.3829 | 0 | 0 | 2342.0548 | 0.12655 | 3 | Industrial_2029_Technical_million_m3_Before Competition Groups_3 | Boiler Upgrade | 12.65% | 0 | 296.3829 | Industrial_2029_Technical_million_m3_Before Competition Groups_Boiler Upgrade
Industrial | Ind ¦ Recommissioning | 2029 | Technical | million_m3 | Before Competition Groups | 218.3228 | 0 | 0 | 2342.0548 | 0.093218 | 4 | Industrial_2029_Technical_million_m3_Before Competition Groups_4 | Recommissioning | 9.322% | 0 | 218.3228 | Industrial_2029_Technical_million_m3_Before Competition Groups_Recommissioning
Industrial | Ind ¦ High Efficiency Burners | 2029 | Technical | million_m3 | Before Competition Groups | 147.3603 | 0 | 0 | 2342.0548 | 0.062919 | 5 | Industrial_2029_Technical_million_m3_Before Competition Groups_5 | High Efficiency Burners | 6.292% | 0 | 147.3603 | Industrial_2029_Technical_million_m3_Before Competition Groups_High Efficiency Burners
Industrial | Ind ¦ Improved Controls -Process Heating Gas | 2029 | Technical | million_m3 | Before Competition Groups | 139.1832 | 0 | 0 | 2342.0548 | 0.059428 | 6 | Industrial_2029_Technical_million_m3_Before Competition Groups_6 | Improved Controls -Process Heating Gas | 5.943% | 0 | 139.1832 | Industrial_2029_Technical_million_m3_Before Competition Groups_Improved Controls -Process Heating Gas
Industrial | Ind ¦ Greenhouse Envelope Improvements | 2029 | Technical | million_m3 | Before Competition Groups | 79.731 | 0 | 0 | 2342.0548 | 0.034043 | 7 | Industrial_2029_Technical_million_m3_Before Competition Groups_7 | Greenhouse Envelope Improvements | 3.404% | 0 | 79.731 | Industrial_2029_Technical_million_m3_Before Competition Groups_Greenhouse Envelope Improvements
Industrial | Ind ¦ Boiler Tune Up | 2029 | Technical | million_m3 | Before Competition Groups | 43.2632 | 0 | 0 | 2342.0548 | 0.018472 | 8 | Industrial_2029_Technical_million_m3_Before Competition Groups_8 | Boiler Tune Up | 1.847% | 0 | 43.2632 | Industrial_2029_Technical_million_m3_Before Competition Groups_Boiler Tune Up
Industrial | Ind ¦ Insulation - Steam | 2029 | Technical | million_m3 | Before Competition Groups | 41.7031 | 0 | 0 | 2342.0548 | 0.017806 | 9 | Industrial_2029_Technical_million_m3_Before Competition Groups_9 | Insulation - Steam | 1.781% | 0 | 41.7031 | Industrial_2029_Technical_million_m3_Before Competition Groups_Insulation - Steam
Industrial | Ind ¦ High Efficiency HVAC Fans (Gas) | 2029 | Technical | million_m3 | Before Competition Groups | 37.9916 | 0 | 0 | 2342.0548 | 0.016221 | 10 | Industrial_2029_Technical_million_m3_Before Competition Groups_10 | High Efficiency HVAC Fans (Gas) | 1.622% | 0 | 37.9916 | Industrial_2029_Technical_million_m3_Before Competition Groups_High Efficiency HVAC Fans (Gas)
Industrial | Ind ¦ VAV Conversion Project (Gas) | 2029 | Technical | million_m3 | Before Competition Groups | 34.7874 | 0 | 0 | 2342.0548 | 0.014853 | 11 | Industrial_2029_Technical_million_m3_Before Competition Groups_11 | VAV Conversion Project (Gas) | 1.485% | 0 | 34.7874 | Industrial_2029_Technical_million_m3_Before Competition Groups_VAV Conversion Project (Gas)
Industrial | Ind ¦ Steam Leak Repairs | 2029 | Technical | million_m3 | Before Competition Groups | 26.2976 | 0 | 0 | 2342.0548 | 0.011228 | 12 | Industrial_2029_Technical_million_m3_Before Competition Groups_12 | Steam Leak Repairs | 1.123% | 0 | 26.2976 | Industrial_2029_Technical_million_m3_Before Competition Groups_Steam Leak Repairs
Industrial | Ind ¦ Direct Contact Water Heaters | 2029 | Technical | million_m3 | Before Competition Groups | 26.1862 | 0 | 0 | 2342.0548 | 0.011181 | 13 | Industrial_2029_Technical_million_m3_Before Competition Groups_13 | Direct Contact Water Heaters | 1.118% | 0 | 26.1862 | Industrial_2029_Technical_million_m3_Before Competition Groups_Direct Contact Water Heaters
Industrial | Ind ¦ HE HVAC Controls | 2029 | Technical | million_m3 | Before Competition Groups | 23.7319 | 0 | 0 | 2342.0548 | 0.010133 | 14 | Industrial_2029_Technical_million_m3_Before Competition Groups_14 | HE HVAC Controls | 1.013% | 0 | 23.7319 | Industrial_2029_Technical_million_m3_Before Competition Groups_HE HVAC Controls
Industrial | Ind ¦ Loading Dock Seals | 2029 | Technical | million_m3 | Before Competition Groups | 23.7319 | 0 | 0 | 2342.0548 | 0.010133 | 15 | Industrial_2029_Technical_million_m3_Before Competition Groups_15 | Loading Dock Seals | 1.013% | 0 | 23.7319 | Industrial_2029_Technical_million_m3_Before Competition Groups_Loading Dock Seals
Industrial | Ind ¦ Steam Trap Repair | 2029 | Technical | million_m3 | Before Competition Groups | 19.9615 | 0 | 0 | 2342.0548 | 0.0085231 | 16 | Industrial_2029_Technical_million_m3_Before Competition Groups_16 | Steam Trap Repair | 0.8523% | 0 | 19.9615 | Industrial_2029_Technical_million_m3_Before Competition Groups_Steam Trap Repair
Industrial | Ind ¦ Insulation - Steam (AG) | 2029 | Technical | million_m3 | Before Competition Groups | 18.0786 | 0 | 0 | 2342.0548 | 0.0077191 | 17 | Industrial_2029_Technical_million_m3_Before Competition Groups_17 | Insulation - Steam (AG) | 0.7719% | 0 | 18.0786 | Industrial_2029_Technical_million_m3_Before Competition Groups_Insulation - Steam (AG)
Industrial | Ind ¦ High Efficiency Furnaces | 2029 | Technical | million_m3 | Before Competition Groups | 16.963 | 0 | 0 | 2342.0548 | 0.0072428 | 18 | Industrial_2029_Technical_million_m3_Before Competition Groups_18 | High Efficiency Furnaces | 0.7243% | 0 | 16.963 | Industrial_2029_Technical_million_m3_Before Competition Groups_High Efficiency Furnaces
Industrial | Ind ¦ Air Compressor Heat Recovery | 2029 | Technical | million_m3 | Before Competition Groups | 15.2876 | 0 | 0 | 2342.0548 | 0.0065274 | 19 | Industrial_2029_Technical_million_m3_Before Competition Groups_19 | Air Compressor Heat Recovery | 0.6527% | 0 | 15.2876 | Industrial_2029_Technical_million_m3_Before Competition Groups_Air Compressor Heat Recovery
Industrial | Ind ¦ Steam Turbine Optimization | 2029 | Technical | million_m3 | Before Competition Groups | 9.7549 | 0 | 0 | 2342.0548 | 0.0041651 | 20 | Industrial_2029_Technical_million_m3_Before Competition Groups_20 | Steam Turbine Optimization | 0.4165% | 0 | 9.7549 | Industrial_2029_Technical_million_m3_Before Competition Groups_Steam Turbine Optimization
Industrial | Ind ¦ Process Optimization (Gas) | 2029 | Technical | million_m3 | Before Competition Groups | 8.9846 | 0 | 0 | 2342.0548 | 0.0038362 | 21 | Industrial_2029_Technical_million_m3_Before Competition Groups_21 | Process Optimization (Gas) | 0.3836% | 0 | 8.9846 | Industrial_2029_Technical_million_m3_Before Competition Groups_Process Optimization (Gas)
Industrial | Ind ¦ HE Stock Tank | 2029 | Technical | million_m3 | Before Competition Groups | 8.127 | 0 | 0 | 2342.0548 | 0.00347 | 22 | Industrial_2029_Technical_million_m3_Before Competition Groups_22 | HE Stock Tank | 0.347% | 0 | 8.127 | Industrial_2029_Technical_million_m3_Before Competition Groups_HE Stock Tank
Industrial | Ind ¦ Gas Turbine Optimization | 2029 | Technical | million_m3 | Before Competition Groups | 7.3162 | 0 | 0 | 2342.0548 | 0.0031238 | 23 | Industrial_2029_Technical_million_m3_Before Competition Groups_23 | Gas Turbine Optimization | 0.3124% | 0 | 7.3162 | Industrial_2029_Technical_million_m3_Before Competition Groups_Gas Turbine Optimization
Industrial | Ind ¦ Ventilation Optimization (Gas) | 2029 | Technical | million_m3 | Before Competition Groups | 4.7572 | 0 | 0 | 2342.0548 | 0.0020312 | 24 | Industrial_2029_Technical_million_m3_Before Competition Groups_24 | Ventilation Optimization (Gas) | 0.2031% | 0 | 4.7572 | Industrial_2029_Technical_million_m3_Before Competition Groups_Ventilation Optimization (Gas)
Industrial | Ind ¦ Solar Walls | 2029 | Technical | million_m3 | Before Competition Groups | 4.6925 | 0 | 0 | 2342.0548 | 0.0020036 | 25 | Industrial_2029_Technical_million_m3_Before Competition Groups_25 | Solar Walls | 0.2004% | 0 | 4.6925 | Industrial_2029_Technical_million_m3_Before Competition Groups_Solar Walls
Industrial | Ind ¦ HE HVAC Units | 2029 | Technical | million_m3 | Before Competition Groups | 1.8832 | 0 | 0 | 2342.0548 | 0.00080407 | 26 | Industrial_2029_Technical_million_m3_Before Competition Groups_26 | HE HVAC Units | 0.08041% | 0 | 1.8832 | Industrial_2029_Technical_million_m3_Before Competition Groups_HE HVAC Units
Industrial | Ind ¦ Boiler Tune Up - Direct | 2029 | Technical | million_m3 | Before Competition Groups | 1.4767 | 0 | 0 | 2342.0548 | 0.00063053 | 27 | Industrial_2029_Technical_million_m3_Before Competition Groups_27 | Boiler Tune Up - Direct | 0.06305% | 0 | 1.4767 | Industrial_2029_Technical_million_m3_Before Competition Groups_Boiler Tune Up - Direct
Industrial | Ind ¦ Process Heat Recovery (Gas) - HVAC | 2029 | Technical | million_m3 | Before Competition Groups | 1.0137 | 0 | 0 | 2342.0548 | 0.00043284 | 28 | Industrial_2029_Technical_million_m3_Before Competition Groups_28 | Process Heat Recovery (Gas) - HVAC | 0.04328% | 0 | 1.0137 | Industrial_2029_Technical_million_m3_Before Competition Groups_Process Heat Recovery (Gas) - HVAC
Industrial | Ind ¦ Insulation - Steam - Direct | 2029 | Technical | million_m3 | Before Competition Groups | 0.67583 | 0 | 0 | 2342.0548 | 0.00028856 | 29 | Industrial_2029_Technical_million_m3_Before Competition Groups_29 | Insulation - Steam - Direct | 0.02886% | 0 | 0.67583 | Industrial_2029_Technical_million_m3_Before Competition Groups_Insulation - Steam - Direct
Industrial | Ind ¦ Insulation - Steam - HVAC | 2029 | Technical | million_m3 | Before Competition Groups | 0.14055 | 0 | 0 | 2342.0548 | 6.0011e-05 | 30 | Industrial_2029_Technical_million_m3_Before Competition Groups_30 | Insulation - Steam - HVAC | 0.006001% | 0 | 0.14055 | Industrial_2029_Technical_million_m3_Before Competition Groups_Insulation - Steam - HVAC
Industrial | Ind ¦ Boiler Tune Up - HVAC | 2029 | Technical | million_m3 | Before Competition Groups | 0.12778 | 0 | 0 | 2342.0548 | 5.4559e-05 | 31 | Industrial_2029_Technical_million_m3_Before Competition Groups_31 | Boiler Tune Up - HVAC | 0.005456% | 0 | 0.12778 | Industrial_2029_Technical_million_m3_Before Competition Groups_Boiler Tune Up - HVAC
Industrial | Ind ¦ Process Heat Improvements | 2030 | Economic | million_m3 | Before Competition Groups | 796.9187 | 0 | 0 | 2239.0418 | 0.35592 | 1 | Industrial_2030_Economic_million_m3_Before Competition Groups_1 | Process Heat Improvements | 35.59% | 0 | 796.9187 | Industrial_2030_Economic_million_m3_Before Competition Groups_Process Heat Improvements
Industrial | Ind ¦ Process Heat Recovery (Gas) | 2030 | Economic | million_m3 | Before Competition Groups | 303.3321 | 0 | 0 | 2239.0418 | 0.13547 | 2 | Industrial_2030_Economic_million_m3_Before Competition Groups_2 | Process Heat Recovery (Gas) | 13.55% | 0 | 303.3321 | Industrial_2030_Economic_million_m3_Before Competition Groups_Process Heat Recovery (Gas)
Industrial | Ind ¦ Boiler Upgrade | 2030 | Economic | million_m3 | Before Competition Groups | 303.2254 | 0 | 0 | 2239.0418 | 0.13543 | 3 | Industrial_2030_Economic_million_m3_Before Competition Groups_3 | Boiler Upgrade | 13.54% | 0 | 303.2254 | Industrial_2030_Economic_million_m3_Before Competition Groups_Boiler Upgrade
Industrial | Ind ¦ Recommissioning | 2030 | Economic | million_m3 | Before Competition Groups | 218.3228 | 0 | 0 | 2239.0418 | 0.097507 | 4 | Industrial_2030_Economic_million_m3_Before Competition Groups_4 | Recommissioning | 9.751% | 0 | 218.3228 | Industrial_2030_Economic_million_m3_Before Competition Groups_Recommissioning
Industrial | Ind ¦ High Efficiency Burners | 2030 | Economic | million_m3 | Before Competition Groups | 150.4007 | 0 | 0 | 2239.0418 | 0.067172 | 5 | Industrial_2030_Economic_million_m3_Before Competition Groups_5 | High Efficiency Burners | 6.717% | 0 | 150.4007 | Industrial_2030_Economic_million_m3_Before Competition Groups_High Efficiency Burners
Industrial | Ind ¦ Improved Controls -Process Heating Gas | 2030 | Economic | million_m3 | Before Competition Groups | 139.1832 | 0 | 0 | 2239.0418 | 0.062162 | 6 | Industrial_2030_Economic_million_m3_Before Competition Groups_6 | Improved Controls -Process Heating Gas | 6.216% | 0 | 139.1832 | Industrial_2030_Economic_million_m3_Before Competition Groups_Improved Controls -Process Heating Gas
Industrial | Ind ¦ Greenhouse Envelope Improvements | 2030 | Economic | million_m3 | Before Competition Groups | 81.7318 | 0 | 0 | 2239.0418 | 0.036503 | 7 | Industrial_2030_Economic_million_m3_Before Competition Groups_7 | Greenhouse Envelope Improvements | 3.65% | 0 | 81.7318 | Industrial_2030_Economic_million_m3_Before Competition Groups_Greenhouse Envelope Improvements
Industrial | Ind ¦ Insulation - Steam | 2030 | Economic | million_m3 | Before Competition Groups | 41.7031 | 0 | 0 | 2239.0418 | 0.018625 | 8 | Industrial_2030_Economic_million_m3_Before Competition Groups_8 | Insulation - Steam | 1.863% | 0 | 41.7031 | Industrial_2030_Economic_million_m3_Before Competition Groups_Insulation - Steam
Industrial | Ind ¦ High Efficiency HVAC Fans (Gas) | 2030 | Economic | million_m3 | Before Competition Groups | 38.6171 | 0 | 0 | 2239.0418 | 0.017247 | 9 | Industrial_2030_Economic_million_m3_Before Competition Groups_9 | High Efficiency HVAC Fans (Gas) | 1.725% | 0 | 38.6171 | Industrial_2030_Economic_million_m3_Before Competition Groups_High Efficiency HVAC Fans (Gas)
Industrial | Ind ¦ VAV Conversion Project (Gas) | 2030 | Economic | million_m3 | Before Competition Groups | 34.813 | 0 | 0 | 2239.0418 | 0.015548 | 10 | Industrial_2030_Economic_million_m3_Before Competition Groups_10 | VAV Conversion Project (Gas) | 1.555% | 0 | 34.813 | Industrial_2030_Economic_million_m3_Before Competition Groups_VAV Conversion Project (Gas)
Industrial | Ind ¦ Direct Contact Water Heaters | 2030 | Economic | million_m3 | Before Competition Groups | 26.7568 | 0 | 0 | 2239.0418 | 0.01195 | 11 | Industrial_2030_Economic_million_m3_Before Competition Groups_11 | Direct Contact Water Heaters | 1.195% | 0 | 26.7568 | Industrial_2030_Economic_million_m3_Before Competition Groups_Direct Contact Water Heaters
Industrial | Ind ¦ HE HVAC Controls | 2030 | Economic | million_m3 | Before Competition Groups | 23.7319 | 0 | 0 | 2239.0418 | 0.010599 | 12 | Industrial_2030_Economic_million_m3_Before Competition Groups_12 | HE HVAC Controls | 1.06% | 0 | 23.7319 | Industrial_2030_Economic_million_m3_Before Competition Groups_HE HVAC Controls
Industrial | Ind ¦ Insulation - Steam (AG) | 2030 | Economic | million_m3 | Before Competition Groups | 17.9965 | 0 | 0 | 2239.0418 | 0.0080376 | 13 | Industrial_2030_Economic_million_m3_Before Competition Groups_13 | Insulation - Steam (AG) | 0.8038% | 0 | 17.9965 | Industrial_2030_Economic_million_m3_Before Competition Groups_Insulation - Steam (AG)
Industrial | Ind ¦ Air Compressor Heat Recovery | 2030 | Economic | million_m3 | Before Competition Groups | 15.2876 | 0 | 0 | 2239.0418 | 0.0068277 | 14 | Industrial_2030_Economic_million_m3_Before Competition Groups_14 | Air Compressor Heat Recovery | 0.6828% | 0 | 15.2876 | Industrial_2030_Economic_million_m3_Before Competition Groups_Air Compressor Heat Recovery
Industrial | Ind ¦ Steam Turbine Optimization | 2030 | Economic | million_m3 | Before Competition Groups | 9.7568 | 0 | 0 | 2239.0418 | 0.0043576 | 15 | Industrial_2030_Economic_million_m3_Before Competition Groups_15 | Steam Turbine Optimization | 0.4358% | 0 | 9.7568 | Industrial_2030_Economic_million_m3_Before Competition Groups_Steam Turbine Optimization
Industrial | Ind ¦ Process Optimization (Gas) | 2030 | Economic | million_m3 | Before Competition Groups | 8.9846 | 0 | 0 | 2239.0418 | 0.0040127 | 16 | Industrial_2030_Economic_million_m3_Before Competition Groups_16 | Process Optimization (Gas) | 0.4013% | 0 | 8.9846 | Industrial_2030_Economic_million_m3_Before Competition Groups_Process Optimization (Gas)
Industrial | Ind ¦ HE Stock Tank | 2030 | Economic | million_m3 | Before Competition Groups | 8.298 | 0 | 0 | 2239.0418 | 0.003706 | 17 | Industrial_2030_Economic_million_m3_Before Competition Groups_17 | HE Stock Tank | 0.3706% | 0 | 8.298 | Industrial_2030_Economic_million_m3_Before Competition Groups_HE Stock Tank
Industrial | Ind ¦ Gas Turbine Optimization | 2030 | Economic | million_m3 | Before Competition Groups | 7.3176 | 0 | 0 | 2239.0418 | 0.0032682 | 18 | Industrial_2030_Economic_million_m3_Before Competition Groups_18 | Gas Turbine Optimization | 0.3268% | 0 | 7.3176 | Industrial_2030_Economic_million_m3_Before Competition Groups_Gas Turbine Optimization
Industrial | Ind ¦ Ventilation Optimization (Gas) | 2030 | Economic | million_m3 | Before Competition Groups | 4.7572 | 0 | 0 | 2239.0418 | 0.0021246 | 19 | Industrial_2030_Economic_million_m3_Before Competition Groups_19 | Ventilation Optimization (Gas) | 0.2125% | 0 | 4.7572 | Industrial_2030_Economic_million_m3_Before Competition Groups_Ventilation Optimization (Gas)
Industrial | Ind ¦ Solar Walls | 2030 | Economic | million_m3 | Before Competition Groups | 4.6959 | 0 | 0 | 2239.0418 | 0.0020973 | 20 | Industrial_2030_Economic_million_m3_Before Competition Groups_20 | Solar Walls | 0.2097% | 0 | 4.6959 | Industrial_2030_Economic_million_m3_Before Competition Groups_Solar Walls
Industrial | Ind ¦ HE HVAC Units | 2030 | Economic | million_m3 | Before Competition Groups | 1.3809 | 0 | 0 | 2239.0418 | 0.00061674 | 21 | Industrial_2030_Economic_million_m3_Before Competition Groups_21 | HE HVAC Units | 0.06167% | 0 | 1.3809 | Industrial_2030_Economic_million_m3_Before Competition Groups_HE HVAC Units
Industrial | Ind ¦ Process Heat Recovery (Gas) - HVAC | 2030 | Economic | million_m3 | Before Competition Groups | 1.0137 | 0 | 0 | 2239.0418 | 0.00045276 | 22 | Industrial_2030_Economic_million_m3_Before Competition Groups_22 | Process Heat Recovery (Gas) - HVAC | 0.04528% | 0 | 1.0137 | Industrial_2030_Economic_million_m3_Before Competition Groups_Process Heat Recovery (Gas) - HVAC
Industrial | Ind ¦ Insulation - Steam - Direct | 2030 | Economic | million_m3 | Before Competition Groups | 0.67583 | 0 | 0 | 2239.0418 | 0.00030184 | 23 | Industrial_2030_Economic_million_m3_Before Competition Groups_23 | Insulation - Steam - Direct | 0.03018% | 0 | 0.67583 | Industrial_2030_Economic_million_m3_Before Competition Groups_Insulation - Steam - Direct
Industrial | Ind ¦ Insulation - Steam - HVAC | 2030 | Economic | million_m3 | Before Competition Groups | 0.14055 | 0 | 0 | 2239.0418 | 6.2772e-05 | 24 | Industrial_2030_Economic_million_m3_Before Competition Groups_24 | Insulation - Steam - HVAC | 0.006277% | 0 | 0.14055 | Industrial_2030_Economic_million_m3_Before Competition Groups_Insulation - Steam - HVAC
Industrial | Ind ¦ High Efficiency Furnaces | 2030 | Economic | million_m3 | Before Competition Groups | 0 | 0 | 0 | 2239.0418 | 0 | 25 | Industrial_2030_Economic_million_m3_Before Competition Groups_25 | High Efficiency Furnaces | 0% | 0 | 0 | Industrial_2030_Economic_million_m3_Before Competition Groups_High Efficiency Furnaces
Industrial | Ind ¦ Steam Trap Repair | 2030 | Economic | million_m3 | Before Competition Groups | 0 | 0 | 0 | 2239.0418 | 0 | 26 | Industrial_2030_Economic_million_m3_Before Competition Groups_26 | Steam Trap Repair | 0% | 0 | 0 | Industrial_2030_Economic_million_m3_Before Competition Groups_Steam Trap Repair
Industrial | Ind ¦ Boiler Upgrade | 2030 | SC A | million_m3 | Before Competition Groups | 149.4092 | 0 | 0 | 561.2129 | 0.26623 | 1 | Industrial_2030_SC A_million_m3_Before Competition Groups_1 | Boiler Upgrade | 26.62% | 0 | 149.4092 | Industrial_2030_SC A_million_m3_Before Competition Groups_Boiler Upgrade
Industrial | Ind ¦ Process Heat Improvements | 2030 | SC A | million_m3 | Before Competition Groups | 145.8867 | 0 | 0 | 561.2129 | 0.25995 | 2 | Industrial_2030_SC A_million_m3_Before Competition Groups_2 | Process Heat Improvements | 25.99% | 0 | 145.8867 | Industrial_2030_SC A_million_m3_Before Competition Groups_Process Heat Improvements
Industrial | Ind ¦ Recommissioning | 2030 | SC A | million_m3 | Before Competition Groups | 67.0286 | 0 | 0 | 561.2129 | 0.11944 | 3 | Industrial_2030_SC A_million_m3_Before Competition Groups_3 | Recommissioning | 11.94% | 0 | 67.0286 | Industrial_2030_SC A_million_m3_Before Competition Groups_Recommissioning
Industrial | Ind ¦ Greenhouse Envelope Improvements | 2030 | SC A | million_m3 | Before Competition Groups | 49.319 | 0 | 0 | 561.2129 | 0.087879 | 4 | Industrial_2030_SC A_million_m3_Before Competition Groups_4 | Greenhouse Envelope Improvements | 8.788% | 0 | 49.319 | Industrial_2030_SC A_million_m3_Before Competition Groups_Greenhouse Envelope Improvements
Industrial | Ind ¦ Improved Controls -Process Heating Gas | 2030 | SC A | million_m3 | Before Competition Groups | 43.1003 | 0 | 0 | 561.2129 | 0.076798 | 5 | Industrial_2030_SC A_million_m3_Before Competition Groups_5 | Improved Controls -Process Heating Gas | 7.68% | 0 | 43.1003 | Industrial_2030_SC A_million_m3_Before Competition Groups_Improved Controls -Process Heating Gas
Industrial | Ind ¦ Process Heat Recovery (Gas) | 2030 | SC A | million_m3 | Before Competition Groups | 35.7742 | 0 | 0 | 561.2129 | 0.063744 | 6 | Industrial_2030_SC A_million_m3_Before Competition Groups_6 | Process Heat Recovery (Gas) | 6.374% | 0 | 35.7742 | Industrial_2030_SC A_million_m3_Before Competition Groups_Process Heat Recovery (Gas)
Industrial | Ind ¦ Insulation - Steam | 2030 | SC A | million_m3 | Before Competition Groups | 14.8038 | 0 | 0 | 561.2129 | 0.026378 | 7 | Industrial_2030_SC A_million_m3_Before Competition Groups_7 | Insulation - Steam | 2.638% | 0 | 14.8038 | Industrial_2030_SC A_million_m3_Before Competition Groups_Insulation - Steam
Industrial | Ind ¦ Direct Contact Water Heaters | 2030 | SC A | million_m3 | Before Competition Groups | 10.8064 | 0 | 0 | 561.2129 | 0.019255 | 8 | Industrial_2030_SC A_million_m3_Before Competition Groups_8 | Direct Contact Water Heaters | 1.926% | 0 | 10.8064 | Industrial_2030_SC A_million_m3_Before Competition Groups_Direct Contact Water Heaters
Industrial | Ind ¦ Insulation - Steam (AG) | 2030 | SC A | million_m3 | Before Competition Groups | 7.7242 | 0 | 0 | 561.2129 | 0.013763 | 9 | Industrial_2030_SC A_million_m3_Before Competition Groups_9 | Insulation - Steam (AG) | 1.376% | 0 | 7.7242 | Industrial_2030_SC A_million_m3_Before Competition Groups_Insulation - Steam (AG)
Industrial | Ind ¦ Steam Turbine Optimization | 2030 | SC A | million_m3 | Before Competition Groups | 6.9018 | 0 | 0 | 561.2129 | 0.012298 | 10 | Industrial_2030_SC A_million_m3_Before Competition Groups_10 | Steam Turbine Optimization | 1.23% | 0 | 6.9018 | Industrial_2030_SC A_million_m3_Before Competition Groups_Steam Turbine Optimization
Industrial | Ind ¦ High Efficiency HVAC Fans (Gas) | 2030 | SC A | million_m3 | Before Competition Groups | 6.654 | 0 | 0 | 561.2129 | 0.011856 | 11 | Industrial_2030_SC A_million_m3_Before Competition Groups_11 | High Efficiency HVAC Fans (Gas) | 1.186% | 0 | 6.654 | Industrial_2030_SC A_million_m3_Before Competition Groups_High Efficiency HVAC Fans (Gas)
Industrial | Ind ¦ High Efficiency Burners | 2030 | SC A | million_m3 | Before Competition Groups | 6.2385 | 0 | 0 | 561.2129 | 0.011116 | 12 | Industrial_2030_SC A_million_m3_Before Competition Groups_12 | High Efficiency Burners | 1.112% | 0 | 6.2385 | Industrial_2030_SC A_million_m3_Before Competition Groups_High Efficiency Burners
Industrial | Ind ¦ Gas Turbine Optimization | 2030 | SC A | million_m3 | Before Competition Groups | 5.0801 | 0 | 0 | 561.2129 | 0.009052 | 13 | Industrial_2030_SC A_million_m3_Before Competition Groups_13 | Gas Turbine Optimization | 0.9052% | 0 | 5.0801 | Industrial_2030_SC A_million_m3_Before Competition Groups_Gas Turbine Optimization
Industrial | Ind ¦ Air Compressor Heat Recovery | 2030 | SC A | million_m3 | Before Competition Groups | 4.0113 | 0 | 0 | 561.2129 | 0.0071476 | 14 | Industrial_2030_SC A_million_m3_Before Competition Groups_14 | Air Compressor Heat Recovery | 0.7148% | 0 | 4.0113 | Industrial_2030_SC A_million_m3_Before Competition Groups_Air Compressor Heat Recovery
Industrial | Ind ¦ Ventilation Optimization (Gas) | 2030 | SC A | million_m3 | Before Competition Groups | 3.7292 | 0 | 0 | 561.2129 | 0.0066448 | 15 | Industrial_2030_SC A_million_m3_Before Competition Groups_15 | Ventilation Optimization (Gas) | 0.6645% | 0 | 3.7292 | Industrial_2030_SC A_million_m3_Before Competition Groups_Ventilation Optimization (Gas)
Industrial | Ind ¦ HE Stock Tank | 2030 | SC A | million_m3 | Before Competition Groups | 2.1756 | 0 | 0 | 561.2129 | 0.0038766 | 16 | Industrial_2030_SC A_million_m3_Before Competition Groups_16 | HE Stock Tank | 0.3877% | 0 | 2.1756 | Industrial_2030_SC A_million_m3_Before Competition Groups_HE Stock Tank
Industrial | Ind ¦ Process Optimization (Gas) | 2030 | SC A | million_m3 | Before Competition Groups | 1.3572 | 0 | 0 | 561.2129 | 0.0024183 | 17 | Industrial_2030_SC A_million_m3_Before Competition Groups_17 | Process Optimization (Gas) | 0.2418% | 0 | 1.3572 | Industrial_2030_SC A_million_m3_Before Competition Groups_Process Optimization (Gas)
Industrial | Ind ¦ VAV Conversion Project (Gas) | 2030 | SC A | million_m3 | Before Competition Groups | 0.46258 | 0 | 0 | 561.2129 | 0.00082425 | 18 | Industrial_2030_SC A_million_m3_Before Competition Groups_18 | VAV Conversion Project (Gas) | 0.08242% | 0 | 0.46258 | Industrial_2030_SC A_million_m3_Before Competition Groups_VAV Conversion Project (Gas)
Industrial | Ind ¦ HE HVAC Controls | 2030 | SC A | million_m3 | Before Competition Groups | 0.30719 | 0 | 0 | 561.2129 | 0.00054737 | 19 | Industrial_2030_SC A_million_m3_Before Competition Groups_19 | HE HVAC Controls | 0.05474% | 0 | 0.30719 | Industrial_2030_SC A_million_m3_Before Competition Groups_HE HVAC Controls
Industrial | Ind ¦ Insulation - Steam - Direct | 2030 | SC A | million_m3 | Before Competition Groups | 0.22319 | 0 | 0 | 561.2129 | 0.00039768 | 20 | Industrial_2030_SC A_million_m3_Before Competition Groups_20 | Insulation - Steam - Direct | 0.03977% | 0 | 0.22319 | Industrial_2030_SC A_million_m3_Before Competition Groups_Insulation - Steam - Direct
Industrial | Ind ¦ Process Heat Recovery (Gas) - HVAC | 2030 | SC A | million_m3 | Before Competition Groups | 0.14448 | 0 | 0 | 561.2129 | 0.00025745 | 21 | Industrial_2030_SC A_million_m3_Before Competition Groups_21 | Process Heat Recovery (Gas) - HVAC | 0.02574% | 0 | 0.14448 | Industrial_2030_SC A_million_m3_Before Competition Groups_Process Heat Recovery (Gas) - HVAC
Industrial | Ind ¦ Insulation - Steam - HVAC | 2030 | SC A | million_m3 | Before Competition Groups | 0.055244 | 0 | 0 | 561.2129 | 9.8436e-05 | 22 | Industrial_2030_SC A_million_m3_Before Competition Groups_22 | Insulation - Steam - HVAC | 0.009844% | 0 | 0.055244 | Industrial_2030_SC A_million_m3_Before Competition Groups_Insulation - Steam - HVAC
Industrial | Ind ¦ HE HVAC Units | 2030 | SC A | million_m3 | Before Competition Groups | 0.016232 | 0 | 0 | 561.2129 | 2.8923e-05 | 23 | Industrial_2030_SC A_million_m3_Before Competition Groups_23 | HE HVAC Units | 0.002892% | 0 | 0.016232 | Industrial_2030_SC A_million_m3_Before Competition Groups_HE HVAC Units
Industrial | Ind ¦ Solar Walls | 2030 | SC A | million_m3 | Before Competition Groups | 0.003983 | 0 | 0 | 561.2129 | 7.0971e-06 | 24 | Industrial_2030_SC A_million_m3_Before Competition Groups_24 | Solar Walls | 0.0007097% | 0 | 0.003983 | Industrial_2030_SC A_million_m3_Before Competition Groups_Solar Walls
Industrial | Ind ¦ High Efficiency Furnaces | 2030 | SC A | million_m3 | Before Competition Groups | 0 | 0 | 0 | 561.2129 | 0 | 25 | Industrial_2030_SC A_million_m3_Before Competition Groups_25 | High Efficiency Furnaces | 0% | 0 | 0 | Industrial_2030_SC A_million_m3_Before Competition Groups_High Efficiency Furnaces
Industrial | Ind ¦ Steam Trap Repair | 2030 | SC A | million_m3 | Before Competition Groups | 0 | 0 | 0 | 561.2129 | 0 | 26 | Industrial_2030_SC A_million_m3_Before Competition Groups_26 | Steam Trap Repair | 0% | 0 | 0 | Industrial_2030_SC A_million_m3_Before Competition Groups_Steam Trap Repair
Industrial | Ind ¦ Process Heat Improvements | 2030 | SC B | million_m3 | Before Competition Groups | 464.7191 | 0 | 0 | 1523.452 | 0.30504 | 1 | Industrial_2030_SC B_million_m3_Before Competition Groups_1 | Process Heat Improvements | 30.5% | 0 | 464.7191 | Industrial_2030_SC B_million_m3_Before Competition Groups_Process Heat Improvements
Industrial | Ind ¦ Boiler Upgrade | 2030 | SC B | million_m3 | Before Competition Groups | 230.3 | 0 | 0 | 1523.452 | 0.15117 | 2 | Industrial_2030_SC B_million_m3_Before Competition Groups_2 | Boiler Upgrade | 15.12% | 0 | 230.3 | Industrial_2030_SC B_million_m3_Before Competition Groups_Boiler Upgrade
Industrial | Ind ¦ Process Heat Recovery (Gas) | 2030 | SC B | million_m3 | Before Competition Groups | 226.9153 | 0 | 0 | 1523.452 | 0.14895 | 3 | Industrial_2030_SC B_million_m3_Before Competition Groups_3 | Process Heat Recovery (Gas) | 14.89% | 0 | 226.9153 | Industrial_2030_SC B_million_m3_Before Competition Groups_Process Heat Recovery (Gas)
Industrial | Ind ¦ Recommissioning | 2030 | SC B | million_m3 | Before Competition Groups | 164.9052 | 0 | 0 | 1523.452 | 0.10824 | 4 | Industrial_2030_SC B_million_m3_Before Competition Groups_4 | Recommissioning | 10.82% | 0 | 164.9052 | Industrial_2030_SC B_million_m3_Before Competition Groups_Recommissioning
Industrial | Ind ¦ Improved Controls -Process Heating Gas | 2030 | SC B | million_m3 | Before Competition Groups | 103.8452 | 0 | 0 | 1523.452 | 0.068164 | 5 | Industrial_2030_SC B_million_m3_Before Competition Groups_5 | Improved Controls -Process Heating Gas | 6.816% | 0 | 103.8452 | Industrial_2030_SC B_million_m3_Before Competition Groups_Improved Controls -Process Heating Gas
Industrial | Ind ¦ High Efficiency Burners | 2030 | SC B | million_m3 | Before Competition Groups | 88.2991 | 0 | 0 | 1523.452 | 0.05796 | 6 | Industrial_2030_SC B_million_m3_Before Competition Groups_6 | High Efficiency Burners | 5.796% | 0 | 88.2991 | Industrial_2030_SC B_million_m3_Before Competition Groups_High Efficiency Burners
Industrial | Ind ¦ Greenhouse Envelope Improvements | 2030 | SC B | million_m3 | Before Competition Groups | 64.9356 | 0 | 0 | 1523.452 | 0.042624 | 7 | Industrial_2030_SC B_million_m3_Before Competition Groups_7 | Greenhouse Envelope Improvements | 4.262% | 0 | 64.9356 | Industrial_2030_SC B_million_m3_Before Competition Groups_Greenhouse Envelope Improvements
Industrial | Ind ¦ Insulation - Steam | 2030 | SC B | million_m3 | Before Competition Groups | 31.7629 | 0 | 0 | 1523.452 | 0.020849 | 8 | Industrial_2030_SC B_million_m3_Before Competition Groups_8 | Insulation - Steam | 2.085% | 0 | 31.7629 | Industrial_2030_SC B_million_m3_Before Competition Groups_Insulation - Steam
Industrial | Ind ¦ High Efficiency HVAC Fans (Gas) | 2030 | SC B | million_m3 | Before Competition Groups | 27.7239 | 0 | 0 | 1523.452 | 0.018198 | 9 | Industrial_2030_SC B_million_m3_Before Competition Groups_9 | High Efficiency HVAC Fans (Gas) | 1.82% | 0 | 27.7239 | Industrial_2030_SC B_million_m3_Before Competition Groups_High Efficiency HVAC Fans (Gas)
Industrial | Ind ¦ VAV Conversion Project (Gas) | 2030 | SC B | million_m3 | Before Competition Groups | 26.7245 | 0 | 0 | 1523.452 | 0.017542 | 10 | Industrial_2030_SC B_million_m3_Before Competition Groups_10 | VAV Conversion Project (Gas) | 1.754% | 0 | 26.7245 | Industrial_2030_SC B_million_m3_Before Competition Groups_VAV Conversion Project (Gas)
Industrial | Ind ¦ HE HVAC Controls | 2030 | SC B | million_m3 | Before Competition Groups | 18.7612 | 0 | 0 | 1523.452 | 0.012315 | 11 | Industrial_2030_SC B_million_m3_Before Competition Groups_11 | HE HVAC Controls | 1.231% | 0 | 18.7612 | Industrial_2030_SC B_million_m3_Before Competition Groups_HE HVAC Controls
Industrial | Ind ¦ Direct Contact Water Heaters | 2030 | SC B | million_m3 | Before Competition Groups | 18.4167 | 0 | 0 | 1523.452 | 0.012089 | 12 | Industrial_2030_SC B_million_m3_Before Competition Groups_12 | Direct Contact Water Heaters | 1.209% | 0 | 18.4167 | Industrial_2030_SC B_million_m3_Before Competition Groups_Direct Contact Water Heaters
Industrial | Ind ¦ Insulation - Steam (AG) | 2030 | SC B | million_m3 | Before Competition Groups | 15.8399 | 0 | 0 | 1523.452 | 0.010397 | 13 | Industrial_2030_SC B_million_m3_Before Competition Groups_13 | Insulation - Steam (AG) | 1.04% | 0 | 15.8399 | Industrial_2030_SC B_million_m3_Before Competition Groups_Insulation - Steam (AG)
Industrial | Ind ¦ Air Compressor Heat Recovery | 2030 | SC B | million_m3 | Before Competition Groups | 11.7714 | 0 | 0 | 1523.452 | 0.0077268 | 14 | Industrial_2030_SC B_million_m3_Before Competition Groups_14 | Air Compressor Heat Recovery | 0.7727% | 0 | 11.7714 | Industrial_2030_SC B_million_m3_Before Competition Groups_Air Compressor Heat Recovery
Industrial | Ind ¦ Steam Turbine Optimization | 2030 | SC B | million_m3 | Before Competition Groups | 7.1782 | 0 | 0 | 1523.452 | 0.0047118 | 15 | Industrial_2030_SC B_million_m3_Before Competition Groups_15 | Steam Turbine Optimization | 0.4712% | 0 | 7.1782 | Industrial_2030_SC B_million_m3_Before Competition Groups_Steam Turbine Optimization
Industrial | Ind ¦ Gas Turbine Optimization | 2030 | SC B | million_m3 | Before Competition Groups | 5.3837 | 0 | 0 | 1523.452 | 0.0035339 | 16 | Industrial_2030_SC B_million_m3_Before Competition Groups_16 | Gas Turbine Optimization | 0.3534% | 0 | 5.3837 | Industrial_2030_SC B_million_m3_Before Competition Groups_Gas Turbine Optimization
Industrial | Ind ¦ HE Stock Tank | 2030 | SC B | million_m3 | Before Competition Groups | 4.8029 | 0 | 0 | 1523.452 | 0.0031526 | 17 | Industrial_2030_SC B_million_m3_Before Competition Groups_17 | HE Stock Tank | 0.3153% | 0 | 4.8029 | Industrial_2030_SC B_million_m3_Before Competition Groups_HE Stock Tank
Industrial | Ind ¦ Ventilation Optimization (Gas) | 2030 | SC B | million_m3 | Before Competition Groups | 3.7292 | 0 | 0 | 1523.452 | 0.0024478 | 18 | Industrial_2030_SC B_million_m3_Before Competition Groups_18 | Ventilation Optimization (Gas) | 0.2448% | 0 | 3.7292 | Industrial_2030_SC B_million_m3_Before Competition Groups_Ventilation Optimization (Gas)
Industrial | Ind ¦ Solar Walls | 2030 | SC B | million_m3 | Before Competition Groups | 3.6048 | 0 | 0 | 1523.452 | 0.0023662 | 19 | Industrial_2030_SC B_million_m3_Before Competition Groups_19 | Solar Walls | 0.2366% | 0 | 3.6048 | Industrial_2030_SC B_million_m3_Before Competition Groups_Solar Walls
Industrial | Ind ¦ Process Optimization (Gas) | 2030 | SC B | million_m3 | Before Competition Groups | 1.3572 | 0 | 0 | 1523.452 | 0.00089085 | 20 | Industrial_2030_SC B_million_m3_Before Competition Groups_20 | Process Optimization (Gas) | 0.08909% | 0 | 1.3572 | Industrial_2030_SC B_million_m3_Before Competition Groups_Process Optimization (Gas)
Industrial | Ind ¦ HE HVAC Units | 2030 | SC B | million_m3 | Before Competition Groups | 1.0524 | 0 | 0 | 1523.452 | 0.00069079 | 21 | Industrial_2030_SC B_million_m3_Before Competition Groups_21 | HE HVAC Units | 0.06908% | 0 | 1.0524 | Industrial_2030_SC B_million_m3_Before Competition Groups_HE HVAC Units
Industrial | Ind ¦ Process Heat Recovery (Gas) - HVAC | 2030 | SC B | million_m3 | Before Competition Groups | 0.81709 | 0 | 0 | 1523.452 | 0.00053634 | 22 | Industrial_2030_SC B_million_m3_Before Competition Groups_22 | Process Heat Recovery (Gas) - HVAC | 0.05363% | 0 | 0.81709 | Industrial_2030_SC B_million_m3_Before Competition Groups_Process Heat Recovery (Gas) - HVAC
Industrial | Ind ¦ Insulation - Steam - Direct | 2030 | SC B | million_m3 | Before Competition Groups | 0.49358 | 0 | 0 | 1523.452 | 0.00032399 | 23 | Industrial_2030_SC B_million_m3_Before Competition Groups_23 | Insulation - Steam - Direct | 0.0324% | 0 | 0.49358 | Industrial_2030_SC B_million_m3_Before Competition Groups_Insulation - Steam - Direct
Industrial | Ind ¦ Insulation - Steam - HVAC | 2030 | SC B | million_m3 | Before Competition Groups | 0.11329 | 0 | 0 | 1523.452 | 7.4361e-05 | 24 | Industrial_2030_SC B_million_m3_Before Competition Groups_24 | Insulation - Steam - HVAC | 0.007436% | 0 | 0.11329 | Industrial_2030_SC B_million_m3_Before Competition Groups_Insulation - Steam - HVAC
Industrial | Ind ¦ High Efficiency Furnaces | 2030 | SC B | million_m3 | Before Competition Groups | 0 | 0 | 0 | 1523.452 | 0 | 25 | Industrial_2030_SC B_million_m3_Before Competition Groups_25 | High Efficiency Furnaces | 0% | 0 | 0 | Industrial_2030_SC B_million_m3_Before Competition Groups_High Efficiency Furnaces
Industrial | Ind ¦ Steam Trap Repair | 2030 | SC B | million_m3 | Before Competition Groups | 0 | 0 | 0 | 1523.452 | 0 | 26 | Industrial_2030_SC B_million_m3_Before Competition Groups_26 | Steam Trap Repair | 0% | 0 | 0 | Industrial_2030_SC B_million_m3_Before Competition Groups_Steam Trap Repair
Industrial | Ind ¦ Boiler Upgrade | 2030 | SC C | million_m3 | Before Competition Groups | 230.3 | 0 | 0 | 828.2856 | 0.27804 | 1 | Industrial_2030_SC C_million_m3_Before Competition Groups_1 | Boiler Upgrade | 27.8% | 0 | 230.3 | Industrial_2030_SC C_million_m3_Before Competition Groups_Boiler Upgrade
Industrial | Ind ¦ Process Heat Improvements | 2030 | SC C | million_m3 | Before Competition Groups | 212.0207 | 0 | 0 | 828.2856 | 0.25598 | 2 | Industrial_2030_SC C_million_m3_Before Competition Groups_2 | Process Heat Improvements | 25.6% | 0 | 212.0207 | Industrial_2030_SC C_million_m3_Before Competition Groups_Process Heat Improvements
Industrial | Ind ¦ Process Heat Recovery (Gas) | 2030 | SC C | million_m3 | Before Competition Groups | 103.7943 | 0 | 0 | 828.2856 | 0.12531 | 3 | Industrial_2030_SC C_million_m3_Before Competition Groups_3 | Process Heat Recovery (Gas) | 12.53% | 0 | 103.7943 | Industrial_2030_SC C_million_m3_Before Competition Groups_Process Heat Recovery (Gas)
Industrial | Ind ¦ Recommissioning | 2030 | SC C | million_m3 | Before Competition Groups | 75.937 | 0 | 0 | 828.2856 | 0.09168 | 4 | Industrial_2030_SC C_million_m3_Before Competition Groups_4 | Recommissioning | 9.168% | 0 | 75.937 | Industrial_2030_SC C_million_m3_Before Competition Groups_Recommissioning
Industrial | Ind ¦ Greenhouse Envelope Improvements | 2030 | SC C | million_m3 | Before Competition Groups | 49.319 | 0 | 0 | 828.2856 | 0.059544 | 5 | Industrial_2030_SC C_million_m3_Before Competition Groups_5 | Greenhouse Envelope Improvements | 5.954% | 0 | 49.319 | Industrial_2030_SC C_million_m3_Before Competition Groups_Greenhouse Envelope Improvements
Industrial | Ind ¦ Improved Controls -Process Heating Gas | 2030 | SC C | million_m3 | Before Competition Groups | 47.7866 | 0 | 0 | 828.2856 | 0.057693 | 6 | Industrial_2030_SC C_million_m3_Before Competition Groups_6 | Improved Controls -Process Heating Gas | 5.769% | 0 | 47.7866 | Industrial_2030_SC C_million_m3_Before Competition Groups_Improved Controls -Process Heating Gas
Industrial | Ind ¦ High Efficiency Burners | 2030 | SC C | million_m3 | Before Competition Groups | 35.9262 | 0 | 0 | 828.2856 | 0.043374 | 7 | Industrial_2030_SC C_million_m3_Before Competition Groups_7 | High Efficiency Burners | 4.337% | 0 | 35.9262 | Industrial_2030_SC C_million_m3_Before Competition Groups_High Efficiency Burners
Industrial | Ind ¦ Insulation - Steam | 2030 | SC C | million_m3 | Before Competition Groups | 14.8353 | 0 | 0 | 828.2856 | 0.017911 | 8 | Industrial_2030_SC C_million_m3_Before Competition Groups_8 | Insulation - Steam | 1.791% | 0 | 14.8353 | Industrial_2030_SC C_million_m3_Before Competition Groups_Insulation - Steam
Industrial | Ind ¦ High Efficiency HVAC Fans (Gas) | 2030 | SC C | million_m3 | Before Competition Groups | 11.6175 | 0 | 0 | 828.2856 | 0.014026 | 9 | Industrial_2030_SC C_million_m3_Before Competition Groups_9 | High Efficiency HVAC Fans (Gas) | 1.403% | 0 | 11.6175 | Industrial_2030_SC C_million_m3_Before Competition Groups_High Efficiency HVAC Fans (Gas)
Industrial | Ind ¦ Direct Contact Water Heaters | 2030 | SC C | million_m3 | Before Competition Groups | 10.8064 | 0 | 0 | 828.2856 | 0.013047 | 10 | Industrial_2030_SC C_million_m3_Before Competition Groups_10 | Direct Contact Water Heaters | 1.305% | 0 | 10.8064 | Industrial_2030_SC C_million_m3_Before Competition Groups_Direct Contact Water Heaters
Industrial | Ind ¦ Insulation - Steam (AG) | 2030 | SC C | million_m3 | Before Competition Groups | 7.7408 | 0 | 0 | 828.2856 | 0.0093455 | 11 | Industrial_2030_SC C_million_m3_Before Competition Groups_11 | Insulation - Steam (AG) | 0.9346% | 0 | 7.7408 | Industrial_2030_SC C_million_m3_Before Competition Groups_Insulation - Steam (AG)
Industrial | Ind ¦ Steam Turbine Optimization | 2030 | SC C | million_m3 | Before Competition Groups | 7.1782 | 0 | 0 | 828.2856 | 0.0086663 | 12 | Industrial_2030_SC C_million_m3_Before Competition Groups_12 | Steam Turbine Optimization | 0.8666% | 0 | 7.1782 | Industrial_2030_SC C_million_m3_Before Competition Groups_Steam Turbine Optimization
Industrial | Ind ¦ Air Compressor Heat Recovery | 2030 | SC C | million_m3 | Before Competition Groups | 5.5466 | 0 | 0 | 828.2856 | 0.0066965 | 13 | Industrial_2030_SC C_million_m3_Before Competition Groups_13 | Air Compressor Heat Recovery | 0.6696% | 0 | 5.5466 | Industrial_2030_SC C_million_m3_Before Competition Groups_Air Compressor Heat Recovery
Industrial | Ind ¦ Gas Turbine Optimization | 2030 | SC C | million_m3 | Before Competition Groups | 5.3837 | 0 | 0 | 828.2856 | 0.0064998 | 14 | Industrial_2030_SC C_million_m3_Before Competition Groups_14 | Gas Turbine Optimization | 0.65% | 0 | 5.3837 | Industrial_2030_SC C_million_m3_Before Competition Groups_Gas Turbine Optimization
Industrial | Ind ¦ Ventilation Optimization (Gas) | 2030 | SC C | million_m3 | Before Competition Groups | 3.7292 | 0 | 0 | 828.2856 | 0.0045023 | 15 | Industrial_2030_SC C_million_m3_Before Competition Groups_15 | Ventilation Optimization (Gas) | 0.4502% | 0 | 3.7292 | Industrial_2030_SC C_million_m3_Before Competition Groups_Ventilation Optimization (Gas)
Industrial | Ind ¦ HE Stock Tank | 2030 | SC C | million_m3 | Before Competition Groups | 2.191 | 0 | 0 | 828.2856 | 0.0026453 | 16 | Industrial_2030_SC C_million_m3_Before Competition Groups_16 | HE Stock Tank | 0.2645% | 0 | 2.191 | Industrial_2030_SC C_million_m3_Before Competition Groups_HE Stock Tank
Industrial | Ind ¦ VAV Conversion Project (Gas) | 2030 | SC C | million_m3 | Before Competition Groups | 1.3812 | 0 | 0 | 828.2856 | 0.0016676 | 17 | Industrial_2030_SC C_million_m3_Before Competition Groups_17 | VAV Conversion Project (Gas) | 0.1668% | 0 | 1.3812 | Industrial_2030_SC C_million_m3_Before Competition Groups_VAV Conversion Project (Gas)
Industrial | Ind ¦ Process Optimization (Gas) | 2030 | SC C | million_m3 | Before Competition Groups | 1.3572 | 0 | 0 | 828.2856 | 0.0016385 | 18 | Industrial_2030_SC C_million_m3_Before Competition Groups_18 | Process Optimization (Gas) | 0.1639% | 0 | 1.3572 | Industrial_2030_SC C_million_m3_Before Competition Groups_Process Optimization (Gas)
Industrial | Ind ¦ HE HVAC Controls | 2030 | SC C | million_m3 | Before Competition Groups | 0.70762 | 0 | 0 | 828.2856 | 0.00085432 | 19 | Industrial_2030_SC C_million_m3_Before Competition Groups_19 | HE HVAC Controls | 0.08543% | 0 | 0.70762 | Industrial_2030_SC C_million_m3_Before Competition Groups_HE HVAC Controls
Industrial | Ind ¦ Process Heat Recovery (Gas) - HVAC | 2030 | SC C | million_m3 | Before Competition Groups | 0.3959 | 0 | 0 | 828.2856 | 0.00047798 | 20 | Industrial_2030_SC C_million_m3_Before Competition Groups_20 | Process Heat Recovery (Gas) - HVAC | 0.0478% | 0 | 0.3959 | Industrial_2030_SC C_million_m3_Before Competition Groups_Process Heat Recovery (Gas) - HVAC
Industrial | Ind ¦ Insulation - Steam - Direct | 2030 | SC C | million_m3 | Before Competition Groups | 0.22365 | 0 | 0 | 828.2856 | 0.00027001 | 21 | Industrial_2030_SC C_million_m3_Before Competition Groups_21 | Insulation - Steam - Direct | 0.027% | 0 | 0.22365 | Industrial_2030_SC C_million_m3_Before Competition Groups_Insulation - Steam - Direct
Industrial | Ind ¦ Insulation - Steam - HVAC | 2030 | SC C | million_m3 | Before Competition Groups | 0.055361 | 0 | 0 | 828.2856 | 6.6838e-05 | 22 | Industrial_2030_SC C_million_m3_Before Competition Groups_22 | Insulation - Steam - HVAC | 0.006684% | 0 | 0.055361 | Industrial_2030_SC C_million_m3_Before Competition Groups_Insulation - Steam - HVAC
Industrial | Ind ¦ HE HVAC Units | 2030 | SC C | million_m3 | Before Competition Groups | 0.03722 | 0 | 0 | 828.2856 | 4.4937e-05 | 23 | Industrial_2030_SC C_million_m3_Before Competition Groups_23 | HE HVAC Units | 0.004494% | 0 | 0.03722 | Industrial_2030_SC C_million_m3_Before Competition Groups_HE HVAC Units
Industrial | Ind ¦ Solar Walls | 2030 | SC C | million_m3 | Before Competition Groups | 0.014984 | 0 | 0 | 828.2856 | 1.809e-05 | 24 | Industrial_2030_SC C_million_m3_Before Competition Groups_24 | Solar Walls | 0.001809% | 0 | 0.014984 | Industrial_2030_SC C_million_m3_Before Competition Groups_Solar Walls
Industrial | Ind ¦ High Efficiency Furnaces | 2030 | SC C | million_m3 | Before Competition Groups | 0 | 0 | 0 | 828.2856 | 0 | 25 | Industrial_2030_SC C_million_m3_Before Competition Groups_25 | High Efficiency Furnaces | 0% | 0 | 0 | Industrial_2030_SC C_million_m3_Before Competition Groups_High Efficiency Furnaces
Industrial | Ind ¦ Steam Trap Repair | 2030 | SC C | million_m3 | Before Competition Groups | 0 | 0 | 0 | 828.2856 | 0 | 26 | Industrial_2030_SC C_million_m3_Before Competition Groups_26 | Steam Trap Repair | 0% | 0 | 0 | Industrial_2030_SC C_million_m3_Before Competition Groups_Steam Trap Repair
Industrial | Ind ¦ Process Heat Improvements | 2030 | Technical | million_m3 | Before Competition Groups | 796.9187 | 0 | 0 | 2371.7409 | 0.33601 | 1 | Industrial_2030_Technical_million_m3_Before Competition Groups_1 | Process Heat Improvements | 33.6% | 0 | 796.9187 | Industrial_2030_Technical_million_m3_Before Competition Groups_Process Heat Improvements
Industrial | Ind ¦ Process Heat Recovery (Gas) | 2030 | Technical | million_m3 | Before Competition Groups | 303.3321 | 0 | 0 | 2371.7409 | 0.12789 | 2 | Industrial_2030_Technical_million_m3_Before Competition Groups_2 | Process Heat Recovery (Gas) | 12.79% | 0 | 303.3321 | Industrial_2030_Technical_million_m3_Before Competition Groups_Process Heat Recovery (Gas)
Industrial | Ind ¦ Boiler Upgrade | 2030 | Technical | million_m3 | Before Competition Groups | 303.2254 | 0 | 0 | 2371.7409 | 0.12785 | 3 | Industrial_2030_Technical_million_m3_Before Competition Groups_3 | Boiler Upgrade | 12.78% | 0 | 303.2254 | Industrial_2030_Technical_million_m3_Before Competition Groups_Boiler Upgrade
Industrial | Ind ¦ Recommissioning | 2030 | Technical | million_m3 | Before Competition Groups | 218.3228 | 0 | 0 | 2371.7409 | 0.092052 | 4 | Industrial_2030_Technical_million_m3_Before Competition Groups_4 | Recommissioning | 9.205% | 0 | 218.3228 | Industrial_2030_Technical_million_m3_Before Competition Groups_Recommissioning
Industrial | Ind ¦ High Efficiency Burners | 2030 | Technical | million_m3 | Before Competition Groups | 150.4007 | 0 | 0 | 2371.7409 | 0.063414 | 5 | Industrial_2030_Technical_million_m3_Before Competition Groups_5 | High Efficiency Burners | 6.341% | 0 | 150.4007 | Industrial_2030_Technical_million_m3_Before Competition Groups_High Efficiency Burners
Industrial | Ind ¦ Improved Controls -Process Heating Gas | 2030 | Technical | million_m3 | Before Competition Groups | 139.1832 | 0 | 0 | 2371.7409 | 0.058684 | 6 | Industrial_2030_Technical_million_m3_Before Competition Groups_6 | Improved Controls -Process Heating Gas | 5.868% | 0 | 139.1832 | Industrial_2030_Technical_million_m3_Before Competition Groups_Improved Controls -Process Heating Gas
Industrial | Ind ¦ Greenhouse Envelope Improvements | 2030 | Technical | million_m3 | Before Competition Groups | 81.7318 | 0 | 0 | 2371.7409 | 0.034461 | 7 | Industrial_2030_Technical_million_m3_Before Competition Groups_7 | Greenhouse Envelope Improvements | 3.446% | 0 | 81.7318 | Industrial_2030_Technical_million_m3_Before Competition Groups_Greenhouse Envelope Improvements
Industrial | Ind ¦ Boiler Tune Up | 2030 | Technical | million_m3 | Before Competition Groups | 43.2632 | 0 | 0 | 2371.7409 | 0.018241 | 8 | Industrial_2030_Technical_million_m3_Before Competition Groups_8 | Boiler Tune Up | 1.824% | 0 | 43.2632 | Industrial_2030_Technical_million_m3_Before Competition Groups_Boiler Tune Up
Industrial | Ind ¦ Insulation - Steam | 2030 | Technical | million_m3 | Before Competition Groups | 41.7031 | 0 | 0 | 2371.7409 | 0.017583 | 9 | Industrial_2030_Technical_million_m3_Before Competition Groups_9 | Insulation - Steam | 1.758% | 0 | 41.7031 | Industrial_2030_Technical_million_m3_Before Competition Groups_Insulation - Steam
Industrial | Ind ¦ High Efficiency HVAC Fans (Gas) | 2030 | Technical | million_m3 | Before Competition Groups | 38.6171 | 0 | 0 | 2371.7409 | 0.016282 | 10 | Industrial_2030_Technical_million_m3_Before Competition Groups_10 | High Efficiency HVAC Fans (Gas) | 1.628% | 0 | 38.6171 | Industrial_2030_Technical_million_m3_Before Competition Groups_High Efficiency HVAC Fans (Gas)
Industrial | Ind ¦ VAV Conversion Project (Gas) | 2030 | Technical | million_m3 | Before Competition Groups | 34.813 | 0 | 0 | 2371.7409 | 0.014678 | 11 | Industrial_2030_Technical_million_m3_Before Competition Groups_11 | VAV Conversion Project (Gas) | 1.468% | 0 | 34.813 | Industrial_2030_Technical_million_m3_Before Competition Groups_VAV Conversion Project (Gas)
Industrial | Ind ¦ Direct Contact Water Heaters | 2030 | Technical | million_m3 | Before Competition Groups | 26.7568 | 0 | 0 | 2371.7409 | 0.011282 | 12 | Industrial_2030_Technical_million_m3_Before Competition Groups_12 | Direct Contact Water Heaters | 1.128% | 0 | 26.7568 | Industrial_2030_Technical_million_m3_Before Competition Groups_Direct Contact Water Heaters
Industrial | Ind ¦ Steam Leak Repairs | 2030 | Technical | million_m3 | Before Competition Groups | 26.2976 | 0 | 0 | 2371.7409 | 0.011088 | 13 | Industrial_2030_Technical_million_m3_Before Competition Groups_13 | Steam Leak Repairs | 1.109% | 0 | 26.2976 | Industrial_2030_Technical_million_m3_Before Competition Groups_Steam Leak Repairs
Industrial | Ind ¦ HE HVAC Controls | 2030 | Technical | million_m3 | Before Competition Groups | 23.7319 | 0 | 0 | 2371.7409 | 0.010006 | 14 | Industrial_2030_Technical_million_m3_Before Competition Groups_14 | HE HVAC Controls | 1.001% | 0 | 23.7319 | Industrial_2030_Technical_million_m3_Before Competition Groups_HE HVAC Controls
Industrial | Ind ¦ Loading Dock Seals | 2030 | Technical | million_m3 | Before Competition Groups | 23.7319 | 0 | 0 | 2371.7409 | 0.010006 | 15 | Industrial_2030_Technical_million_m3_Before Competition Groups_15 | Loading Dock Seals | 1.001% | 0 | 23.7319 | Industrial_2030_Technical_million_m3_Before Competition Groups_Loading Dock Seals
Industrial | Ind ¦ Steam Trap Repair | 2030 | Technical | million_m3 | Before Competition Groups | 19.9615 | 0 | 0 | 2371.7409 | 0.0084164 | 16 | Industrial_2030_Technical_million_m3_Before Competition Groups_16 | Steam Trap Repair | 0.8416% | 0 | 19.9615 | Industrial_2030_Technical_million_m3_Before Competition Groups_Steam Trap Repair
Industrial | Ind ¦ Insulation - Steam (AG) | 2030 | Technical | million_m3 | Before Competition Groups | 17.9965 | 0 | 0 | 2371.7409 | 0.0075879 | 17 | Industrial_2030_Technical_million_m3_Before Competition Groups_17 | Insulation - Steam (AG) | 0.7588% | 0 | 17.9965 | Industrial_2030_Technical_million_m3_Before Competition Groups_Insulation - Steam (AG)
Industrial | Ind ¦ High Efficiency Furnaces | 2030 | Technical | million_m3 | Before Competition Groups | 17.313 | 0 | 0 | 2371.7409 | 0.0072997 | 18 | Industrial_2030_Technical_million_m3_Before Competition Groups_18 | High Efficiency Furnaces | 0.73% | 0 | 17.313 | Industrial_2030_Technical_million_m3_Before Competition Groups_High Efficiency Furnaces
Industrial | Ind ¦ Air Compressor Heat Recovery | 2030 | Technical | million_m3 | Before Competition Groups | 15.2876 | 0 | 0 | 2371.7409 | 0.0064457 | 19 | Industrial_2030_Technical_million_m3_Before Competition Groups_19 | Air Compressor Heat Recovery | 0.6446% | 0 | 15.2876 | Industrial_2030_Technical_million_m3_Before Competition Groups_Air Compressor Heat Recovery
Industrial | Ind ¦ Steam Turbine Optimization | 2030 | Technical | million_m3 | Before Competition Groups | 9.7568 | 0 | 0 | 2371.7409 | 0.0041138 | 20 | Industrial_2030_Technical_million_m3_Before Competition Groups_20 | Steam Turbine Optimization | 0.4114% | 0 | 9.7568 | Industrial_2030_Technical_million_m3_Before Competition Groups_Steam Turbine Optimization
Industrial | Ind ¦ Process Optimization (Gas) | 2030 | Technical | million_m3 | Before Competition Groups | 8.9846 | 0 | 0 | 2371.7409 | 0.0037882 | 21 | Industrial_2030_Technical_million_m3_Before Competition Groups_21 | Process Optimization (Gas) | 0.3788% | 0 | 8.9846 | Industrial_2030_Technical_million_m3_Before Competition Groups_Process Optimization (Gas)
Industrial | Ind ¦ HE Stock Tank | 2030 | Technical | million_m3 | Before Competition Groups | 8.298 | 0 | 0 | 2371.7409 | 0.0034987 | 22 | Industrial_2030_Technical_million_m3_Before Competition Groups_22 | HE Stock Tank | 0.3499% | 0 | 8.298 | Industrial_2030_Technical_million_m3_Before Competition Groups_HE Stock Tank
Industrial | Ind ¦ Gas Turbine Optimization | 2030 | Technical | million_m3 | Before Competition Groups | 7.3176 | 0 | 0 | 2371.7409 | 0.0030853 | 23 | Industrial_2030_Technical_million_m3_Before Competition Groups_23 | Gas Turbine Optimization | 0.3085% | 0 | 7.3176 | Industrial_2030_Technical_million_m3_Before Competition Groups_Gas Turbine Optimization
Industrial | Ind ¦ Ventilation Optimization (Gas) | 2030 | Technical | million_m3 | Before Competition Groups | 4.7572 | 0 | 0 | 2371.7409 | 0.0020058 | 24 | Industrial_2030_Technical_million_m3_Before Competition Groups_24 | Ventilation Optimization (Gas) | 0.2006% | 0 | 4.7572 | Industrial_2030_Technical_million_m3_Before Competition Groups_Ventilation Optimization (Gas)
Industrial | Ind ¦ Solar Walls | 2030 | Technical | million_m3 | Before Competition Groups | 4.6959 | 0 | 0 | 2371.7409 | 0.0019799 | 25 | Industrial_2030_Technical_million_m3_Before Competition Groups_25 | Solar Walls | 0.198% | 0 | 4.6959 | Industrial_2030_Technical_million_m3_Before Competition Groups_Solar Walls
Industrial | Ind ¦ HE HVAC Units | 2030 | Technical | million_m3 | Before Competition Groups | 1.9083 | 0 | 0 | 2371.7409 | 0.00080459 | 26 | Industrial_2030_Technical_million_m3_Before Competition Groups_26 | HE HVAC Units | 0.08046% | 0 | 1.9083 | Industrial_2030_Technical_million_m3_Before Competition Groups_HE HVAC Units
Industrial | Ind ¦ Boiler Tune Up - Direct | 2030 | Technical | million_m3 | Before Competition Groups | 1.4767 | 0 | 0 | 2371.7409 | 0.00062264 | 27 | Industrial_2030_Technical_million_m3_Before Competition Groups_27 | Boiler Tune Up - Direct | 0.06226% | 0 | 1.4767 | Industrial_2030_Technical_million_m3_Before Competition Groups_Boiler Tune Up - Direct
Industrial | Ind ¦ Process Heat Recovery (Gas) - HVAC | 2030 | Technical | million_m3 | Before Competition Groups | 1.0137 | 0 | 0 | 2371.7409 | 0.00042742 | 28 | Industrial_2030_Technical_million_m3_Before Competition Groups_28 | Process Heat Recovery (Gas) - HVAC | 0.04274% | 0 | 1.0137 | Industrial_2030_Technical_million_m3_Before Competition Groups_Process Heat Recovery (Gas) - HVAC
Industrial | Ind ¦ Insulation - Steam - Direct | 2030 | Technical | million_m3 | Before Competition Groups | 0.67583 | 0 | 0 | 2371.7409 | 0.00028495 | 29 | Industrial_2030_Technical_million_m3_Before Competition Groups_29 | Insulation - Steam - Direct | 0.0285% | 0 | 0.67583 | Industrial_2030_Technical_million_m3_Before Competition Groups_Insulation - Steam - Direct
Industrial | Ind ¦ Insulation - Steam - HVAC | 2030 | Technical | million_m3 | Before Competition Groups | 0.14055 | 0 | 0 | 2371.7409 | 5.926e-05 | 30 | Industrial_2030_Technical_million_m3_Before Competition Groups_30 | Insulation - Steam - HVAC | 0.005926% | 0 | 0.14055 | Industrial_2030_Technical_million_m3_Before Competition Groups_Insulation - Steam - HVAC
Industrial | Ind ¦ Boiler Tune Up - HVAC | 2030 | Technical | million_m3 | Before Competition Groups | 0.12778 | 0 | 0 | 2371.7409 | 5.3876e-05 | 31 | Industrial_2030_Technical_million_m3_Before Competition Groups_31 | Boiler Tune Up - HVAC | 0.005388% | 0 | 0.12778 | Industrial_2030_Technical_million_m3_Before Competition Groups_Boiler Tune Up - HVAC
Industrial | Ind ¦ Process Heat Improvements | 2031 | Economic | million_m3 | Before Competition Groups | 812.3735 | 0 | 0 | 2277.9357 | 0.35663 | 1 | Industrial_2031_Economic_million_m3_Before Competition Groups_1 | Process Heat Improvements | 35.66% | 0 | 812.3735 | Industrial_2031_Economic_million_m3_Before Competition Groups_Process Heat Improvements
Industrial | Ind ¦ Boiler Upgrade | 2031 | Economic | million_m3 | Before Competition Groups | 309.8273 | 0 | 0 | 2277.9357 | 0.13601 | 2 | Industrial_2031_Economic_million_m3_Before Competition Groups_2 | Boiler Upgrade | 13.6% | 0 | 309.8273 | Industrial_2031_Economic_million_m3_Before Competition Groups_Boiler Upgrade
Industrial | Ind ¦ Process Heat Recovery (Gas) | 2031 | Economic | million_m3 | Before Competition Groups | 303.3321 | 0 | 0 | 2277.9357 | 0.13316 | 3 | Industrial_2031_Economic_million_m3_Before Competition Groups_3 | Process Heat Recovery (Gas) | 13.32% | 0 | 303.3321 | Industrial_2031_Economic_million_m3_Before Competition Groups_Process Heat Recovery (Gas)
Industrial | Ind ¦ Recommissioning | 2031 | Economic | million_m3 | Before Competition Groups | 218.3228 | 0 | 0 | 2277.9357 | 0.095842 | 4 | Industrial_2031_Economic_million_m3_Before Competition Groups_4 | Recommissioning | 9.584% | 0 | 218.3228 | Industrial_2031_Economic_million_m3_Before Competition Groups_Recommissioning
Industrial | Ind ¦ High Efficiency Burners | 2031 | Economic | million_m3 | Before Competition Groups | 153.3174 | 0 | 0 | 2277.9357 | 0.067305 | 5 | Industrial_2031_Economic_million_m3_Before Competition Groups_5 | High Efficiency Burners | 6.731% | 0 | 153.3174 | Industrial_2031_Economic_million_m3_Before Competition Groups_High Efficiency Burners
Industrial | Ind ¦ Improved Controls -Process Heating Gas | 2031 | Economic | million_m3 | Before Competition Groups | 139.1832 | 0 | 0 | 2277.9357 | 0.061101 | 6 | Industrial_2031_Economic_million_m3_Before Competition Groups_6 | Improved Controls -Process Heating Gas | 6.11% | 0 | 139.1832 | Industrial_2031_Economic_million_m3_Before Competition Groups_Improved Controls -Process Heating Gas
Industrial | Ind ¦ Greenhouse Envelope Improvements | 2031 | Economic | million_m3 | Before Competition Groups | 83.6276 | 0 | 0 | 2277.9357 | 0.036712 | 7 | Industrial_2031_Economic_million_m3_Before Competition Groups_7 | Greenhouse Envelope Improvements | 3.671% | 0 | 83.6276 | Industrial_2031_Economic_million_m3_Before Competition Groups_Greenhouse Envelope Improvements
Industrial | Ind ¦ Insulation - Steam | 2031 | Economic | million_m3 | Before Competition Groups | 41.7031 | 0 | 0 | 2277.9357 | 0.018307 | 8 | Industrial_2031_Economic_million_m3_Before Competition Groups_8 | Insulation - Steam | 1.831% | 0 | 41.7031 | Industrial_2031_Economic_million_m3_Before Competition Groups_Insulation - Steam
Industrial | Ind ¦ High Efficiency HVAC Fans (Gas) | 2031 | Economic | million_m3 | Before Competition Groups | 39.2149 | 0 | 0 | 2277.9357 | 0.017215 | 9 | Industrial_2031_Economic_million_m3_Before Competition Groups_9 | High Efficiency HVAC Fans (Gas) | 1.722% | 0 | 39.2149 | Industrial_2031_Economic_million_m3_Before Competition Groups_High Efficiency HVAC Fans (Gas)
Industrial | Ind ¦ VAV Conversion Project (Gas) | 2031 | Economic | million_m3 | Before Competition Groups | 34.8366 | 0 | 0 | 2277.9357 | 0.015293 | 10 | Industrial_2031_Economic_million_m3_Before Competition Groups_10 | VAV Conversion Project (Gas) | 1.529% | 0 | 34.8366 | Industrial_2031_Economic_million_m3_Before Competition Groups_VAV Conversion Project (Gas)
Industrial | Ind ¦ Direct Contact Water Heaters | 2031 | Economic | million_m3 | Before Competition Groups | 27.3057 | 0 | 0 | 2277.9357 | 0.011987 | 11 | Industrial_2031_Economic_million_m3_Before Competition Groups_11 | Direct Contact Water Heaters | 1.199% | 0 | 27.3057 | Industrial_2031_Economic_million_m3_Before Competition Groups_Direct Contact Water Heaters
Industrial | Ind ¦ HE HVAC Controls | 2031 | Economic | million_m3 | Before Competition Groups | 23.7319 | 0 | 0 | 2277.9357 | 0.010418 | 12 | Industrial_2031_Economic_million_m3_Before Competition Groups_12 | HE HVAC Controls | 1.042% | 0 | 23.7319 | Industrial_2031_Economic_million_m3_Before Competition Groups_HE HVAC Controls
Industrial | Ind ¦ Insulation - Steam (AG) | 2031 | Economic | million_m3 | Before Competition Groups | 17.9206 | 0 | 0 | 2277.9357 | 0.007867 | 13 | Industrial_2031_Economic_million_m3_Before Competition Groups_13 | Insulation - Steam (AG) | 0.7867% | 0 | 17.9206 | Industrial_2031_Economic_million_m3_Before Competition Groups_Insulation - Steam (AG)
Industrial | Ind ¦ Air Compressor Heat Recovery | 2031 | Economic | million_m3 | Before Competition Groups | 15.2876 | 0 | 0 | 2277.9357 | 0.0067112 | 14 | Industrial_2031_Economic_million_m3_Before Competition Groups_14 | Air Compressor Heat Recovery | 0.6711% | 0 | 15.2876 | Industrial_2031_Economic_million_m3_Before Competition Groups_Air Compressor Heat Recovery
Industrial | Ind ¦ High Efficiency Furnaces | 2031 | Economic | million_m3 | Before Competition Groups | 10.7627 | 0 | 0 | 2277.9357 | 0.0047247 | 15 | Industrial_2031_Economic_million_m3_Before Competition Groups_15 | High Efficiency Furnaces | 0.4725% | 0 | 10.7627 | Industrial_2031_Economic_million_m3_Before Competition Groups_High Efficiency Furnaces
Industrial | Ind ¦ Steam Turbine Optimization | 2031 | Economic | million_m3 | Before Competition Groups | 9.7585 | 0 | 0 | 2277.9357 | 0.0042839 | 16 | Industrial_2031_Economic_million_m3_Before Competition Groups_16 | Steam Turbine Optimization | 0.4284% | 0 | 9.7585 | Industrial_2031_Economic_million_m3_Before Competition Groups_Steam Turbine Optimization
Industrial | Ind ¦ Process Optimization (Gas) | 2031 | Economic | million_m3 | Before Competition Groups | 8.9846 | 0 | 0 | 2277.9357 | 0.0039442 | 17 | Industrial_2031_Economic_million_m3_Before Competition Groups_17 | Process Optimization (Gas) | 0.3944% | 0 | 8.9846 | Industrial_2031_Economic_million_m3_Before Competition Groups_Process Optimization (Gas)
Industrial | Ind ¦ HE Stock Tank | 2031 | Economic | million_m3 | Before Competition Groups | 8.4594 | 0 | 0 | 2277.9357 | 0.0037136 | 18 | Industrial_2031_Economic_million_m3_Before Competition Groups_18 | HE Stock Tank | 0.3714% | 0 | 8.4594 | Industrial_2031_Economic_million_m3_Before Competition Groups_HE Stock Tank
Industrial | Ind ¦ Gas Turbine Optimization | 2031 | Economic | million_m3 | Before Competition Groups | 7.3189 | 0 | 0 | 2277.9357 | 0.0032129 | 19 | Industrial_2031_Economic_million_m3_Before Competition Groups_19 | Gas Turbine Optimization | 0.3213% | 0 | 7.3189 | Industrial_2031_Economic_million_m3_Before Competition Groups_Gas Turbine Optimization
Industrial | Ind ¦ Ventilation Optimization (Gas) | 2031 | Economic | million_m3 | Before Competition Groups | 4.7572 | 0 | 0 | 2277.9357 | 0.0020884 | 20 | Industrial_2031_Economic_million_m3_Before Competition Groups_20 | Ventilation Optimization (Gas) | 0.2088% | 0 | 4.7572 | Industrial_2031_Economic_million_m3_Before Competition Groups_Ventilation Optimization (Gas)
Industrial | Ind ¦ Solar Walls | 2031 | Economic | million_m3 | Before Competition Groups | 4.6991 | 0 | 0 | 2277.9357 | 0.0020629 | 21 | Industrial_2031_Economic_million_m3_Before Competition Groups_21 | Solar Walls | 0.2063% | 0 | 4.6991 | Industrial_2031_Economic_million_m3_Before Competition Groups_Solar Walls
Industrial | Ind ¦ HE HVAC Units | 2031 | Economic | million_m3 | Before Competition Groups | 1.3809 | 0 | 0 | 2277.9357 | 0.0006062 | 22 | Industrial_2031_Economic_million_m3_Before Competition Groups_22 | HE HVAC Units | 0.06062% | 0 | 1.3809 | Industrial_2031_Economic_million_m3_Before Competition Groups_HE HVAC Units
Industrial | Ind ¦ Process Heat Recovery (Gas) - HVAC | 2031 | Economic | million_m3 | Before Competition Groups | 1.0137 | 0 | 0 | 2277.9357 | 0.00044503 | 23 | Industrial_2031_Economic_million_m3_Before Competition Groups_23 | Process Heat Recovery (Gas) - HVAC | 0.0445% | 0 | 1.0137 | Industrial_2031_Economic_million_m3_Before Competition Groups_Process Heat Recovery (Gas) - HVAC
Industrial | Ind ¦ Insulation - Steam - Direct | 2031 | Economic | million_m3 | Before Competition Groups | 0.67583 | 0 | 0 | 2277.9357 | 0.00029669 | 24 | Industrial_2031_Economic_million_m3_Before Competition Groups_24 | Insulation - Steam - Direct | 0.02967% | 0 | 0.67583 | Industrial_2031_Economic_million_m3_Before Competition Groups_Insulation - Steam - Direct
Industrial | Ind ¦ Insulation - Steam - HVAC | 2031 | Economic | million_m3 | Before Competition Groups | 0.14055 | 0 | 0 | 2277.9357 | 6.17e-05 | 25 | Industrial_2031_Economic_million_m3_Before Competition Groups_25 | Insulation - Steam - HVAC | 0.00617% | 0 | 0.14055 | Industrial_2031_Economic_million_m3_Before Competition Groups_Insulation - Steam - HVAC
Industrial | Ind ¦ Steam Trap Repair | 2031 | Economic | million_m3 | Before Competition Groups | 0 | 0 | 0 | 2277.9357 | 0 | 26 | Industrial_2031_Economic_million_m3_Before Competition Groups_26 | Steam Trap Repair | 0% | 0 | 0 | Industrial_2031_Economic_million_m3_Before Competition Groups_Steam Trap Repair
Industrial | Ind ¦ Process Heat Improvements | 2031 | SC A | million_m3 | Before Competition Groups | 161.5816 | 0 | 0 | 611.8504 | 0.26409 | 1 | Industrial_2031_SC A_million_m3_Before Competition Groups_1 | Process Heat Improvements | 26.41% | 0 | 161.5816 | Industrial_2031_SC A_million_m3_Before Competition Groups_Process Heat Improvements
Industrial | Ind ¦ Boiler Upgrade | 2031 | SC A | million_m3 | Before Competition Groups | 158.419 | 0 | 0 | 611.8504 | 0.25892 | 2 | Industrial_2031_SC A_million_m3_Before Competition Groups_2 | Boiler Upgrade | 25.89% | 0 | 158.419 | Industrial_2031_SC A_million_m3_Before Competition Groups_Boiler Upgrade
Industrial | Ind ¦ Recommissioning | 2031 | SC A | million_m3 | Before Competition Groups | 75.0508 | 0 | 0 | 611.8504 | 0.12266 | 3 | Industrial_2031_SC A_million_m3_Before Competition Groups_3 | Recommissioning | 12.27% | 0 | 75.0508 | Industrial_2031_SC A_million_m3_Before Competition Groups_Recommissioning
Industrial | Ind ¦ Greenhouse Envelope Improvements | 2031 | SC A | million_m3 | Before Competition Groups | 53.1064 | 0 | 0 | 611.8504 | 0.086796 | 4 | Industrial_2031_SC A_million_m3_Before Competition Groups_4 | Greenhouse Envelope Improvements | 8.68% | 0 | 53.1064 | Industrial_2031_SC A_million_m3_Before Competition Groups_Greenhouse Envelope Improvements
Industrial | Ind ¦ Improved Controls -Process Heating Gas | 2031 | SC A | million_m3 | Before Competition Groups | 48.0666 | 0 | 0 | 611.8504 | 0.078559 | 5 | Industrial_2031_SC A_million_m3_Before Competition Groups_5 | Improved Controls -Process Heating Gas | 7.856% | 0 | 48.0666 | Industrial_2031_SC A_million_m3_Before Competition Groups_Improved Controls -Process Heating Gas
Industrial | Ind ¦ Process Heat Recovery (Gas) | 2031 | SC A | million_m3 | Before Competition Groups | 37.8566 | 0 | 0 | 611.8504 | 0.061872 | 6 | Industrial_2031_SC A_million_m3_Before Competition Groups_6 | Process Heat Recovery (Gas) | 6.187% | 0 | 37.8566 | Industrial_2031_SC A_million_m3_Before Competition Groups_Process Heat Recovery (Gas)
Industrial | Ind ¦ Insulation - Steam | 2031 | SC A | million_m3 | Before Competition Groups | 16.6038 | 0 | 0 | 611.8504 | 0.027137 | 7 | Industrial_2031_SC A_million_m3_Before Competition Groups_7 | Insulation - Steam | 2.714% | 0 | 16.6038 | Industrial_2031_SC A_million_m3_Before Competition Groups_Insulation - Steam
Industrial | Ind ¦ Direct Contact Water Heaters | 2031 | SC A | million_m3 | Before Competition Groups | 12.0214 | 0 | 0 | 611.8504 | 0.019648 | 8 | Industrial_2031_SC A_million_m3_Before Competition Groups_8 | Direct Contact Water Heaters | 1.965% | 0 | 12.0214 | Industrial_2031_SC A_million_m3_Before Competition Groups_Direct Contact Water Heaters
Industrial | Ind ¦ Insulation - Steam (AG) | 2031 | SC A | million_m3 | Before Competition Groups | 8.6534 | 0 | 0 | 611.8504 | 0.014143 | 9 | Industrial_2031_SC A_million_m3_Before Competition Groups_9 | Insulation - Steam (AG) | 1.414% | 0 | 8.6534 | Industrial_2031_SC A_million_m3_Before Competition Groups_Insulation - Steam (AG)
Industrial | Ind ¦ Steam Turbine Optimization | 2031 | SC A | million_m3 | Before Competition Groups | 7.3608 | 0 | 0 | 611.8504 | 0.01203 | 10 | Industrial_2031_SC A_million_m3_Before Competition Groups_10 | Steam Turbine Optimization | 1.203% | 0 | 7.3608 | Industrial_2031_SC A_million_m3_Before Competition Groups_Steam Turbine Optimization
Industrial | Ind ¦ High Efficiency HVAC Fans (Gas) | 2031 | SC A | million_m3 | Before Competition Groups | 7.2306 | 0 | 0 | 611.8504 | 0.011818 | 11 | Industrial_2031_SC A_million_m3_Before Competition Groups_11 | High Efficiency HVAC Fans (Gas) | 1.182% | 0 | 7.2306 | Industrial_2031_SC A_million_m3_Before Competition Groups_High Efficiency HVAC Fans (Gas)
Industrial | Ind ¦ High Efficiency Burners | 2031 | SC A | million_m3 | Before Competition Groups | 6.821 | 0 | 0 | 611.8504 | 0.011148 | 12 | Industrial_2031_SC A_million_m3_Before Competition Groups_12 | High Efficiency Burners | 1.115% | 0 | 6.821 | Industrial_2031_SC A_million_m3_Before Competition Groups_High Efficiency Burners
Industrial | Ind ¦ Gas Turbine Optimization | 2031 | SC A | million_m3 | Before Competition Groups | 5.4271 | 0 | 0 | 611.8504 | 0.0088699 | 13 | Industrial_2031_SC A_million_m3_Before Competition Groups_13 | Gas Turbine Optimization | 0.887% | 0 | 5.4271 | Industrial_2031_SC A_million_m3_Before Competition Groups_Gas Turbine Optimization
Industrial | Ind ¦ Air Compressor Heat Recovery | 2031 | SC A | million_m3 | Before Competition Groups | 4.4014 | 0 | 0 | 611.8504 | 0.0071936 | 14 | Industrial_2031_SC A_million_m3_Before Competition Groups_14 | Air Compressor Heat Recovery | 0.7194% | 0 | 4.4014 | Industrial_2031_SC A_million_m3_Before Competition Groups_Air Compressor Heat Recovery
Industrial | Ind ¦ Ventilation Optimization (Gas) | 2031 | SC A | million_m3 | Before Competition Groups | 3.9453 | 0 | 0 | 611.8504 | 0.0064481 | 15 | Industrial_2031_SC A_million_m3_Before Competition Groups_15 | Ventilation Optimization (Gas) | 0.6448% | 0 | 3.9453 | Industrial_2031_SC A_million_m3_Before Competition Groups_Ventilation Optimization (Gas)
Industrial | Ind ¦ HE Stock Tank | 2031 | SC A | million_m3 | Before Competition Groups | 2.4836 | 0 | 0 | 611.8504 | 0.0040592 | 16 | Industrial_2031_SC A_million_m3_Before Competition Groups_16 | HE Stock Tank | 0.4059% | 0 | 2.4836 | Industrial_2031_SC A_million_m3_Before Competition Groups_HE Stock Tank
Industrial | Ind ¦ Process Optimization (Gas) | 2031 | SC A | million_m3 | Before Competition Groups | 1.5309 | 0 | 0 | 611.8504 | 0.0025021 | 17 | Industrial_2031_SC A_million_m3_Before Competition Groups_17 | Process Optimization (Gas) | 0.2502% | 0 | 1.5309 | Industrial_2031_SC A_million_m3_Before Competition Groups_Process Optimization (Gas)
Industrial | Ind ¦ VAV Conversion Project (Gas) | 2031 | SC A | million_m3 | Before Competition Groups | 0.48169 | 0 | 0 | 611.8504 | 0.00078727 | 18 | Industrial_2031_SC A_million_m3_Before Competition Groups_18 | VAV Conversion Project (Gas) | 0.07873% | 0 | 0.48169 | Industrial_2031_SC A_million_m3_Before Competition Groups_VAV Conversion Project (Gas)
Industrial | Ind ¦ HE HVAC Controls | 2031 | SC A | million_m3 | Before Competition Groups | 0.32148 | 0 | 0 | 611.8504 | 0.00052542 | 19 | Industrial_2031_SC A_million_m3_Before Competition Groups_19 | HE HVAC Controls | 0.05254% | 0 | 0.32148 | Industrial_2031_SC A_million_m3_Before Competition Groups_HE HVAC Controls
Industrial | Ind ¦ Insulation - Steam - Direct | 2031 | SC A | million_m3 | Before Competition Groups | 0.25046 | 0 | 0 | 611.8504 | 0.00040935 | 20 | Industrial_2031_SC A_million_m3_Before Competition Groups_20 | Insulation - Steam - Direct | 0.04094% | 0 | 0.25046 | Industrial_2031_SC A_million_m3_Before Competition Groups_Insulation - Steam - Direct
Industrial | Ind ¦ Process Heat Recovery (Gas) - HVAC | 2031 | SC A | million_m3 | Before Competition Groups | 0.15322 | 0 | 0 | 611.8504 | 0.00025042 | 21 | Industrial_2031_SC A_million_m3_Before Competition Groups_21 | Process Heat Recovery (Gas) - HVAC | 0.02504% | 0 | 0.15322 | Industrial_2031_SC A_million_m3_Before Competition Groups_Process Heat Recovery (Gas) - HVAC
Industrial | Ind ¦ Insulation - Steam - HVAC | 2031 | SC A | million_m3 | Before Competition Groups | 0.06189 | 0 | 0 | 611.8504 | 0.00010115 | 22 | Industrial_2031_SC A_million_m3_Before Competition Groups_22 | Insulation - Steam - HVAC | 0.01012% | 0 | 0.06189 | Industrial_2031_SC A_million_m3_Before Competition Groups_Insulation - Steam - HVAC
Industrial | Ind ¦ HE HVAC Units | 2031 | SC A | million_m3 | Before Competition Groups | 0.016983 | 0 | 0 | 611.8504 | 2.7757e-05 | 23 | Industrial_2031_SC A_million_m3_Before Competition Groups_23 | HE HVAC Units | 0.002776% | 0 | 0.016983 | Industrial_2031_SC A_million_m3_Before Competition Groups_HE HVAC Units
Industrial | Ind ¦ Solar Walls | 2031 | SC A | million_m3 | Before Competition Groups | 0.0041882 | 0 | 0 | 611.8504 | 6.8452e-06 | 24 | Industrial_2031_SC A_million_m3_Before Competition Groups_24 | Solar Walls | 0.0006845% | 0 | 0.0041882 | Industrial_2031_SC A_million_m3_Before Competition Groups_Solar Walls
Industrial | Ind ¦ High Efficiency Furnaces | 2031 | SC A | million_m3 | Before Competition Groups | 0.00019072 | 0 | 0 | 611.8504 | 3.1171e-07 | 25 | Industrial_2031_SC A_million_m3_Before Competition Groups_25 | High Efficiency Furnaces | 3.117e-05% | 0 | 0.00019072 | Industrial_2031_SC A_million_m3_Before Competition Groups_High Efficiency Furnaces
Industrial | Ind ¦ Steam Trap Repair | 2031 | SC A | million_m3 | Before Competition Groups | 0 | 0 | 0 | 611.8504 | 0 | 26 | Industrial_2031_SC A_million_m3_Before Competition Groups_26 | Steam Trap Repair | 0% | 0 | 0 | Industrial_2031_SC A_million_m3_Before Competition Groups_Steam Trap Repair
Industrial | Ind ¦ Process Heat Improvements | 2031 | SC B | million_m3 | Before Competition Groups | 504.1822 | 0 | 0 | 1631.9781 | 0.30894 | 1 | Industrial_2031_SC B_million_m3_Before Competition Groups_1 | Process Heat Improvements | 30.89% | 0 | 504.1822 | Industrial_2031_SC B_million_m3_Before Competition Groups_Process Heat Improvements
Industrial | Ind ¦ Boiler Upgrade | 2031 | SC B | million_m3 | Before Competition Groups | 244.4863 | 0 | 0 | 1631.9781 | 0.14981 | 2 | Industrial_2031_SC B_million_m3_Before Competition Groups_2 | Boiler Upgrade | 14.98% | 0 | 244.4863 | Industrial_2031_SC B_million_m3_Before Competition Groups_Boiler Upgrade
Industrial | Ind ¦ Process Heat Recovery (Gas) | 2031 | SC B | million_m3 | Before Competition Groups | 241.519 | 0 | 0 | 1631.9781 | 0.14799 | 3 | Industrial_2031_SC B_million_m3_Before Competition Groups_3 | Process Heat Recovery (Gas) | 14.8% | 0 | 241.519 | Industrial_2031_SC B_million_m3_Before Competition Groups_Process Heat Recovery (Gas)
Industrial | Ind ¦ Recommissioning | 2031 | SC B | million_m3 | Before Competition Groups | 175.2933 | 0 | 0 | 1631.9781 | 0.10741 | 4 | Industrial_2031_SC B_million_m3_Before Competition Groups_4 | Recommissioning | 10.74% | 0 | 175.2933 | Industrial_2031_SC B_million_m3_Before Competition Groups_Recommissioning
Industrial | Ind ¦ Improved Controls -Process Heating Gas | 2031 | SC B | million_m3 | Before Competition Groups | 110.5727 | 0 | 0 | 1631.9781 | 0.067754 | 5 | Industrial_2031_SC B_million_m3_Before Competition Groups_5 | Improved Controls -Process Heating Gas | 6.775% | 0 | 110.5727 | Industrial_2031_SC B_million_m3_Before Competition Groups_Improved Controls -Process Heating Gas
Industrial | Ind ¦ High Efficiency Burners | 2031 | SC B | million_m3 | Before Competition Groups | 95.7388 | 0 | 0 | 1631.9781 | 0.058664 | 6 | Industrial_2031_SC B_million_m3_Before Competition Groups_6 | High Efficiency Burners | 5.866% | 0 | 95.7388 | Industrial_2031_SC B_million_m3_Before Competition Groups_High Efficiency Burners
Industrial | Ind ¦ Greenhouse Envelope Improvements | 2031 | SC B | million_m3 | Before Competition Groups | 68.4504 | 0 | 0 | 1631.9781 | 0.041943 | 7 | Industrial_2031_SC B_million_m3_Before Competition Groups_7 | Greenhouse Envelope Improvements | 4.194% | 0 | 68.4504 | Industrial_2031_SC B_million_m3_Before Competition Groups_Greenhouse Envelope Improvements
Industrial | Ind ¦ Insulation - Steam | 2031 | SC B | million_m3 | Before Competition Groups | 33.7338 | 0 | 0 | 1631.9781 | 0.02067 | 8 | Industrial_2031_SC B_million_m3_Before Competition Groups_8 | Insulation - Steam | 2.067% | 0 | 33.7338 | Industrial_2031_SC B_million_m3_Before Competition Groups_Insulation - Steam
Industrial | Ind ¦ High Efficiency HVAC Fans (Gas) | 2031 | SC B | million_m3 | Before Competition Groups | 29.5772 | 0 | 0 | 1631.9781 | 0.018124 | 9 | Industrial_2031_SC B_million_m3_Before Competition Groups_9 | High Efficiency HVAC Fans (Gas) | 1.812% | 0 | 29.5772 | Industrial_2031_SC B_million_m3_Before Competition Groups_High Efficiency HVAC Fans (Gas)
Industrial | Ind ¦ VAV Conversion Project (Gas) | 2031 | SC B | million_m3 | Before Competition Groups | 28.2938 | 0 | 0 | 1631.9781 | 0.017337 | 10 | Industrial_2031_SC B_million_m3_Before Competition Groups_10 | VAV Conversion Project (Gas) | 1.734% | 0 | 28.2938 | Industrial_2031_SC B_million_m3_Before Competition Groups_VAV Conversion Project (Gas)
Industrial | Ind ¦ HE HVAC Controls | 2031 | SC B | million_m3 | Before Competition Groups | 19.8256 | 0 | 0 | 1631.9781 | 0.012148 | 11 | Industrial_2031_SC B_million_m3_Before Competition Groups_11 | HE HVAC Controls | 1.215% | 0 | 19.8256 | Industrial_2031_SC B_million_m3_Before Competition Groups_HE HVAC Controls
Industrial | Ind ¦ Direct Contact Water Heaters | 2031 | SC B | million_m3 | Before Competition Groups | 19.7273 | 0 | 0 | 1631.9781 | 0.012088 | 12 | Industrial_2031_SC B_million_m3_Before Competition Groups_12 | Direct Contact Water Heaters | 1.209% | 0 | 19.7273 | Industrial_2031_SC B_million_m3_Before Competition Groups_Direct Contact Water Heaters
Industrial | Ind ¦ Insulation - Steam (AG) | 2031 | SC B | million_m3 | Before Competition Groups | 16.6945 | 0 | 0 | 1631.9781 | 0.01023 | 13 | Industrial_2031_SC B_million_m3_Before Competition Groups_13 | Insulation - Steam (AG) | 1.023% | 0 | 16.6945 | Industrial_2031_SC B_million_m3_Before Competition Groups_Insulation - Steam (AG)
Industrial | Ind ¦ Air Compressor Heat Recovery | 2031 | SC B | million_m3 | Before Competition Groups | 12.4834 | 0 | 0 | 1631.9781 | 0.0076493 | 14 | Industrial_2031_SC B_million_m3_Before Competition Groups_14 | Air Compressor Heat Recovery | 0.7649% | 0 | 12.4834 | Industrial_2031_SC B_million_m3_Before Competition Groups_Air Compressor Heat Recovery
Industrial | Ind ¦ Steam Turbine Optimization | 2031 | SC B | million_m3 | Before Competition Groups | 7.6529 | 0 | 0 | 1631.9781 | 0.0046893 | 15 | Industrial_2031_SC B_million_m3_Before Competition Groups_15 | Steam Turbine Optimization | 0.4689% | 0 | 7.6529 | Industrial_2031_SC B_million_m3_Before Competition Groups_Steam Turbine Optimization
Industrial | Ind ¦ Gas Turbine Optimization | 2031 | SC B | million_m3 | Before Competition Groups | 5.7397 | 0 | 0 | 1631.9781 | 0.003517 | 16 | Industrial_2031_SC B_million_m3_Before Competition Groups_16 | Gas Turbine Optimization | 0.3517% | 0 | 5.7397 | Industrial_2031_SC B_million_m3_Before Competition Groups_Gas Turbine Optimization
Industrial | Ind ¦ HE Stock Tank | 2031 | SC B | million_m3 | Before Competition Groups | 5.2211 | 0 | 0 | 1631.9781 | 0.0031993 | 17 | Industrial_2031_SC B_million_m3_Before Competition Groups_17 | HE Stock Tank | 0.3199% | 0 | 5.2211 | Industrial_2031_SC B_million_m3_Before Competition Groups_HE Stock Tank
Industrial | Ind ¦ Ventilation Optimization (Gas) | 2031 | SC B | million_m3 | Before Competition Groups | 3.9453 | 0 | 0 | 1631.9781 | 0.0024175 | 18 | Industrial_2031_SC B_million_m3_Before Competition Groups_18 | Ventilation Optimization (Gas) | 0.2417% | 0 | 3.9453 | Industrial_2031_SC B_million_m3_Before Competition Groups_Ventilation Optimization (Gas)
Industrial | Ind ¦ Solar Walls | 2031 | SC B | million_m3 | Before Competition Groups | 3.8165 | 0 | 0 | 1631.9781 | 0.0023385 | 19 | Industrial_2031_SC B_million_m3_Before Competition Groups_19 | Solar Walls | 0.2339% | 0 | 3.8165 | Industrial_2031_SC B_million_m3_Before Competition Groups_Solar Walls
Industrial | Ind ¦ Process Optimization (Gas) | 2031 | SC B | million_m3 | Before Competition Groups | 1.5309 | 0 | 0 | 1631.9781 | 0.00093808 | 20 | Industrial_2031_SC B_million_m3_Before Competition Groups_20 | Process Optimization (Gas) | 0.09381% | 0 | 1.5309 | Industrial_2031_SC B_million_m3_Before Competition Groups_Process Optimization (Gas)
Industrial | Ind ¦ HE HVAC Units | 2031 | SC B | million_m3 | Before Competition Groups | 1.1176 | 0 | 0 | 1631.9781 | 0.0006848 | 21 | Industrial_2031_SC B_million_m3_Before Competition Groups_21 | HE HVAC Units | 0.06848% | 0 | 1.1176 | Industrial_2031_SC B_million_m3_Before Competition Groups_HE HVAC Units
Industrial | Ind ¦ High Efficiency Furnaces | 2031 | SC B | million_m3 | Before Competition Groups | 0.86821 | 0 | 0 | 1631.9781 | 0.000532 | 22 | Industrial_2031_SC B_million_m3_Before Competition Groups_22 | High Efficiency Furnaces | 0.0532% | 0 | 0.86821 | Industrial_2031_SC B_million_m3_Before Competition Groups_High Efficiency Furnaces
Industrial | Ind ¦ Process Heat Recovery (Gas) - HVAC | 2031 | SC B | million_m3 | Before Competition Groups | 0.86117 | 0 | 0 | 1631.9781 | 0.00052769 | 23 | Industrial_2031_SC B_million_m3_Before Competition Groups_23 | Process Heat Recovery (Gas) - HVAC | 0.05277% | 0 | 0.86117 | Industrial_2031_SC B_million_m3_Before Competition Groups_Process Heat Recovery (Gas) - HVAC
Industrial | Ind ¦ Insulation - Steam - Direct | 2031 | SC B | million_m3 | Before Competition Groups | 0.52696 | 0 | 0 | 1631.9781 | 0.00032289 | 24 | Industrial_2031_SC B_million_m3_Before Competition Groups_24 | Insulation - Steam - Direct | 0.03229% | 0 | 0.52696 | Industrial_2031_SC B_million_m3_Before Competition Groups_Insulation - Steam - Direct
Industrial | Ind ¦ Insulation - Steam - HVAC | 2031 | SC B | million_m3 | Before Competition Groups | 0.1194 | 0 | 0 | 1631.9781 | 7.3161e-05 | 25 | Industrial_2031_SC B_million_m3_Before Competition Groups_25 | Insulation - Steam - HVAC | 0.007316% | 0 | 0.1194 | Industrial_2031_SC B_million_m3_Before Competition Groups_Insulation - Steam - HVAC
Industrial | Ind ¦ Steam Trap Repair | 2031 | SC B | million_m3 | Before Competition Groups | 0 | 0 | 0 | 1631.9781 | 0 | 26 | Industrial_2031_SC B_million_m3_Before Competition Groups_26 | Steam Trap Repair | 0% | 0 | 0 | Industrial_2031_SC B_million_m3_Before Competition Groups_Steam Trap Repair
Industrial | Ind ¦ Boiler Upgrade | 2031 | SC C | million_m3 | Before Competition Groups | 244.4863 | 0 | 0 | 917.1237 | 0.26658 | 1 | Industrial_2031_SC C_million_m3_Before Competition Groups_1 | Boiler Upgrade | 26.66% | 0 | 244.4863 | Industrial_2031_SC C_million_m3_Before Competition Groups_Boiler Upgrade
Industrial | Ind ¦ Process Heat Improvements | 2031 | SC C | million_m3 | Before Competition Groups | 241.9428 | 0 | 0 | 917.1237 | 0.26381 | 2 | Industrial_2031_SC C_million_m3_Before Competition Groups_2 | Process Heat Improvements | 26.38% | 0 | 241.9428 | Industrial_2031_SC C_million_m3_Before Competition Groups_Process Heat Improvements
Industrial | Ind ¦ Process Heat Recovery (Gas) | 2031 | SC C | million_m3 | Before Competition Groups | 116.5475 | 0 | 0 | 917.1237 | 0.12708 | 3 | Industrial_2031_SC C_million_m3_Before Competition Groups_3 | Process Heat Recovery (Gas) | 12.71% | 0 | 116.5475 | Industrial_2031_SC C_million_m3_Before Competition Groups_Process Heat Recovery (Gas)
Industrial | Ind ¦ Recommissioning | 2031 | SC C | million_m3 | Before Competition Groups | 85.2539 | 0 | 0 | 917.1237 | 0.092958 | 4 | Industrial_2031_SC C_million_m3_Before Competition Groups_4 | Recommissioning | 9.296% | 0 | 85.2539 | Industrial_2031_SC C_million_m3_Before Competition Groups_Recommissioning
Industrial | Ind ¦ Improved Controls -Process Heating Gas | 2031 | SC C | million_m3 | Before Competition Groups | 53.6579 | 0 | 0 | 917.1237 | 0.058507 | 5 | Industrial_2031_SC C_million_m3_Before Competition Groups_5 | Improved Controls -Process Heating Gas | 5.851% | 0 | 53.6579 | Industrial_2031_SC C_million_m3_Before Competition Groups_Improved Controls -Process Heating Gas
Industrial | Ind ¦ Greenhouse Envelope Improvements | 2031 | SC C | million_m3 | Before Competition Groups | 53.1064 | 0 | 0 | 917.1237 | 0.057905 | 6 | Industrial_2031_SC C_million_m3_Before Competition Groups_6 | Greenhouse Envelope Improvements | 5.791% | 0 | 53.1064 | Industrial_2031_SC C_million_m3_Before Competition Groups_Greenhouse Envelope Improvements
Industrial | Ind ¦ High Efficiency Burners | 2031 | SC C | million_m3 | Before Competition Groups | 41.0442 | 0 | 0 | 917.1237 | 0.044753 | 7 | Industrial_2031_SC C_million_m3_Before Competition Groups_7 | High Efficiency Burners | 4.475% | 0 | 41.0442 | Industrial_2031_SC C_million_m3_Before Competition Groups_High Efficiency Burners
Industrial | Ind ¦ Insulation - Steam | 2031 | SC C | million_m3 | Before Competition Groups | 16.6533 | 0 | 0 | 917.1237 | 0.018158 | 8 | Industrial_2031_SC C_million_m3_Before Competition Groups_8 | Insulation - Steam | 1.816% | 0 | 16.6533 | Industrial_2031_SC C_million_m3_Before Competition Groups_Insulation - Steam
Industrial | Ind ¦ High Efficiency HVAC Fans (Gas) | 2031 | SC C | million_m3 | Before Competition Groups | 13.0176 | 0 | 0 | 917.1237 | 0.014194 | 9 | Industrial_2031_SC C_million_m3_Before Competition Groups_9 | High Efficiency HVAC Fans (Gas) | 1.419% | 0 | 13.0176 | Industrial_2031_SC C_million_m3_Before Competition Groups_High Efficiency HVAC Fans (Gas)
Industrial | Ind ¦ Direct Contact Water Heaters | 2031 | SC C | million_m3 | Before Competition Groups | 12.0214 | 0 | 0 | 917.1237 | 0.013108 | 10 | Industrial_2031_SC C_million_m3_Before Competition Groups_10 | Direct Contact Water Heaters | 1.311% | 0 | 12.0214 | Industrial_2031_SC C_million_m3_Before Competition Groups_Direct Contact Water Heaters
Industrial | Ind ¦ Insulation - Steam (AG) | 2031 | SC C | million_m3 | Before Competition Groups | 8.6792 | 0 | 0 | 917.1237 | 0.0094635 | 11 | Industrial_2031_SC C_million_m3_Before Competition Groups_11 | Insulation - Steam (AG) | 0.9463% | 0 | 8.6792 | Industrial_2031_SC C_million_m3_Before Competition Groups_Insulation - Steam (AG)
Industrial | Ind ¦ Steam Turbine Optimization | 2031 | SC C | million_m3 | Before Competition Groups | 7.6529 | 0 | 0 | 917.1237 | 0.0083445 | 12 | Industrial_2031_SC C_million_m3_Before Competition Groups_12 | Steam Turbine Optimization | 0.8344% | 0 | 7.6529 | Industrial_2031_SC C_million_m3_Before Competition Groups_Steam Turbine Optimization
Industrial | Ind ¦ Air Compressor Heat Recovery | 2031 | SC C | million_m3 | Before Competition Groups | 6.2249 | 0 | 0 | 917.1237 | 0.0067874 | 13 | Industrial_2031_SC C_million_m3_Before Competition Groups_13 | Air Compressor Heat Recovery | 0.6787% | 0 | 6.2249 | Industrial_2031_SC C_million_m3_Before Competition Groups_Air Compressor Heat Recovery
Industrial | Ind ¦ Gas Turbine Optimization | 2031 | SC C | million_m3 | Before Competition Groups | 5.7397 | 0 | 0 | 917.1237 | 0.0062583 | 14 | Industrial_2031_SC C_million_m3_Before Competition Groups_14 | Gas Turbine Optimization | 0.6258% | 0 | 5.7397 | Industrial_2031_SC C_million_m3_Before Competition Groups_Gas Turbine Optimization
Industrial | Ind ¦ Ventilation Optimization (Gas) | 2031 | SC C | million_m3 | Before Competition Groups | 3.9453 | 0 | 0 | 917.1237 | 0.0043018 | 15 | Industrial_2031_SC C_million_m3_Before Competition Groups_15 | Ventilation Optimization (Gas) | 0.4302% | 0 | 3.9453 | Industrial_2031_SC C_million_m3_Before Competition Groups_Ventilation Optimization (Gas)
Industrial | Ind ¦ HE Stock Tank | 2031 | SC C | million_m3 | Before Competition Groups | 2.5055 | 0 | 0 | 917.1237 | 0.0027319 | 16 | Industrial_2031_SC C_million_m3_Before Competition Groups_16 | HE Stock Tank | 0.2732% | 0 | 2.5055 | Industrial_2031_SC C_million_m3_Before Competition Groups_HE Stock Tank
Industrial | Ind ¦ Process Optimization (Gas) | 2031 | SC C | million_m3 | Before Competition Groups | 1.5309 | 0 | 0 | 917.1237 | 0.0016693 | 17 | Industrial_2031_SC C_million_m3_Before Competition Groups_17 | Process Optimization (Gas) | 0.1669% | 0 | 1.5309 | Industrial_2031_SC C_million_m3_Before Competition Groups_Process Optimization (Gas)
Industrial | Ind ¦ VAV Conversion Project (Gas) | 2031 | SC C | million_m3 | Before Competition Groups | 1.5213 | 0 | 0 | 917.1237 | 0.0016588 | 18 | Industrial_2031_SC C_million_m3_Before Competition Groups_18 | VAV Conversion Project (Gas) | 0.1659% | 0 | 1.5213 | Industrial_2031_SC C_million_m3_Before Competition Groups_VAV Conversion Project (Gas)
Industrial | Ind ¦ HE HVAC Controls | 2031 | SC C | million_m3 | Before Competition Groups | 0.77666 | 0 | 0 | 917.1237 | 0.00084685 | 19 | Industrial_2031_SC C_million_m3_Before Competition Groups_19 | HE HVAC Controls | 0.08468% | 0 | 0.77666 | Industrial_2031_SC C_million_m3_Before Competition Groups_HE HVAC Controls
Industrial | Ind ¦ Process Heat Recovery (Gas) - HVAC | 2031 | SC C | million_m3 | Before Competition Groups | 0.44397 | 0 | 0 | 917.1237 | 0.00048409 | 20 | Industrial_2031_SC C_million_m3_Before Competition Groups_20 | Process Heat Recovery (Gas) - HVAC | 0.04841% | 0 | 0.44397 | Industrial_2031_SC C_million_m3_Before Competition Groups_Process Heat Recovery (Gas) - HVAC
Industrial | Ind ¦ Insulation - Steam - Direct | 2031 | SC C | million_m3 | Before Competition Groups | 0.2512 | 0 | 0 | 917.1237 | 0.0002739 | 21 | Industrial_2031_SC C_million_m3_Before Competition Groups_21 | Insulation - Steam - Direct | 0.02739% | 0 | 0.2512 | Industrial_2031_SC C_million_m3_Before Competition Groups_Insulation - Steam - Direct
Industrial | Ind ¦ Insulation - Steam - HVAC | 2031 | SC C | million_m3 | Before Competition Groups | 0.062073 | 0 | 0 | 917.1237 | 6.7682e-05 | 22 | Industrial_2031_SC C_million_m3_Before Competition Groups_22 | Insulation - Steam - HVAC | 0.006768% | 0 | 0.062073 | Industrial_2031_SC C_million_m3_Before Competition Groups_Insulation - Steam - HVAC
Industrial | Ind ¦ HE HVAC Units | 2031 | SC C | million_m3 | Before Competition Groups | 0.040821 | 0 | 0 | 917.1237 | 4.4509e-05 | 23 | Industrial_2031_SC C_million_m3_Before Competition Groups_23 | HE HVAC Units | 0.004451% | 0 | 0.040821 | Industrial_2031_SC C_million_m3_Before Competition Groups_HE HVAC Units
Industrial | Ind ¦ Solar Walls | 2031 | SC C | million_m3 | Before Competition Groups | 0.016385 | 0 | 0 | 917.1237 | 1.7866e-05 | 24 | Industrial_2031_SC C_million_m3_Before Competition Groups_24 | Solar Walls | 0.001787% | 0 | 0.016385 | Industrial_2031_SC C_million_m3_Before Competition Groups_Solar Walls
Industrial | Ind ¦ High Efficiency Furnaces | 2031 | SC C | million_m3 | Before Competition Groups | 0.0014301 | 0 | 0 | 917.1237 | 1.5594e-06 | 25 | Industrial_2031_SC C_million_m3_Before Competition Groups_25 | High Efficiency Furnaces | 0.0001559% | 0 | 0.0014301 | Industrial_2031_SC C_million_m3_Before Competition Groups_High Efficiency Furnaces
Industrial | Ind ¦ Steam Trap Repair | 2031 | SC C | million_m3 | Before Competition Groups | 0 | 0 | 0 | 917.1237 | 0 | 26 | Industrial_2031_SC C_million_m3_Before Competition Groups_26 | Steam Trap Repair | 0% | 0 | 0 | Industrial_2031_SC C_million_m3_Before Competition Groups_Steam Trap Repair
Industrial | Ind ¦ Process Heat Improvements | 2031 | Technical | million_m3 | Before Competition Groups | 812.3735 | 0 | 0 | 2400.2315 | 0.33846 | 1 | Industrial_2031_Technical_million_m3_Before Competition Groups_1 | Process Heat Improvements | 33.85% | 0 | 812.3735 | Industrial_2031_Technical_million_m3_Before Competition Groups_Process Heat Improvements
Industrial | Ind ¦ Boiler Upgrade | 2031 | Technical | million_m3 | Before Competition Groups | 309.8273 | 0 | 0 | 2400.2315 | 0.12908 | 2 | Industrial_2031_Technical_million_m3_Before Competition Groups_2 | Boiler Upgrade | 12.91% | 0 | 309.8273 | Industrial_2031_Technical_million_m3_Before Competition Groups_Boiler Upgrade
Industrial | Ind ¦ Process Heat Recovery (Gas) | 2031 | Technical | million_m3 | Before Competition Groups | 303.3321 | 0 | 0 | 2400.2315 | 0.12638 | 3 | Industrial_2031_Technical_million_m3_Before Competition Groups_3 | Process Heat Recovery (Gas) | 12.64% | 0 | 303.3321 | Industrial_2031_Technical_million_m3_Before Competition Groups_Process Heat Recovery (Gas)
Industrial | Ind ¦ Recommissioning | 2031 | Technical | million_m3 | Before Competition Groups | 218.3228 | 0 | 0 | 2400.2315 | 0.090959 | 4 | Industrial_2031_Technical_million_m3_Before Competition Groups_4 | Recommissioning | 9.096% | 0 | 218.3228 | Industrial_2031_Technical_million_m3_Before Competition Groups_Recommissioning
Industrial | Ind ¦ High Efficiency Burners | 2031 | Technical | million_m3 | Before Competition Groups | 153.3174 | 0 | 0 | 2400.2315 | 0.063876 | 5 | Industrial_2031_Technical_million_m3_Before Competition Groups_5 | High Efficiency Burners | 6.388% | 0 | 153.3174 | Industrial_2031_Technical_million_m3_Before Competition Groups_High Efficiency Burners
Industrial | Ind ¦ Improved Controls -Process Heating Gas | 2031 | Technical | million_m3 | Before Competition Groups | 139.1832 | 0 | 0 | 2400.2315 | 0.057987 | 6 | Industrial_2031_Technical_million_m3_Before Competition Groups_6 | Improved Controls -Process Heating Gas | 5.799% | 0 | 139.1832 | Industrial_2031_Technical_million_m3_Before Competition Groups_Improved Controls -Process Heating Gas
Industrial | Ind ¦ Greenhouse Envelope Improvements | 2031 | Technical | million_m3 | Before Competition Groups | 83.6276 | 0 | 0 | 2400.2315 | 0.034841 | 7 | Industrial_2031_Technical_million_m3_Before Competition Groups_7 | Greenhouse Envelope Improvements | 3.484% | 0 | 83.6276 | Industrial_2031_Technical_million_m3_Before Competition Groups_Greenhouse Envelope Improvements
Industrial | Ind ¦ Boiler Tune Up | 2031 | Technical | million_m3 | Before Competition Groups | 43.2632 | 0 | 0 | 2400.2315 | 0.018025 | 8 | Industrial_2031_Technical_million_m3_Before Competition Groups_8 | Boiler Tune Up | 1.802% | 0 | 43.2632 | Industrial_2031_Technical_million_m3_Before Competition Groups_Boiler Tune Up
Industrial | Ind ¦ Insulation - Steam | 2031 | Technical | million_m3 | Before Competition Groups | 41.7031 | 0 | 0 | 2400.2315 | 0.017375 | 9 | Industrial_2031_Technical_million_m3_Before Competition Groups_9 | Insulation - Steam | 1.737% | 0 | 41.7031 | Industrial_2031_Technical_million_m3_Before Competition Groups_Insulation - Steam
Industrial | Ind ¦ High Efficiency HVAC Fans (Gas) | 2031 | Technical | million_m3 | Before Competition Groups | 39.2149 | 0 | 0 | 2400.2315 | 0.016338 | 10 | Industrial_2031_Technical_million_m3_Before Competition Groups_10 | High Efficiency HVAC Fans (Gas) | 1.634% | 0 | 39.2149 | Industrial_2031_Technical_million_m3_Before Competition Groups_High Efficiency HVAC Fans (Gas)
Industrial | Ind ¦ VAV Conversion Project (Gas) | 2031 | Technical | million_m3 | Before Competition Groups | 34.8366 | 0 | 0 | 2400.2315 | 0.014514 | 11 | Industrial_2031_Technical_million_m3_Before Competition Groups_11 | VAV Conversion Project (Gas) | 1.451% | 0 | 34.8366 | Industrial_2031_Technical_million_m3_Before Competition Groups_VAV Conversion Project (Gas)
Industrial | Ind ¦ Direct Contact Water Heaters | 2031 | Technical | million_m3 | Before Competition Groups | 27.3057 | 0 | 0 | 2400.2315 | 0.011376 | 12 | Industrial_2031_Technical_million_m3_Before Competition Groups_12 | Direct Contact Water Heaters | 1.138% | 0 | 27.3057 | Industrial_2031_Technical_million_m3_Before Competition Groups_Direct Contact Water Heaters
Industrial | Ind ¦ Steam Leak Repairs | 2031 | Technical | million_m3 | Before Competition Groups | 26.2976 | 0 | 0 | 2400.2315 | 0.010956 | 13 | Industrial_2031_Technical_million_m3_Before Competition Groups_13 | Steam Leak Repairs | 1.096% | 0 | 26.2976 | Industrial_2031_Technical_million_m3_Before Competition Groups_Steam Leak Repairs
Industrial | Ind ¦ HE HVAC Controls | 2031 | Technical | million_m3 | Before Competition Groups | 23.7319 | 0 | 0 | 2400.2315 | 0.0098873 | 14 | Industrial_2031_Technical_million_m3_Before Competition Groups_14 | HE HVAC Controls | 0.9887% | 0 | 23.7319 | Industrial_2031_Technical_million_m3_Before Competition Groups_HE HVAC Controls
Industrial | Ind ¦ Loading Dock Seals | 2031 | Technical | million_m3 | Before Competition Groups | 23.7319 | 0 | 0 | 2400.2315 | 0.0098873 | 15 | Industrial_2031_Technical_million_m3_Before Competition Groups_15 | Loading Dock Seals | 0.9887% | 0 | 23.7319 | Industrial_2031_Technical_million_m3_Before Competition Groups_Loading Dock Seals
Industrial | Ind ¦ Steam Trap Repair | 2031 | Technical | million_m3 | Before Competition Groups | 19.9615 | 0 | 0 | 2400.2315 | 0.0083165 | 16 | Industrial_2031_Technical_million_m3_Before Competition Groups_16 | Steam Trap Repair | 0.8317% | 0 | 19.9615 | Industrial_2031_Technical_million_m3_Before Competition Groups_Steam Trap Repair
Industrial | Ind ¦ Insulation - Steam (AG) | 2031 | Technical | million_m3 | Before Competition Groups | 17.9206 | 0 | 0 | 2400.2315 | 0.0074662 | 17 | Industrial_2031_Technical_million_m3_Before Competition Groups_17 | Insulation - Steam (AG) | 0.7466% | 0 | 17.9206 | Industrial_2031_Technical_million_m3_Before Competition Groups_Insulation - Steam (AG)
Industrial | Ind ¦ High Efficiency Furnaces | 2031 | Technical | million_m3 | Before Competition Groups | 17.6487 | 0 | 0 | 2400.2315 | 0.0073529 | 18 | Industrial_2031_Technical_million_m3_Before Competition Groups_18 | High Efficiency Furnaces | 0.7353% | 0 | 17.6487 | Industrial_2031_Technical_million_m3_Before Competition Groups_High Efficiency Furnaces
Industrial | Ind ¦ Air Compressor Heat Recovery | 2031 | Technical | million_m3 | Before Competition Groups | 15.2876 | 0 | 0 | 2400.2315 | 0.0063692 | 19 | Industrial_2031_Technical_million_m3_Before Competition Groups_19 | Air Compressor Heat Recovery | 0.6369% | 0 | 15.2876 | Industrial_2031_Technical_million_m3_Before Competition Groups_Air Compressor Heat Recovery
Industrial | Ind ¦ Steam Turbine Optimization | 2031 | Technical | million_m3 | Before Competition Groups | 9.7585 | 0 | 0 | 2400.2315 | 0.0040656 | 20 | Industrial_2031_Technical_million_m3_Before Competition Groups_20 | Steam Turbine Optimization | 0.4066% | 0 | 9.7585 | Industrial_2031_Technical_million_m3_Before Competition Groups_Steam Turbine Optimization
Industrial | Ind ¦ Process Optimization (Gas) | 2031 | Technical | million_m3 | Before Competition Groups | 8.9846 | 0 | 0 | 2400.2315 | 0.0037432 | 21 | Industrial_2031_Technical_million_m3_Before Competition Groups_21 | Process Optimization (Gas) | 0.3743% | 0 | 8.9846 | Industrial_2031_Technical_million_m3_Before Competition Groups_Process Optimization (Gas)
Industrial | Ind ¦ HE Stock Tank | 2031 | Technical | million_m3 | Before Competition Groups | 8.4594 | 0 | 0 | 2400.2315 | 0.0035244 | 22 | Industrial_2031_Technical_million_m3_Before Competition Groups_22 | HE Stock Tank | 0.3524% | 0 | 8.4594 | Industrial_2031_Technical_million_m3_Before Competition Groups_HE Stock Tank
Industrial | Ind ¦ Gas Turbine Optimization | 2031 | Technical | million_m3 | Before Competition Groups | 7.3189 | 0 | 0 | 2400.2315 | 0.0030492 | 23 | Industrial_2031_Technical_million_m3_Before Competition Groups_23 | Gas Turbine Optimization | 0.3049% | 0 | 7.3189 | Industrial_2031_Technical_million_m3_Before Competition Groups_Gas Turbine Optimization
Industrial | Ind ¦ Ventilation Optimization (Gas) | 2031 | Technical | million_m3 | Before Competition Groups | 4.7572 | 0 | 0 | 2400.2315 | 0.001982 | 24 | Industrial_2031_Technical_million_m3_Before Competition Groups_24 | Ventilation Optimization (Gas) | 0.1982% | 0 | 4.7572 | Industrial_2031_Technical_million_m3_Before Competition Groups_Ventilation Optimization (Gas)
Industrial | Ind ¦ Solar Walls | 2031 | Technical | million_m3 | Before Competition Groups | 4.6991 | 0 | 0 | 2400.2315 | 0.0019578 | 25 | Industrial_2031_Technical_million_m3_Before Competition Groups_25 | Solar Walls | 0.1958% | 0 | 4.6991 | Industrial_2031_Technical_million_m3_Before Competition Groups_Solar Walls
Industrial | Ind ¦ HE HVAC Units | 2031 | Technical | million_m3 | Before Competition Groups | 1.932 | 0 | 0 | 2400.2315 | 0.00080491 | 26 | Industrial_2031_Technical_million_m3_Before Competition Groups_26 | HE HVAC Units | 0.08049% | 0 | 1.932 | Industrial_2031_Technical_million_m3_Before Competition Groups_HE HVAC Units
Industrial | Ind ¦ Boiler Tune Up - Direct | 2031 | Technical | million_m3 | Before Competition Groups | 1.4767 | 0 | 0 | 2400.2315 | 0.00061525 | 27 | Industrial_2031_Technical_million_m3_Before Competition Groups_27 | Boiler Tune Up - Direct | 0.06153% | 0 | 1.4767 | Industrial_2031_Technical_million_m3_Before Competition Groups_Boiler Tune Up - Direct
Industrial | Ind ¦ Process Heat Recovery (Gas) - HVAC | 2031 | Technical | million_m3 | Before Competition Groups | 1.0137 | 0 | 0 | 2400.2315 | 0.00042235 | 28 | Industrial_2031_Technical_million_m3_Before Competition Groups_28 | Process Heat Recovery (Gas) - HVAC | 0.04224% | 0 | 1.0137 | Industrial_2031_Technical_million_m3_Before Competition Groups_Process Heat Recovery (Gas) - HVAC
Industrial | Ind ¦ Insulation - Steam - Direct | 2031 | Technical | million_m3 | Before Competition Groups | 0.67583 | 0 | 0 | 2400.2315 | 0.00028157 | 29 | Industrial_2031_Technical_million_m3_Before Competition Groups_29 | Insulation - Steam - Direct | 0.02816% | 0 | 0.67583 | Industrial_2031_Technical_million_m3_Before Competition Groups_Insulation - Steam - Direct
Industrial | Ind ¦ Insulation - Steam - HVAC | 2031 | Technical | million_m3 | Before Competition Groups | 0.14055 | 0 | 0 | 2400.2315 | 5.8556e-05 | 30 | Industrial_2031_Technical_million_m3_Before Competition Groups_30 | Insulation - Steam - HVAC | 0.005856% | 0 | 0.14055 | Industrial_2031_Technical_million_m3_Before Competition Groups_Insulation - Steam - HVAC
Industrial | Ind ¦ Boiler Tune Up - HVAC | 2031 | Technical | million_m3 | Before Competition Groups | 0.12778 | 0 | 0 | 2400.2315 | 5.3236e-05 | 31 | Industrial_2031_Technical_million_m3_Before Competition Groups_31 | Boiler Tune Up - HVAC | 0.005324% | 0 | 0.12778 | Industrial_2031_Technical_million_m3_Before Competition Groups_Boiler Tune Up - HVAC
Industrial | Ind ¦ Process Heat Improvements | 2032 | Economic | million_m3 | Before Competition Groups | 827.2073 | 0 | 0 | 2305.2879 | 0.35883 | 1 | Industrial_2032_Economic_million_m3_Before Competition Groups_1 | Process Heat Improvements | 35.88% | 0 | 827.2073 | Industrial_2032_Economic_million_m3_Before Competition Groups_Process Heat Improvements
Industrial | Ind ¦ Boiler Upgrade | 2032 | Economic | million_m3 | Before Competition Groups | 316.2013 | 0 | 0 | 2305.2879 | 0.13716 | 2 | Industrial_2032_Economic_million_m3_Before Competition Groups_2 | Boiler Upgrade | 13.72% | 0 | 316.2013 | Industrial_2032_Economic_million_m3_Before Competition Groups_Boiler Upgrade
Industrial | Ind ¦ Process Heat Recovery (Gas) | 2032 | Economic | million_m3 | Before Competition Groups | 303.3321 | 0 | 0 | 2305.2879 | 0.13158 | 3 | Industrial_2032_Economic_million_m3_Before Competition Groups_3 | Process Heat Recovery (Gas) | 13.16% | 0 | 303.3321 | Industrial_2032_Economic_million_m3_Before Competition Groups_Process Heat Recovery (Gas)
Industrial | Ind ¦ Recommissioning | 2032 | Economic | million_m3 | Before Competition Groups | 218.3228 | 0 | 0 | 2305.2879 | 0.094705 | 4 | Industrial_2032_Economic_million_m3_Before Competition Groups_4 | Recommissioning | 9.471% | 0 | 218.3228 | Industrial_2032_Economic_million_m3_Before Competition Groups_Recommissioning
Industrial | Ind ¦ High Efficiency Burners | 2032 | Economic | million_m3 | Before Competition Groups | 156.117 | 0 | 0 | 2305.2879 | 0.067721 | 5 | Industrial_2032_Economic_million_m3_Before Competition Groups_5 | High Efficiency Burners | 6.772% | 0 | 156.117 | Industrial_2032_Economic_million_m3_Before Competition Groups_High Efficiency Burners
Industrial | Ind ¦ Improved Controls -Process Heating Gas | 2032 | Economic | million_m3 | Before Competition Groups | 139.1832 | 0 | 0 | 2305.2879 | 0.060376 | 6 | Industrial_2032_Economic_million_m3_Before Competition Groups_6 | Improved Controls -Process Heating Gas | 6.038% | 0 | 139.1832 | Industrial_2032_Economic_million_m3_Before Competition Groups_Improved Controls -Process Heating Gas
Industrial | Ind ¦ Greenhouse Envelope Improvements | 2032 | Economic | million_m3 | Before Competition Groups | 85.4402 | 0 | 0 | 2305.2879 | 0.037063 | 7 | Industrial_2032_Economic_million_m3_Before Competition Groups_7 | Greenhouse Envelope Improvements | 3.706% | 0 | 85.4402 | Industrial_2032_Economic_million_m3_Before Competition Groups_Greenhouse Envelope Improvements
Industrial | Ind ¦ Insulation - Steam | 2032 | Economic | million_m3 | Before Competition Groups | 41.7031 | 0 | 0 | 2305.2879 | 0.01809 | 8 | Industrial_2032_Economic_million_m3_Before Competition Groups_8 | Insulation - Steam | 1.809% | 0 | 41.7031 | Industrial_2032_Economic_million_m3_Before Competition Groups_Insulation - Steam
Industrial | Ind ¦ High Efficiency HVAC Fans (Gas) | 2032 | Economic | million_m3 | Before Competition Groups | 39.7869 | 0 | 0 | 2305.2879 | 0.017259 | 9 | Industrial_2032_Economic_million_m3_Before Competition Groups_9 | High Efficiency HVAC Fans (Gas) | 1.726% | 0 | 39.7869 | Industrial_2032_Economic_million_m3_Before Competition Groups_High Efficiency HVAC Fans (Gas)
Industrial | Ind ¦ VAV Conversion Project (Gas) | 2032 | Economic | million_m3 | Before Competition Groups | 34.8586 | 0 | 0 | 2305.2879 | 0.015121 | 10 | Industrial_2032_Economic_million_m3_Before Competition Groups_10 | VAV Conversion Project (Gas) | 1.512% | 0 | 34.8586 | Industrial_2032_Economic_million_m3_Before Competition Groups_VAV Conversion Project (Gas)
Industrial | Ind ¦ Direct Contact Water Heaters | 2032 | Economic | million_m3 | Before Competition Groups | 27.834 | 0 | 0 | 2305.2879 | 0.012074 | 11 | Industrial_2032_Economic_million_m3_Before Competition Groups_11 | Direct Contact Water Heaters | 1.207% | 0 | 27.834 | Industrial_2032_Economic_million_m3_Before Competition Groups_Direct Contact Water Heaters
Industrial | Ind ¦ HE HVAC Controls | 2032 | Economic | million_m3 | Before Competition Groups | 23.7319 | 0 | 0 | 2305.2879 | 0.010295 | 12 | Industrial_2032_Economic_million_m3_Before Competition Groups_12 | HE HVAC Controls | 1.029% | 0 | 23.7319 | Industrial_2032_Economic_million_m3_Before Competition Groups_HE HVAC Controls
Industrial | Ind ¦ Insulation - Steam (AG) | 2032 | Economic | million_m3 | Before Competition Groups | 17.8501 | 0 | 0 | 2305.2879 | 0.0077431 | 13 | Industrial_2032_Economic_million_m3_Before Competition Groups_13 | Insulation - Steam (AG) | 0.7743% | 0 | 17.8501 | Industrial_2032_Economic_million_m3_Before Competition Groups_Insulation - Steam (AG)
Industrial | Ind ¦ Air Compressor Heat Recovery | 2032 | Economic | million_m3 | Before Competition Groups | 15.2876 | 0 | 0 | 2305.2879 | 0.0066315 | 14 | Industrial_2032_Economic_million_m3_Before Competition Groups_14 | Air Compressor Heat Recovery | 0.6632% | 0 | 15.2876 | Industrial_2032_Economic_million_m3_Before Competition Groups_Air Compressor Heat Recovery
Industrial | Ind ¦ High Efficiency Furnaces | 2032 | Economic | million_m3 | Before Competition Groups | 11.0849 | 0 | 0 | 2305.2879 | 0.0048085 | 15 | Industrial_2032_Economic_million_m3_Before Competition Groups_15 | High Efficiency Furnaces | 0.4808% | 0 | 11.0849 | Industrial_2032_Economic_million_m3_Before Competition Groups_High Efficiency Furnaces
Industrial | Ind ¦ Steam Turbine Optimization | 2032 | Economic | million_m3 | Before Competition Groups | 9.7601 | 0 | 0 | 2305.2879 | 0.0042338 | 16 | Industrial_2032_Economic_million_m3_Before Competition Groups_16 | Steam Turbine Optimization | 0.4234% | 0 | 9.7601 | Industrial_2032_Economic_million_m3_Before Competition Groups_Steam Turbine Optimization
Industrial | Ind ¦ Process Optimization (Gas) | 2032 | Economic | million_m3 | Before Competition Groups | 8.9846 | 0 | 0 | 2305.2879 | 0.0038974 | 17 | Industrial_2032_Economic_million_m3_Before Competition Groups_17 | Process Optimization (Gas) | 0.3897% | 0 | 8.9846 | Industrial_2032_Economic_million_m3_Before Competition Groups_Process Optimization (Gas)
Industrial | Ind ¦ HE Stock Tank | 2032 | Economic | million_m3 | Before Competition Groups | 8.6119 | 0 | 0 | 2305.2879 | 0.0037357 | 18 | Industrial_2032_Economic_million_m3_Before Competition Groups_18 | HE Stock Tank | 0.3736% | 0 | 8.6119 | Industrial_2032_Economic_million_m3_Before Competition Groups_HE Stock Tank
Industrial | Ind ¦ Gas Turbine Optimization | 2032 | Economic | million_m3 | Before Competition Groups | 7.3201 | 0 | 0 | 2305.2879 | 0.0031753 | 19 | Industrial_2032_Economic_million_m3_Before Competition Groups_19 | Gas Turbine Optimization | 0.3175% | 0 | 7.3201 | Industrial_2032_Economic_million_m3_Before Competition Groups_Gas Turbine Optimization
Industrial | Ind ¦ Ventilation Optimization (Gas) | 2032 | Economic | million_m3 | Before Competition Groups | 4.7572 | 0 | 0 | 2305.2879 | 0.0020636 | 20 | Industrial_2032_Economic_million_m3_Before Competition Groups_20 | Ventilation Optimization (Gas) | 0.2064% | 0 | 4.7572 | Industrial_2032_Economic_million_m3_Before Competition Groups_Ventilation Optimization (Gas)
Industrial | Ind ¦ Solar Walls | 2032 | Economic | million_m3 | Before Competition Groups | 4.7021 | 0 | 0 | 2305.2879 | 0.0020397 | 21 | Industrial_2032_Economic_million_m3_Before Competition Groups_21 | Solar Walls | 0.204% | 0 | 4.7021 | Industrial_2032_Economic_million_m3_Before Competition Groups_Solar Walls
Industrial | Ind ¦ HE HVAC Units | 2032 | Economic | million_m3 | Before Competition Groups | 1.3809 | 0 | 0 | 2305.2879 | 0.00059901 | 22 | Industrial_2032_Economic_million_m3_Before Competition Groups_22 | HE HVAC Units | 0.0599% | 0 | 1.3809 | Industrial_2032_Economic_million_m3_Before Competition Groups_HE HVAC Units
Industrial | Ind ¦ Process Heat Recovery (Gas) - HVAC | 2032 | Economic | million_m3 | Before Competition Groups | 1.0137 | 0 | 0 | 2305.2879 | 0.00043975 | 23 | Industrial_2032_Economic_million_m3_Before Competition Groups_23 | Process Heat Recovery (Gas) - HVAC | 0.04397% | 0 | 1.0137 | Industrial_2032_Economic_million_m3_Before Competition Groups_Process Heat Recovery (Gas) - HVAC
Industrial | Ind ¦ Insulation - Steam - Direct | 2032 | Economic | million_m3 | Before Competition Groups | 0.67583 | 0 | 0 | 2305.2879 | 0.00029317 | 24 | Industrial_2032_Economic_million_m3_Before Competition Groups_24 | Insulation - Steam - Direct | 0.02932% | 0 | 0.67583 | Industrial_2032_Economic_million_m3_Before Competition Groups_Insulation - Steam - Direct
Industrial | Ind ¦ Insulation - Steam - HVAC | 2032 | Economic | million_m3 | Before Competition Groups | 0.14055 | 0 | 0 | 2305.2879 | 6.0968e-05 | 25 | Industrial_2032_Economic_million_m3_Before Competition Groups_25 | Insulation - Steam - HVAC | 0.006097% | 0 | 0.14055 | Industrial_2032_Economic_million_m3_Before Competition Groups_Insulation - Steam - HVAC
Industrial | Ind ¦ Steam Trap Repair | 2032 | Economic | million_m3 | Before Competition Groups | 0 | 0 | 0 | 2305.2879 | 0 | 26 | Industrial_2032_Economic_million_m3_Before Competition Groups_26 | Steam Trap Repair | 0% | 0 | 0 | Industrial_2032_Economic_million_m3_Before Competition Groups_Steam Trap Repair
Industrial | Ind ¦ Process Heat Improvements | 2032 | SC A | million_m3 | Before Competition Groups | 177.6411 | 0 | 0 | 662.8064 | 0.26801 | 1 | Industrial_2032_SC A_million_m3_Before Competition Groups_1 | Process Heat Improvements | 26.8% | 0 | 177.6411 | Industrial_2032_SC A_million_m3_Before Competition Groups_Process Heat Improvements
Industrial | Ind ¦ Boiler Upgrade | 2032 | SC A | million_m3 | Before Competition Groups | 167.1675 | 0 | 0 | 662.8064 | 0.25221 | 2 | Industrial_2032_SC A_million_m3_Before Competition Groups_2 | Boiler Upgrade | 25.22% | 0 | 167.1675 | Industrial_2032_SC A_million_m3_Before Competition Groups_Boiler Upgrade
Industrial | Ind ¦ Recommissioning | 2032 | SC A | million_m3 | Before Competition Groups | 83.3015 | 0 | 0 | 662.8064 | 0.12568 | 3 | Industrial_2032_SC A_million_m3_Before Competition Groups_3 | Recommissioning | 12.57% | 0 | 83.3015 | Industrial_2032_SC A_million_m3_Before Competition Groups_Recommissioning
Industrial | Ind ¦ Greenhouse Envelope Improvements | 2032 | SC A | million_m3 | Before Competition Groups | 56.8064 | 0 | 0 | 662.8064 | 0.085706 | 4 | Industrial_2032_SC A_million_m3_Before Competition Groups_4 | Greenhouse Envelope Improvements | 8.571% | 0 | 56.8064 | Industrial_2032_SC A_million_m3_Before Competition Groups_Greenhouse Envelope Improvements
Industrial | Ind ¦ Improved Controls -Process Heating Gas | 2032 | SC A | million_m3 | Before Competition Groups | 53.1442 | 0 | 0 | 662.8064 | 0.080181 | 5 | Industrial_2032_SC A_million_m3_Before Competition Groups_5 | Improved Controls -Process Heating Gas | 8.018% | 0 | 53.1442 | Industrial_2032_SC A_million_m3_Before Competition Groups_Improved Controls -Process Heating Gas
Industrial | Ind ¦ Process Heat Recovery (Gas) | 2032 | SC A | million_m3 | Before Competition Groups | 39.9258 | 0 | 0 | 662.8064 | 0.060238 | 6 | Industrial_2032_SC A_million_m3_Before Competition Groups_6 | Process Heat Recovery (Gas) | 6.024% | 0 | 39.9258 | Industrial_2032_SC A_million_m3_Before Competition Groups_Process Heat Recovery (Gas)
Industrial | Ind ¦ Insulation - Steam | 2032 | SC A | million_m3 | Before Competition Groups | 18.432 | 0 | 0 | 662.8064 | 0.027809 | 7 | Industrial_2032_SC A_million_m3_Before Competition Groups_7 | Insulation - Steam | 2.781% | 0 | 18.432 | Industrial_2032_SC A_million_m3_Before Competition Groups_Insulation - Steam
Industrial | Ind ¦ Direct Contact Water Heaters | 2032 | SC A | million_m3 | Before Competition Groups | 13.2515 | 0 | 0 | 662.8064 | 0.019993 | 8 | Industrial_2032_SC A_million_m3_Before Competition Groups_8 | Direct Contact Water Heaters | 1.999% | 0 | 13.2515 | Industrial_2032_SC A_million_m3_Before Competition Groups_Direct Contact Water Heaters
Industrial | Ind ¦ Insulation - Steam (AG) | 2032 | SC A | million_m3 | Before Competition Groups | 9.5874 | 0 | 0 | 662.8064 | 0.014465 | 9 | Industrial_2032_SC A_million_m3_Before Competition Groups_9 | Insulation - Steam (AG) | 1.446% | 0 | 9.5874 | Industrial_2032_SC A_million_m3_Before Competition Groups_Insulation - Steam (AG)
Industrial | Ind ¦ High Efficiency HVAC Fans (Gas) | 2032 | SC A | million_m3 | Before Competition Groups | 7.8111 | 0 | 0 | 662.8064 | 0.011785 | 10 | Industrial_2032_SC A_million_m3_Before Competition Groups_10 | High Efficiency HVAC Fans (Gas) | 1.178% | 0 | 7.8111 | Industrial_2032_SC A_million_m3_Before Competition Groups_High Efficiency HVAC Fans (Gas)
Industrial | Ind ¦ Steam Turbine Optimization | 2032 | SC A | million_m3 | Before Competition Groups | 7.7621 | 0 | 0 | 662.8064 | 0.011711 | 11 | Industrial_2032_SC A_million_m3_Before Competition Groups_11 | Steam Turbine Optimization | 1.171% | 0 | 7.7621 | Industrial_2032_SC A_million_m3_Before Competition Groups_Steam Turbine Optimization
Industrial | Ind ¦ High Efficiency Burners | 2032 | SC A | million_m3 | Before Competition Groups | 7.4358 | 0 | 0 | 662.8064 | 0.011219 | 12 | Industrial_2032_SC A_million_m3_Before Competition Groups_12 | High Efficiency Burners | 1.122% | 0 | 7.4358 | Industrial_2032_SC A_million_m3_Before Competition Groups_High Efficiency Burners
Industrial | Ind ¦ Gas Turbine Optimization | 2032 | SC A | million_m3 | Before Competition Groups | 5.7335 | 0 | 0 | 662.8064 | 0.0086504 | 13 | Industrial_2032_SC A_million_m3_Before Competition Groups_13 | Gas Turbine Optimization | 0.865% | 0 | 5.7335 | Industrial_2032_SC A_million_m3_Before Competition Groups_Gas Turbine Optimization
Industrial | Ind ¦ Air Compressor Heat Recovery | 2032 | SC A | million_m3 | Before Competition Groups | 4.7943 | 0 | 0 | 662.8064 | 0.0072333 | 14 | Industrial_2032_SC A_million_m3_Before Competition Groups_14 | Air Compressor Heat Recovery | 0.7233% | 0 | 4.7943 | Industrial_2032_SC A_million_m3_Before Competition Groups_Air Compressor Heat Recovery
Industrial | Ind ¦ Ventilation Optimization (Gas) | 2032 | SC A | million_m3 | Before Competition Groups | 4.1236 | 0 | 0 | 662.8064 | 0.0062215 | 15 | Industrial_2032_SC A_million_m3_Before Competition Groups_15 | Ventilation Optimization (Gas) | 0.6221% | 0 | 4.1236 | Industrial_2032_SC A_million_m3_Before Competition Groups_Ventilation Optimization (Gas)
Industrial | Ind ¦ HE Stock Tank | 2032 | SC A | million_m3 | Before Competition Groups | 2.8055 | 0 | 0 | 662.8064 | 0.0042327 | 16 | Industrial_2032_SC A_million_m3_Before Competition Groups_16 | HE Stock Tank | 0.4233% | 0 | 2.8055 | Industrial_2032_SC A_million_m3_Before Competition Groups_HE Stock Tank
Industrial | Ind ¦ Process Optimization (Gas) | 2032 | SC A | million_m3 | Before Competition Groups | 1.715 | 0 | 0 | 662.8064 | 0.0025875 | 17 | Industrial_2032_SC A_million_m3_Before Competition Groups_17 | Process Optimization (Gas) | 0.2587% | 0 | 1.715 | Industrial_2032_SC A_million_m3_Before Competition Groups_Process Optimization (Gas)
Industrial | Ind ¦ VAV Conversion Project (Gas) | 2032 | SC A | million_m3 | Before Competition Groups | 0.50082 | 0 | 0 | 662.8064 | 0.0007556 | 18 | Industrial_2032_SC A_million_m3_Before Competition Groups_18 | VAV Conversion Project (Gas) | 0.07556% | 0 | 0.50082 | Industrial_2032_SC A_million_m3_Before Competition Groups_VAV Conversion Project (Gas)
Industrial | Ind ¦ HE HVAC Controls | 2032 | SC A | million_m3 | Before Competition Groups | 0.33578 | 0 | 0 | 662.8064 | 0.0005066 | 19 | Industrial_2032_SC A_million_m3_Before Competition Groups_19 | HE HVAC Controls | 0.05066% | 0 | 0.33578 | Industrial_2032_SC A_million_m3_Before Competition Groups_HE HVAC Controls
Industrial | Ind ¦ Insulation - Steam - Direct | 2032 | SC A | million_m3 | Before Competition Groups | 0.27835 | 0 | 0 | 662.8064 | 0.00041995 | 20 | Industrial_2032_SC A_million_m3_Before Competition Groups_20 | Insulation - Steam - Direct | 0.042% | 0 | 0.27835 | Industrial_2032_SC A_million_m3_Before Competition Groups_Insulation - Steam - Direct
Industrial | Ind ¦ Process Heat Recovery (Gas) - HVAC | 2032 | SC A | million_m3 | Before Competition Groups | 0.1619 | 0 | 0 | 662.8064 | 0.00024426 | 21 | Industrial_2032_SC A_million_m3_Before Competition Groups_21 | Process Heat Recovery (Gas) - HVAC | 0.02443% | 0 | 0.1619 | Industrial_2032_SC A_million_m3_Before Competition Groups_Process Heat Recovery (Gas) - HVAC
Industrial | Ind ¦ Insulation - Steam - HVAC | 2032 | SC A | million_m3 | Before Competition Groups | 0.068571 | 0 | 0 | 662.8064 | 0.00010346 | 22 | Industrial_2032_SC A_million_m3_Before Competition Groups_22 | Insulation - Steam - HVAC | 0.01035% | 0 | 0.068571 | Industrial_2032_SC A_million_m3_Before Competition Groups_Insulation - Steam - HVAC
Industrial | Ind ¦ HE HVAC Units | 2032 | SC A | million_m3 | Before Competition Groups | 0.017734 | 0 | 0 | 662.8064 | 2.6757e-05 | 23 | Industrial_2032_SC A_million_m3_Before Competition Groups_23 | HE HVAC Units | 0.002676% | 0 | 0.017734 | Industrial_2032_SC A_million_m3_Before Competition Groups_HE HVAC Units
Industrial | Ind ¦ Solar Walls | 2032 | SC A | million_m3 | Before Competition Groups | 0.0043923 | 0 | 0 | 662.8064 | 6.6268e-06 | 24 | Industrial_2032_SC A_million_m3_Before Competition Groups_24 | Solar Walls | 0.0006627% | 0 | 0.0043923 | Industrial_2032_SC A_million_m3_Before Competition Groups_Solar Walls
Industrial | Ind ¦ High Efficiency Furnaces | 2032 | SC A | million_m3 | Before Competition Groups | 0.00040066 | 0 | 0 | 662.8064 | 6.045e-07 | 25 | Industrial_2032_SC A_million_m3_Before Competition Groups_25 | High Efficiency Furnaces | 6.045e-05% | 0 | 0.00040066 | Industrial_2032_SC A_million_m3_Before Competition Groups_High Efficiency Furnaces
Industrial | Ind ¦ Steam Trap Repair | 2032 | SC A | million_m3 | Before Competition Groups | 0 | 0 | 0 | 662.8064 | 0 | 26 | Industrial_2032_SC A_million_m3_Before Competition Groups_26 | Steam Trap Repair | 0% | 0 | 0 | Industrial_2032_SC A_million_m3_Before Competition Groups_Steam Trap Repair
Industrial | Ind ¦ Process Heat Improvements | 2032 | SC B | million_m3 | Before Competition Groups | 540.2356 | 0 | 0 | 1728.0923 | 0.31262 | 1 | Industrial_2032_SC B_million_m3_Before Competition Groups_1 | Process Heat Improvements | 31.26% | 0 | 540.2356 | Industrial_2032_SC B_million_m3_Before Competition Groups_Process Heat Improvements
Industrial | Ind ¦ Boiler Upgrade | 2032 | SC B | million_m3 | Before Competition Groups | 257.1154 | 0 | 0 | 1728.0923 | 0.14879 | 2 | Industrial_2032_SC B_million_m3_Before Competition Groups_2 | Boiler Upgrade | 14.88% | 0 | 257.1154 | Industrial_2032_SC B_million_m3_Before Competition Groups_Boiler Upgrade
Industrial | Ind ¦ Process Heat Recovery (Gas) | 2032 | SC B | million_m3 | Before Competition Groups | 253.9145 | 0 | 0 | 1728.0923 | 0.14693 | 3 | Industrial_2032_SC B_million_m3_Before Competition Groups_3 | Process Heat Recovery (Gas) | 14.69% | 0 | 253.9145 | Industrial_2032_SC B_million_m3_Before Competition Groups_Process Heat Recovery (Gas)
Industrial | Ind ¦ Recommissioning | 2032 | SC B | million_m3 | Before Competition Groups | 184.0631 | 0 | 0 | 1728.0923 | 0.10651 | 4 | Industrial_2032_SC B_million_m3_Before Competition Groups_4 | Recommissioning | 10.65% | 0 | 184.0631 | Industrial_2032_SC B_million_m3_Before Competition Groups_Recommissioning
Industrial | Ind ¦ Improved Controls -Process Heating Gas | 2032 | SC B | million_m3 | Before Competition Groups | 116.291 | 0 | 0 | 1728.0923 | 0.067294 | 5 | Industrial_2032_SC B_million_m3_Before Competition Groups_5 | Improved Controls -Process Heating Gas | 6.729% | 0 | 116.291 | Industrial_2032_SC B_million_m3_Before Competition Groups_Improved Controls -Process Heating Gas
Industrial | Ind ¦ High Efficiency Burners | 2032 | SC B | million_m3 | Before Competition Groups | 102.5269 | 0 | 0 | 1728.0923 | 0.05933 | 6 | Industrial_2032_SC B_million_m3_Before Competition Groups_6 | High Efficiency Burners | 5.933% | 0 | 102.5269 | Industrial_2032_SC B_million_m3_Before Competition Groups_High Efficiency Burners
Industrial | Ind ¦ Greenhouse Envelope Improvements | 2032 | SC B | million_m3 | Before Competition Groups | 71.5764 | 0 | 0 | 1728.0923 | 0.041419 | 7 | Industrial_2032_SC B_million_m3_Before Competition Groups_7 | Greenhouse Envelope Improvements | 4.142% | 0 | 71.5764 | Industrial_2032_SC B_million_m3_Before Competition Groups_Greenhouse Envelope Improvements
Industrial | Ind ¦ Insulation - Steam | 2032 | SC B | million_m3 | Before Competition Groups | 35.3894 | 0 | 0 | 1728.0923 | 0.020479 | 8 | Industrial_2032_SC B_million_m3_Before Competition Groups_8 | Insulation - Steam | 2.048% | 0 | 35.3894 | Industrial_2032_SC B_million_m3_Before Competition Groups_Insulation - Steam
Industrial | Ind ¦ High Efficiency HVAC Fans (Gas) | 2032 | SC B | million_m3 | Before Competition Groups | 31.2019 | 0 | 0 | 1728.0923 | 0.018056 | 9 | Industrial_2032_SC B_million_m3_Before Competition Groups_9 | High Efficiency HVAC Fans (Gas) | 1.806% | 0 | 31.2019 | Industrial_2032_SC B_million_m3_Before Competition Groups_High Efficiency HVAC Fans (Gas)
Industrial | Ind ¦ VAV Conversion Project (Gas) | 2032 | SC B | million_m3 | Before Competition Groups | 29.5938 | 0 | 0 | 1728.0923 | 0.017125 | 10 | Industrial_2032_SC B_million_m3_Before Competition Groups_10 | VAV Conversion Project (Gas) | 1.713% | 0 | 29.5938 | Industrial_2032_SC B_million_m3_Before Competition Groups_VAV Conversion Project (Gas)
Industrial | Ind ¦ Direct Contact Water Heaters | 2032 | SC B | million_m3 | Before Competition Groups | 20.9028 | 0 | 0 | 1728.0923 | 0.012096 | 11 | Industrial_2032_SC B_million_m3_Before Competition Groups_11 | Direct Contact Water Heaters | 1.21% | 0 | 20.9028 | Industrial_2032_SC B_million_m3_Before Competition Groups_Direct Contact Water Heaters
Industrial | Ind ¦ HE HVAC Controls | 2032 | SC B | million_m3 | Before Competition Groups | 20.6988 | 0 | 0 | 1728.0923 | 0.011978 | 12 | Industrial_2032_SC B_million_m3_Before Competition Groups_12 | HE HVAC Controls | 1.198% | 0 | 20.6988 | Industrial_2032_SC B_million_m3_Before Competition Groups_HE HVAC Controls
Industrial | Ind ¦ Insulation - Steam (AG) | 2032 | SC B | million_m3 | Before Competition Groups | 17.3859 | 0 | 0 | 1728.0923 | 0.010061 | 13 | Industrial_2032_SC B_million_m3_Before Competition Groups_13 | Insulation - Steam (AG) | 1.006% | 0 | 17.3859 | Industrial_2032_SC B_million_m3_Before Competition Groups_Insulation - Steam (AG)
Industrial | Ind ¦ Air Compressor Heat Recovery | 2032 | SC B | million_m3 | Before Competition Groups | 13.0777 | 0 | 0 | 1728.0923 | 0.0075677 | 14 | Industrial_2032_SC B_million_m3_Before Competition Groups_14 | Air Compressor Heat Recovery | 0.7568% | 0 | 13.0777 | Industrial_2032_SC B_million_m3_Before Competition Groups_Air Compressor Heat Recovery
Industrial | Ind ¦ Steam Turbine Optimization | 2032 | SC B | million_m3 | Before Competition Groups | 8.0586 | 0 | 0 | 1728.0923 | 0.0046633 | 15 | Industrial_2032_SC B_million_m3_Before Competition Groups_15 | Steam Turbine Optimization | 0.4663% | 0 | 8.0586 | Industrial_2032_SC B_million_m3_Before Competition Groups_Steam Turbine Optimization
Industrial | Ind ¦ Gas Turbine Optimization | 2032 | SC B | million_m3 | Before Competition Groups | 6.0439 | 0 | 0 | 1728.0923 | 0.0034975 | 16 | Industrial_2032_SC B_million_m3_Before Competition Groups_16 | Gas Turbine Optimization | 0.3497% | 0 | 6.0439 | Industrial_2032_SC B_million_m3_Before Competition Groups_Gas Turbine Optimization
Industrial | Ind ¦ HE Stock Tank | 2032 | SC B | million_m3 | Before Competition Groups | 5.6038 | 0 | 0 | 1728.0923 | 0.0032428 | 17 | Industrial_2032_SC B_million_m3_Before Competition Groups_17 | HE Stock Tank | 0.3243% | 0 | 5.6038 | Industrial_2032_SC B_million_m3_Before Competition Groups_HE Stock Tank
Industrial | Ind ¦ Ventilation Optimization (Gas) | 2032 | SC B | million_m3 | Before Competition Groups | 4.1236 | 0 | 0 | 1728.0923 | 0.0023862 | 18 | Industrial_2032_SC B_million_m3_Before Competition Groups_18 | Ventilation Optimization (Gas) | 0.2386% | 0 | 4.1236 | Industrial_2032_SC B_million_m3_Before Competition Groups_Ventilation Optimization (Gas)
Industrial | Ind ¦ Solar Walls | 2032 | SC B | million_m3 | Before Competition Groups | 3.9918 | 0 | 0 | 1728.0923 | 0.00231 | 19 | Industrial_2032_SC B_million_m3_Before Competition Groups_19 | Solar Walls | 0.231% | 0 | 3.9918 | Industrial_2032_SC B_million_m3_Before Competition Groups_Solar Walls
Industrial | Ind ¦ High Efficiency Furnaces | 2032 | SC B | million_m3 | Before Competition Groups | 1.8331 | 0 | 0 | 1728.0923 | 0.0010608 | 20 | Industrial_2032_SC B_million_m3_Before Competition Groups_20 | High Efficiency Furnaces | 0.1061% | 0 | 1.8331 | Industrial_2032_SC B_million_m3_Before Competition Groups_High Efficiency Furnaces
Industrial | Ind ¦ Process Optimization (Gas) | 2032 | SC B | million_m3 | Before Competition Groups | 1.715 | 0 | 0 | 1728.0923 | 0.00099241 | 21 | Industrial_2032_SC B_million_m3_Before Competition Groups_21 | Process Optimization (Gas) | 0.09924% | 0 | 1.715 | Industrial_2032_SC B_million_m3_Before Competition Groups_Process Optimization (Gas)
Industrial | Ind ¦ HE HVAC Units | 2032 | SC B | million_m3 | Before Competition Groups | 1.1723 | 0 | 0 | 1728.0923 | 0.00067838 | 22 | Industrial_2032_SC B_million_m3_Before Competition Groups_22 | HE HVAC Units | 0.06784% | 0 | 1.1723 | Industrial_2032_SC B_million_m3_Before Competition Groups_HE HVAC Units
Industrial | Ind ¦ Process Heat Recovery (Gas) - HVAC | 2032 | SC B | million_m3 | Before Competition Groups | 0.89684 | 0 | 0 | 1728.0923 | 0.00051898 | 23 | Industrial_2032_SC B_million_m3_Before Competition Groups_23 | Process Heat Recovery (Gas) - HVAC | 0.0519% | 0 | 0.89684 | Industrial_2032_SC B_million_m3_Before Competition Groups_Process Heat Recovery (Gas) - HVAC
Industrial | Ind ¦ Insulation - Steam - Direct | 2032 | SC B | million_m3 | Before Competition Groups | 0.55565 | 0 | 0 | 1728.0923 | 0.00032154 | 24 | Industrial_2032_SC B_million_m3_Before Competition Groups_24 | Insulation - Steam - Direct | 0.03215% | 0 | 0.55565 | Industrial_2032_SC B_million_m3_Before Competition Groups_Insulation - Steam - Direct
Industrial | Ind ¦ Insulation - Steam - HVAC | 2032 | SC B | million_m3 | Before Competition Groups | 0.12434 | 0 | 0 | 1728.0923 | 7.1953e-05 | 25 | Industrial_2032_SC B_million_m3_Before Competition Groups_25 | Insulation - Steam - HVAC | 0.007195% | 0 | 0.12434 | Industrial_2032_SC B_million_m3_Before Competition Groups_Insulation - Steam - HVAC
Industrial | Ind ¦ Steam Trap Repair | 2032 | SC B | million_m3 | Before Competition Groups | 0 | 0 | 0 | 1728.0923 | 0 | 26 | Industrial_2032_SC B_million_m3_Before Competition Groups_26 | Steam Trap Repair | 0% | 0 | 0 | Industrial_2032_SC B_million_m3_Before Competition Groups_Steam Trap Repair
Industrial | Ind ¦ Process Heat Improvements | 2032 | SC C | million_m3 | Before Competition Groups | 273.2462 | 0 | 0 | 1006.5092 | 0.27148 | 1 | Industrial_2032_SC C_million_m3_Before Competition Groups_1 | Process Heat Improvements | 27.15% | 0 | 273.2462 | Industrial_2032_SC C_million_m3_Before Competition Groups_Process Heat Improvements
Industrial | Ind ¦ Boiler Upgrade | 2032 | SC C | million_m3 | Before Competition Groups | 257.1154 | 0 | 0 | 1006.5092 | 0.25545 | 2 | Industrial_2032_SC C_million_m3_Before Competition Groups_2 | Boiler Upgrade | 25.55% | 0 | 257.1154 | Industrial_2032_SC C_million_m3_Before Competition Groups_Boiler Upgrade
Industrial | Ind ¦ Process Heat Recovery (Gas) | 2032 | SC C | million_m3 | Before Competition Groups | 129.5758 | 0 | 0 | 1006.5092 | 0.12874 | 3 | Industrial_2032_SC C_million_m3_Before Competition Groups_3 | Process Heat Recovery (Gas) | 12.87% | 0 | 129.5758 | Industrial_2032_SC C_million_m3_Before Competition Groups_Process Heat Recovery (Gas)
Industrial | Ind ¦ Recommissioning | 2032 | SC C | million_m3 | Before Competition Groups | 94.7566 | 0 | 0 | 1006.5092 | 0.094144 | 4 | Industrial_2032_SC C_million_m3_Before Competition Groups_4 | Recommissioning | 9.414% | 0 | 94.7566 | Industrial_2032_SC C_million_m3_Before Competition Groups_Recommissioning
Industrial | Ind ¦ Improved Controls -Process Heating Gas | 2032 | SC C | million_m3 | Before Competition Groups | 59.6553 | 0 | 0 | 1006.5092 | 0.059269 | 5 | Industrial_2032_SC C_million_m3_Before Competition Groups_5 | Improved Controls -Process Heating Gas | 5.927% | 0 | 59.6553 | Industrial_2032_SC C_million_m3_Before Competition Groups_Improved Controls -Process Heating Gas
Industrial | Ind ¦ Greenhouse Envelope Improvements | 2032 | SC C | million_m3 | Before Competition Groups | 56.8064 | 0 | 0 | 1006.5092 | 0.056439 | 6 | Industrial_2032_SC C_million_m3_Before Competition Groups_6 | Greenhouse Envelope Improvements | 5.644% | 0 | 56.8064 | Industrial_2032_SC C_million_m3_Before Competition Groups_Greenhouse Envelope Improvements
Industrial | Ind ¦ High Efficiency Burners | 2032 | SC C | million_m3 | Before Competition Groups | 46.4305 | 0 | 0 | 1006.5092 | 0.04613 | 7 | Industrial_2032_SC C_million_m3_Before Competition Groups_7 | High Efficiency Burners | 4.613% | 0 | 46.4305 | Industrial_2032_SC C_million_m3_Before Competition Groups_High Efficiency Burners
Industrial | Ind ¦ Insulation - Steam | 2032 | SC C | million_m3 | Before Competition Groups | 18.5044 | 0 | 0 | 1006.5092 | 0.018385 | 8 | Industrial_2032_SC C_million_m3_Before Competition Groups_8 | Insulation - Steam | 1.838% | 0 | 18.5044 | Industrial_2032_SC C_million_m3_Before Competition Groups_Insulation - Steam
Industrial | Ind ¦ High Efficiency HVAC Fans (Gas) | 2032 | SC C | million_m3 | Before Competition Groups | 14.4352 | 0 | 0 | 1006.5092 | 0.014342 | 9 | Industrial_2032_SC C_million_m3_Before Competition Groups_9 | High Efficiency HVAC Fans (Gas) | 1.434% | 0 | 14.4352 | Industrial_2032_SC C_million_m3_Before Competition Groups_High Efficiency HVAC Fans (Gas)
Industrial | Ind ¦ Direct Contact Water Heaters | 2032 | SC C | million_m3 | Before Competition Groups | 13.2515 | 0 | 0 | 1006.5092 | 0.013166 | 10 | Industrial_2032_SC C_million_m3_Before Competition Groups_10 | Direct Contact Water Heaters | 1.317% | 0 | 13.2515 | Industrial_2032_SC C_million_m3_Before Competition Groups_Direct Contact Water Heaters
Industrial | Ind ¦ Insulation - Steam (AG) | 2032 | SC C | million_m3 | Before Competition Groups | 9.6247 | 0 | 0 | 1006.5092 | 0.0095625 | 11 | Industrial_2032_SC C_million_m3_Before Competition Groups_11 | Insulation - Steam (AG) | 0.9562% | 0 | 9.6247 | Industrial_2032_SC C_million_m3_Before Competition Groups_Insulation - Steam (AG)
Industrial | Ind ¦ Steam Turbine Optimization | 2032 | SC C | million_m3 | Before Competition Groups | 8.0586 | 0 | 0 | 1006.5092 | 0.0080065 | 12 | Industrial_2032_SC C_million_m3_Before Competition Groups_12 | Steam Turbine Optimization | 0.8006% | 0 | 8.0586 | Industrial_2032_SC C_million_m3_Before Competition Groups_Steam Turbine Optimization
Industrial | Ind ¦ Air Compressor Heat Recovery | 2032 | SC C | million_m3 | Before Competition Groups | 6.9142 | 0 | 0 | 1006.5092 | 0.0068695 | 13 | Industrial_2032_SC C_million_m3_Before Competition Groups_13 | Air Compressor Heat Recovery | 0.687% | 0 | 6.9142 | Industrial_2032_SC C_million_m3_Before Competition Groups_Air Compressor Heat Recovery
Industrial | Ind ¦ Gas Turbine Optimization | 2032 | SC C | million_m3 | Before Competition Groups | 6.0439 | 0 | 0 | 1006.5092 | 0.0060049 | 14 | Industrial_2032_SC C_million_m3_Before Competition Groups_14 | Gas Turbine Optimization | 0.6005% | 0 | 6.0439 | Industrial_2032_SC C_million_m3_Before Competition Groups_Gas Turbine Optimization
Industrial | Ind ¦ Ventilation Optimization (Gas) | 2032 | SC C | million_m3 | Before Competition Groups | 4.1236 | 0 | 0 | 1006.5092 | 0.004097 | 15 | Industrial_2032_SC C_million_m3_Before Competition Groups_15 | Ventilation Optimization (Gas) | 0.4097% | 0 | 4.1236 | Industrial_2032_SC C_million_m3_Before Competition Groups_Ventilation Optimization (Gas)
Industrial | Ind ¦ HE Stock Tank | 2032 | SC C | million_m3 | Before Competition Groups | 2.8349 | 0 | 0 | 1006.5092 | 0.0028165 | 16 | Industrial_2032_SC C_million_m3_Before Competition Groups_16 | HE Stock Tank | 0.2817% | 0 | 2.8349 | Industrial_2032_SC C_million_m3_Before Competition Groups_HE Stock Tank
Industrial | Ind ¦ Process Optimization (Gas) | 2032 | SC C | million_m3 | Before Competition Groups | 1.715 | 0 | 0 | 1006.5092 | 0.0017039 | 17 | Industrial_2032_SC C_million_m3_Before Competition Groups_17 | Process Optimization (Gas) | 0.1704% | 0 | 1.715 | Industrial_2032_SC C_million_m3_Before Competition Groups_Process Optimization (Gas)
Industrial | Ind ¦ VAV Conversion Project (Gas) | 2032 | SC C | million_m3 | Before Competition Groups | 1.6642 | 0 | 0 | 1006.5092 | 0.0016535 | 18 | Industrial_2032_SC C_million_m3_Before Competition Groups_18 | VAV Conversion Project (Gas) | 0.1653% | 0 | 1.6642 | Industrial_2032_SC C_million_m3_Before Competition Groups_VAV Conversion Project (Gas)
Industrial | Ind ¦ HE HVAC Controls | 2032 | SC C | million_m3 | Before Competition Groups | 0.8467 | 0 | 0 | 1006.5092 | 0.00084122 | 19 | Industrial_2032_SC C_million_m3_Before Competition Groups_19 | HE HVAC Controls | 0.08412% | 0 | 0.8467 | Industrial_2032_SC C_million_m3_Before Competition Groups_HE HVAC Controls
Industrial | Ind ¦ Process Heat Recovery (Gas) - HVAC | 2032 | SC C | million_m3 | Before Competition Groups | 0.49245 | 0 | 0 | 1006.5092 | 0.00048927 | 20 | Industrial_2032_SC C_million_m3_Before Competition Groups_20 | Process Heat Recovery (Gas) - HVAC | 0.04893% | 0 | 0.49245 | Industrial_2032_SC C_million_m3_Before Competition Groups_Process Heat Recovery (Gas) - HVAC
Industrial | Ind ¦ Insulation - Steam - Direct | 2032 | SC C | million_m3 | Before Competition Groups | 0.27943 | 0 | 0 | 1006.5092 | 0.00027762 | 21 | Industrial_2032_SC C_million_m3_Before Competition Groups_21 | Insulation - Steam - Direct | 0.02776% | 0 | 0.27943 | Industrial_2032_SC C_million_m3_Before Competition Groups_Insulation - Steam - Direct
Industrial | Ind ¦ Insulation - Steam - HVAC | 2032 | SC C | million_m3 | Before Competition Groups | 0.068835 | 0 | 0 | 1006.5092 | 6.839e-05 | 22 | Industrial_2032_SC C_million_m3_Before Competition Groups_22 | Insulation - Steam - HVAC | 0.006839% | 0 | 0.068835 | Industrial_2032_SC C_million_m3_Before Competition Groups_Insulation - Steam - HVAC
Industrial | Ind ¦ HE HVAC Units | 2032 | SC C | million_m3 | Before Competition Groups | 0.044468 | 0 | 0 | 1006.5092 | 4.418e-05 | 23 | Industrial_2032_SC C_million_m3_Before Competition Groups_23 | HE HVAC Units | 0.004418% | 0 | 0.044468 | Industrial_2032_SC C_million_m3_Before Competition Groups_HE HVAC Units
Industrial | Ind ¦ Solar Walls | 2032 | SC C | million_m3 | Before Competition Groups | 0.017784 | 0 | 0 | 1006.5092 | 1.7669e-05 | 24 | Industrial_2032_SC C_million_m3_Before Competition Groups_24 | Solar Walls | 0.001767% | 0 | 0.017784 | Industrial_2032_SC C_million_m3_Before Competition Groups_Solar Walls
Industrial | Ind ¦ High Efficiency Furnaces | 2032 | SC C | million_m3 | Before Competition Groups | 0.0029847 | 0 | 0 | 1006.5092 | 2.9654e-06 | 25 | Industrial_2032_SC C_million_m3_Before Competition Groups_25 | High Efficiency Furnaces | 0.0002965% | 0 | 0.0029847 | Industrial_2032_SC C_million_m3_Before Competition Groups_High Efficiency Furnaces
Industrial | Ind ¦ Steam Trap Repair | 2032 | SC C | million_m3 | Before Competition Groups | 0 | 0 | 0 | 1006.5092 | 0 | 26 | Industrial_2032_SC C_million_m3_Before Competition Groups_26 | Steam Trap Repair | 0% | 0 | 0 | Industrial_2032_SC C_million_m3_Before Competition Groups_Steam Trap Repair
Industrial | Ind ¦ Process Heat Improvements | 2032 | Technical | million_m3 | Before Competition Groups | 827.2073 | 0 | 0 | 2427.6062 | 0.34075 | 1 | Industrial_2032_Technical_million_m3_Before Competition Groups_1 | Process Heat Improvements | 34.08% | 0 | 827.2073 | Industrial_2032_Technical_million_m3_Before Competition Groups_Process Heat Improvements
Industrial | Ind ¦ Boiler Upgrade | 2032 | Technical | million_m3 | Before Competition Groups | 316.2013 | 0 | 0 | 2427.6062 | 0.13025 | 2 | Industrial_2032_Technical_million_m3_Before Competition Groups_2 | Boiler Upgrade | 13.03% | 0 | 316.2013 | Industrial_2032_Technical_million_m3_Before Competition Groups_Boiler Upgrade
Industrial | Ind ¦ Process Heat Recovery (Gas) | 2032 | Technical | million_m3 | Before Competition Groups | 303.3321 | 0 | 0 | 2427.6062 | 0.12495 | 3 | Industrial_2032_Technical_million_m3_Before Competition Groups_3 | Process Heat Recovery (Gas) | 12.5% | 0 | 303.3321 | Industrial_2032_Technical_million_m3_Before Competition Groups_Process Heat Recovery (Gas)
Industrial | Ind ¦ Recommissioning | 2032 | Technical | million_m3 | Before Competition Groups | 218.3228 | 0 | 0 | 2427.6062 | 0.089933 | 4 | Industrial_2032_Technical_million_m3_Before Competition Groups_4 | Recommissioning | 8.993% | 0 | 218.3228 | Industrial_2032_Technical_million_m3_Before Competition Groups_Recommissioning
Industrial | Ind ¦ High Efficiency Burners | 2032 | Technical | million_m3 | Before Competition Groups | 156.117 | 0 | 0 | 2427.6062 | 0.064309 | 5 | Industrial_2032_Technical_million_m3_Before Competition Groups_5 | High Efficiency Burners | 6.431% | 0 | 156.117 | Industrial_2032_Technical_million_m3_Before Competition Groups_High Efficiency Burners
Industrial | Ind ¦ Improved Controls -Process Heating Gas | 2032 | Technical | million_m3 | Before Competition Groups | 139.1832 | 0 | 0 | 2427.6062 | 0.057334 | 6 | Industrial_2032_Technical_million_m3_Before Competition Groups_6 | Improved Controls -Process Heating Gas | 5.733% | 0 | 139.1832 | Industrial_2032_Technical_million_m3_Before Competition Groups_Improved Controls -Process Heating Gas
Industrial | Ind ¦ Greenhouse Envelope Improvements | 2032 | Technical | million_m3 | Before Competition Groups | 85.4402 | 0 | 0 | 2427.6062 | 0.035195 | 7 | Industrial_2032_Technical_million_m3_Before Competition Groups_7 | Greenhouse Envelope Improvements | 3.52% | 0 | 85.4402 | Industrial_2032_Technical_million_m3_Before Competition Groups_Greenhouse Envelope Improvements
Industrial | Ind ¦ Boiler Tune Up | 2032 | Technical | million_m3 | Before Competition Groups | 43.2632 | 0 | 0 | 2427.6062 | 0.017821 | 8 | Industrial_2032_Technical_million_m3_Before Competition Groups_8 | Boiler Tune Up | 1.782% | 0 | 43.2632 | Industrial_2032_Technical_million_m3_Before Competition Groups_Boiler Tune Up
Industrial | Ind ¦ Insulation - Steam | 2032 | Technical | million_m3 | Before Competition Groups | 41.7031 | 0 | 0 | 2427.6062 | 0.017179 | 9 | Industrial_2032_Technical_million_m3_Before Competition Groups_9 | Insulation - Steam | 1.718% | 0 | 41.7031 | Industrial_2032_Technical_million_m3_Before Competition Groups_Insulation - Steam
Industrial | Ind ¦ High Efficiency HVAC Fans (Gas) | 2032 | Technical | million_m3 | Before Competition Groups | 39.7869 | 0 | 0 | 2427.6062 | 0.016389 | 10 | Industrial_2032_Technical_million_m3_Before Competition Groups_10 | High Efficiency HVAC Fans (Gas) | 1.639% | 0 | 39.7869 | Industrial_2032_Technical_million_m3_Before Competition Groups_High Efficiency HVAC Fans (Gas)
Industrial | Ind ¦ VAV Conversion Project (Gas) | 2032 | Technical | million_m3 | Before Competition Groups | 34.8586 | 0 | 0 | 2427.6062 | 0.014359 | 11 | Industrial_2032_Technical_million_m3_Before Competition Groups_11 | VAV Conversion Project (Gas) | 1.436% | 0 | 34.8586 | Industrial_2032_Technical_million_m3_Before Competition Groups_VAV Conversion Project (Gas)
Industrial | Ind ¦ Direct Contact Water Heaters | 2032 | Technical | million_m3 | Before Competition Groups | 27.834 | 0 | 0 | 2427.6062 | 0.011466 | 12 | Industrial_2032_Technical_million_m3_Before Competition Groups_12 | Direct Contact Water Heaters | 1.147% | 0 | 27.834 | Industrial_2032_Technical_million_m3_Before Competition Groups_Direct Contact Water Heaters
Industrial | Ind ¦ Steam Leak Repairs | 2032 | Technical | million_m3 | Before Competition Groups | 26.2976 | 0 | 0 | 2427.6062 | 0.010833 | 13 | Industrial_2032_Technical_million_m3_Before Competition Groups_13 | Steam Leak Repairs | 1.083% | 0 | 26.2976 | Industrial_2032_Technical_million_m3_Before Competition Groups_Steam Leak Repairs
Industrial | Ind ¦ HE HVAC Controls | 2032 | Technical | million_m3 | Before Competition Groups | 23.7319 | 0 | 0 | 2427.6062 | 0.0097759 | 14 | Industrial_2032_Technical_million_m3_Before Competition Groups_14 | HE HVAC Controls | 0.9776% | 0 | 23.7319 | Industrial_2032_Technical_million_m3_Before Competition Groups_HE HVAC Controls
Industrial | Ind ¦ Loading Dock Seals | 2032 | Technical | million_m3 | Before Competition Groups | 23.7319 | 0 | 0 | 2427.6062 | 0.0097759 | 15 | Industrial_2032_Technical_million_m3_Before Competition Groups_15 | Loading Dock Seals | 0.9776% | 0 | 23.7319 | Industrial_2032_Technical_million_m3_Before Competition Groups_Loading Dock Seals
Industrial | Ind ¦ Steam Trap Repair | 2032 | Technical | million_m3 | Before Competition Groups | 19.9615 | 0 | 0 | 2427.6062 | 0.0082227 | 16 | Industrial_2032_Technical_million_m3_Before Competition Groups_16 | Steam Trap Repair | 0.8223% | 0 | 19.9615 | Industrial_2032_Technical_million_m3_Before Competition Groups_Steam Trap Repair
Industrial | Ind ¦ High Efficiency Furnaces | 2032 | Technical | million_m3 | Before Competition Groups | 17.971 | 0 | 0 | 2427.6062 | 0.0074028 | 17 | Industrial_2032_Technical_million_m3_Before Competition Groups_17 | High Efficiency Furnaces | 0.7403% | 0 | 17.971 | Industrial_2032_Technical_million_m3_Before Competition Groups_High Efficiency Furnaces
Industrial | Ind ¦ Insulation - Steam (AG) | 2032 | Technical | million_m3 | Before Competition Groups | 17.8501 | 0 | 0 | 2427.6062 | 0.007353 | 18 | Industrial_2032_Technical_million_m3_Before Competition Groups_18 | Insulation - Steam (AG) | 0.7353% | 0 | 17.8501 | Industrial_2032_Technical_million_m3_Before Competition Groups_Insulation - Steam (AG)
Industrial | Ind ¦ Air Compressor Heat Recovery | 2032 | Technical | million_m3 | Before Competition Groups | 15.2876 | 0 | 0 | 2427.6062 | 0.0062974 | 19 | Industrial_2032_Technical_million_m3_Before Competition Groups_19 | Air Compressor Heat Recovery | 0.6297% | 0 | 15.2876 | Industrial_2032_Technical_million_m3_Before Competition Groups_Air Compressor Heat Recovery
Industrial | Ind ¦ Steam Turbine Optimization | 2032 | Technical | million_m3 | Before Competition Groups | 9.7601 | 0 | 0 | 2427.6062 | 0.0040205 | 20 | Industrial_2032_Technical_million_m3_Before Competition Groups_20 | Steam Turbine Optimization | 0.402% | 0 | 9.7601 | Industrial_2032_Technical_million_m3_Before Competition Groups_Steam Turbine Optimization
Industrial | Ind ¦ Process Optimization (Gas) | 2032 | Technical | million_m3 | Before Competition Groups | 8.9846 | 0 | 0 | 2427.6062 | 0.003701 | 21 | Industrial_2032_Technical_million_m3_Before Competition Groups_21 | Process Optimization (Gas) | 0.3701% | 0 | 8.9846 | Industrial_2032_Technical_million_m3_Before Competition Groups_Process Optimization (Gas)
Industrial | Ind ¦ HE Stock Tank | 2032 | Technical | million_m3 | Before Competition Groups | 8.6119 | 0 | 0 | 2427.6062 | 0.0035475 | 22 | Industrial_2032_Technical_million_m3_Before Competition Groups_22 | HE Stock Tank | 0.3548% | 0 | 8.6119 | Industrial_2032_Technical_million_m3_Before Competition Groups_HE Stock Tank
Industrial | Ind ¦ Gas Turbine Optimization | 2032 | Technical | million_m3 | Before Competition Groups | 7.3201 | 0 | 0 | 2427.6062 | 0.0030153 | 23 | Industrial_2032_Technical_million_m3_Before Competition Groups_23 | Gas Turbine Optimization | 0.3015% | 0 | 7.3201 | Industrial_2032_Technical_million_m3_Before Competition Groups_Gas Turbine Optimization
Industrial | Ind ¦ Ventilation Optimization (Gas) | 2032 | Technical | million_m3 | Before Competition Groups | 4.7572 | 0 | 0 | 2427.6062 | 0.0019596 | 24 | Industrial_2032_Technical_million_m3_Before Competition Groups_24 | Ventilation Optimization (Gas) | 0.196% | 0 | 4.7572 | Industrial_2032_Technical_million_m3_Before Competition Groups_Ventilation Optimization (Gas)
Industrial | Ind ¦ Solar Walls | 2032 | Technical | million_m3 | Before Competition Groups | 4.7021 | 0 | 0 | 2427.6062 | 0.0019369 | 25 | Industrial_2032_Technical_million_m3_Before Competition Groups_25 | Solar Walls | 0.1937% | 0 | 4.7021 | Industrial_2032_Technical_million_m3_Before Competition Groups_Solar Walls
Industrial | Ind ¦ HE HVAC Units | 2032 | Technical | million_m3 | Before Competition Groups | 1.9543 | 0 | 0 | 2427.6062 | 0.00080505 | 26 | Industrial_2032_Technical_million_m3_Before Competition Groups_26 | HE HVAC Units | 0.08051% | 0 | 1.9543 | Industrial_2032_Technical_million_m3_Before Competition Groups_HE HVAC Units
Industrial | Ind ¦ Boiler Tune Up - Direct | 2032 | Technical | million_m3 | Before Competition Groups | 1.4767 | 0 | 0 | 2427.6062 | 0.00060831 | 27 | Industrial_2032_Technical_million_m3_Before Competition Groups_27 | Boiler Tune Up - Direct | 0.06083% | 0 | 1.4767 | Industrial_2032_Technical_million_m3_Before Competition Groups_Boiler Tune Up - Direct
Industrial | Ind ¦ Process Heat Recovery (Gas) - HVAC | 2032 | Technical | million_m3 | Before Competition Groups | 1.0137 | 0 | 0 | 2427.6062 | 0.00041759 | 28 | Industrial_2032_Technical_million_m3_Before Competition Groups_28 | Process Heat Recovery (Gas) - HVAC | 0.04176% | 0 | 1.0137 | Industrial_2032_Technical_million_m3_Before Competition Groups_Process Heat Recovery (Gas) - HVAC
Industrial | Ind ¦ Insulation - Steam - Direct | 2032 | Technical | million_m3 | Before Competition Groups | 0.67583 | 0 | 0 | 2427.6062 | 0.0002784 | 29 | Industrial_2032_Technical_million_m3_Before Competition Groups_29 | Insulation - Steam - Direct | 0.02784% | 0 | 0.67583 | Industrial_2032_Technical_million_m3_Before Competition Groups_Insulation - Steam - Direct
Industrial | Ind ¦ Insulation - Steam - HVAC | 2032 | Technical | million_m3 | Before Competition Groups | 0.14055 | 0 | 0 | 2427.6062 | 5.7896e-05 | 30 | Industrial_2032_Technical_million_m3_Before Competition Groups_30 | Insulation - Steam - HVAC | 0.00579% | 0 | 0.14055 | Industrial_2032_Technical_million_m3_Before Competition Groups_Insulation - Steam - HVAC
Industrial | Ind ¦ Boiler Tune Up - HVAC | 2032 | Technical | million_m3 | Before Competition Groups | 0.12778 | 0 | 0 | 2427.6062 | 5.2636e-05 | 31 | Industrial_2032_Technical_million_m3_Before Competition Groups_31 | Boiler Tune Up - HVAC | 0.005264% | 0 | 0.12778 | Industrial_2032_Technical_million_m3_Before Competition Groups_Boiler Tune Up - HVAC
Industrial | Ind ¦ Process Heat Improvements | 2033 | Economic | million_m3 | Before Competition Groups | 841.4527 | 0 | 0 | 2331.5974 | 0.36089 | 1 | Industrial_2033_Economic_million_m3_Before Competition Groups_1 | Process Heat Improvements | 36.09% | 0 | 841.4527 | Industrial_2033_Economic_million_m3_Before Competition Groups_Process Heat Improvements
Industrial | Ind ¦ Boiler Upgrade | 2033 | Economic | million_m3 | Before Competition Groups | 322.3592 | 0 | 0 | 2331.5974 | 0.13826 | 2 | Industrial_2033_Economic_million_m3_Before Competition Groups_2 | Boiler Upgrade | 13.83% | 0 | 322.3592 | Industrial_2033_Economic_million_m3_Before Competition Groups_Boiler Upgrade
Industrial | Ind ¦ Process Heat Recovery (Gas) | 2033 | Economic | million_m3 | Before Competition Groups | 303.3321 | 0 | 0 | 2331.5974 | 0.1301 | 3 | Industrial_2033_Economic_million_m3_Before Competition Groups_3 | Process Heat Recovery (Gas) | 13.01% | 0 | 303.3321 | Industrial_2033_Economic_million_m3_Before Competition Groups_Process Heat Recovery (Gas)
Industrial | Ind ¦ Recommissioning | 2033 | Economic | million_m3 | Before Competition Groups | 218.3228 | 0 | 0 | 2331.5974 | 0.093637 | 4 | Industrial_2033_Economic_million_m3_Before Competition Groups_4 | Recommissioning | 9.364% | 0 | 218.3228 | Industrial_2033_Economic_million_m3_Before Competition Groups_Recommissioning
Industrial | Ind ¦ High Efficiency Burners | 2033 | Economic | million_m3 | Before Competition Groups | 158.8055 | 0 | 0 | 2331.5974 | 0.06811 | 5 | Industrial_2033_Economic_million_m3_Before Competition Groups_5 | High Efficiency Burners | 6.811% | 0 | 158.8055 | Industrial_2033_Economic_million_m3_Before Competition Groups_High Efficiency Burners
Industrial | Ind ¦ Improved Controls -Process Heating Gas | 2033 | Economic | million_m3 | Before Competition Groups | 139.1832 | 0 | 0 | 2331.5974 | 0.059694 | 6 | Industrial_2033_Economic_million_m3_Before Competition Groups_6 | Improved Controls -Process Heating Gas | 5.969% | 0 | 139.1832 | Industrial_2033_Economic_million_m3_Before Competition Groups_Improved Controls -Process Heating Gas
Industrial | Ind ¦ Greenhouse Envelope Improvements | 2033 | Economic | million_m3 | Before Competition Groups | 87.1871 | 0 | 0 | 2331.5974 | 0.037394 | 7 | Industrial_2033_Economic_million_m3_Before Competition Groups_7 | Greenhouse Envelope Improvements | 3.739% | 0 | 87.1871 | Industrial_2033_Economic_million_m3_Before Competition Groups_Greenhouse Envelope Improvements
Industrial | Ind ¦ Insulation - Steam | 2033 | Economic | million_m3 | Before Competition Groups | 41.7031 | 0 | 0 | 2331.5974 | 0.017886 | 8 | Industrial_2033_Economic_million_m3_Before Competition Groups_8 | Insulation - Steam | 1.789% | 0 | 41.7031 | Industrial_2033_Economic_million_m3_Before Competition Groups_Insulation - Steam
Industrial | Ind ¦ High Efficiency HVAC Fans (Gas) | 2033 | Economic | million_m3 | Before Competition Groups | 40.335 | 0 | 0 | 2331.5974 | 0.017299 | 9 | Industrial_2033_Economic_million_m3_Before Competition Groups_9 | High Efficiency HVAC Fans (Gas) | 1.73% | 0 | 40.335 | Industrial_2033_Economic_million_m3_Before Competition Groups_High Efficiency HVAC Fans (Gas)
Industrial | Ind ¦ VAV Conversion Project (Gas) | 2033 | Economic | million_m3 | Before Competition Groups | 34.8791 | 0 | 0 | 2331.5974 | 0.014959 | 10 | Industrial_2033_Economic_million_m3_Before Competition Groups_10 | VAV Conversion Project (Gas) | 1.496% | 0 | 34.8791 | Industrial_2033_Economic_million_m3_Before Competition Groups_VAV Conversion Project (Gas)
Industrial | Ind ¦ Direct Contact Water Heaters | 2033 | Economic | million_m3 | Before Competition Groups | 28.3427 | 0 | 0 | 2331.5974 | 0.012156 | 11 | Industrial_2033_Economic_million_m3_Before Competition Groups_11 | Direct Contact Water Heaters | 1.216% | 0 | 28.3427 | Industrial_2033_Economic_million_m3_Before Competition Groups_Direct Contact Water Heaters
Industrial | Ind ¦ HE HVAC Controls | 2033 | Economic | million_m3 | Before Competition Groups | 23.7319 | 0 | 0 | 2331.5974 | 0.010178 | 12 | Industrial_2033_Economic_million_m3_Before Competition Groups_12 | HE HVAC Controls | 1.018% | 0 | 23.7319 | Industrial_2033_Economic_million_m3_Before Competition Groups_HE HVAC Controls
Industrial | Ind ¦ Insulation - Steam (AG) | 2033 | Economic | million_m3 | Before Competition Groups | 17.7843 | 0 | 0 | 2331.5974 | 0.0076275 | 13 | Industrial_2033_Economic_million_m3_Before Competition Groups_13 | Insulation - Steam (AG) | 0.7628% | 0 | 17.7843 | Industrial_2033_Economic_million_m3_Before Competition Groups_Insulation - Steam (AG)
Industrial | Ind ¦ Air Compressor Heat Recovery | 2033 | Economic | million_m3 | Before Competition Groups | 15.2876 | 0 | 0 | 2331.5974 | 0.0065567 | 14 | Industrial_2033_Economic_million_m3_Before Competition Groups_14 | Air Compressor Heat Recovery | 0.6557% | 0 | 15.2876 | Industrial_2033_Economic_million_m3_Before Competition Groups_Air Compressor Heat Recovery
Industrial | Ind ¦ High Efficiency Furnaces | 2033 | Economic | million_m3 | Before Competition Groups | 11.3944 | 0 | 0 | 2331.5974 | 0.004887 | 15 | Industrial_2033_Economic_million_m3_Before Competition Groups_15 | High Efficiency Furnaces | 0.4887% | 0 | 11.3944 | Industrial_2033_Economic_million_m3_Before Competition Groups_High Efficiency Furnaces
Industrial | Ind ¦ Steam Turbine Optimization | 2033 | Economic | million_m3 | Before Competition Groups | 9.7616 | 0 | 0 | 2331.5974 | 0.0041867 | 16 | Industrial_2033_Economic_million_m3_Before Competition Groups_16 | Steam Turbine Optimization | 0.4187% | 0 | 9.7616 | Industrial_2033_Economic_million_m3_Before Competition Groups_Steam Turbine Optimization
Industrial | Ind ¦ Process Optimization (Gas) | 2033 | Economic | million_m3 | Before Competition Groups | 8.9846 | 0 | 0 | 2331.5974 | 0.0038534 | 17 | Industrial_2033_Economic_million_m3_Before Competition Groups_17 | Process Optimization (Gas) | 0.3853% | 0 | 8.9846 | Industrial_2033_Economic_million_m3_Before Competition Groups_Process Optimization (Gas)
Industrial | Ind ¦ HE Stock Tank | 2033 | Economic | million_m3 | Before Competition Groups | 8.7562 | 0 | 0 | 2331.5974 | 0.0037555 | 18 | Industrial_2033_Economic_million_m3_Before Competition Groups_18 | HE Stock Tank | 0.3755% | 0 | 8.7562 | Industrial_2033_Economic_million_m3_Before Competition Groups_HE Stock Tank
Industrial | Ind ¦ Gas Turbine Optimization | 2033 | Economic | million_m3 | Before Competition Groups | 7.3212 | 0 | 0 | 2331.5974 | 0.00314 | 19 | Industrial_2033_Economic_million_m3_Before Competition Groups_19 | Gas Turbine Optimization | 0.314% | 0 | 7.3212 | Industrial_2033_Economic_million_m3_Before Competition Groups_Gas Turbine Optimization
Industrial | Ind ¦ Ventilation Optimization (Gas) | 2033 | Economic | million_m3 | Before Competition Groups | 4.7572 | 0 | 0 | 2331.5974 | 0.0020403 | 20 | Industrial_2033_Economic_million_m3_Before Competition Groups_20 | Ventilation Optimization (Gas) | 0.204% | 0 | 4.7572 | Industrial_2033_Economic_million_m3_Before Competition Groups_Ventilation Optimization (Gas)
Industrial | Ind ¦ Solar Walls | 2033 | Economic | million_m3 | Before Competition Groups | 4.7048 | 0 | 0 | 2331.5974 | 0.0020179 | 21 | Industrial_2033_Economic_million_m3_Before Competition Groups_21 | Solar Walls | 0.2018% | 0 | 4.7048 | Industrial_2033_Economic_million_m3_Before Competition Groups_Solar Walls
Industrial | Ind ¦ HE HVAC Units | 2033 | Economic | million_m3 | Before Competition Groups | 1.3809 | 0 | 0 | 2331.5974 | 0.00059225 | 22 | Industrial_2033_Economic_million_m3_Before Competition Groups_22 | HE HVAC Units | 0.05923% | 0 | 1.3809 | Industrial_2033_Economic_million_m3_Before Competition Groups_HE HVAC Units
Industrial | Ind ¦ Process Heat Recovery (Gas) - HVAC | 2033 | Economic | million_m3 | Before Competition Groups | 1.0137 | 0 | 0 | 2331.5974 | 0.00043478 | 23 | Industrial_2033_Economic_million_m3_Before Competition Groups_23 | Process Heat Recovery (Gas) - HVAC | 0.04348% | 0 | 1.0137 | Industrial_2033_Economic_million_m3_Before Competition Groups_Process Heat Recovery (Gas) - HVAC
Industrial | Ind ¦ Insulation - Steam - Direct | 2033 | Economic | million_m3 | Before Competition Groups | 0.67583 | 0 | 0 | 2331.5974 | 0.00028986 | 24 | Industrial_2033_Economic_million_m3_Before Competition Groups_24 | Insulation - Steam - Direct | 0.02899% | 0 | 0.67583 | Industrial_2033_Economic_million_m3_Before Competition Groups_Insulation - Steam - Direct
Industrial | Ind ¦ Insulation - Steam - HVAC | 2033 | Economic | million_m3 | Before Competition Groups | 0.14055 | 0 | 0 | 2331.5974 | 6.028e-05 | 25 | Industrial_2033_Economic_million_m3_Before Competition Groups_25 | Insulation - Steam - HVAC | 0.006028% | 0 | 0.14055 | Industrial_2033_Economic_million_m3_Before Competition Groups_Insulation - Steam - HVAC
Industrial | Ind ¦ Steam Trap Repair | 2033 | Economic | million_m3 | Before Competition Groups | 0 | 0 | 0 | 2331.5974 | 0 | 26 | Industrial_2033_Economic_million_m3_Before Competition Groups_26 | Steam Trap Repair | 0% | 0 | 0 | Industrial_2033_Economic_million_m3_Before Competition Groups_Steam Trap Repair
Industrial | Ind ¦ Process Heat Improvements | 2033 | SC A | million_m3 | Before Competition Groups | 193.8953 | 0 | 0 | 713.7192 | 0.27167 | 1 | Industrial_2033_SC A_million_m3_Before Competition Groups_1 | Process Heat Improvements | 27.17% | 0 | 193.8953 | Industrial_2033_SC A_million_m3_Before Competition Groups_Process Heat Improvements
Industrial | Ind ¦ Boiler Upgrade | 2033 | SC A | million_m3 | Before Competition Groups | 175.617 | 0 | 0 | 713.7192 | 0.24606 | 2 | Industrial_2033_SC A_million_m3_Before Competition Groups_2 | Boiler Upgrade | 24.61% | 0 | 175.617 | Industrial_2033_SC A_million_m3_Before Competition Groups_Boiler Upgrade
Industrial | Ind ¦ Recommissioning | 2033 | SC A | million_m3 | Before Competition Groups | 91.7088 | 0 | 0 | 713.7192 | 0.12849 | 3 | Industrial_2033_SC A_million_m3_Before Competition Groups_3 | Recommissioning | 12.85% | 0 | 91.7088 | Industrial_2033_SC A_million_m3_Before Competition Groups_Recommissioning
Industrial | Ind ¦ Greenhouse Envelope Improvements | 2033 | SC A | million_m3 | Before Competition Groups | 60.4032 | 0 | 0 | 713.7192 | 0.084632 | 4 | Industrial_2033_SC A_million_m3_Before Competition Groups_4 | Greenhouse Envelope Improvements | 8.463% | 0 | 60.4032 | Industrial_2033_SC A_million_m3_Before Competition Groups_Greenhouse Envelope Improvements
Industrial | Ind ¦ Improved Controls -Process Heating Gas | 2033 | SC A | million_m3 | Before Competition Groups | 58.2771 | 0 | 0 | 713.7192 | 0.081653 | 5 | Industrial_2033_SC A_million_m3_Before Competition Groups_5 | Improved Controls -Process Heating Gas | 8.165% | 0 | 58.2771 | Industrial_2033_SC A_million_m3_Before Competition Groups_Improved Controls -Process Heating Gas
Industrial | Ind ¦ Process Heat Recovery (Gas) | 2033 | SC A | million_m3 | Before Competition Groups | 42.0269 | 0 | 0 | 713.7192 | 0.058884 | 6 | Industrial_2033_SC A_million_m3_Before Competition Groups_6 | Process Heat Recovery (Gas) | 5.888% | 0 | 42.0269 | Industrial_2033_SC A_million_m3_Before Competition Groups_Process Heat Recovery (Gas)
Industrial | Ind ¦ Insulation - Steam | 2033 | SC A | million_m3 | Before Competition Groups | 20.2656 | 0 | 0 | 713.7192 | 0.028394 | 7 | Industrial_2033_SC A_million_m3_Before Competition Groups_7 | Insulation - Steam | 2.839% | 0 | 20.2656 | Industrial_2033_SC A_million_m3_Before Competition Groups_Insulation - Steam
Industrial | Ind ¦ Direct Contact Water Heaters | 2033 | SC A | million_m3 | Before Competition Groups | 14.4841 | 0 | 0 | 713.7192 | 0.020294 | 8 | Industrial_2033_SC A_million_m3_Before Competition Groups_8 | Direct Contact Water Heaters | 2.029% | 0 | 14.4841 | Industrial_2033_SC A_million_m3_Before Competition Groups_Direct Contact Water Heaters
Industrial | Ind ¦ Insulation - Steam (AG) | 2033 | SC A | million_m3 | Before Competition Groups | 10.5126 | 0 | 0 | 713.7192 | 0.014729 | 9 | Industrial_2033_SC A_million_m3_Before Competition Groups_9 | Insulation - Steam (AG) | 1.473% | 0 | 10.5126 | Industrial_2033_SC A_million_m3_Before Competition Groups_Insulation - Steam (AG)
Industrial | Ind ¦ High Efficiency HVAC Fans (Gas) | 2033 | SC A | million_m3 | Before Competition Groups | 8.392 | 0 | 0 | 713.7192 | 0.011758 | 10 | Industrial_2033_SC A_million_m3_Before Competition Groups_10 | High Efficiency HVAC Fans (Gas) | 1.176% | 0 | 8.392 | Industrial_2033_SC A_million_m3_Before Competition Groups_High Efficiency HVAC Fans (Gas)
Industrial | Ind ¦ Steam Turbine Optimization | 2033 | SC A | million_m3 | Before Competition Groups | 8.107 | 0 | 0 | 713.7192 | 0.011359 | 11 | Industrial_2033_SC A_million_m3_Before Competition Groups_11 | Steam Turbine Optimization | 1.136% | 0 | 8.107 | Industrial_2033_SC A_million_m3_Before Competition Groups_Steam Turbine Optimization
Industrial | Ind ¦ High Efficiency Burners | 2033 | SC A | million_m3 | Before Competition Groups | 8.0808 | 0 | 0 | 713.7192 | 0.011322 | 12 | Industrial_2033_SC A_million_m3_Before Competition Groups_12 | High Efficiency Burners | 1.132% | 0 | 8.0808 | Industrial_2033_SC A_million_m3_Before Competition Groups_High Efficiency Burners
Industrial | Ind ¦ Gas Turbine Optimization | 2033 | SC A | million_m3 | Before Competition Groups | 6.0006 | 0 | 0 | 713.7192 | 0.0084075 | 13 | Industrial_2033_SC A_million_m3_Before Competition Groups_13 | Gas Turbine Optimization | 0.8407% | 0 | 6.0006 | Industrial_2033_SC A_million_m3_Before Competition Groups_Gas Turbine Optimization
Industrial | Ind ¦ Air Compressor Heat Recovery | 2033 | SC A | million_m3 | Before Competition Groups | 5.1872 | 0 | 0 | 713.7192 | 0.0072679 | 14 | Industrial_2033_SC A_million_m3_Before Competition Groups_14 | Air Compressor Heat Recovery | 0.7268% | 0 | 5.1872 | Industrial_2033_SC A_million_m3_Before Competition Groups_Air Compressor Heat Recovery
Industrial | Ind ¦ Ventilation Optimization (Gas) | 2033 | SC A | million_m3 | Before Competition Groups | 4.2677 | 0 | 0 | 713.7192 | 0.0059795 | 15 | Industrial_2033_SC A_million_m3_Before Competition Groups_15 | Ventilation Optimization (Gas) | 0.5979% | 0 | 4.2677 | Industrial_2033_SC A_million_m3_Before Competition Groups_Ventilation Optimization (Gas)
Industrial | Ind ¦ HE Stock Tank | 2033 | SC A | million_m3 | Before Competition Groups | 3.1378 | 0 | 0 | 713.7192 | 0.0043965 | 16 | Industrial_2033_SC A_million_m3_Before Competition Groups_16 | HE Stock Tank | 0.4396% | 0 | 3.1378 | Industrial_2033_SC A_million_m3_Before Competition Groups_HE Stock Tank
Industrial | Ind ¦ Process Optimization (Gas) | 2033 | SC A | million_m3 | Before Competition Groups | 1.9092 | 0 | 0 | 713.7192 | 0.0026751 | 17 | Industrial_2033_SC A_million_m3_Before Competition Groups_17 | Process Optimization (Gas) | 0.2675% | 0 | 1.9092 | Industrial_2033_SC A_million_m3_Before Competition Groups_Process Optimization (Gas)
Industrial | Ind ¦ VAV Conversion Project (Gas) | 2033 | SC A | million_m3 | Before Competition Groups | 0.51994 | 0 | 0 | 713.7192 | 0.0007285 | 18 | Industrial_2033_SC A_million_m3_Before Competition Groups_18 | VAV Conversion Project (Gas) | 0.07285% | 0 | 0.51994 | Industrial_2033_SC A_million_m3_Before Competition Groups_VAV Conversion Project (Gas)
Industrial | Ind ¦ HE HVAC Controls | 2033 | SC A | million_m3 | Before Competition Groups | 0.35007 | 0 | 0 | 713.7192 | 0.00049049 | 19 | Industrial_2033_SC A_million_m3_Before Competition Groups_19 | HE HVAC Controls | 0.04905% | 0 | 0.35007 | Industrial_2033_SC A_million_m3_Before Competition Groups_HE HVAC Controls
Industrial | Ind ¦ Insulation - Steam - Direct | 2033 | SC A | million_m3 | Before Competition Groups | 0.30654 | 0 | 0 | 713.7192 | 0.0004295 | 20 | Industrial_2033_SC A_million_m3_Before Competition Groups_20 | Insulation - Steam - Direct | 0.04295% | 0 | 0.30654 | Industrial_2033_SC A_million_m3_Before Competition Groups_Insulation - Steam - Direct
Industrial | Ind ¦ Process Heat Recovery (Gas) - HVAC | 2033 | SC A | million_m3 | Before Competition Groups | 0.17072 | 0 | 0 | 713.7192 | 0.0002392 | 21 | Industrial_2033_SC A_million_m3_Before Competition Groups_21 | Process Heat Recovery (Gas) - HVAC | 0.02392% | 0 | 0.17072 | Industrial_2033_SC A_million_m3_Before Competition Groups_Process Heat Recovery (Gas) - HVAC
Industrial | Ind ¦ Insulation - Steam - HVAC | 2033 | SC A | million_m3 | Before Competition Groups | 0.075188 | 0 | 0 | 713.7192 | 0.00010535 | 22 | Industrial_2033_SC A_million_m3_Before Competition Groups_22 | Insulation - Steam - HVAC | 0.01053% | 0 | 0.075188 | Industrial_2033_SC A_million_m3_Before Competition Groups_Insulation - Steam - HVAC
Industrial | Ind ¦ HE HVAC Units | 2033 | SC A | million_m3 | Before Competition Groups | 0.018486 | 0 | 0 | 713.7192 | 2.5901e-05 | 23 | Industrial_2033_SC A_million_m3_Before Competition Groups_23 | HE HVAC Units | 0.00259% | 0 | 0.018486 | Industrial_2033_SC A_million_m3_Before Competition Groups_HE HVAC Units
Industrial | Ind ¦ Solar Walls | 2033 | SC A | million_m3 | Before Competition Groups | 0.004595 | 0 | 0 | 713.7192 | 6.4382e-06 | 24 | Industrial_2033_SC A_million_m3_Before Competition Groups_24 | Solar Walls | 0.0006438% | 0 | 0.004595 | Industrial_2033_SC A_million_m3_Before Competition Groups_Solar Walls
Industrial | Ind ¦ High Efficiency Furnaces | 2033 | SC A | million_m3 | Before Competition Groups | 0.00061909 | 0 | 0 | 713.7192 | 8.6741e-07 | 25 | Industrial_2033_SC A_million_m3_Before Competition Groups_25 | High Efficiency Furnaces | 8.674e-05% | 0 | 0.00061909 | Industrial_2033_SC A_million_m3_Before Competition Groups_High Efficiency Furnaces
Industrial | Ind ¦ Steam Trap Repair | 2033 | SC A | million_m3 | Before Competition Groups | 0 | 0 | 0 | 713.7192 | 0 | 26 | Industrial_2033_SC A_million_m3_Before Competition Groups_26 | Steam Trap Repair | 0% | 0 | 0 | Industrial_2033_SC A_million_m3_Before Competition Groups_Steam Trap Repair
Industrial | Ind ¦ Process Heat Improvements | 2033 | SC B | million_m3 | Before Competition Groups | 572.8621 | 0 | 0 | 1812.3067 | 0.3161 | 1 | Industrial_2033_SC B_million_m3_Before Competition Groups_1 | Process Heat Improvements | 31.61% | 0 | 572.8621 | Industrial_2033_SC B_million_m3_Before Competition Groups_Process Heat Improvements
Industrial | Ind ¦ Boiler Upgrade | 2033 | SC B | million_m3 | Before Competition Groups | 268.3056 | 0 | 0 | 1812.3067 | 0.14805 | 2 | Industrial_2033_SC B_million_m3_Before Competition Groups_2 | Boiler Upgrade | 14.8% | 0 | 268.3056 | Industrial_2033_SC B_million_m3_Before Competition Groups_Boiler Upgrade
Industrial | Ind ¦ Process Heat Recovery (Gas) | 2033 | SC B | million_m3 | Before Competition Groups | 264.219 | 0 | 0 | 1812.3067 | 0.14579 | 3 | Industrial_2033_SC B_million_m3_Before Competition Groups_3 | Process Heat Recovery (Gas) | 14.58% | 0 | 264.219 | Industrial_2033_SC B_million_m3_Before Competition Groups_Process Heat Recovery (Gas)
Industrial | Ind ¦ Recommissioning | 2033 | SC B | million_m3 | Before Competition Groups | 191.3149 | 0 | 0 | 1812.3067 | 0.10556 | 4 | Industrial_2033_SC B_million_m3_Before Competition Groups_4 | Recommissioning | 10.56% | 0 | 191.3149 | Industrial_2033_SC B_million_m3_Before Competition Groups_Recommissioning
Industrial | Ind ¦ Improved Controls -Process Heating Gas | 2033 | SC B | million_m3 | Before Competition Groups | 121.0508 | 0 | 0 | 1812.3067 | 0.066794 | 5 | Industrial_2033_SC B_million_m3_Before Competition Groups_5 | Improved Controls -Process Heating Gas | 6.679% | 0 | 121.0508 | Industrial_2033_SC B_million_m3_Before Competition Groups_Improved Controls -Process Heating Gas
Industrial | Ind ¦ High Efficiency Burners | 2033 | SC B | million_m3 | Before Competition Groups | 108.664 | 0 | 0 | 1812.3067 | 0.059959 | 6 | Industrial_2033_SC B_million_m3_Before Competition Groups_6 | High Efficiency Burners | 5.996% | 0 | 108.664 | Industrial_2033_SC B_million_m3_Before Competition Groups_High Efficiency Burners
Industrial | Ind ¦ Greenhouse Envelope Improvements | 2033 | SC B | million_m3 | Before Competition Groups | 74.3637 | 0 | 0 | 1812.3067 | 0.041033 | 7 | Industrial_2033_SC B_million_m3_Before Competition Groups_7 | Greenhouse Envelope Improvements | 4.103% | 0 | 74.3637 | Industrial_2033_SC B_million_m3_Before Competition Groups_Greenhouse Envelope Improvements
Industrial | Ind ¦ Insulation - Steam | 2033 | SC B | million_m3 | Before Competition Groups | 36.7513 | 0 | 0 | 1812.3067 | 0.020279 | 8 | Industrial_2033_SC B_million_m3_Before Competition Groups_8 | Insulation - Steam | 2.028% | 0 | 36.7513 | Industrial_2033_SC B_million_m3_Before Competition Groups_Insulation - Steam
Industrial | Ind ¦ High Efficiency HVAC Fans (Gas) | 2033 | SC B | million_m3 | Before Competition Groups | 32.615 | 0 | 0 | 1812.3067 | 0.017996 | 9 | Industrial_2033_SC B_million_m3_Before Competition Groups_9 | High Efficiency HVAC Fans (Gas) | 1.8% | 0 | 32.615 | Industrial_2033_SC B_million_m3_Before Competition Groups_High Efficiency HVAC Fans (Gas)
Industrial | Ind ¦ VAV Conversion Project (Gas) | 2033 | SC B | million_m3 | Before Competition Groups | 30.6483 | 0 | 0 | 1812.3067 | 0.016911 | 10 | Industrial_2033_SC B_million_m3_Before Competition Groups_10 | VAV Conversion Project (Gas) | 1.691% | 0 | 30.6483 | Industrial_2033_SC B_million_m3_Before Competition Groups_VAV Conversion Project (Gas)
Industrial | Ind ¦ Direct Contact Water Heaters | 2033 | SC B | million_m3 | Before Competition Groups | 21.9507 | 0 | 0 | 1812.3067 | 0.012112 | 11 | Industrial_2033_SC B_million_m3_Before Competition Groups_11 | Direct Contact Water Heaters | 1.211% | 0 | 21.9507 | Industrial_2033_SC B_million_m3_Before Competition Groups_Direct Contact Water Heaters
Industrial | Ind ¦ HE HVAC Controls | 2033 | SC B | million_m3 | Before Competition Groups | 21.4001 | 0 | 0 | 1812.3067 | 0.011808 | 12 | Industrial_2033_SC B_million_m3_Before Competition Groups_12 | HE HVAC Controls | 1.181% | 0 | 21.4001 | Industrial_2033_SC B_million_m3_Before Competition Groups_HE HVAC Controls
Industrial | Ind ¦ Insulation - Steam (AG) | 2033 | SC B | million_m3 | Before Competition Groups | 17.9331 | 0 | 0 | 1812.3067 | 0.0098952 | 13 | Industrial_2033_SC B_million_m3_Before Competition Groups_13 | Insulation - Steam (AG) | 0.9895% | 0 | 17.9331 | Industrial_2033_SC B_million_m3_Before Competition Groups_Insulation - Steam (AG)
Industrial | Ind ¦ Air Compressor Heat Recovery | 2033 | SC B | million_m3 | Before Competition Groups | 13.5633 | 0 | 0 | 1812.3067 | 0.007484 | 14 | Industrial_2033_SC B_million_m3_Before Competition Groups_14 | Air Compressor Heat Recovery | 0.7484% | 0 | 13.5633 | Industrial_2033_SC B_million_m3_Before Competition Groups_Air Compressor Heat Recovery
Industrial | Ind ¦ Steam Turbine Optimization | 2033 | SC B | million_m3 | Before Competition Groups | 8.3982 | 0 | 0 | 1812.3067 | 0.004634 | 15 | Industrial_2033_SC B_million_m3_Before Competition Groups_15 | Steam Turbine Optimization | 0.4634% | 0 | 8.3982 | Industrial_2033_SC B_million_m3_Before Competition Groups_Steam Turbine Optimization
Industrial | Ind ¦ Gas Turbine Optimization | 2033 | SC B | million_m3 | Before Competition Groups | 6.2986 | 0 | 0 | 1812.3067 | 0.0034755 | 16 | Industrial_2033_SC B_million_m3_Before Competition Groups_16 | Gas Turbine Optimization | 0.3475% | 0 | 6.2986 | Industrial_2033_SC B_million_m3_Before Competition Groups_Gas Turbine Optimization
Industrial | Ind ¦ HE Stock Tank | 2033 | SC B | million_m3 | Before Competition Groups | 5.9504 | 0 | 0 | 1812.3067 | 0.0032833 | 17 | Industrial_2033_SC B_million_m3_Before Competition Groups_17 | HE Stock Tank | 0.3283% | 0 | 5.9504 | Industrial_2033_SC B_million_m3_Before Competition Groups_HE Stock Tank
Industrial | Ind ¦ Ventilation Optimization (Gas) | 2033 | SC B | million_m3 | Before Competition Groups | 4.2677 | 0 | 0 | 1812.3067 | 0.0023548 | 18 | Industrial_2033_SC B_million_m3_Before Competition Groups_18 | Ventilation Optimization (Gas) | 0.2355% | 0 | 4.2677 | Industrial_2033_SC B_million_m3_Before Competition Groups_Ventilation Optimization (Gas)
Industrial | Ind ¦ Solar Walls | 2033 | SC B | million_m3 | Before Competition Groups | 4.1341 | 0 | 0 | 1812.3067 | 0.0022811 | 19 | Industrial_2033_SC B_million_m3_Before Competition Groups_19 | Solar Walls | 0.2281% | 0 | 4.1341 | Industrial_2033_SC B_million_m3_Before Competition Groups_Solar Walls
Industrial | Ind ¦ High Efficiency Furnaces | 2033 | SC B | million_m3 | Before Competition Groups | 2.856 | 0 | 0 | 1812.3067 | 0.0015759 | 20 | Industrial_2033_SC B_million_m3_Before Competition Groups_20 | High Efficiency Furnaces | 0.1576% | 0 | 2.856 | Industrial_2033_SC B_million_m3_Before Competition Groups_High Efficiency Furnaces
Industrial | Ind ¦ Process Optimization (Gas) | 2033 | SC B | million_m3 | Before Competition Groups | 1.9092 | 0 | 0 | 1812.3067 | 0.0010535 | 21 | Industrial_2033_SC B_million_m3_Before Competition Groups_21 | Process Optimization (Gas) | 0.1053% | 0 | 1.9092 | Industrial_2033_SC B_million_m3_Before Competition Groups_Process Optimization (Gas)
Industrial | Ind ¦ HE HVAC Units | 2033 | SC B | million_m3 | Before Competition Groups | 1.2173 | 0 | 0 | 1812.3067 | 0.00067169 | 22 | Industrial_2033_SC B_million_m3_Before Competition Groups_22 | HE HVAC Units | 0.06717% | 0 | 1.2173 | Industrial_2033_SC B_million_m3_Before Competition Groups_HE HVAC Units
Industrial | Ind ¦ Process Heat Recovery (Gas) - HVAC | 2033 | SC B | million_m3 | Before Competition Groups | 0.92507 | 0 | 0 | 1812.3067 | 0.00051044 | 23 | Industrial_2033_SC B_million_m3_Before Competition Groups_23 | Process Heat Recovery (Gas) - HVAC | 0.05104% | 0 | 0.92507 | Industrial_2033_SC B_million_m3_Before Competition Groups_Process Heat Recovery (Gas) - HVAC
Industrial | Ind ¦ Insulation - Steam - Direct | 2033 | SC B | million_m3 | Before Competition Groups | 0.5798 | 0 | 0 | 1812.3067 | 0.00031992 | 24 | Industrial_2033_SC B_million_m3_Before Competition Groups_24 | Insulation - Steam - Direct | 0.03199% | 0 | 0.5798 | Industrial_2033_SC B_million_m3_Before Competition Groups_Insulation - Steam - Direct
Industrial | Ind ¦ Insulation - Steam - HVAC | 2033 | SC B | million_m3 | Before Competition Groups | 0.12826 | 0 | 0 | 1812.3067 | 7.0769e-05 | 25 | Industrial_2033_SC B_million_m3_Before Competition Groups_25 | Insulation - Steam - HVAC | 0.007077% | 0 | 0.12826 | Industrial_2033_SC B_million_m3_Before Competition Groups_Insulation - Steam - HVAC
Industrial | Ind ¦ Steam Trap Repair | 2033 | SC B | million_m3 | Before Competition Groups | 0 | 0 | 0 | 1812.3067 | 0 | 26 | Industrial_2033_SC B_million_m3_Before Competition Groups_26 | Steam Trap Repair | 0% | 0 | 0 | Industrial_2033_SC B_million_m3_Before Competition Groups_Steam Trap Repair
Industrial | Ind ¦ Process Heat Improvements | 2033 | SC C | million_m3 | Before Competition Groups | 305.6191 | 0 | 0 | 1095.7842 | 0.2789 | 1 | Industrial_2033_SC C_million_m3_Before Competition Groups_1 | Process Heat Improvements | 27.89% | 0 | 305.6191 | Industrial_2033_SC C_million_m3_Before Competition Groups_Process Heat Improvements
Industrial | Ind ¦ Boiler Upgrade | 2033 | SC C | million_m3 | Before Competition Groups | 268.3056 | 0 | 0 | 1095.7842 | 0.24485 | 2 | Industrial_2033_SC C_million_m3_Before Competition Groups_2 | Boiler Upgrade | 24.49% | 0 | 268.3056 | Industrial_2033_SC C_million_m3_Before Competition Groups_Boiler Upgrade
Industrial | Ind ¦ Process Heat Recovery (Gas) | 2033 | SC C | million_m3 | Before Competition Groups | 142.7299 | 0 | 0 | 1095.7842 | 0.13025 | 3 | Industrial_2033_SC C_million_m3_Before Competition Groups_3 | Process Heat Recovery (Gas) | 13.03% | 0 | 142.7299 | Industrial_2033_SC C_million_m3_Before Competition Groups_Process Heat Recovery (Gas)
Industrial | Ind ¦ Recommissioning | 2033 | SC C | million_m3 | Before Competition Groups | 104.3323 | 0 | 0 | 1095.7842 | 0.095212 | 4 | Industrial_2033_SC C_million_m3_Before Competition Groups_4 | Recommissioning | 9.521% | 0 | 104.3323 | Industrial_2033_SC C_million_m3_Before Competition Groups_Recommissioning
Industrial | Ind ¦ Improved Controls -Process Heating Gas | 2033 | SC C | million_m3 | Before Competition Groups | 65.7096 | 0 | 0 | 1095.7842 | 0.059966 | 5 | Industrial_2033_SC C_million_m3_Before Competition Groups_5 | Improved Controls -Process Heating Gas | 5.997% | 0 | 65.7096 | Industrial_2033_SC C_million_m3_Before Competition Groups_Improved Controls -Process Heating Gas
Industrial | Ind ¦ Greenhouse Envelope Improvements | 2033 | SC C | million_m3 | Before Competition Groups | 60.4032 | 0 | 0 | 1095.7842 | 0.055123 | 6 | Industrial_2033_SC C_million_m3_Before Competition Groups_6 | Greenhouse Envelope Improvements | 5.512% | 0 | 60.4032 | Industrial_2033_SC C_million_m3_Before Competition Groups_Greenhouse Envelope Improvements
Industrial | Ind ¦ High Efficiency Burners | 2033 | SC C | million_m3 | Before Competition Groups | 52.04 | 0 | 0 | 1095.7842 | 0.047491 | 7 | Industrial_2033_SC C_million_m3_Before Competition Groups_7 | High Efficiency Burners | 4.749% | 0 | 52.04 | Industrial_2033_SC C_million_m3_Before Competition Groups_High Efficiency Burners
Industrial | Ind ¦ Insulation - Steam | 2033 | SC C | million_m3 | Before Competition Groups | 20.3657 | 0 | 0 | 1095.7842 | 0.018586 | 8 | Industrial_2033_SC C_million_m3_Before Competition Groups_8 | Insulation - Steam | 1.859% | 0 | 20.3657 | Industrial_2033_SC C_million_m3_Before Competition Groups_Insulation - Steam
Industrial | Ind ¦ High Efficiency HVAC Fans (Gas) | 2033 | SC C | million_m3 | Before Competition Groups | 15.8524 | 0 | 0 | 1095.7842 | 0.014467 | 9 | Industrial_2033_SC C_million_m3_Before Competition Groups_9 | High Efficiency HVAC Fans (Gas) | 1.447% | 0 | 15.8524 | Industrial_2033_SC C_million_m3_Before Competition Groups_High Efficiency HVAC Fans (Gas)
Industrial | Ind ¦ Direct Contact Water Heaters | 2033 | SC C | million_m3 | Before Competition Groups | 14.4841 | 0 | 0 | 1095.7842 | 0.013218 | 10 | Industrial_2033_SC C_million_m3_Before Competition Groups_10 | Direct Contact Water Heaters | 1.322% | 0 | 14.4841 | Industrial_2033_SC C_million_m3_Before Competition Groups_Direct Contact Water Heaters
Industrial | Ind ¦ Insulation - Steam (AG) | 2033 | SC C | million_m3 | Before Competition Groups | 10.5634 | 0 | 0 | 1095.7842 | 0.0096401 | 11 | Industrial_2033_SC C_million_m3_Before Competition Groups_11 | Insulation - Steam (AG) | 0.964% | 0 | 10.5634 | Industrial_2033_SC C_million_m3_Before Competition Groups_Insulation - Steam (AG)
Industrial | Ind ¦ Steam Turbine Optimization | 2033 | SC C | million_m3 | Before Competition Groups | 8.3982 | 0 | 0 | 1095.7842 | 0.0076641 | 12 | Industrial_2033_SC C_million_m3_Before Competition Groups_12 | Steam Turbine Optimization | 0.7664% | 0 | 8.3982 | Industrial_2033_SC C_million_m3_Before Competition Groups_Steam Turbine Optimization
Industrial | Ind ¦ Air Compressor Heat Recovery | 2033 | SC C | million_m3 | Before Competition Groups | 7.6056 | 0 | 0 | 1095.7842 | 0.0069408 | 13 | Industrial_2033_SC C_million_m3_Before Competition Groups_13 | Air Compressor Heat Recovery | 0.6941% | 0 | 7.6056 | Industrial_2033_SC C_million_m3_Before Competition Groups_Air Compressor Heat Recovery
Industrial | Ind ¦ Gas Turbine Optimization | 2033 | SC C | million_m3 | Before Competition Groups | 6.2986 | 0 | 0 | 1095.7842 | 0.005748 | 14 | Industrial_2033_SC C_million_m3_Before Competition Groups_14 | Gas Turbine Optimization | 0.5748% | 0 | 6.2986 | Industrial_2033_SC C_million_m3_Before Competition Groups_Gas Turbine Optimization
Industrial | Ind ¦ Ventilation Optimization (Gas) | 2033 | SC C | million_m3 | Before Competition Groups | 4.2677 | 0 | 0 | 1095.7842 | 0.0038946 | 15 | Industrial_2033_SC C_million_m3_Before Competition Groups_15 | Ventilation Optimization (Gas) | 0.3895% | 0 | 4.2677 | Industrial_2033_SC C_million_m3_Before Competition Groups_Ventilation Optimization (Gas)
Industrial | Ind ¦ HE Stock Tank | 2033 | SC C | million_m3 | Before Competition Groups | 3.1757 | 0 | 0 | 1095.7842 | 0.0028981 | 16 | Industrial_2033_SC C_million_m3_Before Competition Groups_16 | HE Stock Tank | 0.2898% | 0 | 3.1757 | Industrial_2033_SC C_million_m3_Before Competition Groups_HE Stock Tank
Industrial | Ind ¦ Process Optimization (Gas) | 2033 | SC C | million_m3 | Before Competition Groups | 1.9092 | 0 | 0 | 1095.7842 | 0.0017423 | 17 | Industrial_2033_SC C_million_m3_Before Competition Groups_17 | Process Optimization (Gas) | 0.1742% | 0 | 1.9092 | Industrial_2033_SC C_million_m3_Before Competition Groups_Process Optimization (Gas)
Industrial | Ind ¦ VAV Conversion Project (Gas) | 2033 | SC C | million_m3 | Before Competition Groups | 1.81 | 0 | 0 | 1095.7842 | 0.0016518 | 18 | Industrial_2033_SC C_million_m3_Before Competition Groups_18 | VAV Conversion Project (Gas) | 0.1652% | 0 | 1.81 | Industrial_2033_SC C_million_m3_Before Competition Groups_VAV Conversion Project (Gas)
Industrial | Ind ¦ HE HVAC Controls | 2033 | SC C | million_m3 | Before Competition Groups | 0.91771 | 0 | 0 | 1095.7842 | 0.00083749 | 19 | Industrial_2033_SC C_million_m3_Before Competition Groups_19 | HE HVAC Controls | 0.08375% | 0 | 0.91771 | Industrial_2033_SC C_million_m3_Before Competition Groups_HE HVAC Controls
Industrial | Ind ¦ Process Heat Recovery (Gas) - HVAC | 2033 | SC C | million_m3 | Before Competition Groups | 0.54064 | 0 | 0 | 1095.7842 | 0.00049338 | 20 | Industrial_2033_SC C_million_m3_Before Competition Groups_20 | Process Heat Recovery (Gas) - HVAC | 0.04934% | 0 | 0.54064 | Industrial_2033_SC C_million_m3_Before Competition Groups_Process Heat Recovery (Gas) - HVAC
Industrial | Ind ¦ Insulation - Steam - Direct | 2033 | SC C | million_m3 | Before Competition Groups | 0.30804 | 0 | 0 | 1095.7842 | 0.00028112 | 21 | Industrial_2033_SC C_million_m3_Before Competition Groups_21 | Insulation - Steam - Direct | 0.02811% | 0 | 0.30804 | Industrial_2033_SC C_million_m3_Before Competition Groups_Insulation - Steam - Direct
Industrial | Ind ¦ Insulation - Steam - HVAC | 2033 | SC C | million_m3 | Before Competition Groups | 0.075548 | 0 | 0 | 1095.7842 | 6.8945e-05 | 22 | Industrial_2033_SC C_million_m3_Before Competition Groups_22 | Insulation - Steam - HVAC | 0.006894% | 0 | 0.075548 | Industrial_2033_SC C_million_m3_Before Competition Groups_Insulation - Steam - HVAC
Industrial | Ind ¦ HE HVAC Units | 2033 | SC C | million_m3 | Before Competition Groups | 0.048161 | 0 | 0 | 1095.7842 | 4.3951e-05 | 23 | Industrial_2033_SC C_million_m3_Before Competition Groups_23 | HE HVAC Units | 0.004395% | 0 | 0.048161 | Industrial_2033_SC C_million_m3_Before Competition Groups_HE HVAC Units
Industrial | Ind ¦ Solar Walls | 2033 | SC C | million_m3 | Before Competition Groups | 0.01918 | 0 | 0 | 1095.7842 | 1.7504e-05 | 24 | Industrial_2033_SC C_million_m3_Before Competition Groups_24 | Solar Walls | 0.00175% | 0 | 0.01918 | Industrial_2033_SC C_million_m3_Before Competition Groups_Solar Walls
Industrial | Ind ¦ High Efficiency Furnaces | 2033 | SC C | million_m3 | Before Competition Groups | 0.0045918 | 0 | 0 | 1095.7842 | 4.1905e-06 | 25 | Industrial_2033_SC C_million_m3_Before Competition Groups_25 | High Efficiency Furnaces | 0.000419% | 0 | 0.0045918 | Industrial_2033_SC C_million_m3_Before Competition Groups_High Efficiency Furnaces
Industrial | Ind ¦ Steam Trap Repair | 2033 | SC C | million_m3 | Before Competition Groups | 0 | 0 | 0 | 1095.7842 | 0 | 26 | Industrial_2033_SC C_million_m3_Before Competition Groups_26 | Steam Trap Repair | 0% | 0 | 0 | Industrial_2033_SC C_million_m3_Before Competition Groups_Steam Trap Repair
Industrial | Ind ¦ Process Heat Improvements | 2033 | Technical | million_m3 | Before Competition Groups | 841.4527 | 0 | 0 | 2453.9369 | 0.3429 | 1 | Industrial_2033_Technical_million_m3_Before Competition Groups_1 | Process Heat Improvements | 34.29% | 0 | 841.4527 | Industrial_2033_Technical_million_m3_Before Competition Groups_Process Heat Improvements
Industrial | Ind ¦ Boiler Upgrade | 2033 | Technical | million_m3 | Before Competition Groups | 322.3592 | 0 | 0 | 2453.9369 | 0.13136 | 2 | Industrial_2033_Technical_million_m3_Before Competition Groups_2 | Boiler Upgrade | 13.14% | 0 | 322.3592 | Industrial_2033_Technical_million_m3_Before Competition Groups_Boiler Upgrade
Industrial | Ind ¦ Process Heat Recovery (Gas) | 2033 | Technical | million_m3 | Before Competition Groups | 303.3321 | 0 | 0 | 2453.9369 | 0.12361 | 3 | Industrial_2033_Technical_million_m3_Before Competition Groups_3 | Process Heat Recovery (Gas) | 12.36% | 0 | 303.3321 | Industrial_2033_Technical_million_m3_Before Competition Groups_Process Heat Recovery (Gas)
Industrial | Ind ¦ Recommissioning | 2033 | Technical | million_m3 | Before Competition Groups | 218.3228 | 0 | 0 | 2453.9369 | 0.088968 | 4 | Industrial_2033_Technical_million_m3_Before Competition Groups_4 | Recommissioning | 8.897% | 0 | 218.3228 | Industrial_2033_Technical_million_m3_Before Competition Groups_Recommissioning
Industrial | Ind ¦ High Efficiency Burners | 2033 | Technical | million_m3 | Before Competition Groups | 158.8055 | 0 | 0 | 2453.9369 | 0.064715 | 5 | Industrial_2033_Technical_million_m3_Before Competition Groups_5 | High Efficiency Burners | 6.471% | 0 | 158.8055 | Industrial_2033_Technical_million_m3_Before Competition Groups_High Efficiency Burners
Industrial | Ind ¦ Improved Controls -Process Heating Gas | 2033 | Technical | million_m3 | Before Competition Groups | 139.1832 | 0 | 0 | 2453.9369 | 0.056718 | 6 | Industrial_2033_Technical_million_m3_Before Competition Groups_6 | Improved Controls -Process Heating Gas | 5.672% | 0 | 139.1832 | Industrial_2033_Technical_million_m3_Before Competition Groups_Improved Controls -Process Heating Gas
Industrial | Ind ¦ Greenhouse Envelope Improvements | 2033 | Technical | million_m3 | Before Competition Groups | 87.1871 | 0 | 0 | 2453.9369 | 0.035529 | 7 | Industrial_2033_Technical_million_m3_Before Competition Groups_7 | Greenhouse Envelope Improvements | 3.553% | 0 | 87.1871 | Industrial_2033_Technical_million_m3_Before Competition Groups_Greenhouse Envelope Improvements
Industrial | Ind ¦ Boiler Tune Up | 2033 | Technical | million_m3 | Before Competition Groups | 43.2632 | 0 | 0 | 2453.9369 | 0.01763 | 8 | Industrial_2033_Technical_million_m3_Before Competition Groups_8 | Boiler Tune Up | 1.763% | 0 | 43.2632 | Industrial_2033_Technical_million_m3_Before Competition Groups_Boiler Tune Up
Industrial | Ind ¦ Insulation - Steam | 2033 | Technical | million_m3 | Before Competition Groups | 41.7031 | 0 | 0 | 2453.9369 | 0.016994 | 9 | Industrial_2033_Technical_million_m3_Before Competition Groups_9 | Insulation - Steam | 1.699% | 0 | 41.7031 | Industrial_2033_Technical_million_m3_Before Competition Groups_Insulation - Steam
Industrial | Ind ¦ High Efficiency HVAC Fans (Gas) | 2033 | Technical | million_m3 | Before Competition Groups | 40.335 | 0 | 0 | 2453.9369 | 0.016437 | 10 | Industrial_2033_Technical_million_m3_Before Competition Groups_10 | High Efficiency HVAC Fans (Gas) | 1.644% | 0 | 40.335 | Industrial_2033_Technical_million_m3_Before Competition Groups_High Efficiency HVAC Fans (Gas)
Industrial | Ind ¦ VAV Conversion Project (Gas) | 2033 | Technical | million_m3 | Before Competition Groups | 34.8791 | 0 | 0 | 2453.9369 | 0.014214 | 11 | Industrial_2033_Technical_million_m3_Before Competition Groups_11 | VAV Conversion Project (Gas) | 1.421% | 0 | 34.8791 | Industrial_2033_Technical_million_m3_Before Competition Groups_VAV Conversion Project (Gas)
Industrial | Ind ¦ Direct Contact Water Heaters | 2033 | Technical | million_m3 | Before Competition Groups | 28.3427 | 0 | 0 | 2453.9369 | 0.01155 | 12 | Industrial_2033_Technical_million_m3_Before Competition Groups_12 | Direct Contact Water Heaters | 1.155% | 0 | 28.3427 | Industrial_2033_Technical_million_m3_Before Competition Groups_Direct Contact Water Heaters
Industrial | Ind ¦ Steam Leak Repairs | 2033 | Technical | million_m3 | Before Competition Groups | 26.2976 | 0 | 0 | 2453.9369 | 0.010716 | 13 | Industrial_2033_Technical_million_m3_Before Competition Groups_13 | Steam Leak Repairs | 1.072% | 0 | 26.2976 | Industrial_2033_Technical_million_m3_Before Competition Groups_Steam Leak Repairs
Industrial | Ind ¦ HE HVAC Controls | 2033 | Technical | million_m3 | Before Competition Groups | 23.7319 | 0 | 0 | 2453.9369 | 0.009671 | 14 | Industrial_2033_Technical_million_m3_Before Competition Groups_14 | HE HVAC Controls | 0.9671% | 0 | 23.7319 | Industrial_2033_Technical_million_m3_Before Competition Groups_HE HVAC Controls
Industrial | Ind ¦ Loading Dock Seals | 2033 | Technical | million_m3 | Before Competition Groups | 23.7319 | 0 | 0 | 2453.9369 | 0.009671 | 15 | Industrial_2033_Technical_million_m3_Before Competition Groups_15 | Loading Dock Seals | 0.9671% | 0 | 23.7319 | Industrial_2033_Technical_million_m3_Before Competition Groups_Loading Dock Seals
Industrial | Ind ¦ Steam Trap Repair | 2033 | Technical | million_m3 | Before Competition Groups | 19.9615 | 0 | 0 | 2453.9369 | 0.0081345 | 16 | Industrial_2033_Technical_million_m3_Before Competition Groups_16 | Steam Trap Repair | 0.8134% | 0 | 19.9615 | Industrial_2033_Technical_million_m3_Before Competition Groups_Steam Trap Repair
Industrial | Ind ¦ High Efficiency Furnaces | 2033 | Technical | million_m3 | Before Competition Groups | 18.2805 | 0 | 0 | 2453.9369 | 0.0074494 | 17 | Industrial_2033_Technical_million_m3_Before Competition Groups_17 | High Efficiency Furnaces | 0.7449% | 0 | 18.2805 | Industrial_2033_Technical_million_m3_Before Competition Groups_High Efficiency Furnaces
Industrial | Ind ¦ Insulation - Steam (AG) | 2033 | Technical | million_m3 | Before Competition Groups | 17.7843 | 0 | 0 | 2453.9369 | 0.0072473 | 18 | Industrial_2033_Technical_million_m3_Before Competition Groups_18 | Insulation - Steam (AG) | 0.7247% | 0 | 17.7843 | Industrial_2033_Technical_million_m3_Before Competition Groups_Insulation - Steam (AG)
Industrial | Ind ¦ Air Compressor Heat Recovery | 2033 | Technical | million_m3 | Before Competition Groups | 15.2876 | 0 | 0 | 2453.9369 | 0.0062298 | 19 | Industrial_2033_Technical_million_m3_Before Competition Groups_19 | Air Compressor Heat Recovery | 0.623% | 0 | 15.2876 | Industrial_2033_Technical_million_m3_Before Competition Groups_Air Compressor Heat Recovery
Industrial | Ind ¦ Steam Turbine Optimization | 2033 | Technical | million_m3 | Before Competition Groups | 9.7616 | 0 | 0 | 2453.9369 | 0.0039779 | 20 | Industrial_2033_Technical_million_m3_Before Competition Groups_20 | Steam Turbine Optimization | 0.3978% | 0 | 9.7616 | Industrial_2033_Technical_million_m3_Before Competition Groups_Steam Turbine Optimization
Industrial | Ind ¦ Process Optimization (Gas) | 2033 | Technical | million_m3 | Before Competition Groups | 8.9846 | 0 | 0 | 2453.9369 | 0.0036613 | 21 | Industrial_2033_Technical_million_m3_Before Competition Groups_21 | Process Optimization (Gas) | 0.3661% | 0 | 8.9846 | Industrial_2033_Technical_million_m3_Before Competition Groups_Process Optimization (Gas)
Industrial | Ind ¦ HE Stock Tank | 2033 | Technical | million_m3 | Before Competition Groups | 8.7562 | 0 | 0 | 2453.9369 | 0.0035682 | 22 | Industrial_2033_Technical_million_m3_Before Competition Groups_22 | HE Stock Tank | 0.3568% | 0 | 8.7562 | Industrial_2033_Technical_million_m3_Before Competition Groups_HE Stock Tank
Industrial | Ind ¦ Gas Turbine Optimization | 2033 | Technical | million_m3 | Before Competition Groups | 7.3212 | 0 | 0 | 2453.9369 | 0.0029834 | 23 | Industrial_2033_Technical_million_m3_Before Competition Groups_23 | Gas Turbine Optimization | 0.2983% | 0 | 7.3212 | Industrial_2033_Technical_million_m3_Before Competition Groups_Gas Turbine Optimization
Industrial | Ind ¦ Ventilation Optimization (Gas) | 2033 | Technical | million_m3 | Before Competition Groups | 4.7572 | 0 | 0 | 2453.9369 | 0.0019386 | 24 | Industrial_2033_Technical_million_m3_Before Competition Groups_24 | Ventilation Optimization (Gas) | 0.1939% | 0 | 4.7572 | Industrial_2033_Technical_million_m3_Before Competition Groups_Ventilation Optimization (Gas)
Industrial | Ind ¦ Solar Walls | 2033 | Technical | million_m3 | Before Competition Groups | 4.7048 | 0 | 0 | 2453.9369 | 0.0019173 | 25 | Industrial_2033_Technical_million_m3_Before Competition Groups_25 | Solar Walls | 0.1917% | 0 | 4.7048 | Industrial_2033_Technical_million_m3_Before Competition Groups_Solar Walls
Industrial | Ind ¦ HE HVAC Units | 2033 | Technical | million_m3 | Before Competition Groups | 1.9755 | 0 | 0 | 2453.9369 | 0.00080504 | 26 | Industrial_2033_Technical_million_m3_Before Competition Groups_26 | HE HVAC Units | 0.0805% | 0 | 1.9755 | Industrial_2033_Technical_million_m3_Before Competition Groups_HE HVAC Units
Industrial | Ind ¦ Boiler Tune Up - Direct | 2033 | Technical | million_m3 | Before Competition Groups | 1.4767 | 0 | 0 | 2453.9369 | 0.00060179 | 27 | Industrial_2033_Technical_million_m3_Before Competition Groups_27 | Boiler Tune Up - Direct | 0.06018% | 0 | 1.4767 | Industrial_2033_Technical_million_m3_Before Competition Groups_Boiler Tune Up - Direct
Industrial | Ind ¦ Process Heat Recovery (Gas) - HVAC | 2033 | Technical | million_m3 | Before Competition Groups | 1.0137 | 0 | 0 | 2453.9369 | 0.00041311 | 28 | Industrial_2033_Technical_million_m3_Before Competition Groups_28 | Process Heat Recovery (Gas) - HVAC | 0.04131% | 0 | 1.0137 | Industrial_2033_Technical_million_m3_Before Competition Groups_Process Heat Recovery (Gas) - HVAC
Industrial | Ind ¦ Insulation - Steam - Direct | 2033 | Technical | million_m3 | Before Competition Groups | 0.67583 | 0 | 0 | 2453.9369 | 0.00027541 | 29 | Industrial_2033_Technical_million_m3_Before Competition Groups_29 | Insulation - Steam - Direct | 0.02754% | 0 | 0.67583 | Industrial_2033_Technical_million_m3_Before Competition Groups_Insulation - Steam - Direct
Industrial | Ind ¦ Insulation - Steam - HVAC | 2033 | Technical | million_m3 | Before Competition Groups | 0.14055 | 0 | 0 | 2453.9369 | 5.7275e-05 | 30 | Industrial_2033_Technical_million_m3_Before Competition Groups_30 | Insulation - Steam - HVAC | 0.005727% | 0 | 0.14055 | Industrial_2033_Technical_million_m3_Before Competition Groups_Insulation - Steam - HVAC
Industrial | Ind ¦ Boiler Tune Up - HVAC | 2033 | Technical | million_m3 | Before Competition Groups | 0.12778 | 0 | 0 | 2453.9369 | 5.2071e-05 | 31 | Industrial_2033_Technical_million_m3_Before Competition Groups_31 | Boiler Tune Up - HVAC | 0.005207% | 0 | 0.12778 | Industrial_2033_Technical_million_m3_Before Competition Groups_Boiler Tune Up - HVAC
Industrial | Ind ¦ Process Heat Improvements | 2034 | Economic | million_m3 | Before Competition Groups | 855.1408 | 0 | 0 | 2376.8916 | 0.35977 | 1 | Industrial_2034_Economic_million_m3_Before Competition Groups_1 | Process Heat Improvements | 35.98% | 0 | 855.1408 | Industrial_2034_Economic_million_m3_Before Competition Groups_Process Heat Improvements
Industrial | Ind ¦ Boiler Upgrade | 2034 | Economic | million_m3 | Before Competition Groups | 328.3125 | 0 | 0 | 2376.8916 | 0.13813 | 2 | Industrial_2034_Economic_million_m3_Before Competition Groups_2 | Boiler Upgrade | 13.81% | 0 | 328.3125 | Industrial_2034_Economic_million_m3_Before Competition Groups_Boiler Upgrade
Industrial | Ind ¦ Process Heat Recovery (Gas) | 2034 | Economic | million_m3 | Before Competition Groups | 303.3321 | 0 | 0 | 2376.8916 | 0.12762 | 3 | Industrial_2034_Economic_million_m3_Before Competition Groups_3 | Process Heat Recovery (Gas) | 12.76% | 0 | 303.3321 | Industrial_2034_Economic_million_m3_Before Competition Groups_Process Heat Recovery (Gas)
Industrial | Ind ¦ Recommissioning | 2034 | Economic | million_m3 | Before Competition Groups | 218.3228 | 0 | 0 | 2376.8916 | 0.091852 | 4 | Industrial_2034_Economic_million_m3_Before Competition Groups_4 | Recommissioning | 9.185% | 0 | 218.3228 | Industrial_2034_Economic_million_m3_Before Competition Groups_Recommissioning
Industrial | Ind ¦ High Efficiency Burners | 2034 | Economic | million_m3 | Before Competition Groups | 161.3888 | 0 | 0 | 2376.8916 | 0.067899 | 5 | Industrial_2034_Economic_million_m3_Before Competition Groups_5 | High Efficiency Burners | 6.79% | 0 | 161.3888 | Industrial_2034_Economic_million_m3_Before Competition Groups_High Efficiency Burners
Industrial | Ind ¦ Improved Controls -Process Heating Gas | 2034 | Economic | million_m3 | Before Competition Groups | 139.1832 | 0 | 0 | 2376.8916 | 0.058557 | 6 | Industrial_2034_Economic_million_m3_Before Competition Groups_6 | Improved Controls -Process Heating Gas | 5.856% | 0 | 139.1832 | Industrial_2034_Economic_million_m3_Before Competition Groups_Improved Controls -Process Heating Gas
Industrial | Ind ¦ Greenhouse Envelope Improvements | 2034 | Economic | million_m3 | Before Competition Groups | 88.8824 | 0 | 0 | 2376.8916 | 0.037394 | 7 | Industrial_2034_Economic_million_m3_Before Competition Groups_7 | Greenhouse Envelope Improvements | 3.739% | 0 | 88.8824 | Industrial_2034_Economic_million_m3_Before Competition Groups_Greenhouse Envelope Improvements
Industrial | Ind ¦ Insulation - Steam | 2034 | Economic | million_m3 | Before Competition Groups | 41.7031 | 0 | 0 | 2376.8916 | 0.017545 | 8 | Industrial_2034_Economic_million_m3_Before Competition Groups_8 | Insulation - Steam | 1.755% | 0 | 41.7031 | Industrial_2034_Economic_million_m3_Before Competition Groups_Insulation - Steam
Industrial | Ind ¦ High Efficiency HVAC Fans (Gas) | 2034 | Economic | million_m3 | Before Competition Groups | 40.8609 | 0 | 0 | 2376.8916 | 0.017191 | 9 | Industrial_2034_Economic_million_m3_Before Competition Groups_9 | High Efficiency HVAC Fans (Gas) | 1.719% | 0 | 40.8609 | Industrial_2034_Economic_million_m3_Before Competition Groups_High Efficiency HVAC Fans (Gas)
Industrial | Ind ¦ VAV Conversion Project (Gas) | 2034 | Economic | million_m3 | Before Competition Groups | 34.8983 | 0 | 0 | 2376.8916 | 0.014682 | 10 | Industrial_2034_Economic_million_m3_Before Competition Groups_10 | VAV Conversion Project (Gas) | 1.468% | 0 | 34.8983 | Industrial_2034_Economic_million_m3_Before Competition Groups_VAV Conversion Project (Gas)
Industrial | Ind ¦ Direct Contact Water Heaters | 2034 | Economic | million_m3 | Before Competition Groups | 28.8328 | 0 | 0 | 2376.8916 | 0.01213 | 11 | Industrial_2034_Economic_million_m3_Before Competition Groups_11 | Direct Contact Water Heaters | 1.213% | 0 | 28.8328 | Industrial_2034_Economic_million_m3_Before Competition Groups_Direct Contact Water Heaters
Industrial | Ind ¦ HE HVAC Controls | 2034 | Economic | million_m3 | Before Competition Groups | 23.7319 | 0 | 0 | 2376.8916 | 0.0099844 | 12 | Industrial_2034_Economic_million_m3_Before Competition Groups_12 | HE HVAC Controls | 0.9984% | 0 | 23.7319 | Industrial_2034_Economic_million_m3_Before Competition Groups_HE HVAC Controls
Industrial | Ind ¦ Steam Trap Repair | 2034 | Economic | million_m3 | Before Competition Groups | 19.9615 | 0 | 0 | 2376.8916 | 0.0083982 | 13 | Industrial_2034_Economic_million_m3_Before Competition Groups_13 | Steam Trap Repair | 0.8398% | 0 | 19.9615 | Industrial_2034_Economic_million_m3_Before Competition Groups_Steam Trap Repair
Industrial | Ind ¦ Insulation - Steam (AG) | 2034 | Economic | million_m3 | Before Competition Groups | 17.7227 | 0 | 0 | 2376.8916 | 0.0074563 | 14 | Industrial_2034_Economic_million_m3_Before Competition Groups_14 | Insulation - Steam (AG) | 0.7456% | 0 | 17.7227 | Industrial_2034_Economic_million_m3_Before Competition Groups_Insulation - Steam (AG)
Industrial | Ind ¦ Air Compressor Heat Recovery | 2034 | Economic | million_m3 | Before Competition Groups | 15.2876 | 0 | 0 | 2376.8916 | 0.0064318 | 15 | Industrial_2034_Economic_million_m3_Before Competition Groups_15 | Air Compressor Heat Recovery | 0.6432% | 0 | 15.2876 | Industrial_2034_Economic_million_m3_Before Competition Groups_Air Compressor Heat Recovery
Industrial | Ind ¦ High Efficiency Furnaces | 2034 | Economic | million_m3 | Before Competition Groups | 11.6918 | 0 | 0 | 2376.8916 | 0.0049189 | 16 | Industrial_2034_Economic_million_m3_Before Competition Groups_16 | High Efficiency Furnaces | 0.4919% | 0 | 11.6918 | Industrial_2034_Economic_million_m3_Before Competition Groups_High Efficiency Furnaces
Industrial | Ind ¦ Steam Turbine Optimization | 2034 | Economic | million_m3 | Before Competition Groups | 9.763 | 0 | 0 | 2376.8916 | 0.0041075 | 17 | Industrial_2034_Economic_million_m3_Before Competition Groups_17 | Steam Turbine Optimization | 0.4107% | 0 | 9.763 | Industrial_2034_Economic_million_m3_Before Competition Groups_Steam Turbine Optimization
Industrial | Ind ¦ Process Optimization (Gas) | 2034 | Economic | million_m3 | Before Competition Groups | 8.9846 | 0 | 0 | 2376.8916 | 0.00378 | 18 | Industrial_2034_Economic_million_m3_Before Competition Groups_18 | Process Optimization (Gas) | 0.378% | 0 | 8.9846 | Industrial_2034_Economic_million_m3_Before Competition Groups_Process Optimization (Gas)
Industrial | Ind ¦ HE Stock Tank | 2034 | Economic | million_m3 | Before Competition Groups | 8.8929 | 0 | 0 | 2376.8916 | 0.0037414 | 19 | Industrial_2034_Economic_million_m3_Before Competition Groups_19 | HE Stock Tank | 0.3741% | 0 | 8.8929 | Industrial_2034_Economic_million_m3_Before Competition Groups_HE Stock Tank
Industrial | Ind ¦ Gas Turbine Optimization | 2034 | Economic | million_m3 | Before Competition Groups | 7.3222 | 0 | 0 | 2376.8916 | 0.0030806 | 20 | Industrial_2034_Economic_million_m3_Before Competition Groups_20 | Gas Turbine Optimization | 0.3081% | 0 | 7.3222 | Industrial_2034_Economic_million_m3_Before Competition Groups_Gas Turbine Optimization
Industrial | Ind ¦ Ventilation Optimization (Gas) | 2034 | Economic | million_m3 | Before Competition Groups | 4.7572 | 0 | 0 | 2376.8916 | 0.0020014 | 21 | Industrial_2034_Economic_million_m3_Before Competition Groups_21 | Ventilation Optimization (Gas) | 0.2001% | 0 | 4.7572 | Industrial_2034_Economic_million_m3_Before Competition Groups_Ventilation Optimization (Gas)
Industrial | Ind ¦ Solar Walls | 2034 | Economic | million_m3 | Before Competition Groups | 4.7074 | 0 | 0 | 2376.8916 | 0.0019805 | 22 | Industrial_2034_Economic_million_m3_Before Competition Groups_22 | Solar Walls | 0.198% | 0 | 4.7074 | Industrial_2034_Economic_million_m3_Before Competition Groups_Solar Walls
Industrial | Ind ¦ HE HVAC Units | 2034 | Economic | million_m3 | Before Competition Groups | 1.3809 | 0 | 0 | 2376.8916 | 0.00058097 | 23 | Industrial_2034_Economic_million_m3_Before Competition Groups_23 | HE HVAC Units | 0.0581% | 0 | 1.3809 | Industrial_2034_Economic_million_m3_Before Competition Groups_HE HVAC Units
Industrial | Ind ¦ Process Heat Recovery (Gas) - HVAC | 2034 | Economic | million_m3 | Before Competition Groups | 1.0137 | 0 | 0 | 2376.8916 | 0.0004265 | 24 | Industrial_2034_Economic_million_m3_Before Competition Groups_24 | Process Heat Recovery (Gas) - HVAC | 0.04265% | 0 | 1.0137 | Industrial_2034_Economic_million_m3_Before Competition Groups_Process Heat Recovery (Gas) - HVAC
Industrial | Ind ¦ Insulation - Steam - Direct | 2034 | Economic | million_m3 | Before Competition Groups | 0.67583 | 0 | 0 | 2376.8916 | 0.00028434 | 25 | Industrial_2034_Economic_million_m3_Before Competition Groups_25 | Insulation - Steam - Direct | 0.02843% | 0 | 0.67583 | Industrial_2034_Economic_million_m3_Before Competition Groups_Insulation - Steam - Direct
Industrial | Ind ¦ Insulation - Steam - HVAC | 2034 | Economic | million_m3 | Before Competition Groups | 0.14055 | 0 | 0 | 2376.8916 | 5.9131e-05 | 26 | Industrial_2034_Economic_million_m3_Before Competition Groups_26 | Insulation - Steam - HVAC | 0.005913% | 0 | 0.14055 | Industrial_2034_Economic_million_m3_Before Competition Groups_Insulation - Steam - HVAC
Industrial | Ind ¦ Process Heat Improvements | 2034 | SC A | million_m3 | Before Competition Groups | 210.1343 | 0 | 0 | 764.1364 | 0.275 | 1 | Industrial_2034_SC A_million_m3_Before Competition Groups_1 | Process Heat Improvements | 27.5% | 0 | 210.1343 | Industrial_2034_SC A_million_m3_Before Competition Groups_Process Heat Improvements
Industrial | Ind ¦ Boiler Upgrade | 2034 | SC A | million_m3 | Before Competition Groups | 183.7358 | 0 | 0 | 764.1364 | 0.24045 | 2 | Industrial_2034_SC A_million_m3_Before Competition Groups_2 | Boiler Upgrade | 24.04% | 0 | 183.7358 | Industrial_2034_SC A_million_m3_Before Competition Groups_Boiler Upgrade
Industrial | Ind ¦ Recommissioning | 2034 | SC A | million_m3 | Before Competition Groups | 100.1944 | 0 | 0 | 764.1364 | 0.13112 | 3 | Industrial_2034_SC A_million_m3_Before Competition Groups_3 | Recommissioning | 13.11% | 0 | 100.1944 | Industrial_2034_SC A_million_m3_Before Competition Groups_Recommissioning
Industrial | Ind ¦ Greenhouse Envelope Improvements | 2034 | SC A | million_m3 | Before Competition Groups | 63.8821 | 0 | 0 | 764.1364 | 0.0836 | 4 | Industrial_2034_SC A_million_m3_Before Competition Groups_4 | Greenhouse Envelope Improvements | 8.36% | 0 | 63.8821 | Industrial_2034_SC A_million_m3_Before Competition Groups_Greenhouse Envelope Improvements
Industrial | Ind ¦ Improved Controls -Process Heating Gas | 2034 | SC A | million_m3 | Before Competition Groups | 63.3803 | 0 | 0 | 764.1364 | 0.082944 | 5 | Industrial_2034_SC A_million_m3_Before Competition Groups_5 | Improved Controls -Process Heating Gas | 8.294% | 0 | 63.3803 | Industrial_2034_SC A_million_m3_Before Competition Groups_Improved Controls -Process Heating Gas
Industrial | Ind ¦ Process Heat Recovery (Gas) | 2034 | SC A | million_m3 | Before Competition Groups | 44.1585 | 0 | 0 | 764.1364 | 0.057789 | 6 | Industrial_2034_SC A_million_m3_Before Competition Groups_6 | Process Heat Recovery (Gas) | 5.779% | 0 | 44.1585 | Industrial_2034_SC A_million_m3_Before Competition Groups_Process Heat Recovery (Gas)
Industrial | Ind ¦ Insulation - Steam | 2034 | SC A | million_m3 | Before Competition Groups | 22.0814 | 0 | 0 | 764.1364 | 0.028897 | 7 | Industrial_2034_SC A_million_m3_Before Competition Groups_7 | Insulation - Steam | 2.89% | 0 | 22.0814 | Industrial_2034_SC A_million_m3_Before Competition Groups_Insulation - Steam
Industrial | Ind ¦ Direct Contact Water Heaters | 2034 | SC A | million_m3 | Before Competition Groups | 15.707 | 0 | 0 | 764.1364 | 0.020555 | 8 | Industrial_2034_SC A_million_m3_Before Competition Groups_8 | Direct Contact Water Heaters | 2.056% | 0 | 15.707 | Industrial_2034_SC A_million_m3_Before Competition Groups_Direct Contact Water Heaters
Industrial | Ind ¦ Insulation - Steam (AG) | 2034 | SC A | million_m3 | Before Competition Groups | 11.4154 | 0 | 0 | 764.1364 | 0.014939 | 9 | Industrial_2034_SC A_million_m3_Before Competition Groups_9 | Insulation - Steam (AG) | 1.494% | 0 | 11.4154 | Industrial_2034_SC A_million_m3_Before Competition Groups_Insulation - Steam (AG)
Industrial | Ind ¦ High Efficiency HVAC Fans (Gas) | 2034 | SC A | million_m3 | Before Competition Groups | 8.9716 | 0 | 0 | 764.1364 | 0.011741 | 10 | Industrial_2034_SC A_million_m3_Before Competition Groups_10 | High Efficiency HVAC Fans (Gas) | 1.174% | 0 | 8.9716 | Industrial_2034_SC A_million_m3_Before Competition Groups_High Efficiency HVAC Fans (Gas)
Industrial | Ind ¦ High Efficiency Burners | 2034 | SC A | million_m3 | Before Competition Groups | 8.7532 | 0 | 0 | 764.1364 | 0.011455 | 11 | Industrial_2034_SC A_million_m3_Before Competition Groups_11 | High Efficiency Burners | 1.145% | 0 | 8.7532 | Industrial_2034_SC A_million_m3_Before Competition Groups_High Efficiency Burners
Industrial | Ind ¦ Steam Turbine Optimization | 2034 | SC A | million_m3 | Before Competition Groups | 8.3989 | 0 | 0 | 764.1364 | 0.010991 | 12 | Industrial_2034_SC A_million_m3_Before Competition Groups_12 | Steam Turbine Optimization | 1.099% | 0 | 8.3989 | Industrial_2034_SC A_million_m3_Before Competition Groups_Steam Turbine Optimization
Industrial | Ind ¦ Gas Turbine Optimization | 2034 | SC A | million_m3 | Before Competition Groups | 6.2297 | 0 | 0 | 764.1364 | 0.0081526 | 13 | Industrial_2034_SC A_million_m3_Before Competition Groups_13 | Gas Turbine Optimization | 0.8153% | 0 | 6.2297 | Industrial_2034_SC A_million_m3_Before Competition Groups_Gas Turbine Optimization
Industrial | Ind ¦ Air Compressor Heat Recovery | 2034 | SC A | million_m3 | Before Competition Groups | 5.5766 | 0 | 0 | 764.1364 | 0.0072979 | 14 | Industrial_2034_SC A_million_m3_Before Competition Groups_14 | Air Compressor Heat Recovery | 0.7298% | 0 | 5.5766 | Industrial_2034_SC A_million_m3_Before Competition Groups_Air Compressor Heat Recovery
Industrial | Ind ¦ Ventilation Optimization (Gas) | 2034 | SC A | million_m3 | Before Competition Groups | 4.382 | 0 | 0 | 764.1364 | 0.0057346 | 15 | Industrial_2034_SC A_million_m3_Before Competition Groups_15 | Ventilation Optimization (Gas) | 0.5735% | 0 | 4.382 | Industrial_2034_SC A_million_m3_Before Competition Groups_Ventilation Optimization (Gas)
Industrial | Ind ¦ HE Stock Tank | 2034 | SC A | million_m3 | Before Competition Groups | 3.4769 | 0 | 0 | 764.1364 | 0.0045501 | 16 | Industrial_2034_SC A_million_m3_Before Competition Groups_16 | HE Stock Tank | 0.455% | 0 | 3.4769 | Industrial_2034_SC A_million_m3_Before Competition Groups_HE Stock Tank
Industrial | Ind ¦ Process Optimization (Gas) | 2034 | SC A | million_m3 | Before Competition Groups | 2.1134 | 0 | 0 | 764.1364 | 0.0027658 | 17 | Industrial_2034_SC A_million_m3_Before Competition Groups_17 | Process Optimization (Gas) | 0.2766% | 0 | 2.1134 | Industrial_2034_SC A_million_m3_Before Competition Groups_Process Optimization (Gas)
Industrial | Ind ¦ VAV Conversion Project (Gas) | 2034 | SC A | million_m3 | Before Competition Groups | 0.53906 | 0 | 0 | 764.1364 | 0.00070545 | 18 | Industrial_2034_SC A_million_m3_Before Competition Groups_18 | VAV Conversion Project (Gas) | 0.07054% | 0 | 0.53906 | Industrial_2034_SC A_million_m3_Before Competition Groups_VAV Conversion Project (Gas)
Industrial | Ind ¦ HE HVAC Controls | 2034 | SC A | million_m3 | Before Competition Groups | 0.36437 | 0 | 0 | 764.1364 | 0.00047684 | 19 | Industrial_2034_SC A_million_m3_Before Competition Groups_19 | HE HVAC Controls | 0.04768% | 0 | 0.36437 | Industrial_2034_SC A_million_m3_Before Competition Groups_HE HVAC Controls
Industrial | Ind ¦ Insulation - Steam - Direct | 2034 | SC A | million_m3 | Before Competition Groups | 0.33471 | 0 | 0 | 764.1364 | 0.00043803 | 20 | Industrial_2034_SC A_million_m3_Before Competition Groups_20 | Insulation - Steam - Direct | 0.0438% | 0 | 0.33471 | Industrial_2034_SC A_million_m3_Before Competition Groups_Insulation - Steam - Direct
Industrial | Ind ¦ Process Heat Recovery (Gas) - HVAC | 2034 | SC A | million_m3 | Before Competition Groups | 0.17968 | 0 | 0 | 764.1364 | 0.00023515 | 21 | Industrial_2034_SC A_million_m3_Before Competition Groups_21 | Process Heat Recovery (Gas) - HVAC | 0.02351% | 0 | 0.17968 | Industrial_2034_SC A_million_m3_Before Competition Groups_Process Heat Recovery (Gas) - HVAC
Industrial | Ind ¦ Insulation - Steam - HVAC | 2034 | SC A | million_m3 | Before Competition Groups | 0.081646 | 0 | 0 | 764.1364 | 0.00010685 | 22 | Industrial_2034_SC A_million_m3_Before Competition Groups_22 | Insulation - Steam - HVAC | 0.01068% | 0 | 0.081646 | Industrial_2034_SC A_million_m3_Before Competition Groups_Insulation - Steam - HVAC
Industrial | Ind ¦ Steam Trap Repair | 2034 | SC A | million_m3 | Before Competition Groups | 0.020589 | 0 | 0 | 764.1364 | 2.6944e-05 | 23 | Industrial_2034_SC A_million_m3_Before Competition Groups_23 | Steam Trap Repair | 0.002694% | 0 | 0.020589 | Industrial_2034_SC A_million_m3_Before Competition Groups_Steam Trap Repair
Industrial | Ind ¦ HE HVAC Units | 2034 | SC A | million_m3 | Before Competition Groups | 0.019237 | 0 | 0 | 764.1364 | 2.5175e-05 | 24 | Industrial_2034_SC A_million_m3_Before Competition Groups_24 | HE HVAC Units | 0.002517% | 0 | 0.019237 | Industrial_2034_SC A_million_m3_Before Competition Groups_HE HVAC Units
Industrial | Ind ¦ Solar Walls | 2034 | SC A | million_m3 | Before Competition Groups | 0.0047964 | 0 | 0 | 764.1364 | 6.2769e-06 | 25 | Industrial_2034_SC A_million_m3_Before Competition Groups_25 | Solar Walls | 0.0006277% | 0 | 0.0047964 | Industrial_2034_SC A_million_m3_Before Competition Groups_Solar Walls
Industrial | Ind ¦ High Efficiency Furnaces | 2034 | SC A | million_m3 | Before Competition Groups | 0.00084464 | 0 | 0 | 764.1364 | 1.1053e-06 | 26 | Industrial_2034_SC A_million_m3_Before Competition Groups_26 | High Efficiency Furnaces | 0.0001105% | 0 | 0.00084464 | Industrial_2034_SC A_million_m3_Before Competition Groups_High Efficiency Furnaces
Industrial | Ind ¦ Process Heat Improvements | 2034 | SC B | million_m3 | Before Competition Groups | 602.2316 | 0 | 0 | 1886.6414 | 0.31921 | 1 | Industrial_2034_SC B_million_m3_Before Competition Groups_1 | Process Heat Improvements | 31.92% | 0 | 602.2316 | Industrial_2034_SC B_million_m3_Before Competition Groups_Process Heat Improvements
Industrial | Ind ¦ Boiler Upgrade | 2034 | SC B | million_m3 | Before Competition Groups | 278.2182 | 0 | 0 | 1886.6414 | 0.14747 | 2 | Industrial_2034_SC B_million_m3_Before Competition Groups_2 | Boiler Upgrade | 14.75% | 0 | 278.2182 | Industrial_2034_SC B_million_m3_Before Competition Groups_Boiler Upgrade
Industrial | Ind ¦ Process Heat Recovery (Gas) | 2034 | SC B | million_m3 | Before Competition Groups | 272.6341 | 0 | 0 | 1886.6414 | 0.14451 | 3 | Industrial_2034_SC B_million_m3_Before Competition Groups_3 | Process Heat Recovery (Gas) | 14.45% | 0 | 272.6341 | Industrial_2034_SC B_million_m3_Before Competition Groups_Process Heat Recovery (Gas)
Industrial | Ind ¦ Recommissioning | 2034 | SC B | million_m3 | Before Competition Groups | 197.2069 | 0 | 0 | 1886.6414 | 0.10453 | 4 | Industrial_2034_SC B_million_m3_Before Competition Groups_4 | Recommissioning | 10.45% | 0 | 197.2069 | Industrial_2034_SC B_million_m3_Before Competition Groups_Recommissioning
Industrial | Ind ¦ Improved Controls -Process Heating Gas | 2034 | SC B | million_m3 | Before Competition Groups | 124.9424 | 0 | 0 | 1886.6414 | 0.066225 | 5 | Industrial_2034_SC B_million_m3_Before Competition Groups_5 | Improved Controls -Process Heating Gas | 6.622% | 0 | 124.9424 | Industrial_2034_SC B_million_m3_Before Competition Groups_Improved Controls -Process Heating Gas
Industrial | Ind ¦ High Efficiency Burners | 2034 | SC B | million_m3 | Before Competition Groups | 114.1857 | 0 | 0 | 1886.6414 | 0.060523 | 6 | Industrial_2034_SC B_million_m3_Before Competition Groups_6 | High Efficiency Burners | 6.052% | 0 | 114.1857 | Industrial_2034_SC B_million_m3_Before Competition Groups_High Efficiency Burners
Industrial | Ind ¦ Greenhouse Envelope Improvements | 2034 | SC B | million_m3 | Before Competition Groups | 76.866 | 0 | 0 | 1886.6414 | 0.040742 | 7 | Industrial_2034_SC B_million_m3_Before Competition Groups_7 | Greenhouse Envelope Improvements | 4.074% | 0 | 76.866 | Industrial_2034_SC B_million_m3_Before Competition Groups_Greenhouse Envelope Improvements
Industrial | Ind ¦ Insulation - Steam | 2034 | SC B | million_m3 | Before Competition Groups | 37.8517 | 0 | 0 | 1886.6414 | 0.020063 | 8 | Industrial_2034_SC B_million_m3_Before Competition Groups_8 | Insulation - Steam | 2.006% | 0 | 37.8517 | Industrial_2034_SC B_million_m3_Before Competition Groups_Insulation - Steam
Industrial | Ind ¦ High Efficiency HVAC Fans (Gas) | 2034 | SC B | million_m3 | Before Competition Groups | 33.8407 | 0 | 0 | 1886.6414 | 0.017937 | 9 | Industrial_2034_SC B_million_m3_Before Competition Groups_9 | High Efficiency HVAC Fans (Gas) | 1.794% | 0 | 33.8407 | Industrial_2034_SC B_million_m3_Before Competition Groups_High Efficiency HVAC Fans (Gas)
Industrial | Ind ¦ VAV Conversion Project (Gas) | 2034 | SC B | million_m3 | Before Competition Groups | 31.489 | 0 | 0 | 1886.6414 | 0.016691 | 10 | Industrial_2034_SC B_million_m3_Before Competition Groups_10 | VAV Conversion Project (Gas) | 1.669% | 0 | 31.489 | Industrial_2034_SC B_million_m3_Before Competition Groups_VAV Conversion Project (Gas)
Industrial | Ind ¦ Direct Contact Water Heaters | 2034 | SC B | million_m3 | Before Competition Groups | 22.8828 | 0 | 0 | 1886.6414 | 0.012129 | 11 | Industrial_2034_SC B_million_m3_Before Competition Groups_11 | Direct Contact Water Heaters | 1.213% | 0 | 22.8828 | Industrial_2034_SC B_million_m3_Before Competition Groups_Direct Contact Water Heaters
Industrial | Ind ¦ HE HVAC Controls | 2034 | SC B | million_m3 | Before Competition Groups | 21.9536 | 0 | 0 | 1886.6414 | 0.011636 | 12 | Industrial_2034_SC B_million_m3_Before Competition Groups_12 | HE HVAC Controls | 1.164% | 0 | 21.9536 | Industrial_2034_SC B_million_m3_Before Competition Groups_HE HVAC Controls
Industrial | Ind ¦ Insulation - Steam (AG) | 2034 | SC B | million_m3 | Before Competition Groups | 18.3588 | 0 | 0 | 1886.6414 | 0.0097309 | 13 | Industrial_2034_SC B_million_m3_Before Competition Groups_13 | Insulation - Steam (AG) | 0.9731% | 0 | 18.3588 | Industrial_2034_SC B_million_m3_Before Competition Groups_Insulation - Steam (AG)
Industrial | Ind ¦ Air Compressor Heat Recovery | 2034 | SC B | million_m3 | Before Competition Groups | 13.9532 | 0 | 0 | 1886.6414 | 0.0073958 | 14 | Industrial_2034_SC B_million_m3_Before Competition Groups_14 | Air Compressor Heat Recovery | 0.7396% | 0 | 13.9532 | Industrial_2034_SC B_million_m3_Before Competition Groups_Air Compressor Heat Recovery
Industrial | Ind ¦ Steam Turbine Optimization | 2034 | SC B | million_m3 | Before Competition Groups | 8.6773 | 0 | 0 | 1886.6414 | 0.0045993 | 15 | Industrial_2034_SC B_million_m3_Before Competition Groups_15 | Steam Turbine Optimization | 0.4599% | 0 | 8.6773 | Industrial_2034_SC B_million_m3_Before Competition Groups_Steam Turbine Optimization
Industrial | Ind ¦ Gas Turbine Optimization | 2034 | SC B | million_m3 | Before Competition Groups | 6.508 | 0 | 0 | 1886.6414 | 0.0034495 | 16 | Industrial_2034_SC B_million_m3_Before Competition Groups_16 | Gas Turbine Optimization | 0.3449% | 0 | 6.508 | Industrial_2034_SC B_million_m3_Before Competition Groups_Gas Turbine Optimization
Industrial | Ind ¦ HE Stock Tank | 2034 | SC B | million_m3 | Before Competition Groups | 6.2621 | 0 | 0 | 1886.6414 | 0.0033192 | 17 | Industrial_2034_SC B_million_m3_Before Competition Groups_17 | HE Stock Tank | 0.3319% | 0 | 6.2621 | Industrial_2034_SC B_million_m3_Before Competition Groups_HE Stock Tank
Industrial | Ind ¦ Ventilation Optimization (Gas) | 2034 | SC B | million_m3 | Before Competition Groups | 4.382 | 0 | 0 | 1886.6414 | 0.0023227 | 18 | Industrial_2034_SC B_million_m3_Before Competition Groups_18 | Ventilation Optimization (Gas) | 0.2323% | 0 | 4.382 | Industrial_2034_SC B_million_m3_Before Competition Groups_Ventilation Optimization (Gas)
Industrial | Ind ¦ Solar Walls | 2034 | SC B | million_m3 | Before Competition Groups | 4.2475 | 0 | 0 | 1886.6414 | 0.0022513 | 19 | Industrial_2034_SC B_million_m3_Before Competition Groups_19 | Solar Walls | 0.2251% | 0 | 4.2475 | Industrial_2034_SC B_million_m3_Before Competition Groups_Solar Walls
Industrial | Ind ¦ High Efficiency Furnaces | 2034 | SC B | million_m3 | Before Competition Groups | 3.9306 | 0 | 0 | 1886.6414 | 0.0020834 | 20 | Industrial_2034_SC B_million_m3_Before Competition Groups_20 | High Efficiency Furnaces | 0.2083% | 0 | 3.9306 | Industrial_2034_SC B_million_m3_Before Competition Groups_High Efficiency Furnaces
Industrial | Ind ¦ Process Optimization (Gas) | 2034 | SC B | million_m3 | Before Competition Groups | 2.1134 | 0 | 0 | 1886.6414 | 0.0011202 | 21 | Industrial_2034_SC B_million_m3_Before Competition Groups_21 | Process Optimization (Gas) | 0.112% | 0 | 2.1134 | Industrial_2034_SC B_million_m3_Before Competition Groups_Process Optimization (Gas)
Industrial | Ind ¦ HE HVAC Units | 2034 | SC B | million_m3 | Before Competition Groups | 1.2537 | 0 | 0 | 1886.6414 | 0.0006645 | 22 | Industrial_2034_SC B_million_m3_Before Competition Groups_22 | HE HVAC Units | 0.06645% | 0 | 1.2537 | Industrial_2034_SC B_million_m3_Before Competition Groups_HE HVAC Units
Industrial | Ind ¦ Steam Trap Repair | 2034 | SC B | million_m3 | Before Competition Groups | 0.97415 | 0 | 0 | 1886.6414 | 0.00051634 | 23 | Industrial_2034_SC B_million_m3_Before Competition Groups_23 | Steam Trap Repair | 0.05163% | 0 | 0.97415 | Industrial_2034_SC B_million_m3_Before Competition Groups_Steam Trap Repair
Industrial | Ind ¦ Process Heat Recovery (Gas) - HVAC | 2034 | SC B | million_m3 | Before Competition Groups | 0.94703 | 0 | 0 | 1886.6414 | 0.00050197 | 24 | Industrial_2034_SC B_million_m3_Before Competition Groups_24 | Process Heat Recovery (Gas) - HVAC | 0.0502% | 0 | 0.94703 | Industrial_2034_SC B_million_m3_Before Competition Groups_Process Heat Recovery (Gas) - HVAC
Industrial | Ind ¦ Insulation - Steam - Direct | 2034 | SC B | million_m3 | Before Competition Groups | 0.59976 | 0 | 0 | 1886.6414 | 0.0003179 | 25 | Industrial_2034_SC B_million_m3_Before Competition Groups_25 | Insulation - Steam - Direct | 0.03179% | 0 | 0.59976 | Industrial_2034_SC B_million_m3_Before Competition Groups_Insulation - Steam - Direct
Industrial | Ind ¦ Insulation - Steam - HVAC | 2034 | SC B | million_m3 | Before Competition Groups | 0.1313 | 0 | 0 | 1886.6414 | 6.9595e-05 | 26 | Industrial_2034_SC B_million_m3_Before Competition Groups_26 | Insulation - Steam - HVAC | 0.006959% | 0 | 0.1313 | Industrial_2034_SC B_million_m3_Before Competition Groups_Insulation - Steam - HVAC
Industrial | Ind ¦ Process Heat Improvements | 2034 | SC C | million_m3 | Before Competition Groups | 338.714 | 0 | 0 | 1184.3194 | 0.286 | 1 | Industrial_2034_SC C_million_m3_Before Competition Groups_1 | Process Heat Improvements | 28.6% | 0 | 338.714 | Industrial_2034_SC C_million_m3_Before Competition Groups_Process Heat Improvements
Industrial | Ind ¦ Boiler Upgrade | 2034 | SC C | million_m3 | Before Competition Groups | 278.2182 | 0 | 0 | 1184.3194 | 0.23492 | 2 | Industrial_2034_SC C_million_m3_Before Competition Groups_2 | Boiler Upgrade | 23.49% | 0 | 278.2182 | Industrial_2034_SC C_million_m3_Before Competition Groups_Boiler Upgrade
Industrial | Ind ¦ Process Heat Recovery (Gas) | 2034 | SC C | million_m3 | Before Competition Groups | 155.8517 | 0 | 0 | 1184.3194 | 0.1316 | 3 | Industrial_2034_SC C_million_m3_Before Competition Groups_3 | Process Heat Recovery (Gas) | 13.16% | 0 | 155.8517 | Industrial_2034_SC C_million_m3_Before Competition Groups_Process Heat Recovery (Gas)
Industrial | Ind ¦ Recommissioning | 2034 | SC C | million_m3 | Before Competition Groups | 113.8628 | 0 | 0 | 1184.3194 | 0.096142 | 4 | Industrial_2034_SC C_million_m3_Before Competition Groups_4 | Recommissioning | 9.614% | 0 | 113.8628 | Industrial_2034_SC C_million_m3_Before Competition Groups_Recommissioning
Industrial | Ind ¦ Improved Controls -Process Heating Gas | 2034 | SC C | million_m3 | Before Competition Groups | 71.7477 | 0 | 0 | 1184.3194 | 0.060581 | 5 | Industrial_2034_SC C_million_m3_Before Competition Groups_5 | Improved Controls -Process Heating Gas | 6.058% | 0 | 71.7477 | Industrial_2034_SC C_million_m3_Before Competition Groups_Improved Controls -Process Heating Gas
Industrial | Ind ¦ Greenhouse Envelope Improvements | 2034 | SC C | million_m3 | Before Competition Groups | 63.8821 | 0 | 0 | 1184.3194 | 0.05394 | 6 | Industrial_2034_SC C_million_m3_Before Competition Groups_6 | Greenhouse Envelope Improvements | 5.394% | 0 | 63.8821 | Industrial_2034_SC C_million_m3_Before Competition Groups_Greenhouse Envelope Improvements
Industrial | Ind ¦ High Efficiency Burners | 2034 | SC C | million_m3 | Before Competition Groups | 57.8206 | 0 | 0 | 1184.3194 | 0.048822 | 7 | Industrial_2034_SC C_million_m3_Before Competition Groups_7 | High Efficiency Burners | 4.882% | 0 | 57.8206 | Industrial_2034_SC C_million_m3_Before Competition Groups_High Efficiency Burners
Industrial | Ind ¦ Insulation - Steam | 2034 | SC C | million_m3 | Before Competition Groups | 22.2134 | 0 | 0 | 1184.3194 | 0.018756 | 8 | Industrial_2034_SC C_million_m3_Before Competition Groups_8 | Insulation - Steam | 1.876% | 0 | 22.2134 | Industrial_2034_SC C_million_m3_Before Competition Groups_Insulation - Steam
Industrial | Ind ¦ High Efficiency HVAC Fans (Gas) | 2034 | SC C | million_m3 | Before Competition Groups | 17.2516 | 0 | 0 | 1184.3194 | 0.014567 | 9 | Industrial_2034_SC C_million_m3_Before Competition Groups_9 | High Efficiency HVAC Fans (Gas) | 1.457% | 0 | 17.2516 | Industrial_2034_SC C_million_m3_Before Competition Groups_High Efficiency HVAC Fans (Gas)
Industrial | Ind ¦ Direct Contact Water Heaters | 2034 | SC C | million_m3 | Before Competition Groups | 15.707 | 0 | 0 | 1184.3194 | 0.013262 | 10 | Industrial_2034_SC C_million_m3_Before Competition Groups_10 | Direct Contact Water Heaters | 1.326% | 0 | 15.707 | Industrial_2034_SC C_million_m3_Before Competition Groups_Direct Contact Water Heaters
Industrial | Ind ¦ Insulation - Steam (AG) | 2034 | SC C | million_m3 | Before Competition Groups | 11.4814 | 0 | 0 | 1184.3194 | 0.0096945 | 11 | Industrial_2034_SC C_million_m3_Before Competition Groups_11 | Insulation - Steam (AG) | 0.9695% | 0 | 11.4814 | Industrial_2034_SC C_million_m3_Before Competition Groups_Insulation - Steam (AG)
Industrial | Ind ¦ Steam Turbine Optimization | 2034 | SC C | million_m3 | Before Competition Groups | 8.6773 | 0 | 0 | 1184.3194 | 0.0073268 | 12 | Industrial_2034_SC C_million_m3_Before Competition Groups_12 | Steam Turbine Optimization | 0.7327% | 0 | 8.6773 | Industrial_2034_SC C_million_m3_Before Competition Groups_Steam Turbine Optimization
Industrial | Ind ¦ Air Compressor Heat Recovery | 2034 | SC C | million_m3 | Before Competition Groups | 8.29 | 0 | 0 | 1184.3194 | 0.0069998 | 13 | Industrial_2034_SC C_million_m3_Before Competition Groups_13 | Air Compressor Heat Recovery | 0.7% | 0 | 8.29 | Industrial_2034_SC C_million_m3_Before Competition Groups_Air Compressor Heat Recovery
Industrial | Ind ¦ Gas Turbine Optimization | 2034 | SC C | million_m3 | Before Competition Groups | 6.508 | 0 | 0 | 1184.3194 | 0.0054951 | 14 | Industrial_2034_SC C_million_m3_Before Competition Groups_14 | Gas Turbine Optimization | 0.5495% | 0 | 6.508 | Industrial_2034_SC C_million_m3_Before Competition Groups_Gas Turbine Optimization
Industrial | Ind ¦ Ventilation Optimization (Gas) | 2034 | SC C | million_m3 | Before Competition Groups | 4.382 | 0 | 0 | 1184.3194 | 0.0037 | 15 | Industrial_2034_SC C_million_m3_Before Competition Groups_15 | Ventilation Optimization (Gas) | 0.37% | 0 | 4.382 | Industrial_2034_SC C_million_m3_Before Competition Groups_Ventilation Optimization (Gas)
Industrial | Ind ¦ HE Stock Tank | 2034 | SC C | million_m3 | Before Competition Groups | 3.5242 | 0 | 0 | 1184.3194 | 0.0029757 | 16 | Industrial_2034_SC C_million_m3_Before Competition Groups_16 | HE Stock Tank | 0.2976% | 0 | 3.5242 | Industrial_2034_SC C_million_m3_Before Competition Groups_HE Stock Tank
Industrial | Ind ¦ Process Optimization (Gas) | 2034 | SC C | million_m3 | Before Competition Groups | 2.1134 | 0 | 0 | 1184.3194 | 0.0017845 | 17 | Industrial_2034_SC C_million_m3_Before Competition Groups_17 | Process Optimization (Gas) | 0.1784% | 0 | 2.1134 | Industrial_2034_SC C_million_m3_Before Competition Groups_Process Optimization (Gas)
Industrial | Ind ¦ VAV Conversion Project (Gas) | 2034 | SC C | million_m3 | Before Competition Groups | 1.9586 | 0 | 0 | 1184.3194 | 0.0016538 | 18 | Industrial_2034_SC C_million_m3_Before Competition Groups_18 | VAV Conversion Project (Gas) | 0.1654% | 0 | 1.9586 | Industrial_2034_SC C_million_m3_Before Competition Groups_VAV Conversion Project (Gas)
Industrial | Ind ¦ HE HVAC Controls | 2034 | SC C | million_m3 | Before Competition Groups | 0.98968 | 0 | 0 | 1184.3194 | 0.00083565 | 19 | Industrial_2034_SC C_million_m3_Before Competition Groups_19 | HE HVAC Controls | 0.08357% | 0 | 0.98968 | Industrial_2034_SC C_million_m3_Before Competition Groups_HE HVAC Controls
Industrial | Ind ¦ Process Heat Recovery (Gas) - HVAC | 2034 | SC C | million_m3 | Before Competition Groups | 0.58784 | 0 | 0 | 1184.3194 | 0.00049635 | 20 | Industrial_2034_SC C_million_m3_Before Competition Groups_20 | Process Heat Recovery (Gas) - HVAC | 0.04963% | 0 | 0.58784 | Industrial_2034_SC C_million_m3_Before Competition Groups_Process Heat Recovery (Gas) - HVAC
Industrial | Ind ¦ Insulation - Steam - Direct | 2034 | SC C | million_m3 | Before Competition Groups | 0.33672 | 0 | 0 | 1184.3194 | 0.00028431 | 21 | Industrial_2034_SC C_million_m3_Before Competition Groups_21 | Insulation - Steam - Direct | 0.02843% | 0 | 0.33672 | Industrial_2034_SC C_million_m3_Before Competition Groups_Insulation - Steam - Direct
Industrial | Ind ¦ Insulation - Steam - HVAC | 2034 | SC C | million_m3 | Before Competition Groups | 0.082114 | 0 | 0 | 1184.3194 | 6.9334e-05 | 22 | Industrial_2034_SC C_million_m3_Before Competition Groups_22 | Insulation - Steam - HVAC | 0.006933% | 0 | 0.082114 | Industrial_2034_SC C_million_m3_Before Competition Groups_Insulation - Steam - HVAC
Industrial | Ind ¦ HE HVAC Units | 2034 | SC C | million_m3 | Before Competition Groups | 0.0519 | 0 | 0 | 1184.3194 | 4.3822e-05 | 23 | Industrial_2034_SC C_million_m3_Before Competition Groups_23 | HE HVAC Units | 0.004382% | 0 | 0.0519 | Industrial_2034_SC C_million_m3_Before Competition Groups_HE HVAC Units
Industrial | Ind ¦ Steam Trap Repair | 2034 | SC C | million_m3 | Before Competition Groups | 0.040508 | 0 | 0 | 1184.3194 | 3.4203e-05 | 24 | Industrial_2034_SC C_million_m3_Before Competition Groups_24 | Steam Trap Repair | 0.00342% | 0 | 0.040508 | Industrial_2034_SC C_million_m3_Before Competition Groups_Steam Trap Repair
Industrial | Ind ¦ Solar Walls | 2034 | SC C | million_m3 | Before Competition Groups | 0.020573 | 0 | 0 | 1184.3194 | 1.7371e-05 | 25 | Industrial_2034_SC C_million_m3_Before Competition Groups_25 | Solar Walls | 0.001737% | 0 | 0.020573 | Industrial_2034_SC C_million_m3_Before Competition Groups_Solar Walls
Industrial | Ind ¦ High Efficiency Furnaces | 2034 | SC C | million_m3 | Before Competition Groups | 0.006243 | 0 | 0 | 1184.3194 | 5.2713e-06 | 26 | Industrial_2034_SC C_million_m3_Before Competition Groups_26 | High Efficiency Furnaces | 0.0005271% | 0 | 0.006243 | Industrial_2034_SC C_million_m3_Before Competition Groups_High Efficiency Furnaces
Industrial | Ind ¦ Process Heat Improvements | 2034 | Technical | million_m3 | Before Competition Groups | 855.1408 | 0 | 0 | 2479.2895 | 0.34491 | 1 | Industrial_2034_Technical_million_m3_Before Competition Groups_1 | Process Heat Improvements | 34.49% | 0 | 855.1408 | Industrial_2034_Technical_million_m3_Before Competition Groups_Process Heat Improvements
Industrial | Ind ¦ Boiler Upgrade | 2034 | Technical | million_m3 | Before Competition Groups | 328.3125 | 0 | 0 | 2479.2895 | 0.13242 | 2 | Industrial_2034_Technical_million_m3_Before Competition Groups_2 | Boiler Upgrade | 13.24% | 0 | 328.3125 | Industrial_2034_Technical_million_m3_Before Competition Groups_Boiler Upgrade
Industrial | Ind ¦ Process Heat Recovery (Gas) | 2034 | Technical | million_m3 | Before Competition Groups | 303.3321 | 0 | 0 | 2479.2895 | 0.12235 | 3 | Industrial_2034_Technical_million_m3_Before Competition Groups_3 | Process Heat Recovery (Gas) | 12.23% | 0 | 303.3321 | Industrial_2034_Technical_million_m3_Before Competition Groups_Process Heat Recovery (Gas)
Industrial | Ind ¦ Recommissioning | 2034 | Technical | million_m3 | Before Competition Groups | 218.3228 | 0 | 0 | 2479.2895 | 0.088059 | 4 | Industrial_2034_Technical_million_m3_Before Competition Groups_4 | Recommissioning | 8.806% | 0 | 218.3228 | Industrial_2034_Technical_million_m3_Before Competition Groups_Recommissioning
Industrial | Ind ¦ High Efficiency Burners | 2034 | Technical | million_m3 | Before Competition Groups | 161.3888 | 0 | 0 | 2479.2895 | 0.065095 | 5 | Industrial_2034_Technical_million_m3_Before Competition Groups_5 | High Efficiency Burners | 6.509% | 0 | 161.3888 | Industrial_2034_Technical_million_m3_Before Competition Groups_High Efficiency Burners
Industrial | Ind ¦ Improved Controls -Process Heating Gas | 2034 | Technical | million_m3 | Before Competition Groups | 139.1832 | 0 | 0 | 2479.2895 | 0.056138 | 6 | Industrial_2034_Technical_million_m3_Before Competition Groups_6 | Improved Controls -Process Heating Gas | 5.614% | 0 | 139.1832 | Industrial_2034_Technical_million_m3_Before Competition Groups_Improved Controls -Process Heating Gas
Industrial | Ind ¦ Greenhouse Envelope Improvements | 2034 | Technical | million_m3 | Before Competition Groups | 88.8824 | 0 | 0 | 2479.2895 | 0.03585 | 7 | Industrial_2034_Technical_million_m3_Before Competition Groups_7 | Greenhouse Envelope Improvements | 3.585% | 0 | 88.8824 | Industrial_2034_Technical_million_m3_Before Competition Groups_Greenhouse Envelope Improvements
Industrial | Ind ¦ Boiler Tune Up | 2034 | Technical | million_m3 | Before Competition Groups | 43.2632 | 0 | 0 | 2479.2895 | 0.01745 | 8 | Industrial_2034_Technical_million_m3_Before Competition Groups_8 | Boiler Tune Up | 1.745% | 0 | 43.2632 | Industrial_2034_Technical_million_m3_Before Competition Groups_Boiler Tune Up
Industrial | Ind ¦ Insulation - Steam | 2034 | Technical | million_m3 | Before Competition Groups | 41.7031 | 0 | 0 | 2479.2895 | 0.016821 | 9 | Industrial_2034_Technical_million_m3_Before Competition Groups_9 | Insulation - Steam | 1.682% | 0 | 41.7031 | Industrial_2034_Technical_million_m3_Before Competition Groups_Insulation - Steam
Industrial | Ind ¦ High Efficiency HVAC Fans (Gas) | 2034 | Technical | million_m3 | Before Competition Groups | 40.8609 | 0 | 0 | 2479.2895 | 0.016481 | 10 | Industrial_2034_Technical_million_m3_Before Competition Groups_10 | High Efficiency HVAC Fans (Gas) | 1.648% | 0 | 40.8609 | Industrial_2034_Technical_million_m3_Before Competition Groups_High Efficiency HVAC Fans (Gas)
Industrial | Ind ¦ VAV Conversion Project (Gas) | 2034 | Technical | million_m3 | Before Competition Groups | 34.8983 | 0 | 0 | 2479.2895 | 0.014076 | 11 | Industrial_2034_Technical_million_m3_Before Competition Groups_11 | VAV Conversion Project (Gas) | 1.408% | 0 | 34.8983 | Industrial_2034_Technical_million_m3_Before Competition Groups_VAV Conversion Project (Gas)
Industrial | Ind ¦ Direct Contact Water Heaters | 2034 | Technical | million_m3 | Before Competition Groups | 28.8328 | 0 | 0 | 2479.2895 | 0.011629 | 12 | Industrial_2034_Technical_million_m3_Before Competition Groups_12 | Direct Contact Water Heaters | 1.163% | 0 | 28.8328 | Industrial_2034_Technical_million_m3_Before Competition Groups_Direct Contact Water Heaters
Industrial | Ind ¦ Steam Leak Repairs | 2034 | Technical | million_m3 | Before Competition Groups | 26.2976 | 0 | 0 | 2479.2895 | 0.010607 | 13 | Industrial_2034_Technical_million_m3_Before Competition Groups_13 | Steam Leak Repairs | 1.061% | 0 | 26.2976 | Industrial_2034_Technical_million_m3_Before Competition Groups_Steam Leak Repairs
Industrial | Ind ¦ HE HVAC Controls | 2034 | Technical | million_m3 | Before Competition Groups | 23.7319 | 0 | 0 | 2479.2895 | 0.0095721 | 14 | Industrial_2034_Technical_million_m3_Before Competition Groups_14 | HE HVAC Controls | 0.9572% | 0 | 23.7319 | Industrial_2034_Technical_million_m3_Before Competition Groups_HE HVAC Controls
Industrial | Ind ¦ Loading Dock Seals | 2034 | Technical | million_m3 | Before Competition Groups | 23.7319 | 0 | 0 | 2479.2895 | 0.0095721 | 15 | Industrial_2034_Technical_million_m3_Before Competition Groups_15 | Loading Dock Seals | 0.9572% | 0 | 23.7319 | Industrial_2034_Technical_million_m3_Before Competition Groups_Loading Dock Seals
Industrial | Ind ¦ Steam Trap Repair | 2034 | Technical | million_m3 | Before Competition Groups | 19.9615 | 0 | 0 | 2479.2895 | 0.0080513 | 16 | Industrial_2034_Technical_million_m3_Before Competition Groups_16 | Steam Trap Repair | 0.8051% | 0 | 19.9615 | Industrial_2034_Technical_million_m3_Before Competition Groups_Steam Trap Repair
Industrial | Ind ¦ High Efficiency Furnaces | 2034 | Technical | million_m3 | Before Competition Groups | 18.5778 | 0 | 0 | 2479.2895 | 0.0074932 | 17 | Industrial_2034_Technical_million_m3_Before Competition Groups_17 | High Efficiency Furnaces | 0.7493% | 0 | 18.5778 | Industrial_2034_Technical_million_m3_Before Competition Groups_High Efficiency Furnaces
Industrial | Ind ¦ Insulation - Steam (AG) | 2034 | Technical | million_m3 | Before Competition Groups | 17.7227 | 0 | 0 | 2479.2895 | 0.0071483 | 18 | Industrial_2034_Technical_million_m3_Before Competition Groups_18 | Insulation - Steam (AG) | 0.7148% | 0 | 17.7227 | Industrial_2034_Technical_million_m3_Before Competition Groups_Insulation - Steam (AG)
Industrial | Ind ¦ Air Compressor Heat Recovery | 2034 | Technical | million_m3 | Before Competition Groups | 15.2876 | 0 | 0 | 2479.2895 | 0.0061661 | 19 | Industrial_2034_Technical_million_m3_Before Competition Groups_19 | Air Compressor Heat Recovery | 0.6166% | 0 | 15.2876 | Industrial_2034_Technical_million_m3_Before Competition Groups_Air Compressor Heat Recovery
Industrial | Ind ¦ Steam Turbine Optimization | 2034 | Technical | million_m3 | Before Competition Groups | 9.763 | 0 | 0 | 2479.2895 | 0.0039378 | 20 | Industrial_2034_Technical_million_m3_Before Competition Groups_20 | Steam Turbine Optimization | 0.3938% | 0 | 9.763 | Industrial_2034_Technical_million_m3_Before Competition Groups_Steam Turbine Optimization
Industrial | Ind ¦ Process Optimization (Gas) | 2034 | Technical | million_m3 | Before Competition Groups | 8.9846 | 0 | 0 | 2479.2895 | 0.0036239 | 21 | Industrial_2034_Technical_million_m3_Before Competition Groups_21 | Process Optimization (Gas) | 0.3624% | 0 | 8.9846 | Industrial_2034_Technical_million_m3_Before Competition Groups_Process Optimization (Gas)
Industrial | Ind ¦ HE Stock Tank | 2034 | Technical | million_m3 | Before Competition Groups | 8.8929 | 0 | 0 | 2479.2895 | 0.0035869 | 22 | Industrial_2034_Technical_million_m3_Before Competition Groups_22 | HE Stock Tank | 0.3587% | 0 | 8.8929 | Industrial_2034_Technical_million_m3_Before Competition Groups_HE Stock Tank
Industrial | Ind ¦ Gas Turbine Optimization | 2034 | Technical | million_m3 | Before Competition Groups | 7.3222 | 0 | 0 | 2479.2895 | 0.0029534 | 23 | Industrial_2034_Technical_million_m3_Before Competition Groups_23 | Gas Turbine Optimization | 0.2953% | 0 | 7.3222 | Industrial_2034_Technical_million_m3_Before Competition Groups_Gas Turbine Optimization
Industrial | Ind ¦ Ventilation Optimization (Gas) | 2034 | Technical | million_m3 | Before Competition Groups | 4.7572 | 0 | 0 | 2479.2895 | 0.0019188 | 24 | Industrial_2034_Technical_million_m3_Before Competition Groups_24 | Ventilation Optimization (Gas) | 0.1919% | 0 | 4.7572 | Industrial_2034_Technical_million_m3_Before Competition Groups_Ventilation Optimization (Gas)
Industrial | Ind ¦ Solar Walls | 2034 | Technical | million_m3 | Before Competition Groups | 4.7074 | 0 | 0 | 2479.2895 | 0.0018987 | 25 | Industrial_2034_Technical_million_m3_Before Competition Groups_25 | Solar Walls | 0.1899% | 0 | 4.7074 | Industrial_2034_Technical_million_m3_Before Competition Groups_Solar Walls
Industrial | Ind ¦ HE HVAC Units | 2034 | Technical | million_m3 | Before Competition Groups | 1.9956 | 0 | 0 | 2479.2895 | 0.0008049 | 26 | Industrial_2034_Technical_million_m3_Before Competition Groups_26 | HE HVAC Units | 0.08049% | 0 | 1.9956 | Industrial_2034_Technical_million_m3_Before Competition Groups_HE HVAC Units
Industrial | Ind ¦ Boiler Tune Up - Direct | 2034 | Technical | million_m3 | Before Competition Groups | 1.4767 | 0 | 0 | 2479.2895 | 0.00059563 | 27 | Industrial_2034_Technical_million_m3_Before Competition Groups_27 | Boiler Tune Up - Direct | 0.05956% | 0 | 1.4767 | Industrial_2034_Technical_million_m3_Before Competition Groups_Boiler Tune Up - Direct
Industrial | Ind ¦ Process Heat Recovery (Gas) - HVAC | 2034 | Technical | million_m3 | Before Competition Groups | 1.0137 | 0 | 0 | 2479.2895 | 0.00040888 | 28 | Industrial_2034_Technical_million_m3_Before Competition Groups_28 | Process Heat Recovery (Gas) - HVAC | 0.04089% | 0 | 1.0137 | Industrial_2034_Technical_million_m3_Before Competition Groups_Process Heat Recovery (Gas) - HVAC
Industrial | Ind ¦ Insulation - Steam - Direct | 2034 | Technical | million_m3 | Before Competition Groups | 0.67583 | 0 | 0 | 2479.2895 | 0.00027259 | 29 | Industrial_2034_Technical_million_m3_Before Competition Groups_29 | Insulation - Steam - Direct | 0.02726% | 0 | 0.67583 | Industrial_2034_Technical_million_m3_Before Competition Groups_Insulation - Steam - Direct
Industrial | Ind ¦ Insulation - Steam - HVAC | 2034 | Technical | million_m3 | Before Competition Groups | 0.14055 | 0 | 0 | 2479.2895 | 5.6689e-05 | 30 | Industrial_2034_Technical_million_m3_Before Competition Groups_30 | Insulation - Steam - HVAC | 0.005669% | 0 | 0.14055 | Industrial_2034_Technical_million_m3_Before Competition Groups_Insulation - Steam - HVAC
Industrial | Ind ¦ Boiler Tune Up - HVAC | 2034 | Technical | million_m3 | Before Competition Groups | 0.12778 | 0 | 0 | 2479.2895 | 5.1539e-05 | 31 | Industrial_2034_Technical_million_m3_Before Competition Groups_31 | Boiler Tune Up - HVAC | 0.005154% | 0 | 0.12778 | Industrial_2034_Technical_million_m3_Before Competition Groups_Boiler Tune Up - HVAC
Industrial | Ind ¦ Process Heat Improvements | 2035 | Economic | million_m3 | Before Competition Groups | 868.3009 | 0 | 0 | 2401.3077 | 0.3616 | 1 | Industrial_2035_Economic_million_m3_Before Competition Groups_1 | Process Heat Improvements | 36.16% | 0 | 868.3009 | Industrial_2035_Economic_million_m3_Before Competition Groups_Process Heat Improvements
Industrial | Ind ¦ Boiler Upgrade | 2035 | Economic | million_m3 | Before Competition Groups | 334.0719 | 0 | 0 | 2401.3077 | 0.13912 | 2 | Industrial_2035_Economic_million_m3_Before Competition Groups_2 | Boiler Upgrade | 13.91% | 0 | 334.0719 | Industrial_2035_Economic_million_m3_Before Competition Groups_Boiler Upgrade
Industrial | Ind ¦ Process Heat Recovery (Gas) | 2035 | Economic | million_m3 | Before Competition Groups | 303.3321 | 0 | 0 | 2401.3077 | 0.12632 | 3 | Industrial_2035_Economic_million_m3_Before Competition Groups_3 | Process Heat Recovery (Gas) | 12.63% | 0 | 303.3321 | Industrial_2035_Economic_million_m3_Before Competition Groups_Process Heat Recovery (Gas)
Industrial | Ind ¦ Recommissioning | 2035 | Economic | million_m3 | Before Competition Groups | 218.3228 | 0 | 0 | 2401.3077 | 0.090918 | 4 | Industrial_2035_Economic_million_m3_Before Competition Groups_4 | Recommissioning | 9.092% | 0 | 218.3228 | Industrial_2035_Economic_million_m3_Before Competition Groups_Recommissioning
Industrial | Ind ¦ High Efficiency Burners | 2035 | Economic | million_m3 | Before Competition Groups | 163.8725 | 0 | 0 | 2401.3077 | 0.068243 | 5 | Industrial_2035_Economic_million_m3_Before Competition Groups_5 | High Efficiency Burners | 6.824% | 0 | 163.8725 | Industrial_2035_Economic_million_m3_Before Competition Groups_High Efficiency Burners
Industrial | Ind ¦ Improved Controls -Process Heating Gas | 2035 | Economic | million_m3 | Before Competition Groups | 139.1832 | 0 | 0 | 2401.3077 | 0.057961 | 6 | Industrial_2035_Economic_million_m3_Before Competition Groups_6 | Improved Controls -Process Heating Gas | 5.796% | 0 | 139.1832 | Industrial_2035_Economic_million_m3_Before Competition Groups_Improved Controls -Process Heating Gas
Industrial | Ind ¦ Greenhouse Envelope Improvements | 2035 | Economic | million_m3 | Before Competition Groups | 90.5372 | 0 | 0 | 2401.3077 | 0.037703 | 7 | Industrial_2035_Economic_million_m3_Before Competition Groups_7 | Greenhouse Envelope Improvements | 3.77% | 0 | 90.5372 | Industrial_2035_Economic_million_m3_Before Competition Groups_Greenhouse Envelope Improvements
Industrial | Ind ¦ Insulation - Steam | 2035 | Economic | million_m3 | Before Competition Groups | 41.7031 | 0 | 0 | 2401.3077 | 0.017367 | 8 | Industrial_2035_Economic_million_m3_Before Competition Groups_8 | Insulation - Steam | 1.737% | 0 | 41.7031 | Industrial_2035_Economic_million_m3_Before Competition Groups_Insulation - Steam
Industrial | Ind ¦ High Efficiency HVAC Fans (Gas) | 2035 | Economic | million_m3 | Before Competition Groups | 41.3663 | 0 | 0 | 2401.3077 | 0.017227 | 9 | Industrial_2035_Economic_million_m3_Before Competition Groups_9 | High Efficiency HVAC Fans (Gas) | 1.723% | 0 | 41.3663 | Industrial_2035_Economic_million_m3_Before Competition Groups_High Efficiency HVAC Fans (Gas)
Industrial | Ind ¦ VAV Conversion Project (Gas) | 2035 | Economic | million_m3 | Before Competition Groups | 34.9163 | 0 | 0 | 2401.3077 | 0.014541 | 10 | Industrial_2035_Economic_million_m3_Before Competition Groups_10 | VAV Conversion Project (Gas) | 1.454% | 0 | 34.9163 | Industrial_2035_Economic_million_m3_Before Competition Groups_VAV Conversion Project (Gas)
Industrial | Ind ¦ Direct Contact Water Heaters | 2035 | Economic | million_m3 | Before Competition Groups | 29.3053 | 0 | 0 | 2401.3077 | 0.012204 | 11 | Industrial_2035_Economic_million_m3_Before Competition Groups_11 | Direct Contact Water Heaters | 1.22% | 0 | 29.3053 | Industrial_2035_Economic_million_m3_Before Competition Groups_Direct Contact Water Heaters
Industrial | Ind ¦ HE HVAC Controls | 2035 | Economic | million_m3 | Before Competition Groups | 23.7319 | 0 | 0 | 2401.3077 | 0.0098829 | 12 | Industrial_2035_Economic_million_m3_Before Competition Groups_12 | HE HVAC Controls | 0.9883% | 0 | 23.7319 | Industrial_2035_Economic_million_m3_Before Competition Groups_HE HVAC Controls
Industrial | Ind ¦ Steam Trap Repair | 2035 | Economic | million_m3 | Before Competition Groups | 19.9615 | 0 | 0 | 2401.3077 | 0.0083128 | 13 | Industrial_2035_Economic_million_m3_Before Competition Groups_13 | Steam Trap Repair | 0.8313% | 0 | 19.9615 | Industrial_2035_Economic_million_m3_Before Competition Groups_Steam Trap Repair
Industrial | Ind ¦ Insulation - Steam (AG) | 2035 | Economic | million_m3 | Before Competition Groups | 17.6648 | 0 | 0 | 2401.3077 | 0.0073563 | 14 | Industrial_2035_Economic_million_m3_Before Competition Groups_14 | Insulation - Steam (AG) | 0.7356% | 0 | 17.6648 | Industrial_2035_Economic_million_m3_Before Competition Groups_Insulation - Steam (AG)
Industrial | Ind ¦ Air Compressor Heat Recovery | 2035 | Economic | million_m3 | Before Competition Groups | 15.2876 | 0 | 0 | 2401.3077 | 0.0063664 | 15 | Industrial_2035_Economic_million_m3_Before Competition Groups_15 | Air Compressor Heat Recovery | 0.6366% | 0 | 15.2876 | Industrial_2035_Economic_million_m3_Before Competition Groups_Air Compressor Heat Recovery
Industrial | Ind ¦ High Efficiency Furnaces | 2035 | Economic | million_m3 | Before Competition Groups | 11.9777 | 0 | 0 | 2401.3077 | 0.004988 | 16 | Industrial_2035_Economic_million_m3_Before Competition Groups_16 | High Efficiency Furnaces | 0.4988% | 0 | 11.9777 | Industrial_2035_Economic_million_m3_Before Competition Groups_High Efficiency Furnaces
Industrial | Ind ¦ Steam Turbine Optimization | 2035 | Economic | million_m3 | Before Competition Groups | 9.7643 | 0 | 0 | 2401.3077 | 0.0040662 | 17 | Industrial_2035_Economic_million_m3_Before Competition Groups_17 | Steam Turbine Optimization | 0.4066% | 0 | 9.7643 | Industrial_2035_Economic_million_m3_Before Competition Groups_Steam Turbine Optimization
Industrial | Ind ¦ HE Stock Tank | 2035 | Economic | million_m3 | Before Competition Groups | 9.0223 | 0 | 0 | 2401.3077 | 0.0037573 | 18 | Industrial_2035_Economic_million_m3_Before Competition Groups_18 | HE Stock Tank | 0.3757% | 0 | 9.0223 | Industrial_2035_Economic_million_m3_Before Competition Groups_HE Stock Tank
Industrial | Ind ¦ Process Optimization (Gas) | 2035 | Economic | million_m3 | Before Competition Groups | 8.9846 | 0 | 0 | 2401.3077 | 0.0037416 | 19 | Industrial_2035_Economic_million_m3_Before Competition Groups_19 | Process Optimization (Gas) | 0.3742% | 0 | 8.9846 | Industrial_2035_Economic_million_m3_Before Competition Groups_Process Optimization (Gas)
Industrial | Ind ¦ Gas Turbine Optimization | 2035 | Economic | million_m3 | Before Competition Groups | 7.3232 | 0 | 0 | 2401.3077 | 0.0030497 | 20 | Industrial_2035_Economic_million_m3_Before Competition Groups_20 | Gas Turbine Optimization | 0.305% | 0 | 7.3232 | Industrial_2035_Economic_million_m3_Before Competition Groups_Gas Turbine Optimization
Industrial | Ind ¦ Ventilation Optimization (Gas) | 2035 | Economic | million_m3 | Before Competition Groups | 4.7572 | 0 | 0 | 2401.3077 | 0.0019811 | 21 | Industrial_2035_Economic_million_m3_Before Competition Groups_21 | Ventilation Optimization (Gas) | 0.1981% | 0 | 4.7572 | Industrial_2035_Economic_million_m3_Before Competition Groups_Ventilation Optimization (Gas)
Industrial | Ind ¦ Solar Walls | 2035 | Economic | million_m3 | Before Competition Groups | 4.7099 | 0 | 0 | 2401.3077 | 0.0019614 | 22 | Industrial_2035_Economic_million_m3_Before Competition Groups_22 | Solar Walls | 0.1961% | 0 | 4.7099 | Industrial_2035_Economic_million_m3_Before Competition Groups_Solar Walls
Industrial | Ind ¦ HE HVAC Units | 2035 | Economic | million_m3 | Before Competition Groups | 1.3809 | 0 | 0 | 2401.3077 | 0.00057506 | 23 | Industrial_2035_Economic_million_m3_Before Competition Groups_23 | HE HVAC Units | 0.05751% | 0 | 1.3809 | Industrial_2035_Economic_million_m3_Before Competition Groups_HE HVAC Units
Industrial | Ind ¦ Process Heat Recovery (Gas) - HVAC | 2035 | Economic | million_m3 | Before Competition Groups | 1.0137 | 0 | 0 | 2401.3077 | 0.00042216 | 24 | Industrial_2035_Economic_million_m3_Before Competition Groups_24 | Process Heat Recovery (Gas) - HVAC | 0.04222% | 0 | 1.0137 | Industrial_2035_Economic_million_m3_Before Competition Groups_Process Heat Recovery (Gas) - HVAC
Industrial | Ind ¦ Insulation - Steam - Direct | 2035 | Economic | million_m3 | Before Competition Groups | 0.67583 | 0 | 0 | 2401.3077 | 0.00028144 | 25 | Industrial_2035_Economic_million_m3_Before Competition Groups_25 | Insulation - Steam - Direct | 0.02814% | 0 | 0.67583 | Industrial_2035_Economic_million_m3_Before Competition Groups_Insulation - Steam - Direct
Industrial | Ind ¦ Insulation - Steam - HVAC | 2035 | Economic | million_m3 | Before Competition Groups | 0.14055 | 0 | 0 | 2401.3077 | 5.853e-05 | 26 | Industrial_2035_Economic_million_m3_Before Competition Groups_26 | Insulation - Steam - HVAC | 0.005853% | 0 | 0.14055 | Industrial_2035_Economic_million_m3_Before Competition Groups_Insulation - Steam - HVAC
Industrial | Ind ¦ Process Heat Improvements | 2035 | SC A | million_m3 | Before Competition Groups | 226.2828 | 0 | 0 | 813.7596 | 0.27807 | 1 | Industrial_2035_SC A_million_m3_Before Competition Groups_1 | Process Heat Improvements | 27.81% | 0 | 226.2828 | Industrial_2035_SC A_million_m3_Before Competition Groups_Process Heat Improvements
Industrial | Ind ¦ Boiler Upgrade | 2035 | SC A | million_m3 | Before Competition Groups | 191.5 | 0 | 0 | 813.7596 | 0.23533 | 2 | Industrial_2035_SC A_million_m3_Before Competition Groups_2 | Boiler Upgrade | 23.53% | 0 | 191.5 | Industrial_2035_SC A_million_m3_Before Competition Groups_Boiler Upgrade
Industrial | Ind ¦ Recommissioning | 2035 | SC A | million_m3 | Before Competition Groups | 108.6761 | 0 | 0 | 813.7596 | 0.13355 | 3 | Industrial_2035_SC A_million_m3_Before Competition Groups_3 | Recommissioning | 13.35% | 0 | 108.6761 | Industrial_2035_SC A_million_m3_Before Competition Groups_Recommissioning
Industrial | Ind ¦ Improved Controls -Process Heating Gas | 2035 | SC A | million_m3 | Before Competition Groups | 68.4033 | 0 | 0 | 813.7596 | 0.084058 | 4 | Industrial_2035_SC A_million_m3_Before Competition Groups_4 | Improved Controls -Process Heating Gas | 8.406% | 0 | 68.4033 | Industrial_2035_SC A_million_m3_Before Competition Groups_Improved Controls -Process Heating Gas
Industrial | Ind ¦ Greenhouse Envelope Improvements | 2035 | SC A | million_m3 | Before Competition Groups | 67.2303 | 0 | 0 | 813.7596 | 0.082617 | 5 | Industrial_2035_SC A_million_m3_Before Competition Groups_5 | Greenhouse Envelope Improvements | 8.262% | 0 | 67.2303 | Industrial_2035_SC A_million_m3_Before Competition Groups_Greenhouse Envelope Improvements
Industrial | Ind ¦ Process Heat Recovery (Gas) | 2035 | SC A | million_m3 | Before Competition Groups | 46.3188 | 0 | 0 | 813.7596 | 0.05692 | 6 | Industrial_2035_SC A_million_m3_Before Competition Groups_6 | Process Heat Recovery (Gas) | 5.692% | 0 | 46.3188 | Industrial_2035_SC A_million_m3_Before Competition Groups_Process Heat Recovery (Gas)
Industrial | Ind ¦ Insulation - Steam | 2035 | SC A | million_m3 | Before Competition Groups | 23.8573 | 0 | 0 | 813.7596 | 0.029317 | 7 | Industrial_2035_SC A_million_m3_Before Competition Groups_7 | Insulation - Steam | 2.932% | 0 | 23.8573 | Industrial_2035_SC A_million_m3_Before Competition Groups_Insulation - Steam
Industrial | Ind ¦ Direct Contact Water Heaters | 2035 | SC A | million_m3 | Before Competition Groups | 16.9086 | 0 | 0 | 813.7596 | 0.020778 | 8 | Industrial_2035_SC A_million_m3_Before Competition Groups_8 | Direct Contact Water Heaters | 2.078% | 0 | 16.9086 | Industrial_2035_SC A_million_m3_Before Competition Groups_Direct Contact Water Heaters
Industrial | Ind ¦ Insulation - Steam (AG) | 2035 | SC A | million_m3 | Before Competition Groups | 12.2837 | 0 | 0 | 813.7596 | 0.015095 | 9 | Industrial_2035_SC A_million_m3_Before Competition Groups_9 | Insulation - Steam (AG) | 1.51% | 0 | 12.2837 | Industrial_2035_SC A_million_m3_Before Competition Groups_Insulation - Steam (AG)
Industrial | Ind ¦ High Efficiency HVAC Fans (Gas) | 2035 | SC A | million_m3 | Before Competition Groups | 9.5609 | 0 | 0 | 813.7596 | 0.011749 | 10 | Industrial_2035_SC A_million_m3_Before Competition Groups_10 | High Efficiency HVAC Fans (Gas) | 1.175% | 0 | 9.5609 | Industrial_2035_SC A_million_m3_Before Competition Groups_High Efficiency HVAC Fans (Gas)
Industrial | Ind ¦ High Efficiency Burners | 2035 | SC A | million_m3 | Before Competition Groups | 9.4494 | 0 | 0 | 813.7596 | 0.011612 | 11 | Industrial_2035_SC A_million_m3_Before Competition Groups_11 | High Efficiency Burners | 1.161% | 0 | 9.4494 | Industrial_2035_SC A_million_m3_Before Competition Groups_High Efficiency Burners
Industrial | Ind ¦ Steam Turbine Optimization | 2035 | SC A | million_m3 | Before Competition Groups | 8.643 | 0 | 0 | 813.7596 | 0.010621 | 12 | Industrial_2035_SC A_million_m3_Before Competition Groups_12 | Steam Turbine Optimization | 1.062% | 0 | 8.643 | Industrial_2035_SC A_million_m3_Before Competition Groups_Steam Turbine Optimization
Industrial | Ind ¦ Gas Turbine Optimization | 2035 | SC A | million_m3 | Before Competition Groups | 6.4237 | 0 | 0 | 813.7596 | 0.0078939 | 13 | Industrial_2035_SC A_million_m3_Before Competition Groups_13 | Gas Turbine Optimization | 0.7894% | 0 | 6.4237 | Industrial_2035_SC A_million_m3_Before Competition Groups_Gas Turbine Optimization
Industrial | Ind ¦ Air Compressor Heat Recovery | 2035 | SC A | million_m3 | Before Competition Groups | 5.9607 | 0 | 0 | 813.7596 | 0.0073249 | 14 | Industrial_2035_SC A_million_m3_Before Competition Groups_14 | Air Compressor Heat Recovery | 0.7325% | 0 | 5.9607 | Industrial_2035_SC A_million_m3_Before Competition Groups_Air Compressor Heat Recovery
Industrial | Ind ¦ Ventilation Optimization (Gas) | 2035 | SC A | million_m3 | Before Competition Groups | 4.4715 | 0 | 0 | 813.7596 | 0.0054949 | 15 | Industrial_2035_SC A_million_m3_Before Competition Groups_15 | Ventilation Optimization (Gas) | 0.5495% | 0 | 4.4715 | Industrial_2035_SC A_million_m3_Before Competition Groups_Ventilation Optimization (Gas)
Industrial | Ind ¦ HE Stock Tank | 2035 | SC A | million_m3 | Before Competition Groups | 3.819 | 0 | 0 | 813.7596 | 0.004693 | 16 | Industrial_2035_SC A_million_m3_Before Competition Groups_16 | HE Stock Tank | 0.4693% | 0 | 3.819 | Industrial_2035_SC A_million_m3_Before Competition Groups_HE Stock Tank
Industrial | Ind ¦ Process Optimization (Gas) | 2035 | SC A | million_m3 | Before Competition Groups | 2.3271 | 0 | 0 | 813.7596 | 0.0028597 | 17 | Industrial_2035_SC A_million_m3_Before Competition Groups_17 | Process Optimization (Gas) | 0.286% | 0 | 2.3271 | Industrial_2035_SC A_million_m3_Before Competition Groups_Process Optimization (Gas)
Industrial | Ind ¦ VAV Conversion Project (Gas) | 2035 | SC A | million_m3 | Before Competition Groups | 0.55816 | 0 | 0 | 813.7596 | 0.0006859 | 18 | Industrial_2035_SC A_million_m3_Before Competition Groups_18 | VAV Conversion Project (Gas) | 0.06859% | 0 | 0.55816 | Industrial_2035_SC A_million_m3_Before Competition Groups_VAV Conversion Project (Gas)
Industrial | Ind ¦ HE HVAC Controls | 2035 | SC A | million_m3 | Before Competition Groups | 0.37866 | 0 | 0 | 813.7596 | 0.00046532 | 19 | Industrial_2035_SC A_million_m3_Before Competition Groups_19 | HE HVAC Controls | 0.04653% | 0 | 0.37866 | Industrial_2035_SC A_million_m3_Before Competition Groups_HE HVAC Controls
Industrial | Ind ¦ Insulation - Steam - Direct | 2035 | SC A | million_m3 | Before Competition Groups | 0.36256 | 0 | 0 | 813.7596 | 0.00044554 | 20 | Industrial_2035_SC A_million_m3_Before Competition Groups_20 | Insulation - Steam - Direct | 0.04455% | 0 | 0.36256 | Industrial_2035_SC A_million_m3_Before Competition Groups_Insulation - Steam - Direct
Industrial | Ind ¦ Process Heat Recovery (Gas) - HVAC | 2035 | SC A | million_m3 | Before Competition Groups | 0.18878 | 0 | 0 | 813.7596 | 0.00023198 | 21 | Industrial_2035_SC A_million_m3_Before Competition Groups_21 | Process Heat Recovery (Gas) - HVAC | 0.0232% | 0 | 0.18878 | Industrial_2035_SC A_million_m3_Before Competition Groups_Process Heat Recovery (Gas) - HVAC
Industrial | Ind ¦ Insulation - Steam - HVAC | 2035 | SC A | million_m3 | Before Competition Groups | 0.087857 | 0 | 0 | 813.7596 | 0.00010796 | 22 | Industrial_2035_SC A_million_m3_Before Competition Groups_22 | Insulation - Steam - HVAC | 0.0108% | 0 | 0.087857 | Industrial_2035_SC A_million_m3_Before Competition Groups_Insulation - Steam - HVAC
Industrial | Ind ¦ Steam Trap Repair | 2035 | SC A | million_m3 | Before Competition Groups | 0.041262 | 0 | 0 | 813.7596 | 5.0706e-05 | 23 | Industrial_2035_SC A_million_m3_Before Competition Groups_23 | Steam Trap Repair | 0.005071% | 0 | 0.041262 | Industrial_2035_SC A_million_m3_Before Competition Groups_Steam Trap Repair
Industrial | Ind ¦ HE HVAC Units | 2035 | SC A | million_m3 | Before Competition Groups | 0.019988 | 0 | 0 | 813.7596 | 2.4562e-05 | 24 | Industrial_2035_SC A_million_m3_Before Competition Groups_24 | HE HVAC Units | 0.002456% | 0 | 0.019988 | Industrial_2035_SC A_million_m3_Before Competition Groups_HE HVAC Units
Industrial | Ind ¦ Solar Walls | 2035 | SC A | million_m3 | Before Competition Groups | 0.0049962 | 0 | 0 | 813.7596 | 6.1396e-06 | 25 | Industrial_2035_SC A_million_m3_Before Competition Groups_25 | Solar Walls | 0.000614% | 0 | 0.0049962 | Industrial_2035_SC A_million_m3_Before Competition Groups_Solar Walls
Industrial | Ind ¦ High Efficiency Furnaces | 2035 | SC A | million_m3 | Before Competition Groups | 0.0010758 | 0 | 0 | 813.7596 | 1.322e-06 | 26 | Industrial_2035_SC A_million_m3_Before Competition Groups_26 | High Efficiency Furnaces | 0.0001322% | 0 | 0.0010758 | Industrial_2035_SC A_million_m3_Before Competition Groups_High Efficiency Furnaces
Industrial | Ind ¦ Process Heat Improvements | 2035 | SC B | million_m3 | Before Competition Groups | 628.6287 | 0 | 0 | 1951.5555 | 0.32212 | 1 | Industrial_2035_SC B_million_m3_Before Competition Groups_1 | Process Heat Improvements | 32.21% | 0 | 628.6287 | Industrial_2035_SC B_million_m3_Before Competition Groups_Process Heat Improvements
Industrial | Ind ¦ Boiler Upgrade | 2035 | SC B | million_m3 | Before Competition Groups | 287.0297 | 0 | 0 | 1951.5555 | 0.14708 | 2 | Industrial_2035_SC B_million_m3_Before Competition Groups_2 | Boiler Upgrade | 14.71% | 0 | 287.0297 | Industrial_2035_SC B_million_m3_Before Competition Groups_Boiler Upgrade
Industrial | Ind ¦ Process Heat Recovery (Gas) | 2035 | SC B | million_m3 | Before Competition Groups | 279.4045 | 0 | 0 | 1951.5555 | 0.14317 | 3 | Industrial_2035_SC B_million_m3_Before Competition Groups_3 | Process Heat Recovery (Gas) | 14.32% | 0 | 279.4045 | Industrial_2035_SC B_million_m3_Before Competition Groups_Process Heat Recovery (Gas)
Industrial | Ind ¦ Recommissioning | 2035 | SC B | million_m3 | Before Competition Groups | 201.9243 | 0 | 0 | 1951.5555 | 0.10347 | 4 | Industrial_2035_SC B_million_m3_Before Competition Groups_4 | Recommissioning | 10.35% | 0 | 201.9243 | Industrial_2035_SC B_million_m3_Before Competition Groups_Recommissioning
Industrial | Ind ¦ Improved Controls -Process Heating Gas | 2035 | SC B | million_m3 | Before Competition Groups | 128.0765 | 0 | 0 | 1951.5555 | 0.065628 | 5 | Industrial_2035_SC B_million_m3_Before Competition Groups_5 | Improved Controls -Process Heating Gas | 6.563% | 0 | 128.0765 | Industrial_2035_SC B_million_m3_Before Competition Groups_Improved Controls -Process Heating Gas
Industrial | Ind ¦ High Efficiency Burners | 2035 | SC B | million_m3 | Before Competition Groups | 119.148 | 0 | 0 | 1951.5555 | 0.061053 | 6 | Industrial_2035_SC B_million_m3_Before Competition Groups_6 | High Efficiency Burners | 6.105% | 0 | 119.148 | Industrial_2035_SC B_million_m3_Before Competition Groups_High Efficiency Burners
Industrial | Ind ¦ Greenhouse Envelope Improvements | 2035 | SC B | million_m3 | Before Competition Groups | 79.1346 | 0 | 0 | 1951.5555 | 0.040549 | 7 | Industrial_2035_SC B_million_m3_Before Competition Groups_7 | Greenhouse Envelope Improvements | 4.055% | 0 | 79.1346 | Industrial_2035_SC B_million_m3_Before Competition Groups_Greenhouse Envelope Improvements
Industrial | Ind ¦ Insulation - Steam | 2035 | SC B | million_m3 | Before Competition Groups | 38.7277 | 0 | 0 | 1951.5555 | 0.019845 | 8 | Industrial_2035_SC B_million_m3_Before Competition Groups_8 | Insulation - Steam | 1.984% | 0 | 38.7277 | Industrial_2035_SC B_million_m3_Before Competition Groups_Insulation - Steam
Industrial | Ind ¦ High Efficiency HVAC Fans (Gas) | 2035 | SC B | million_m3 | Before Competition Groups | 34.9052 | 0 | 0 | 1951.5555 | 0.017886 | 9 | Industrial_2035_SC B_million_m3_Before Competition Groups_9 | High Efficiency HVAC Fans (Gas) | 1.789% | 0 | 34.9052 | Industrial_2035_SC B_million_m3_Before Competition Groups_High Efficiency HVAC Fans (Gas)
Industrial | Ind ¦ VAV Conversion Project (Gas) | 2035 | SC B | million_m3 | Before Competition Groups | 32.1498 | 0 | 0 | 1951.5555 | 0.016474 | 10 | Industrial_2035_SC B_million_m3_Before Competition Groups_10 | VAV Conversion Project (Gas) | 1.647% | 0 | 32.1498 | Industrial_2035_SC B_million_m3_Before Competition Groups_VAV Conversion Project (Gas)
Industrial | Ind ¦ Direct Contact Water Heaters | 2035 | SC B | million_m3 | Before Competition Groups | 23.7136 | 0 | 0 | 1951.5555 | 0.012151 | 11 | Industrial_2035_SC B_million_m3_Before Competition Groups_11 | Direct Contact Water Heaters | 1.215% | 0 | 23.7136 | Industrial_2035_SC B_million_m3_Before Competition Groups_Direct Contact Water Heaters
Industrial | Ind ¦ HE HVAC Controls | 2035 | SC B | million_m3 | Before Competition Groups | 22.3844 | 0 | 0 | 1951.5555 | 0.01147 | 12 | Industrial_2035_SC B_million_m3_Before Competition Groups_12 | HE HVAC Controls | 1.147% | 0 | 22.3844 | Industrial_2035_SC B_million_m3_Before Competition Groups_HE HVAC Controls
Industrial | Ind ¦ Insulation - Steam (AG) | 2035 | SC B | million_m3 | Before Competition Groups | 18.6852 | 0 | 0 | 1951.5555 | 0.0095745 | 13 | Industrial_2035_SC B_million_m3_Before Competition Groups_13 | Insulation - Steam (AG) | 0.9575% | 0 | 18.6852 | Industrial_2035_SC B_million_m3_Before Competition Groups_Insulation - Steam (AG)
Industrial | Ind ¦ Air Compressor Heat Recovery | 2035 | SC B | million_m3 | Before Competition Groups | 14.2618 | 0 | 0 | 1951.5555 | 0.0073079 | 14 | Industrial_2035_SC B_million_m3_Before Competition Groups_14 | Air Compressor Heat Recovery | 0.7308% | 0 | 14.2618 | Industrial_2035_SC B_million_m3_Before Competition Groups_Air Compressor Heat Recovery
Industrial | Ind ¦ Steam Turbine Optimization | 2035 | SC B | million_m3 | Before Competition Groups | 8.9032 | 0 | 0 | 1951.5555 | 0.0045621 | 15 | Industrial_2035_SC B_million_m3_Before Competition Groups_15 | Steam Turbine Optimization | 0.4562% | 0 | 8.9032 | Industrial_2035_SC B_million_m3_Before Competition Groups_Steam Turbine Optimization
Industrial | Ind ¦ Gas Turbine Optimization | 2035 | SC B | million_m3 | Before Competition Groups | 6.6774 | 0 | 0 | 1951.5555 | 0.0034216 | 16 | Industrial_2035_SC B_million_m3_Before Competition Groups_16 | Gas Turbine Optimization | 0.3422% | 0 | 6.6774 | Industrial_2035_SC B_million_m3_Before Competition Groups_Gas Turbine Optimization
Industrial | Ind ¦ HE Stock Tank | 2035 | SC B | million_m3 | Before Competition Groups | 6.5418 | 0 | 0 | 1951.5555 | 0.0033521 | 17 | Industrial_2035_SC B_million_m3_Before Competition Groups_17 | HE Stock Tank | 0.3352% | 0 | 6.5418 | Industrial_2035_SC B_million_m3_Before Competition Groups_HE Stock Tank
Industrial | Ind ¦ High Efficiency Furnaces | 2035 | SC B | million_m3 | Before Competition Groups | 5.0473 | 0 | 0 | 1951.5555 | 0.0025863 | 18 | Industrial_2035_SC B_million_m3_Before Competition Groups_18 | High Efficiency Furnaces | 0.2586% | 0 | 5.0473 | Industrial_2035_SC B_million_m3_Before Competition Groups_High Efficiency Furnaces
Industrial | Ind ¦ Ventilation Optimization (Gas) | 2035 | SC B | million_m3 | Before Competition Groups | 4.4715 | 0 | 0 | 1951.5555 | 0.0022913 | 19 | Industrial_2035_SC B_million_m3_Before Competition Groups_19 | Ventilation Optimization (Gas) | 0.2291% | 0 | 4.4715 | Industrial_2035_SC B_million_m3_Before Competition Groups_Ventilation Optimization (Gas)
Industrial | Ind ¦ Solar Walls | 2035 | SC B | million_m3 | Before Competition Groups | 4.3366 | 0 | 0 | 1951.5555 | 0.0022221 | 20 | Industrial_2035_SC B_million_m3_Before Competition Groups_20 | Solar Walls | 0.2222% | 0 | 4.3366 | Industrial_2035_SC B_million_m3_Before Competition Groups_Solar Walls
Industrial | Ind ¦ Process Optimization (Gas) | 2035 | SC B | million_m3 | Before Competition Groups | 2.3271 | 0 | 0 | 1951.5555 | 0.0011924 | 21 | Industrial_2035_SC B_million_m3_Before Competition Groups_21 | Process Optimization (Gas) | 0.1192% | 0 | 2.3271 | Industrial_2035_SC B_million_m3_Before Competition Groups_Process Optimization (Gas)
Industrial | Ind ¦ Steam Trap Repair | 2035 | SC B | million_m3 | Before Competition Groups | 2.0803 | 0 | 0 | 1951.5555 | 0.001066 | 22 | Industrial_2035_SC B_million_m3_Before Competition Groups_22 | Steam Trap Repair | 0.1066% | 0 | 2.0803 | Industrial_2035_SC B_million_m3_Before Competition Groups_Steam Trap Repair
Industrial | Ind ¦ HE HVAC Units | 2035 | SC B | million_m3 | Before Competition Groups | 1.2826 | 0 | 0 | 1951.5555 | 0.00065723 | 23 | Industrial_2035_SC B_million_m3_Before Competition Groups_23 | HE HVAC Units | 0.06572% | 0 | 1.2826 | Industrial_2035_SC B_million_m3_Before Competition Groups_HE HVAC Units
Industrial | Ind ¦ Process Heat Recovery (Gas) - HVAC | 2035 | SC B | million_m3 | Before Competition Groups | 0.96387 | 0 | 0 | 1951.5555 | 0.0004939 | 24 | Industrial_2035_SC B_million_m3_Before Competition Groups_24 | Process Heat Recovery (Gas) - HVAC | 0.04939% | 0 | 0.96387 | Industrial_2035_SC B_million_m3_Before Competition Groups_Process Heat Recovery (Gas) - HVAC
Industrial | Ind ¦ Insulation - Steam - Direct | 2035 | SC B | million_m3 | Before Competition Groups | 0.61601 | 0 | 0 | 1951.5555 | 0.00031565 | 25 | Industrial_2035_SC B_million_m3_Before Competition Groups_25 | Insulation - Steam - Direct | 0.03157% | 0 | 0.61601 | Industrial_2035_SC B_million_m3_Before Competition Groups_Insulation - Steam - Direct
Industrial | Ind ¦ Insulation - Steam - HVAC | 2035 | SC B | million_m3 | Before Competition Groups | 0.13363 | 0 | 0 | 1951.5555 | 6.8476e-05 | 26 | Industrial_2035_SC B_million_m3_Before Competition Groups_26 | Insulation - Steam - HVAC | 0.006848% | 0 | 0.13363 | Industrial_2035_SC B_million_m3_Before Competition Groups_Insulation - Steam - HVAC
Industrial | Ind ¦ Process Heat Improvements | 2035 | SC C | million_m3 | Before Competition Groups | 372.1645 | 0 | 0 | 1271.4033 | 0.29272 | 1 | Industrial_2035_SC C_million_m3_Before Competition Groups_1 | Process Heat Improvements | 29.27% | 0 | 372.1645 | Industrial_2035_SC C_million_m3_Before Competition Groups_Process Heat Improvements
Industrial | Ind ¦ Boiler Upgrade | 2035 | SC C | million_m3 | Before Competition Groups | 287.0297 | 0 | 0 | 1271.4033 | 0.22576 | 2 | Industrial_2035_SC C_million_m3_Before Competition Groups_2 | Boiler Upgrade | 22.58% | 0 | 287.0297 | Industrial_2035_SC C_million_m3_Before Competition Groups_Boiler Upgrade
Industrial | Ind ¦ Process Heat Recovery (Gas) | 2035 | SC C | million_m3 | Before Competition Groups | 168.7826 | 0 | 0 | 1271.4033 | 0.13275 | 3 | Industrial_2035_SC C_million_m3_Before Competition Groups_3 | Process Heat Recovery (Gas) | 13.28% | 0 | 168.7826 | Industrial_2035_SC C_million_m3_Before Competition Groups_Process Heat Recovery (Gas)
Industrial | Ind ¦ Recommissioning | 2035 | SC C | million_m3 | Before Competition Groups | 123.2305 | 0 | 0 | 1271.4033 | 0.096925 | 4 | Industrial_2035_SC C_million_m3_Before Competition Groups_4 | Recommissioning | 9.692% | 0 | 123.2305 | Industrial_2035_SC C_million_m3_Before Competition Groups_Recommissioning
Industrial | Ind ¦ Improved Controls -Process Heating Gas | 2035 | SC C | million_m3 | Before Competition Groups | 77.6962 | 0 | 0 | 1271.4033 | 0.061111 | 5 | Industrial_2035_SC C_million_m3_Before Competition Groups_5 | Improved Controls -Process Heating Gas | 6.111% | 0 | 77.6962 | Industrial_2035_SC C_million_m3_Before Competition Groups_Improved Controls -Process Heating Gas
Industrial | Ind ¦ Greenhouse Envelope Improvements | 2035 | SC C | million_m3 | Before Competition Groups | 67.2303 | 0 | 0 | 1271.4033 | 0.052879 | 6 | Industrial_2035_SC C_million_m3_Before Competition Groups_6 | Greenhouse Envelope Improvements | 5.288% | 0 | 67.2303 | Industrial_2035_SC C_million_m3_Before Competition Groups_Greenhouse Envelope Improvements
Industrial | Ind ¦ High Efficiency Burners | 2035 | SC C | million_m3 | Before Competition Groups | 63.7149 | 0 | 0 | 1271.4033 | 0.050114 | 7 | Industrial_2035_SC C_million_m3_Before Competition Groups_7 | High Efficiency Burners | 5.011% | 0 | 63.7149 | Industrial_2035_SC C_million_m3_Before Competition Groups_High Efficiency Burners
Industrial | Ind ¦ Insulation - Steam | 2035 | SC C | million_m3 | Before Competition Groups | 24.024 | 0 | 0 | 1271.4033 | 0.018896 | 8 | Industrial_2035_SC C_million_m3_Before Competition Groups_8 | Insulation - Steam | 1.89% | 0 | 24.024 | Industrial_2035_SC C_million_m3_Before Competition Groups_Insulation - Steam
Industrial | Ind ¦ High Efficiency HVAC Fans (Gas) | 2035 | SC C | million_m3 | Before Competition Groups | 18.6156 | 0 | 0 | 1271.4033 | 0.014642 | 9 | Industrial_2035_SC C_million_m3_Before Competition Groups_9 | High Efficiency HVAC Fans (Gas) | 1.464% | 0 | 18.6156 | Industrial_2035_SC C_million_m3_Before Competition Groups_High Efficiency HVAC Fans (Gas)
Industrial | Ind ¦ Direct Contact Water Heaters | 2035 | SC C | million_m3 | Before Competition Groups | 16.9086 | 0 | 0 | 1271.4033 | 0.013299 | 10 | Industrial_2035_SC C_million_m3_Before Competition Groups_10 | Direct Contact Water Heaters | 1.33% | 0 | 16.9086 | Industrial_2035_SC C_million_m3_Before Competition Groups_Direct Contact Water Heaters
Industrial | Ind ¦ Insulation - Steam (AG) | 2035 | SC C | million_m3 | Before Competition Groups | 12.3657 | 0 | 0 | 1271.4033 | 0.009726 | 11 | Industrial_2035_SC C_million_m3_Before Competition Groups_11 | Insulation - Steam (AG) | 0.9726% | 0 | 12.3657 | Industrial_2035_SC C_million_m3_Before Competition Groups_Insulation - Steam (AG)
Industrial | Ind ¦ Air Compressor Heat Recovery | 2035 | SC C | million_m3 | Before Competition Groups | 8.9585 | 0 | 0 | 1271.4033 | 0.0070462 | 12 | Industrial_2035_SC C_million_m3_Before Competition Groups_12 | Air Compressor Heat Recovery | 0.7046% | 0 | 8.9585 | Industrial_2035_SC C_million_m3_Before Competition Groups_Air Compressor Heat Recovery
Industrial | Ind ¦ Steam Turbine Optimization | 2035 | SC C | million_m3 | Before Competition Groups | 8.9032 | 0 | 0 | 1271.4033 | 0.0070027 | 13 | Industrial_2035_SC C_million_m3_Before Competition Groups_13 | Steam Turbine Optimization | 0.7003% | 0 | 8.9032 | Industrial_2035_SC C_million_m3_Before Competition Groups_Steam Turbine Optimization
Industrial | Ind ¦ Gas Turbine Optimization | 2035 | SC C | million_m3 | Before Competition Groups | 6.6774 | 0 | 0 | 1271.4033 | 0.005252 | 14 | Industrial_2035_SC C_million_m3_Before Competition Groups_14 | Gas Turbine Optimization | 0.5252% | 0 | 6.6774 | Industrial_2035_SC C_million_m3_Before Competition Groups_Gas Turbine Optimization
Industrial | Ind ¦ Ventilation Optimization (Gas) | 2035 | SC C | million_m3 | Before Competition Groups | 4.4715 | 0 | 0 | 1271.4033 | 0.003517 | 15 | Industrial_2035_SC C_million_m3_Before Competition Groups_15 | Ventilation Optimization (Gas) | 0.3517% | 0 | 4.4715 | Industrial_2035_SC C_million_m3_Before Competition Groups_Ventilation Optimization (Gas)
Industrial | Ind ¦ HE Stock Tank | 2035 | SC C | million_m3 | Before Competition Groups | 3.8763 | 0 | 0 | 1271.4033 | 0.0030489 | 16 | Industrial_2035_SC C_million_m3_Before Competition Groups_16 | HE Stock Tank | 0.3049% | 0 | 3.8763 | Industrial_2035_SC C_million_m3_Before Competition Groups_HE Stock Tank
Industrial | Ind ¦ Process Optimization (Gas) | 2035 | SC C | million_m3 | Before Competition Groups | 2.3271 | 0 | 0 | 1271.4033 | 0.0018304 | 17 | Industrial_2035_SC C_million_m3_Before Competition Groups_17 | Process Optimization (Gas) | 0.183% | 0 | 2.3271 | Industrial_2035_SC C_million_m3_Before Competition Groups_Process Optimization (Gas)
Industrial | Ind ¦ VAV Conversion Project (Gas) | 2035 | SC C | million_m3 | Before Competition Groups | 2.11 | 0 | 0 | 1271.4033 | 0.0016596 | 18 | Industrial_2035_SC C_million_m3_Before Competition Groups_18 | VAV Conversion Project (Gas) | 0.166% | 0 | 2.11 | Industrial_2035_SC C_million_m3_Before Competition Groups_VAV Conversion Project (Gas)
Industrial | Ind ¦ HE HVAC Controls | 2035 | SC C | million_m3 | Before Competition Groups | 1.0626 | 0 | 0 | 1271.4033 | 0.00083577 | 19 | Industrial_2035_SC C_million_m3_Before Competition Groups_19 | HE HVAC Controls | 0.08358% | 0 | 1.0626 | Industrial_2035_SC C_million_m3_Before Competition Groups_HE HVAC Controls
Industrial | Ind ¦ Process Heat Recovery (Gas) - HVAC | 2035 | SC C | million_m3 | Before Competition Groups | 0.63337 | 0 | 0 | 1271.4033 | 0.00049817 | 20 | Industrial_2035_SC C_million_m3_Before Competition Groups_20 | Process Heat Recovery (Gas) - HVAC | 0.04982% | 0 | 0.63337 | Industrial_2035_SC C_million_m3_Before Competition Groups_Process Heat Recovery (Gas) - HVAC
Industrial | Ind ¦ Insulation - Steam - Direct | 2035 | SC C | million_m3 | Before Competition Groups | 0.36512 | 0 | 0 | 1271.4033 | 0.00028718 | 21 | Industrial_2035_SC C_million_m3_Before Competition Groups_21 | Insulation - Steam - Direct | 0.02872% | 0 | 0.36512 | Industrial_2035_SC C_million_m3_Before Competition Groups_Insulation - Steam - Direct
Industrial | Ind ¦ Insulation - Steam - HVAC | 2035 | SC C | million_m3 | Before Competition Groups | 0.088438 | 0 | 0 | 1271.4033 | 6.956e-05 | 22 | Industrial_2035_SC C_million_m3_Before Competition Groups_22 | Insulation - Steam - HVAC | 0.006956% | 0 | 0.088438 | Industrial_2035_SC C_million_m3_Before Competition Groups_Insulation - Steam - HVAC
Industrial | Ind ¦ Steam Trap Repair | 2035 | SC C | million_m3 | Before Competition Groups | 0.081475 | 0 | 0 | 1271.4033 | 6.4083e-05 | 23 | Industrial_2035_SC C_million_m3_Before Competition Groups_23 | Steam Trap Repair | 0.006408% | 0 | 0.081475 | Industrial_2035_SC C_million_m3_Before Competition Groups_Steam Trap Repair
Industrial | Ind ¦ HE HVAC Units | 2035 | SC C | million_m3 | Before Competition Groups | 0.055682 | 0 | 0 | 1271.4033 | 4.3796e-05 | 24 | Industrial_2035_SC C_million_m3_Before Competition Groups_24 | HE HVAC Units | 0.00438% | 0 | 0.055682 | Industrial_2035_SC C_million_m3_Before Competition Groups_HE HVAC Units
Industrial | Ind ¦ Solar Walls | 2035 | SC C | million_m3 | Before Competition Groups | 0.021962 | 0 | 0 | 1271.4033 | 1.7274e-05 | 25 | Industrial_2035_SC C_million_m3_Before Competition Groups_25 | Solar Walls | 0.001727% | 0 | 0.021962 | Industrial_2035_SC C_million_m3_Before Competition Groups_Solar Walls
Industrial | Ind ¦ High Efficiency Furnaces | 2035 | SC C | million_m3 | Before Competition Groups | 0.0079284 | 0 | 0 | 1271.4033 | 6.2359e-06 | 26 | Industrial_2035_SC C_million_m3_Before Competition Groups_26 | High Efficiency Furnaces | 0.0006236% | 0 | 0.0079284 | Industrial_2035_SC C_million_m3_Before Competition Groups_High Efficiency Furnaces
Industrial | Ind ¦ Process Heat Improvements | 2035 | Technical | million_m3 | Before Competition Groups | 868.3009 | 0 | 0 | 2503.7247 | 0.3468 | 1 | Industrial_2035_Technical_million_m3_Before Competition Groups_1 | Process Heat Improvements | 34.68% | 0 | 868.3009 | Industrial_2035_Technical_million_m3_Before Competition Groups_Process Heat Improvements
Industrial | Ind ¦ Boiler Upgrade | 2035 | Technical | million_m3 | Before Competition Groups | 334.0719 | 0 | 0 | 2503.7247 | 0.13343 | 2 | Industrial_2035_Technical_million_m3_Before Competition Groups_2 | Boiler Upgrade | 13.34% | 0 | 334.0719 | Industrial_2035_Technical_million_m3_Before Competition Groups_Boiler Upgrade
Industrial | Ind ¦ Process Heat Recovery (Gas) | 2035 | Technical | million_m3 | Before Competition Groups | 303.3321 | 0 | 0 | 2503.7247 | 0.12115 | 3 | Industrial_2035_Technical_million_m3_Before Competition Groups_3 | Process Heat Recovery (Gas) | 12.12% | 0 | 303.3321 | Industrial_2035_Technical_million_m3_Before Competition Groups_Process Heat Recovery (Gas)
Industrial | Ind ¦ Recommissioning | 2035 | Technical | million_m3 | Before Competition Groups | 218.3228 | 0 | 0 | 2503.7247 | 0.087199 | 4 | Industrial_2035_Technical_million_m3_Before Competition Groups_4 | Recommissioning | 8.72% | 0 | 218.3228 | Industrial_2035_Technical_million_m3_Before Competition Groups_Recommissioning
Industrial | Ind ¦ High Efficiency Burners | 2035 | Technical | million_m3 | Before Competition Groups | 163.8725 | 0 | 0 | 2503.7247 | 0.065451 | 5 | Industrial_2035_Technical_million_m3_Before Competition Groups_5 | High Efficiency Burners | 6.545% | 0 | 163.8725 | Industrial_2035_Technical_million_m3_Before Competition Groups_High Efficiency Burners
Industrial | Ind ¦ Improved Controls -Process Heating Gas | 2035 | Technical | million_m3 | Before Competition Groups | 139.1832 | 0 | 0 | 2503.7247 | 0.05559 | 6 | Industrial_2035_Technical_million_m3_Before Competition Groups_6 | Improved Controls -Process Heating Gas | 5.559% | 0 | 139.1832 | Industrial_2035_Technical_million_m3_Before Competition Groups_Improved Controls -Process Heating Gas
Industrial | Ind ¦ Greenhouse Envelope Improvements | 2035 | Technical | million_m3 | Before Competition Groups | 90.5372 | 0 | 0 | 2503.7247 | 0.036161 | 7 | Industrial_2035_Technical_million_m3_Before Competition Groups_7 | Greenhouse Envelope Improvements | 3.616% | 0 | 90.5372 | Industrial_2035_Technical_million_m3_Before Competition Groups_Greenhouse Envelope Improvements
Industrial | Ind ¦ Boiler Tune Up | 2035 | Technical | million_m3 | Before Competition Groups | 43.2632 | 0 | 0 | 2503.7247 | 0.01728 | 8 | Industrial_2035_Technical_million_m3_Before Competition Groups_8 | Boiler Tune Up | 1.728% | 0 | 43.2632 | Industrial_2035_Technical_million_m3_Before Competition Groups_Boiler Tune Up
Industrial | Ind ¦ Insulation - Steam | 2035 | Technical | million_m3 | Before Competition Groups | 41.7031 | 0 | 0 | 2503.7247 | 0.016656 | 9 | Industrial_2035_Technical_million_m3_Before Competition Groups_9 | Insulation - Steam | 1.666% | 0 | 41.7031 | Industrial_2035_Technical_million_m3_Before Competition Groups_Insulation - Steam
Industrial | Ind ¦ High Efficiency HVAC Fans (Gas) | 2035 | Technical | million_m3 | Before Competition Groups | 41.3663 | 0 | 0 | 2503.7247 | 0.016522 | 10 | Industrial_2035_Technical_million_m3_Before Competition Groups_10 | High Efficiency HVAC Fans (Gas) | 1.652% | 0 | 41.3663 | Industrial_2035_Technical_million_m3_Before Competition Groups_High Efficiency HVAC Fans (Gas)
Industrial | Ind ¦ VAV Conversion Project (Gas) | 2035 | Technical | million_m3 | Before Competition Groups | 34.9163 | 0 | 0 | 2503.7247 | 0.013946 | 11 | Industrial_2035_Technical_million_m3_Before Competition Groups_11 | VAV Conversion Project (Gas) | 1.395% | 0 | 34.9163 | Industrial_2035_Technical_million_m3_Before Competition Groups_VAV Conversion Project (Gas)
Industrial | Ind ¦ Direct Contact Water Heaters | 2035 | Technical | million_m3 | Before Competition Groups | 29.3053 | 0 | 0 | 2503.7247 | 0.011705 | 12 | Industrial_2035_Technical_million_m3_Before Competition Groups_12 | Direct Contact Water Heaters | 1.17% | 0 | 29.3053 | Industrial_2035_Technical_million_m3_Before Competition Groups_Direct Contact Water Heaters
Industrial | Ind ¦ Steam Leak Repairs | 2035 | Technical | million_m3 | Before Competition Groups | 26.2976 | 0 | 0 | 2503.7247 | 0.010503 | 13 | Industrial_2035_Technical_million_m3_Before Competition Groups_13 | Steam Leak Repairs | 1.05% | 0 | 26.2976 | Industrial_2035_Technical_million_m3_Before Competition Groups_Steam Leak Repairs
Industrial | Ind ¦ HE HVAC Controls | 2035 | Technical | million_m3 | Before Competition Groups | 23.7319 | 0 | 0 | 2503.7247 | 0.0094786 | 14 | Industrial_2035_Technical_million_m3_Before Competition Groups_14 | HE HVAC Controls | 0.9479% | 0 | 23.7319 | Industrial_2035_Technical_million_m3_Before Competition Groups_HE HVAC Controls
Industrial | Ind ¦ Loading Dock Seals | 2035 | Technical | million_m3 | Before Competition Groups | 23.7319 | 0 | 0 | 2503.7247 | 0.0094786 | 15 | Industrial_2035_Technical_million_m3_Before Competition Groups_15 | Loading Dock Seals | 0.9479% | 0 | 23.7319 | Industrial_2035_Technical_million_m3_Before Competition Groups_Loading Dock Seals
Industrial | Ind ¦ Steam Trap Repair | 2035 | Technical | million_m3 | Before Competition Groups | 19.9615 | 0 | 0 | 2503.7247 | 0.0079727 | 16 | Industrial_2035_Technical_million_m3_Before Competition Groups_16 | Steam Trap Repair | 0.7973% | 0 | 19.9615 | Industrial_2035_Technical_million_m3_Before Competition Groups_Steam Trap Repair
Industrial | Ind ¦ High Efficiency Furnaces | 2035 | Technical | million_m3 | Before Competition Groups | 18.8637 | 0 | 0 | 2503.7247 | 0.0075343 | 17 | Industrial_2035_Technical_million_m3_Before Competition Groups_17 | High Efficiency Furnaces | 0.7534% | 0 | 18.8637 | Industrial_2035_Technical_million_m3_Before Competition Groups_High Efficiency Furnaces
Industrial | Ind ¦ Insulation - Steam (AG) | 2035 | Technical | million_m3 | Before Competition Groups | 17.6648 | 0 | 0 | 2503.7247 | 0.0070554 | 18 | Industrial_2035_Technical_million_m3_Before Competition Groups_18 | Insulation - Steam (AG) | 0.7055% | 0 | 17.6648 | Industrial_2035_Technical_million_m3_Before Competition Groups_Insulation - Steam (AG)
Industrial | Ind ¦ Air Compressor Heat Recovery | 2035 | Technical | million_m3 | Before Competition Groups | 15.2876 | 0 | 0 | 2503.7247 | 0.0061059 | 19 | Industrial_2035_Technical_million_m3_Before Competition Groups_19 | Air Compressor Heat Recovery | 0.6106% | 0 | 15.2876 | Industrial_2035_Technical_million_m3_Before Competition Groups_Air Compressor Heat Recovery
Industrial | Ind ¦ Steam Turbine Optimization | 2035 | Technical | million_m3 | Before Competition Groups | 9.7643 | 0 | 0 | 2503.7247 | 0.0038999 | 20 | Industrial_2035_Technical_million_m3_Before Competition Groups_20 | Steam Turbine Optimization | 0.39% | 0 | 9.7643 | Industrial_2035_Technical_million_m3_Before Competition Groups_Steam Turbine Optimization
Industrial | Ind ¦ HE Stock Tank | 2035 | Technical | million_m3 | Before Competition Groups | 9.0223 | 0 | 0 | 2503.7247 | 0.0036036 | 21 | Industrial_2035_Technical_million_m3_Before Competition Groups_21 | HE Stock Tank | 0.3604% | 0 | 9.0223 | Industrial_2035_Technical_million_m3_Before Competition Groups_HE Stock Tank
Industrial | Ind ¦ Process Optimization (Gas) | 2035 | Technical | million_m3 | Before Competition Groups | 8.9846 | 0 | 0 | 2503.7247 | 0.0035885 | 22 | Industrial_2035_Technical_million_m3_Before Competition Groups_22 | Process Optimization (Gas) | 0.3589% | 0 | 8.9846 | Industrial_2035_Technical_million_m3_Before Competition Groups_Process Optimization (Gas)
Industrial | Ind ¦ Gas Turbine Optimization | 2035 | Technical | million_m3 | Before Competition Groups | 7.3232 | 0 | 0 | 2503.7247 | 0.0029249 | 23 | Industrial_2035_Technical_million_m3_Before Competition Groups_23 | Gas Turbine Optimization | 0.2925% | 0 | 7.3232 | Industrial_2035_Technical_million_m3_Before Competition Groups_Gas Turbine Optimization
Industrial | Ind ¦ Ventilation Optimization (Gas) | 2035 | Technical | million_m3 | Before Competition Groups | 4.7572 | 0 | 0 | 2503.7247 | 0.0019 | 24 | Industrial_2035_Technical_million_m3_Before Competition Groups_24 | Ventilation Optimization (Gas) | 0.19% | 0 | 4.7572 | Industrial_2035_Technical_million_m3_Before Competition Groups_Ventilation Optimization (Gas)
Industrial | Ind ¦ Solar Walls | 2035 | Technical | million_m3 | Before Competition Groups | 4.7099 | 0 | 0 | 2503.7247 | 0.0018811 | 25 | Industrial_2035_Technical_million_m3_Before Competition Groups_25 | Solar Walls | 0.1881% | 0 | 4.7099 | Industrial_2035_Technical_million_m3_Before Competition Groups_Solar Walls
Industrial | Ind ¦ HE HVAC Units | 2035 | Technical | million_m3 | Before Competition Groups | 2.0146 | 0 | 0 | 2503.7247 | 0.00080463 | 26 | Industrial_2035_Technical_million_m3_Before Competition Groups_26 | HE HVAC Units | 0.08046% | 0 | 2.0146 | Industrial_2035_Technical_million_m3_Before Competition Groups_HE HVAC Units
Industrial | Ind ¦ Boiler Tune Up - Direct | 2035 | Technical | million_m3 | Before Competition Groups | 1.4767 | 0 | 0 | 2503.7247 | 0.00058982 | 27 | Industrial_2035_Technical_million_m3_Before Competition Groups_27 | Boiler Tune Up - Direct | 0.05898% | 0 | 1.4767 | Industrial_2035_Technical_million_m3_Before Competition Groups_Boiler Tune Up - Direct
Industrial | Ind ¦ Process Heat Recovery (Gas) - HVAC | 2035 | Technical | million_m3 | Before Competition Groups | 1.0137 | 0 | 0 | 2503.7247 | 0.00040489 | 28 | Industrial_2035_Technical_million_m3_Before Competition Groups_28 | Process Heat Recovery (Gas) - HVAC | 0.04049% | 0 | 1.0137 | Industrial_2035_Technical_million_m3_Before Competition Groups_Process Heat Recovery (Gas) - HVAC
Industrial | Ind ¦ Insulation - Steam - Direct | 2035 | Technical | million_m3 | Before Competition Groups | 0.67583 | 0 | 0 | 2503.7247 | 0.00026993 | 29 | Industrial_2035_Technical_million_m3_Before Competition Groups_29 | Insulation - Steam - Direct | 0.02699% | 0 | 0.67583 | Industrial_2035_Technical_million_m3_Before Competition Groups_Insulation - Steam - Direct
Industrial | Ind ¦ Insulation - Steam - HVAC | 2035 | Technical | million_m3 | Before Competition Groups | 0.14055 | 0 | 0 | 2503.7247 | 5.6136e-05 | 30 | Industrial_2035_Technical_million_m3_Before Competition Groups_30 | Insulation - Steam - HVAC | 0.005614% | 0 | 0.14055 | Industrial_2035_Technical_million_m3_Before Competition Groups_Insulation - Steam - HVAC
Industrial | Ind ¦ Boiler Tune Up - HVAC | 2035 | Technical | million_m3 | Before Competition Groups | 0.12778 | 0 | 0 | 2503.7247 | 5.1036e-05 | 31 | Industrial_2035_Technical_million_m3_Before Competition Groups_31 | Boiler Tune Up - HVAC | 0.005104% | 0 | 0.12778 | Industrial_2035_Technical_million_m3_Before Competition Groups_Boiler Tune Up - HVAC
Industrial | Ind ¦ Process Heat Improvements | 2036 | Economic | million_m3 | Before Competition Groups | 880.9612 | 0 | 0 | 2424.8631 | 0.3633 | 1 | Industrial_2036_Economic_million_m3_Before Competition Groups_1 | Process Heat Improvements | 36.33% | 0 | 880.9612 | Industrial_2036_Economic_million_m3_Before Competition Groups_Process Heat Improvements
Industrial | Ind ¦ Boiler Upgrade | 2036 | Economic | million_m3 | Before Competition Groups | 339.6478 | 0 | 0 | 2424.8631 | 0.14007 | 2 | Industrial_2036_Economic_million_m3_Before Competition Groups_2 | Boiler Upgrade | 14.01% | 0 | 339.6478 | Industrial_2036_Economic_million_m3_Before Competition Groups_Boiler Upgrade
Industrial | Ind ¦ Process Heat Recovery (Gas) | 2036 | Economic | million_m3 | Before Competition Groups | 303.3321 | 0 | 0 | 2424.8631 | 0.12509 | 3 | Industrial_2036_Economic_million_m3_Before Competition Groups_3 | Process Heat Recovery (Gas) | 12.51% | 0 | 303.3321 | Industrial_2036_Economic_million_m3_Before Competition Groups_Process Heat Recovery (Gas)
Industrial | Ind ¦ Recommissioning | 2036 | Economic | million_m3 | Before Competition Groups | 218.3228 | 0 | 0 | 2424.8631 | 0.090035 | 4 | Industrial_2036_Economic_million_m3_Before Competition Groups_4 | Recommissioning | 9.004% | 0 | 218.3228 | Industrial_2036_Economic_million_m3_Before Competition Groups_Recommissioning
Industrial | Ind ¦ High Efficiency Burners | 2036 | Economic | million_m3 | Before Competition Groups | 166.2618 | 0 | 0 | 2424.8631 | 0.068565 | 5 | Industrial_2036_Economic_million_m3_Before Competition Groups_5 | High Efficiency Burners | 6.857% | 0 | 166.2618 | Industrial_2036_Economic_million_m3_Before Competition Groups_High Efficiency Burners
Industrial | Ind ¦ Improved Controls -Process Heating Gas | 2036 | Economic | million_m3 | Before Competition Groups | 139.1832 | 0 | 0 | 2424.8631 | 0.057398 | 6 | Industrial_2036_Economic_million_m3_Before Competition Groups_6 | Improved Controls -Process Heating Gas | 5.74% | 0 | 139.1832 | Industrial_2036_Economic_million_m3_Before Competition Groups_Improved Controls -Process Heating Gas
Industrial | Ind ¦ Greenhouse Envelope Improvements | 2036 | Economic | million_m3 | Before Competition Groups | 92.1604 | 0 | 0 | 2424.8631 | 0.038006 | 7 | Industrial_2036_Economic_million_m3_Before Competition Groups_7 | Greenhouse Envelope Improvements | 3.801% | 0 | 92.1604 | Industrial_2036_Economic_million_m3_Before Competition Groups_Greenhouse Envelope Improvements
Industrial | Ind ¦ High Efficiency HVAC Fans (Gas) | 2036 | Economic | million_m3 | Before Competition Groups | 41.8525 | 0 | 0 | 2424.8631 | 0.01726 | 8 | Industrial_2036_Economic_million_m3_Before Competition Groups_8 | High Efficiency HVAC Fans (Gas) | 1.726% | 0 | 41.8525 | Industrial_2036_Economic_million_m3_Before Competition Groups_High Efficiency HVAC Fans (Gas)
Industrial | Ind ¦ Insulation - Steam | 2036 | Economic | million_m3 | Before Competition Groups | 41.7031 | 0 | 0 | 2424.8631 | 0.017198 | 9 | Industrial_2036_Economic_million_m3_Before Competition Groups_9 | Insulation - Steam | 1.72% | 0 | 41.7031 | Industrial_2036_Economic_million_m3_Before Competition Groups_Insulation - Steam
Industrial | Ind ¦ VAV Conversion Project (Gas) | 2036 | Economic | million_m3 | Before Competition Groups | 34.9333 | 0 | 0 | 2424.8631 | 0.014406 | 10 | Industrial_2036_Economic_million_m3_Before Competition Groups_10 | VAV Conversion Project (Gas) | 1.441% | 0 | 34.9333 | Industrial_2036_Economic_million_m3_Before Competition Groups_VAV Conversion Project (Gas)
Industrial | Ind ¦ Direct Contact Water Heaters | 2036 | Economic | million_m3 | Before Competition Groups | 29.7611 | 0 | 0 | 2424.8631 | 0.012273 | 11 | Industrial_2036_Economic_million_m3_Before Competition Groups_11 | Direct Contact Water Heaters | 1.227% | 0 | 29.7611 | Industrial_2036_Economic_million_m3_Before Competition Groups_Direct Contact Water Heaters
Industrial | Ind ¦ HE HVAC Controls | 2036 | Economic | million_m3 | Before Competition Groups | 23.7319 | 0 | 0 | 2424.8631 | 0.0097869 | 12 | Industrial_2036_Economic_million_m3_Before Competition Groups_12 | HE HVAC Controls | 0.9787% | 0 | 23.7319 | Industrial_2036_Economic_million_m3_Before Competition Groups_HE HVAC Controls
Industrial | Ind ¦ Steam Trap Repair | 2036 | Economic | million_m3 | Before Competition Groups | 19.9615 | 0 | 0 | 2424.8631 | 0.008232 | 13 | Industrial_2036_Economic_million_m3_Before Competition Groups_13 | Steam Trap Repair | 0.8232% | 0 | 19.9615 | Industrial_2036_Economic_million_m3_Before Competition Groups_Steam Trap Repair
Industrial | Ind ¦ Insulation - Steam (AG) | 2036 | Economic | million_m3 | Before Competition Groups | 17.6102 | 0 | 0 | 2424.8631 | 0.0072623 | 14 | Industrial_2036_Economic_million_m3_Before Competition Groups_14 | Insulation - Steam (AG) | 0.7262% | 0 | 17.6102 | Industrial_2036_Economic_million_m3_Before Competition Groups_Insulation - Steam (AG)
Industrial | Ind ¦ Air Compressor Heat Recovery | 2036 | Economic | million_m3 | Before Competition Groups | 15.2876 | 0 | 0 | 2424.8631 | 0.0063045 | 15 | Industrial_2036_Economic_million_m3_Before Competition Groups_15 | Air Compressor Heat Recovery | 0.6305% | 0 | 15.2876 | Industrial_2036_Economic_million_m3_Before Competition Groups_Air Compressor Heat Recovery
Industrial | Ind ¦ High Efficiency Furnaces | 2036 | Economic | million_m3 | Before Competition Groups | 12.2527 | 0 | 0 | 2424.8631 | 0.005053 | 16 | Industrial_2036_Economic_million_m3_Before Competition Groups_16 | High Efficiency Furnaces | 0.5053% | 0 | 12.2527 | Industrial_2036_Economic_million_m3_Before Competition Groups_High Efficiency Furnaces
Industrial | Ind ¦ Steam Turbine Optimization | 2036 | Economic | million_m3 | Before Competition Groups | 9.7655 | 0 | 0 | 2424.8631 | 0.0040273 | 17 | Industrial_2036_Economic_million_m3_Before Competition Groups_17 | Steam Turbine Optimization | 0.4027% | 0 | 9.7655 | Industrial_2036_Economic_million_m3_Before Competition Groups_Steam Turbine Optimization
Industrial | Ind ¦ HE Stock Tank | 2036 | Economic | million_m3 | Before Competition Groups | 9.1451 | 0 | 0 | 2424.8631 | 0.0037714 | 18 | Industrial_2036_Economic_million_m3_Before Competition Groups_18 | HE Stock Tank | 0.3771% | 0 | 9.1451 | Industrial_2036_Economic_million_m3_Before Competition Groups_HE Stock Tank
Industrial | Ind ¦ Process Optimization (Gas) | 2036 | Economic | million_m3 | Before Competition Groups | 8.9846 | 0 | 0 | 2424.8631 | 0.0037052 | 19 | Industrial_2036_Economic_million_m3_Before Competition Groups_19 | Process Optimization (Gas) | 0.3705% | 0 | 8.9846 | Industrial_2036_Economic_million_m3_Before Competition Groups_Process Optimization (Gas)
Industrial | Ind ¦ Gas Turbine Optimization | 2036 | Economic | million_m3 | Before Competition Groups | 7.3242 | 0 | 0 | 2424.8631 | 0.0030204 | 20 | Industrial_2036_Economic_million_m3_Before Competition Groups_20 | Gas Turbine Optimization | 0.302% | 0 | 7.3242 | Industrial_2036_Economic_million_m3_Before Competition Groups_Gas Turbine Optimization
Industrial | Ind ¦ Ventilation Optimization (Gas) | 2036 | Economic | million_m3 | Before Competition Groups | 4.7572 | 0 | 0 | 2424.8631 | 0.0019618 | 21 | Industrial_2036_Economic_million_m3_Before Competition Groups_21 | Ventilation Optimization (Gas) | 0.1962% | 0 | 4.7572 | Industrial_2036_Economic_million_m3_Before Competition Groups_Ventilation Optimization (Gas)
Industrial | Ind ¦ Solar Walls | 2036 | Economic | million_m3 | Before Competition Groups | 4.7121 | 0 | 0 | 2424.8631 | 0.0019433 | 22 | Industrial_2036_Economic_million_m3_Before Competition Groups_22 | Solar Walls | 0.1943% | 0 | 4.7121 | Industrial_2036_Economic_million_m3_Before Competition Groups_Solar Walls
Industrial | Ind ¦ HE HVAC Units | 2036 | Economic | million_m3 | Before Competition Groups | 1.3809 | 0 | 0 | 2424.8631 | 0.00056947 | 23 | Industrial_2036_Economic_million_m3_Before Competition Groups_23 | HE HVAC Units | 0.05695% | 0 | 1.3809 | Industrial_2036_Economic_million_m3_Before Competition Groups_HE HVAC Units
Industrial | Ind ¦ Process Heat Recovery (Gas) - HVAC | 2036 | Economic | million_m3 | Before Competition Groups | 1.0137 | 0 | 0 | 2424.8631 | 0.00041806 | 24 | Industrial_2036_Economic_million_m3_Before Competition Groups_24 | Process Heat Recovery (Gas) - HVAC | 0.04181% | 0 | 1.0137 | Industrial_2036_Economic_million_m3_Before Competition Groups_Process Heat Recovery (Gas) - HVAC
Industrial | Ind ¦ Insulation - Steam - Direct | 2036 | Economic | million_m3 | Before Competition Groups | 0.67583 | 0 | 0 | 2424.8631 | 0.00027871 | 25 | Industrial_2036_Economic_million_m3_Before Competition Groups_25 | Insulation - Steam - Direct | 0.02787% | 0 | 0.67583 | Industrial_2036_Economic_million_m3_Before Competition Groups_Insulation - Steam - Direct
Industrial | Ind ¦ Insulation - Steam - HVAC | 2036 | Economic | million_m3 | Before Competition Groups | 0.14055 | 0 | 0 | 2424.8631 | 5.7961e-05 | 26 | Industrial_2036_Economic_million_m3_Before Competition Groups_26 | Insulation - Steam - HVAC | 0.005796% | 0 | 0.14055 | Industrial_2036_Economic_million_m3_Before Competition Groups_Insulation - Steam - HVAC
Industrial | Ind ¦ Process Heat Improvements | 2036 | SC A | million_m3 | Before Competition Groups | 242.2605 | 0 | 0 | 862.3169 | 0.28094 | 1 | Industrial_2036_SC A_million_m3_Before Competition Groups_1 | Process Heat Improvements | 28.09% | 0 | 242.2605 | Industrial_2036_SC A_million_m3_Before Competition Groups_Process Heat Improvements
Industrial | Ind ¦ Boiler Upgrade | 2036 | SC A | million_m3 | Before Competition Groups | 198.8955 | 0 | 0 | 862.3169 | 0.23065 | 2 | Industrial_2036_SC A_million_m3_Before Competition Groups_2 | Boiler Upgrade | 23.07% | 0 | 198.8955 | Industrial_2036_SC A_million_m3_Before Competition Groups_Boiler Upgrade
Industrial | Ind ¦ Recommissioning | 2036 | SC A | million_m3 | Before Competition Groups | 117.071 | 0 | 0 | 862.3169 | 0.13576 | 3 | Industrial_2036_SC A_million_m3_Before Competition Groups_3 | Recommissioning | 13.58% | 0 | 117.071 | Industrial_2036_SC A_million_m3_Before Competition Groups_Recommissioning
Industrial | Ind ¦ Improved Controls -Process Heating Gas | 2036 | SC A | million_m3 | Before Competition Groups | 73.297 | 0 | 0 | 862.3169 | 0.085 | 4 | Industrial_2036_SC A_million_m3_Before Competition Groups_4 | Improved Controls -Process Heating Gas | 8.5% | 0 | 73.297 | Industrial_2036_SC A_million_m3_Before Competition Groups_Improved Controls -Process Heating Gas
Industrial | Ind ¦ Greenhouse Envelope Improvements | 2036 | SC A | million_m3 | Before Competition Groups | 70.4378 | 0 | 0 | 862.3169 | 0.081684 | 5 | Industrial_2036_SC A_million_m3_Before Competition Groups_5 | Greenhouse Envelope Improvements | 8.168% | 0 | 70.4378 | Industrial_2036_SC A_million_m3_Before Competition Groups_Greenhouse Envelope Improvements
Industrial | Ind ¦ Process Heat Recovery (Gas) | 2036 | SC A | million_m3 | Before Competition Groups | 48.5072 | 0 | 0 | 862.3169 | 0.056252 | 6 | Industrial_2036_SC A_million_m3_Before Competition Groups_6 | Process Heat Recovery (Gas) | 5.625% | 0 | 48.5072 | Industrial_2036_SC A_million_m3_Before Competition Groups_Process Heat Recovery (Gas)
Industrial | Ind ¦ Insulation - Steam | 2036 | SC A | million_m3 | Before Competition Groups | 25.5732 | 0 | 0 | 862.3169 | 0.029656 | 7 | Industrial_2036_SC A_million_m3_Before Competition Groups_7 | Insulation - Steam | 2.966% | 0 | 25.5732 | Industrial_2036_SC A_million_m3_Before Competition Groups_Insulation - Steam
Industrial | Ind ¦ Direct Contact Water Heaters | 2036 | SC A | million_m3 | Before Competition Groups | 18.0783 | 0 | 0 | 862.3169 | 0.020965 | 8 | Industrial_2036_SC A_million_m3_Before Competition Groups_8 | Direct Contact Water Heaters | 2.096% | 0 | 18.0783 | Industrial_2036_SC A_million_m3_Before Competition Groups_Direct Contact Water Heaters
Industrial | Ind ¦ Insulation - Steam (AG) | 2036 | SC A | million_m3 | Before Competition Groups | 13.1074 | 0 | 0 | 862.3169 | 0.0152 | 9 | Industrial_2036_SC A_million_m3_Before Competition Groups_9 | Insulation - Steam (AG) | 1.52% | 0 | 13.1074 | Industrial_2036_SC A_million_m3_Before Competition Groups_Insulation - Steam (AG)
Industrial | Ind ¦ High Efficiency Burners | 2036 | SC A | million_m3 | Before Competition Groups | 10.166 | 0 | 0 | 862.3169 | 0.011789 | 10 | Industrial_2036_SC A_million_m3_Before Competition Groups_10 | High Efficiency Burners | 1.179% | 0 | 10.166 | Industrial_2036_SC A_million_m3_Before Competition Groups_High Efficiency Burners
Industrial | Ind ¦ High Efficiency HVAC Fans (Gas) | 2036 | SC A | million_m3 | Before Competition Groups | 10.1582 | 0 | 0 | 862.3169 | 0.01178 | 11 | Industrial_2036_SC A_million_m3_Before Competition Groups_11 | High Efficiency HVAC Fans (Gas) | 1.178% | 0 | 10.1582 | Industrial_2036_SC A_million_m3_Before Competition Groups_High Efficiency HVAC Fans (Gas)
Industrial | Ind ¦ Steam Turbine Optimization | 2036 | SC A | million_m3 | Before Competition Groups | 8.8463 | 0 | 0 | 862.3169 | 0.010259 | 12 | Industrial_2036_SC A_million_m3_Before Competition Groups_12 | Steam Turbine Optimization | 1.026% | 0 | 8.8463 | Industrial_2036_SC A_million_m3_Before Competition Groups_Steam Turbine Optimization
Industrial | Ind ¦ Gas Turbine Optimization | 2036 | SC A | million_m3 | Before Competition Groups | 6.586 | 0 | 0 | 862.3169 | 0.0076376 | 13 | Industrial_2036_SC A_million_m3_Before Competition Groups_13 | Gas Turbine Optimization | 0.7638% | 0 | 6.586 | Industrial_2036_SC A_million_m3_Before Competition Groups_Gas Turbine Optimization
Industrial | Ind ¦ Air Compressor Heat Recovery | 2036 | SC A | million_m3 | Before Competition Groups | 6.3413 | 0 | 0 | 862.3169 | 0.0073538 | 14 | Industrial_2036_SC A_million_m3_Before Competition Groups_14 | Air Compressor Heat Recovery | 0.7354% | 0 | 6.3413 | Industrial_2036_SC A_million_m3_Before Competition Groups_Air Compressor Heat Recovery
Industrial | Ind ¦ Ventilation Optimization (Gas) | 2036 | SC A | million_m3 | Before Competition Groups | 4.5407 | 0 | 0 | 862.3169 | 0.0052657 | 15 | Industrial_2036_SC A_million_m3_Before Competition Groups_15 | Ventilation Optimization (Gas) | 0.5266% | 0 | 4.5407 | Industrial_2036_SC A_million_m3_Before Competition Groups_Ventilation Optimization (Gas)
Industrial | Ind ¦ HE Stock Tank | 2036 | SC A | million_m3 | Before Competition Groups | 4.1596 | 0 | 0 | 862.3169 | 0.0048237 | 16 | Industrial_2036_SC A_million_m3_Before Competition Groups_16 | HE Stock Tank | 0.4824% | 0 | 4.1596 | Industrial_2036_SC A_million_m3_Before Competition Groups_HE Stock Tank
Industrial | Ind ¦ Process Optimization (Gas) | 2036 | SC A | million_m3 | Before Competition Groups | 2.5498 | 0 | 0 | 862.3169 | 0.0029569 | 17 | Industrial_2036_SC A_million_m3_Before Competition Groups_17 | Process Optimization (Gas) | 0.2957% | 0 | 2.5498 | Industrial_2036_SC A_million_m3_Before Competition Groups_Process Optimization (Gas)
Industrial | Ind ¦ VAV Conversion Project (Gas) | 2036 | SC A | million_m3 | Before Competition Groups | 0.57724 | 0 | 0 | 862.3169 | 0.00066941 | 18 | Industrial_2036_SC A_million_m3_Before Competition Groups_18 | VAV Conversion Project (Gas) | 0.06694% | 0 | 0.57724 | Industrial_2036_SC A_million_m3_Before Competition Groups_VAV Conversion Project (Gas)
Industrial | Ind ¦ HE HVAC Controls | 2036 | SC A | million_m3 | Before Competition Groups | 0.39294 | 0 | 0 | 862.3169 | 0.00045568 | 19 | Industrial_2036_SC A_million_m3_Before Competition Groups_19 | HE HVAC Controls | 0.04557% | 0 | 0.39294 | Industrial_2036_SC A_million_m3_Before Competition Groups_HE HVAC Controls
Industrial | Ind ¦ Insulation - Steam - Direct | 2036 | SC A | million_m3 | Before Competition Groups | 0.38979 | 0 | 0 | 862.3169 | 0.00045202 | 20 | Industrial_2036_SC A_million_m3_Before Competition Groups_20 | Insulation - Steam - Direct | 0.0452% | 0 | 0.38979 | Industrial_2036_SC A_million_m3_Before Competition Groups_Insulation - Steam - Direct
Industrial | Ind ¦ Process Heat Recovery (Gas) - HVAC | 2036 | SC A | million_m3 | Before Competition Groups | 0.198 | 0 | 0 | 862.3169 | 0.00022961 | 21 | Industrial_2036_SC A_million_m3_Before Competition Groups_21 | Process Heat Recovery (Gas) - HVAC | 0.02296% | 0 | 0.198 | Industrial_2036_SC A_million_m3_Before Competition Groups_Process Heat Recovery (Gas) - HVAC
Industrial | Ind ¦ Insulation - Steam - HVAC | 2036 | SC A | million_m3 | Before Competition Groups | 0.093749 | 0 | 0 | 862.3169 | 0.00010872 | 22 | Industrial_2036_SC A_million_m3_Before Competition Groups_22 | Insulation - Steam - HVAC | 0.01087% | 0 | 0.093749 | Industrial_2036_SC A_million_m3_Before Competition Groups_Insulation - Steam - HVAC
Industrial | Ind ¦ Steam Trap Repair | 2036 | SC A | million_m3 | Before Competition Groups | 0.06202 | 0 | 0 | 862.3169 | 7.1922e-05 | 23 | Industrial_2036_SC A_million_m3_Before Competition Groups_23 | Steam Trap Repair | 0.007192% | 0 | 0.06202 | Industrial_2036_SC A_million_m3_Before Competition Groups_Steam Trap Repair
Industrial | Ind ¦ HE HVAC Units | 2036 | SC A | million_m3 | Before Competition Groups | 0.020738 | 0 | 0 | 862.3169 | 2.4049e-05 | 24 | Industrial_2036_SC A_million_m3_Before Competition Groups_24 | HE HVAC Units | 0.002405% | 0 | 0.020738 | Industrial_2036_SC A_million_m3_Before Competition Groups_HE HVAC Units
Industrial | Ind ¦ Solar Walls | 2036 | SC A | million_m3 | Before Competition Groups | 0.0051945 | 0 | 0 | 862.3169 | 6.0239e-06 | 25 | Industrial_2036_SC A_million_m3_Before Competition Groups_25 | Solar Walls | 0.0006024% | 0 | 0.0051945 | Industrial_2036_SC A_million_m3_Before Competition Groups_Solar Walls
Industrial | Ind ¦ High Efficiency Furnaces | 2036 | SC A | million_m3 | Before Competition Groups | 0.001311 | 0 | 0 | 862.3169 | 1.5203e-06 | 26 | Industrial_2036_SC A_million_m3_Before Competition Groups_26 | High Efficiency Furnaces | 0.000152% | 0 | 0.001311 | Industrial_2036_SC A_million_m3_Before Competition Groups_High Efficiency Furnaces
Industrial | Ind ¦ Process Heat Improvements | 2036 | SC B | million_m3 | Before Competition Groups | 652.3908 | 0 | 0 | 2008.4085 | 0.32483 | 1 | Industrial_2036_SC B_million_m3_Before Competition Groups_1 | Process Heat Improvements | 32.48% | 0 | 652.3908 | Industrial_2036_SC B_million_m3_Before Competition Groups_Process Heat Improvements
Industrial | Ind ¦ Boiler Upgrade | 2036 | SC B | million_m3 | Before Competition Groups | 294.9128 | 0 | 0 | 2008.4085 | 0.14684 | 2 | Industrial_2036_SC B_million_m3_Before Competition Groups_2 | Boiler Upgrade | 14.68% | 0 | 294.9128 | Industrial_2036_SC B_million_m3_Before Competition Groups_Boiler Upgrade
Industrial | Ind ¦ Process Heat Recovery (Gas) | 2036 | SC B | million_m3 | Before Competition Groups | 284.7854 | 0 | 0 | 2008.4085 | 0.1418 | 3 | Industrial_2036_SC B_million_m3_Before Competition Groups_3 | Process Heat Recovery (Gas) | 14.18% | 0 | 284.7854 | Industrial_2036_SC B_million_m3_Before Competition Groups_Process Heat Recovery (Gas)
Industrial | Ind ¦ Recommissioning | 2036 | SC B | million_m3 | Before Competition Groups | 205.6565 | 0 | 0 | 2008.4085 | 0.1024 | 4 | Industrial_2036_SC B_million_m3_Before Competition Groups_4 | Recommissioning | 10.24% | 0 | 205.6565 | Industrial_2036_SC B_million_m3_Before Competition Groups_Recommissioning
Industrial | Ind ¦ Improved Controls -Process Heating Gas | 2036 | SC B | million_m3 | Before Competition Groups | 130.5697 | 0 | 0 | 2008.4085 | 0.065012 | 5 | Industrial_2036_SC B_million_m3_Before Competition Groups_5 | Improved Controls -Process Heating Gas | 6.501% | 0 | 130.5697 | Industrial_2036_SC B_million_m3_Before Competition Groups_Improved Controls -Process Heating Gas
Industrial | Ind ¦ High Efficiency Burners | 2036 | SC B | million_m3 | Before Competition Groups | 123.6161 | 0 | 0 | 2008.4085 | 0.061549 | 6 | Industrial_2036_SC B_million_m3_Before Competition Groups_6 | High Efficiency Burners | 6.155% | 0 | 123.6161 | Industrial_2036_SC B_million_m3_Before Competition Groups_High Efficiency Burners
Industrial | Ind ¦ Greenhouse Envelope Improvements | 2036 | SC B | million_m3 | Before Competition Groups | 81.2158 | 0 | 0 | 2008.4085 | 0.040438 | 7 | Industrial_2036_SC B_million_m3_Before Competition Groups_7 | Greenhouse Envelope Improvements | 4.044% | 0 | 81.2158 | Industrial_2036_SC B_million_m3_Before Competition Groups_Greenhouse Envelope Improvements
Industrial | Ind ¦ Insulation - Steam | 2036 | SC B | million_m3 | Before Competition Groups | 39.4169 | 0 | 0 | 2008.4085 | 0.019626 | 8 | Industrial_2036_SC B_million_m3_Before Competition Groups_8 | Insulation - Steam | 1.963% | 0 | 39.4169 | Industrial_2036_SC B_million_m3_Before Competition Groups_Insulation - Steam
Industrial | Ind ¦ High Efficiency HVAC Fans (Gas) | 2036 | SC B | million_m3 | Before Competition Groups | 35.8346 | 0 | 0 | 2008.4085 | 0.017842 | 9 | Industrial_2036_SC B_million_m3_Before Competition Groups_9 | High Efficiency HVAC Fans (Gas) | 1.784% | 0 | 35.8346 | Industrial_2036_SC B_million_m3_Before Competition Groups_High Efficiency HVAC Fans (Gas)
Industrial | Ind ¦ VAV Conversion Project (Gas) | 2036 | SC B | million_m3 | Before Competition Groups | 32.6633 | 0 | 0 | 2008.4085 | 0.016263 | 10 | Industrial_2036_SC B_million_m3_Before Competition Groups_10 | VAV Conversion Project (Gas) | 1.626% | 0 | 32.6633 | Industrial_2036_SC B_million_m3_Before Competition Groups_VAV Conversion Project (Gas)
Industrial | Ind ¦ Direct Contact Water Heaters | 2036 | SC B | million_m3 | Before Competition Groups | 24.4574 | 0 | 0 | 2008.4085 | 0.012178 | 11 | Industrial_2036_SC B_million_m3_Before Competition Groups_11 | Direct Contact Water Heaters | 1.218% | 0 | 24.4574 | Industrial_2036_SC B_million_m3_Before Competition Groups_Direct Contact Water Heaters
Industrial | Ind ¦ HE HVAC Controls | 2036 | SC B | million_m3 | Before Competition Groups | 22.7158 | 0 | 0 | 2008.4085 | 0.01131 | 12 | Industrial_2036_SC B_million_m3_Before Competition Groups_12 | HE HVAC Controls | 1.131% | 0 | 22.7158 | Industrial_2036_SC B_million_m3_Before Competition Groups_HE HVAC Controls
Industrial | Ind ¦ Insulation - Steam (AG) | 2036 | SC B | million_m3 | Before Competition Groups | 18.9327 | 0 | 0 | 2008.4085 | 0.0094267 | 13 | Industrial_2036_SC B_million_m3_Before Competition Groups_13 | Insulation - Steam (AG) | 0.9427% | 0 | 18.9327 | Industrial_2036_SC B_million_m3_Before Competition Groups_Insulation - Steam (AG)
Industrial | Ind ¦ Air Compressor Heat Recovery | 2036 | SC B | million_m3 | Before Competition Groups | 14.5031 | 0 | 0 | 2008.4085 | 0.0072212 | 14 | Industrial_2036_SC B_million_m3_Before Competition Groups_14 | Air Compressor Heat Recovery | 0.7221% | 0 | 14.5031 | Industrial_2036_SC B_million_m3_Before Competition Groups_Air Compressor Heat Recovery
Industrial | Ind ¦ Steam Turbine Optimization | 2036 | SC B | million_m3 | Before Competition Groups | 9.0839 | 0 | 0 | 2008.4085 | 0.0045229 | 15 | Industrial_2036_SC B_million_m3_Before Competition Groups_15 | Steam Turbine Optimization | 0.4523% | 0 | 9.0839 | Industrial_2036_SC B_million_m3_Before Competition Groups_Steam Turbine Optimization
Industrial | Ind ¦ Gas Turbine Optimization | 2036 | SC B | million_m3 | Before Competition Groups | 6.8129 | 0 | 0 | 2008.4085 | 0.0033922 | 16 | Industrial_2036_SC B_million_m3_Before Competition Groups_16 | Gas Turbine Optimization | 0.3392% | 0 | 6.8129 | Industrial_2036_SC B_million_m3_Before Competition Groups_Gas Turbine Optimization
Industrial | Ind ¦ HE Stock Tank | 2036 | SC B | million_m3 | Before Competition Groups | 6.7927 | 0 | 0 | 2008.4085 | 0.0033821 | 17 | Industrial_2036_SC B_million_m3_Before Competition Groups_17 | HE Stock Tank | 0.3382% | 0 | 6.7927 | Industrial_2036_SC B_million_m3_Before Competition Groups_HE Stock Tank
Industrial | Ind ¦ High Efficiency Furnaces | 2036 | SC B | million_m3 | Before Competition Groups | 6.1921 | 0 | 0 | 2008.4085 | 0.0030831 | 18 | Industrial_2036_SC B_million_m3_Before Competition Groups_18 | High Efficiency Furnaces | 0.3083% | 0 | 6.1921 | Industrial_2036_SC B_million_m3_Before Competition Groups_High Efficiency Furnaces
Industrial | Ind ¦ Ventilation Optimization (Gas) | 2036 | SC B | million_m3 | Before Competition Groups | 4.5407 | 0 | 0 | 2008.4085 | 0.0022609 | 19 | Industrial_2036_SC B_million_m3_Before Competition Groups_19 | Ventilation Optimization (Gas) | 0.2261% | 0 | 4.5407 | Industrial_2036_SC B_million_m3_Before Competition Groups_Ventilation Optimization (Gas)
Industrial | Ind ¦ Solar Walls | 2036 | SC B | million_m3 | Before Competition Groups | 4.4059 | 0 | 0 | 2008.4085 | 0.0021937 | 20 | Industrial_2036_SC B_million_m3_Before Competition Groups_20 | Solar Walls | 0.2194% | 0 | 4.4059 | Industrial_2036_SC B_million_m3_Before Competition Groups_Solar Walls
Industrial | Ind ¦ Steam Trap Repair | 2036 | SC B | million_m3 | Before Competition Groups | 3.3128 | 0 | 0 | 2008.4085 | 0.0016494 | 21 | Industrial_2036_SC B_million_m3_Before Competition Groups_21 | Steam Trap Repair | 0.1649% | 0 | 3.3128 | Industrial_2036_SC B_million_m3_Before Competition Groups_Steam Trap Repair
Industrial | Ind ¦ Process Optimization (Gas) | 2036 | SC B | million_m3 | Before Competition Groups | 2.5498 | 0 | 0 | 2008.4085 | 0.0012696 | 22 | Industrial_2036_SC B_million_m3_Before Competition Groups_22 | Process Optimization (Gas) | 0.127% | 0 | 2.5498 | Industrial_2036_SC B_million_m3_Before Competition Groups_Process Optimization (Gas)
Industrial | Ind ¦ HE HVAC Units | 2036 | SC B | million_m3 | Before Competition Groups | 1.3054 | 0 | 0 | 2008.4085 | 0.00064996 | 23 | Industrial_2036_SC B_million_m3_Before Competition Groups_23 | HE HVAC Units | 0.065% | 0 | 1.3054 | Industrial_2036_SC B_million_m3_Before Competition Groups_HE HVAC Units
Industrial | Ind ¦ Process Heat Recovery (Gas) - HVAC | 2036 | SC B | million_m3 | Before Competition Groups | 0.97664 | 0 | 0 | 2008.4085 | 0.00048627 | 24 | Industrial_2036_SC B_million_m3_Before Competition Groups_24 | Process Heat Recovery (Gas) - HVAC | 0.04863% | 0 | 0.97664 | Industrial_2036_SC B_million_m3_Before Competition Groups_Process Heat Recovery (Gas) - HVAC
Industrial | Ind ¦ Insulation - Steam - Direct | 2036 | SC B | million_m3 | Before Competition Groups | 0.62907 | 0 | 0 | 2008.4085 | 0.00031322 | 25 | Industrial_2036_SC B_million_m3_Before Competition Groups_25 | Insulation - Steam - Direct | 0.03132% | 0 | 0.62907 | Industrial_2036_SC B_million_m3_Before Competition Groups_Insulation - Steam - Direct
Industrial | Ind ¦ Insulation - Steam - HVAC | 2036 | SC B | million_m3 | Before Competition Groups | 0.1354 | 0 | 0 | 2008.4085 | 6.7419e-05 | 26 | Industrial_2036_SC B_million_m3_Before Competition Groups_26 | Insulation - Steam - HVAC | 0.006742% | 0 | 0.1354 | Industrial_2036_SC B_million_m3_Before Competition Groups_Insulation - Steam - HVAC
Industrial | Ind ¦ Process Heat Improvements | 2036 | SC C | million_m3 | Before Competition Groups | 405.6043 | 0 | 0 | 1356.3845 | 0.29903 | 1 | Industrial_2036_SC C_million_m3_Before Competition Groups_1 | Process Heat Improvements | 29.9% | 0 | 405.6043 | Industrial_2036_SC C_million_m3_Before Competition Groups_Process Heat Improvements
Industrial | Ind ¦ Boiler Upgrade | 2036 | SC C | million_m3 | Before Competition Groups | 294.9128 | 0 | 0 | 1356.3845 | 0.21743 | 2 | Industrial_2036_SC C_million_m3_Before Competition Groups_2 | Boiler Upgrade | 21.74% | 0 | 294.9128 | Industrial_2036_SC C_million_m3_Before Competition Groups_Boiler Upgrade
Industrial | Ind ¦ Process Heat Recovery (Gas) | 2036 | SC C | million_m3 | Before Competition Groups | 181.3706 | 0 | 0 | 1356.3845 | 0.13372 | 3 | Industrial_2036_SC C_million_m3_Before Competition Groups_3 | Process Heat Recovery (Gas) | 13.37% | 0 | 181.3706 | Industrial_2036_SC C_million_m3_Before Competition Groups_Process Heat Recovery (Gas)
Industrial | Ind ¦ Recommissioning | 2036 | SC C | million_m3 | Before Competition Groups | 132.324 | 0 | 0 | 1356.3845 | 0.097556 | 4 | Industrial_2036_SC C_million_m3_Before Competition Groups_4 | Recommissioning | 9.756% | 0 | 132.324 | Industrial_2036_SC C_million_m3_Before Competition Groups_Recommissioning
Industrial | Ind ¦ Improved Controls -Process Heating Gas | 2036 | SC C | million_m3 | Before Competition Groups | 83.4848 | 0 | 0 | 1356.3845 | 0.06155 | 5 | Industrial_2036_SC C_million_m3_Before Competition Groups_5 | Improved Controls -Process Heating Gas | 6.155% | 0 | 83.4848 | Industrial_2036_SC C_million_m3_Before Competition Groups_Improved Controls -Process Heating Gas
Industrial | Ind ¦ Greenhouse Envelope Improvements | 2036 | SC C | million_m3 | Before Competition Groups | 70.4378 | 0 | 0 | 1356.3845 | 0.051931 | 6 | Industrial_2036_SC C_million_m3_Before Competition Groups_6 | Greenhouse Envelope Improvements | 5.193% | 0 | 70.4378 | Industrial_2036_SC C_million_m3_Before Competition Groups_Greenhouse Envelope Improvements
Industrial | Ind ¦ High Efficiency Burners | 2036 | SC C | million_m3 | Before Competition Groups | 69.6635 | 0 | 0 | 1356.3845 | 0.05136 | 7 | Industrial_2036_SC C_million_m3_Before Competition Groups_7 | High Efficiency Burners | 5.136% | 0 | 69.6635 | Industrial_2036_SC C_million_m3_Before Competition Groups_High Efficiency Burners
Industrial | Ind ¦ Insulation - Steam | 2036 | SC C | million_m3 | Before Competition Groups | 25.7754 | 0 | 0 | 1356.3845 | 0.019003 | 8 | Industrial_2036_SC C_million_m3_Before Competition Groups_8 | Insulation - Steam | 1.9% | 0 | 25.7754 | Industrial_2036_SC C_million_m3_Before Competition Groups_Insulation - Steam
Industrial | Ind ¦ High Efficiency HVAC Fans (Gas) | 2036 | SC C | million_m3 | Before Competition Groups | 19.9292 | 0 | 0 | 1356.3845 | 0.014693 | 9 | Industrial_2036_SC C_million_m3_Before Competition Groups_9 | High Efficiency HVAC Fans (Gas) | 1.469% | 0 | 19.9292 | Industrial_2036_SC C_million_m3_Before Competition Groups_High Efficiency HVAC Fans (Gas)
Industrial | Ind ¦ Direct Contact Water Heaters | 2036 | SC C | million_m3 | Before Competition Groups | 18.0783 | 0 | 0 | 1356.3845 | 0.013328 | 10 | Industrial_2036_SC C_million_m3_Before Competition Groups_10 | Direct Contact Water Heaters | 1.333% | 0 | 18.0783 | Industrial_2036_SC C_million_m3_Before Competition Groups_Direct Contact Water Heaters
Industrial | Ind ¦ Insulation - Steam (AG) | 2036 | SC C | million_m3 | Before Competition Groups | 13.205 | 0 | 0 | 1356.3845 | 0.0097355 | 11 | Industrial_2036_SC C_million_m3_Before Competition Groups_11 | Insulation - Steam (AG) | 0.9735% | 0 | 13.205 | Industrial_2036_SC C_million_m3_Before Competition Groups_Insulation - Steam (AG)
Industrial | Ind ¦ Air Compressor Heat Recovery | 2036 | SC C | million_m3 | Before Competition Groups | 9.6029 | 0 | 0 | 1356.3845 | 0.0070798 | 12 | Industrial_2036_SC C_million_m3_Before Competition Groups_12 | Air Compressor Heat Recovery | 0.708% | 0 | 9.6029 | Industrial_2036_SC C_million_m3_Before Competition Groups_Air Compressor Heat Recovery
Industrial | Ind ¦ Steam Turbine Optimization | 2036 | SC C | million_m3 | Before Competition Groups | 9.0839 | 0 | 0 | 1356.3845 | 0.0066971 | 13 | Industrial_2036_SC C_million_m3_Before Competition Groups_13 | Steam Turbine Optimization | 0.6697% | 0 | 9.0839 | Industrial_2036_SC C_million_m3_Before Competition Groups_Steam Turbine Optimization
Industrial | Ind ¦ Gas Turbine Optimization | 2036 | SC C | million_m3 | Before Competition Groups | 6.8129 | 0 | 0 | 1356.3845 | 0.0050228 | 14 | Industrial_2036_SC C_million_m3_Before Competition Groups_14 | Gas Turbine Optimization | 0.5023% | 0 | 6.8129 | Industrial_2036_SC C_million_m3_Before Competition Groups_Gas Turbine Optimization
Industrial | Ind ¦ Ventilation Optimization (Gas) | 2036 | SC C | million_m3 | Before Competition Groups | 4.5407 | 0 | 0 | 1356.3845 | 0.0033477 | 15 | Industrial_2036_SC C_million_m3_Before Competition Groups_15 | Ventilation Optimization (Gas) | 0.3348% | 0 | 4.5407 | Industrial_2036_SC C_million_m3_Before Competition Groups_Ventilation Optimization (Gas)
Industrial | Ind ¦ HE Stock Tank | 2036 | SC C | million_m3 | Before Competition Groups | 4.2282 | 0 | 0 | 1356.3845 | 0.0031173 | 16 | Industrial_2036_SC C_million_m3_Before Competition Groups_16 | HE Stock Tank | 0.3117% | 0 | 4.2282 | Industrial_2036_SC C_million_m3_Before Competition Groups_HE Stock Tank
Industrial | Ind ¦ Process Optimization (Gas) | 2036 | SC C | million_m3 | Before Competition Groups | 2.5498 | 0 | 0 | 1356.3845 | 0.0018799 | 17 | Industrial_2036_SC C_million_m3_Before Competition Groups_17 | Process Optimization (Gas) | 0.188% | 0 | 2.5498 | Industrial_2036_SC C_million_m3_Before Competition Groups_Process Optimization (Gas)
Industrial | Ind ¦ VAV Conversion Project (Gas) | 2036 | SC C | million_m3 | Before Competition Groups | 2.2643 | 0 | 0 | 1356.3845 | 0.0016694 | 18 | Industrial_2036_SC C_million_m3_Before Competition Groups_18 | VAV Conversion Project (Gas) | 0.1669% | 0 | 2.2643 | Industrial_2036_SC C_million_m3_Before Competition Groups_VAV Conversion Project (Gas)
Industrial | Ind ¦ HE HVAC Controls | 2036 | SC C | million_m3 | Before Competition Groups | 1.1364 | 0 | 0 | 1356.3845 | 0.00083785 | 19 | Industrial_2036_SC C_million_m3_Before Competition Groups_19 | HE HVAC Controls | 0.08379% | 0 | 1.1364 | Industrial_2036_SC C_million_m3_Before Competition Groups_HE HVAC Controls
Industrial | Ind ¦ Process Heat Recovery (Gas) - HVAC | 2036 | SC C | million_m3 | Before Competition Groups | 0.67666 | 0 | 0 | 1356.3845 | 0.00049887 | 20 | Industrial_2036_SC C_million_m3_Before Competition Groups_20 | Process Heat Recovery (Gas) - HVAC | 0.04989% | 0 | 0.67666 | Industrial_2036_SC C_million_m3_Before Competition Groups_Process Heat Recovery (Gas) - HVAC
Industrial | Ind ¦ Insulation - Steam - Direct | 2036 | SC C | million_m3 | Before Competition Groups | 0.39293 | 0 | 0 | 1356.3845 | 0.00028969 | 21 | Industrial_2036_SC C_million_m3_Before Competition Groups_21 | Insulation - Steam - Direct | 0.02897% | 0 | 0.39293 | Industrial_2036_SC C_million_m3_Before Competition Groups_Insulation - Steam - Direct
Industrial | Ind ¦ Steam Trap Repair | 2036 | SC C | million_m3 | Before Competition Groups | 0.1229 | 0 | 0 | 1356.3845 | 9.0611e-05 | 22 | Industrial_2036_SC C_million_m3_Before Competition Groups_22 | Steam Trap Repair | 0.009061% | 0 | 0.1229 | Industrial_2036_SC C_million_m3_Before Competition Groups_Steam Trap Repair
Industrial | Ind ¦ Insulation - Steam - HVAC | 2036 | SC C | million_m3 | Before Competition Groups | 0.094441 | 0 | 0 | 1356.3845 | 6.9627e-05 | 23 | Industrial_2036_SC C_million_m3_Before Competition Groups_23 | Insulation - Steam - HVAC | 0.006963% | 0 | 0.094441 | Industrial_2036_SC C_million_m3_Before Competition Groups_Insulation - Steam - HVAC
Industrial | Ind ¦ HE HVAC Units | 2036 | SC C | million_m3 | Before Competition Groups | 0.059509 | 0 | 0 | 1356.3845 | 4.3873e-05 | 24 | Industrial_2036_SC C_million_m3_Before Competition Groups_24 | HE HVAC Units | 0.004387% | 0 | 0.059509 | Industrial_2036_SC C_million_m3_Before Competition Groups_HE HVAC Units
Industrial | Ind ¦ Solar Walls | 2036 | SC C | million_m3 | Before Competition Groups | 0.023349 | 0 | 0 | 1356.3845 | 1.7214e-05 | 25 | Industrial_2036_SC C_million_m3_Before Competition Groups_25 | Solar Walls | 0.001721% | 0 | 0.023349 | Industrial_2036_SC C_million_m3_Before Competition Groups_Solar Walls
Industrial | Ind ¦ High Efficiency Furnaces | 2036 | SC C | million_m3 | Before Competition Groups | 0.0096386 | 0 | 0 | 1356.3845 | 7.1061e-06 | 26 | Industrial_2036_SC C_million_m3_Before Competition Groups_26 | High Efficiency Furnaces | 0.0007106% | 0 | 0.0096386 | Industrial_2036_SC C_million_m3_Before Competition Groups_High Efficiency Furnaces
Industrial | Ind ¦ Process Heat Improvements | 2036 | Technical | million_m3 | Before Competition Groups | 880.9612 | 0 | 0 | 2527.2981 | 0.34858 | 1 | Industrial_2036_Technical_million_m3_Before Competition Groups_1 | Process Heat Improvements | 34.86% | 0 | 880.9612 | Industrial_2036_Technical_million_m3_Before Competition Groups_Process Heat Improvements
Industrial | Ind ¦ Boiler Upgrade | 2036 | Technical | million_m3 | Before Competition Groups | 339.6478 | 0 | 0 | 2527.2981 | 0.13439 | 2 | Industrial_2036_Technical_million_m3_Before Competition Groups_2 | Boiler Upgrade | 13.44% | 0 | 339.6478 | Industrial_2036_Technical_million_m3_Before Competition Groups_Boiler Upgrade
Industrial | Ind ¦ Process Heat Recovery (Gas) | 2036 | Technical | million_m3 | Before Competition Groups | 303.3321 | 0 | 0 | 2527.2981 | 0.12002 | 3 | Industrial_2036_Technical_million_m3_Before Competition Groups_3 | Process Heat Recovery (Gas) | 12% | 0 | 303.3321 | Industrial_2036_Technical_million_m3_Before Competition Groups_Process Heat Recovery (Gas)
Industrial | Ind ¦ Recommissioning | 2036 | Technical | million_m3 | Before Competition Groups | 218.3228 | 0 | 0 | 2527.2981 | 0.086386 | 4 | Industrial_2036_Technical_million_m3_Before Competition Groups_4 | Recommissioning | 8.639% | 0 | 218.3228 | Industrial_2036_Technical_million_m3_Before Competition Groups_Recommissioning
Industrial | Ind ¦ High Efficiency Burners | 2036 | Technical | million_m3 | Before Competition Groups | 166.2618 | 0 | 0 | 2527.2981 | 0.065786 | 5 | Industrial_2036_Technical_million_m3_Before Competition Groups_5 | High Efficiency Burners | 6.579% | 0 | 166.2618 | Industrial_2036_Technical_million_m3_Before Competition Groups_High Efficiency Burners
Industrial | Ind ¦ Improved Controls -Process Heating Gas | 2036 | Technical | million_m3 | Before Competition Groups | 139.1832 | 0 | 0 | 2527.2981 | 0.055072 | 6 | Industrial_2036_Technical_million_m3_Before Competition Groups_6 | Improved Controls -Process Heating Gas | 5.507% | 0 | 139.1832 | Industrial_2036_Technical_million_m3_Before Competition Groups_Improved Controls -Process Heating Gas
Industrial | Ind ¦ Greenhouse Envelope Improvements | 2036 | Technical | million_m3 | Before Competition Groups | 92.1604 | 0 | 0 | 2527.2981 | 0.036466 | 7 | Industrial_2036_Technical_million_m3_Before Competition Groups_7 | Greenhouse Envelope Improvements | 3.647% | 0 | 92.1604 | Industrial_2036_Technical_million_m3_Before Competition Groups_Greenhouse Envelope Improvements
Industrial | Ind ¦ Boiler Tune Up | 2036 | Technical | million_m3 | Before Competition Groups | 43.2632 | 0 | 0 | 2527.2981 | 0.017118 | 8 | Industrial_2036_Technical_million_m3_Before Competition Groups_8 | Boiler Tune Up | 1.712% | 0 | 43.2632 | Industrial_2036_Technical_million_m3_Before Competition Groups_Boiler Tune Up
Industrial | Ind ¦ High Efficiency HVAC Fans (Gas) | 2036 | Technical | million_m3 | Before Competition Groups | 41.8525 | 0 | 0 | 2527.2981 | 0.01656 | 9 | Industrial_2036_Technical_million_m3_Before Competition Groups_9 | High Efficiency HVAC Fans (Gas) | 1.656% | 0 | 41.8525 | Industrial_2036_Technical_million_m3_Before Competition Groups_High Efficiency HVAC Fans (Gas)
Industrial | Ind ¦ Insulation - Steam | 2036 | Technical | million_m3 | Before Competition Groups | 41.7031 | 0 | 0 | 2527.2981 | 0.016501 | 10 | Industrial_2036_Technical_million_m3_Before Competition Groups_10 | Insulation - Steam | 1.65% | 0 | 41.7031 | Industrial_2036_Technical_million_m3_Before Competition Groups_Insulation - Steam
Industrial | Ind ¦ VAV Conversion Project (Gas) | 2036 | Technical | million_m3 | Before Competition Groups | 34.9333 | 0 | 0 | 2527.2981 | 0.013822 | 11 | Industrial_2036_Technical_million_m3_Before Competition Groups_11 | VAV Conversion Project (Gas) | 1.382% | 0 | 34.9333 | Industrial_2036_Technical_million_m3_Before Competition Groups_VAV Conversion Project (Gas)
Industrial | Ind ¦ Direct Contact Water Heaters | 2036 | Technical | million_m3 | Before Competition Groups | 29.7611 | 0 | 0 | 2527.2981 | 0.011776 | 12 | Industrial_2036_Technical_million_m3_Before Competition Groups_12 | Direct Contact Water Heaters | 1.178% | 0 | 29.7611 | Industrial_2036_Technical_million_m3_Before Competition Groups_Direct Contact Water Heaters
Industrial | Ind ¦ Steam Leak Repairs | 2036 | Technical | million_m3 | Before Competition Groups | 26.2976 | 0 | 0 | 2527.2981 | 0.010405 | 13 | Industrial_2036_Technical_million_m3_Before Competition Groups_13 | Steam Leak Repairs | 1.041% | 0 | 26.2976 | Industrial_2036_Technical_million_m3_Before Competition Groups_Steam Leak Repairs
Industrial | Ind ¦ HE HVAC Controls | 2036 | Technical | million_m3 | Before Competition Groups | 23.7319 | 0 | 0 | 2527.2981 | 0.0093902 | 14 | Industrial_2036_Technical_million_m3_Before Competition Groups_14 | HE HVAC Controls | 0.939% | 0 | 23.7319 | Industrial_2036_Technical_million_m3_Before Competition Groups_HE HVAC Controls
Industrial | Ind ¦ Loading Dock Seals | 2036 | Technical | million_m3 | Before Competition Groups | 23.7319 | 0 | 0 | 2527.2981 | 0.0093902 | 15 | Industrial_2036_Technical_million_m3_Before Competition Groups_15 | Loading Dock Seals | 0.939% | 0 | 23.7319 | Industrial_2036_Technical_million_m3_Before Competition Groups_Loading Dock Seals
Industrial | Ind ¦ Steam Trap Repair | 2036 | Technical | million_m3 | Before Competition Groups | 19.9615 | 0 | 0 | 2527.2981 | 0.0078984 | 16 | Industrial_2036_Technical_million_m3_Before Competition Groups_16 | Steam Trap Repair | 0.7898% | 0 | 19.9615 | Industrial_2036_Technical_million_m3_Before Competition Groups_Steam Trap Repair
Industrial | Ind ¦ High Efficiency Furnaces | 2036 | Technical | million_m3 | Before Competition Groups | 19.1388 | 0 | 0 | 2527.2981 | 0.0075728 | 17 | Industrial_2036_Technical_million_m3_Before Competition Groups_17 | High Efficiency Furnaces | 0.7573% | 0 | 19.1388 | Industrial_2036_Technical_million_m3_Before Competition Groups_High Efficiency Furnaces
Industrial | Ind ¦ Insulation - Steam (AG) | 2036 | Technical | million_m3 | Before Competition Groups | 17.6102 | 0 | 0 | 2527.2981 | 0.006968 | 18 | Industrial_2036_Technical_million_m3_Before Competition Groups_18 | Insulation - Steam (AG) | 0.6968% | 0 | 17.6102 | Industrial_2036_Technical_million_m3_Before Competition Groups_Insulation - Steam (AG)
Industrial | Ind ¦ Air Compressor Heat Recovery | 2036 | Technical | million_m3 | Before Competition Groups | 15.2876 | 0 | 0 | 2527.2981 | 0.006049 | 19 | Industrial_2036_Technical_million_m3_Before Competition Groups_19 | Air Compressor Heat Recovery | 0.6049% | 0 | 15.2876 | Industrial_2036_Technical_million_m3_Before Competition Groups_Air Compressor Heat Recovery
Industrial | Ind ¦ Steam Turbine Optimization | 2036 | Technical | million_m3 | Before Competition Groups | 9.7655 | 0 | 0 | 2527.2981 | 0.003864 | 20 | Industrial_2036_Technical_million_m3_Before Competition Groups_20 | Steam Turbine Optimization | 0.3864% | 0 | 9.7655 | Industrial_2036_Technical_million_m3_Before Competition Groups_Steam Turbine Optimization
Industrial | Ind ¦ HE Stock Tank | 2036 | Technical | million_m3 | Before Competition Groups | 9.1451 | 0 | 0 | 2527.2981 | 0.0036185 | 21 | Industrial_2036_Technical_million_m3_Before Competition Groups_21 | HE Stock Tank | 0.3619% | 0 | 9.1451 | Industrial_2036_Technical_million_m3_Before Competition Groups_HE Stock Tank
Industrial | Ind ¦ Process Optimization (Gas) | 2036 | Technical | million_m3 | Before Competition Groups | 8.9846 | 0 | 0 | 2527.2981 | 0.003555 | 22 | Industrial_2036_Technical_million_m3_Before Competition Groups_22 | Process Optimization (Gas) | 0.3555% | 0 | 8.9846 | Industrial_2036_Technical_million_m3_Before Competition Groups_Process Optimization (Gas)
Industrial | Ind ¦ Gas Turbine Optimization | 2036 | Technical | million_m3 | Before Competition Groups | 7.3242 | 0 | 0 | 2527.2981 | 0.002898 | 23 | Industrial_2036_Technical_million_m3_Before Competition Groups_23 | Gas Turbine Optimization | 0.2898% | 0 | 7.3242 | Industrial_2036_Technical_million_m3_Before Competition Groups_Gas Turbine Optimization
Industrial | Ind ¦ Ventilation Optimization (Gas) | 2036 | Technical | million_m3 | Before Competition Groups | 4.7572 | 0 | 0 | 2527.2981 | 0.0018823 | 24 | Industrial_2036_Technical_million_m3_Before Competition Groups_24 | Ventilation Optimization (Gas) | 0.1882% | 0 | 4.7572 | Industrial_2036_Technical_million_m3_Before Competition Groups_Ventilation Optimization (Gas)
Industrial | Ind ¦ Solar Walls | 2036 | Technical | million_m3 | Before Competition Groups | 4.7121 | 0 | 0 | 2527.2981 | 0.0018645 | 25 | Industrial_2036_Technical_million_m3_Before Competition Groups_25 | Solar Walls | 0.1865% | 0 | 4.7121 | Industrial_2036_Technical_million_m3_Before Competition Groups_Solar Walls
Industrial | Ind ¦ HE HVAC Units | 2036 | Technical | million_m3 | Before Competition Groups | 2.0326 | 0 | 0 | 2527.2981 | 0.00080426 | 26 | Industrial_2036_Technical_million_m3_Before Competition Groups_26 | HE HVAC Units | 0.08043% | 0 | 2.0326 | Industrial_2036_Technical_million_m3_Before Competition Groups_HE HVAC Units
Industrial | Ind ¦ Boiler Tune Up - Direct | 2036 | Technical | million_m3 | Before Competition Groups | 1.4767 | 0 | 0 | 2527.2981 | 0.00058432 | 27 | Industrial_2036_Technical_million_m3_Before Competition Groups_27 | Boiler Tune Up - Direct | 0.05843% | 0 | 1.4767 | Industrial_2036_Technical_million_m3_Before Competition Groups_Boiler Tune Up - Direct
Industrial | Ind ¦ Process Heat Recovery (Gas) - HVAC | 2036 | Technical | million_m3 | Before Competition Groups | 1.0137 | 0 | 0 | 2527.2981 | 0.00040112 | 28 | Industrial_2036_Technical_million_m3_Before Competition Groups_28 | Process Heat Recovery (Gas) - HVAC | 0.04011% | 0 | 1.0137 | Industrial_2036_Technical_million_m3_Before Competition Groups_Process Heat Recovery (Gas) - HVAC
Industrial | Ind ¦ Insulation - Steam - Direct | 2036 | Technical | million_m3 | Before Competition Groups | 0.67583 | 0 | 0 | 2527.2981 | 0.00026741 | 29 | Industrial_2036_Technical_million_m3_Before Competition Groups_29 | Insulation - Steam - Direct | 0.02674% | 0 | 0.67583 | Industrial_2036_Technical_million_m3_Before Competition Groups_Insulation - Steam - Direct
Industrial | Ind ¦ Insulation - Steam - HVAC | 2036 | Technical | million_m3 | Before Competition Groups | 0.14055 | 0 | 0 | 2527.2981 | 5.5612e-05 | 30 | Industrial_2036_Technical_million_m3_Before Competition Groups_30 | Insulation - Steam - HVAC | 0.005561% | 0 | 0.14055 | Industrial_2036_Technical_million_m3_Before Competition Groups_Insulation - Steam - HVAC
Industrial | Ind ¦ Boiler Tune Up - HVAC | 2036 | Technical | million_m3 | Before Competition Groups | 0.12778 | 0 | 0 | 2527.2981 | 5.056e-05 | 31 | Industrial_2036_Technical_million_m3_Before Competition Groups_31 | Boiler Tune Up - HVAC | 0.005056% | 0 | 0.12778 | Industrial_2036_Technical_million_m3_Before Competition Groups_Boiler Tune Up - HVAC
Industrial | Ind ¦ Process Heat Improvements | 2037 | Economic | million_m3 | Before Competition Groups | 893.1483 | 0 | 0 | 2447.6094 | 0.36491 | 1 | Industrial_2037_Economic_million_m3_Before Competition Groups_1 | Process Heat Improvements | 36.49% | 0 | 893.1483 | Industrial_2037_Economic_million_m3_Before Competition Groups_Process Heat Improvements
Industrial | Ind ¦ Boiler Upgrade | 2037 | Economic | million_m3 | Before Competition Groups | 345.0499 | 0 | 0 | 2447.6094 | 0.14097 | 2 | Industrial_2037_Economic_million_m3_Before Competition Groups_2 | Boiler Upgrade | 14.1% | 0 | 345.0499 | Industrial_2037_Economic_million_m3_Before Competition Groups_Boiler Upgrade
Industrial | Ind ¦ Process Heat Recovery (Gas) | 2037 | Economic | million_m3 | Before Competition Groups | 303.3321 | 0 | 0 | 2447.6094 | 0.12393 | 3 | Industrial_2037_Economic_million_m3_Before Competition Groups_3 | Process Heat Recovery (Gas) | 12.39% | 0 | 303.3321 | Industrial_2037_Economic_million_m3_Before Competition Groups_Process Heat Recovery (Gas)
Industrial | Ind ¦ Recommissioning | 2037 | Economic | million_m3 | Before Competition Groups | 218.3228 | 0 | 0 | 2447.6094 | 0.089198 | 4 | Industrial_2037_Economic_million_m3_Before Competition Groups_4 | Recommissioning | 8.92% | 0 | 218.3228 | Industrial_2037_Economic_million_m3_Before Competition Groups_Recommissioning
Industrial | Ind ¦ High Efficiency Burners | 2037 | Economic | million_m3 | Before Competition Groups | 168.5619 | 0 | 0 | 2447.6094 | 0.068868 | 5 | Industrial_2037_Economic_million_m3_Before Competition Groups_5 | High Efficiency Burners | 6.887% | 0 | 168.5619 | Industrial_2037_Economic_million_m3_Before Competition Groups_High Efficiency Burners
Industrial | Ind ¦ Improved Controls -Process Heating Gas | 2037 | Economic | million_m3 | Before Competition Groups | 139.1832 | 0 | 0 | 2447.6094 | 0.056865 | 6 | Industrial_2037_Economic_million_m3_Before Competition Groups_6 | Improved Controls -Process Heating Gas | 5.686% | 0 | 139.1832 | Industrial_2037_Economic_million_m3_Before Competition Groups_Improved Controls -Process Heating Gas
Industrial | Ind ¦ Greenhouse Envelope Improvements | 2037 | Economic | million_m3 | Before Competition Groups | 93.7592 | 0 | 0 | 2447.6094 | 0.038306 | 7 | Industrial_2037_Economic_million_m3_Before Competition Groups_7 | Greenhouse Envelope Improvements | 3.831% | 0 | 93.7592 | Industrial_2037_Economic_million_m3_Before Competition Groups_Greenhouse Envelope Improvements
Industrial | Ind ¦ High Efficiency HVAC Fans (Gas) | 2037 | Economic | million_m3 | Before Competition Groups | 42.321 | 0 | 0 | 2447.6094 | 0.017291 | 8 | Industrial_2037_Economic_million_m3_Before Competition Groups_8 | High Efficiency HVAC Fans (Gas) | 1.729% | 0 | 42.321 | Industrial_2037_Economic_million_m3_Before Competition Groups_High Efficiency HVAC Fans (Gas)
Industrial | Ind ¦ Insulation - Steam | 2037 | Economic | million_m3 | Before Competition Groups | 41.7031 | 0 | 0 | 2447.6094 | 0.017038 | 9 | Industrial_2037_Economic_million_m3_Before Competition Groups_9 | Insulation - Steam | 1.704% | 0 | 41.7031 | Industrial_2037_Economic_million_m3_Before Competition Groups_Insulation - Steam
Industrial | Ind ¦ VAV Conversion Project (Gas) | 2037 | Economic | million_m3 | Before Competition Groups | 34.9494 | 0 | 0 | 2447.6094 | 0.014279 | 10 | Industrial_2037_Economic_million_m3_Before Competition Groups_10 | VAV Conversion Project (Gas) | 1.428% | 0 | 34.9494 | Industrial_2037_Economic_million_m3_Before Competition Groups_VAV Conversion Project (Gas)
Industrial | Ind ¦ Direct Contact Water Heaters | 2037 | Economic | million_m3 | Before Competition Groups | 30.2009 | 0 | 0 | 2447.6094 | 0.012339 | 11 | Industrial_2037_Economic_million_m3_Before Competition Groups_11 | Direct Contact Water Heaters | 1.234% | 0 | 30.2009 | Industrial_2037_Economic_million_m3_Before Competition Groups_Direct Contact Water Heaters
Industrial | Ind ¦ HE HVAC Controls | 2037 | Economic | million_m3 | Before Competition Groups | 23.7319 | 0 | 0 | 2447.6094 | 0.009696 | 12 | Industrial_2037_Economic_million_m3_Before Competition Groups_12 | HE HVAC Controls | 0.9696% | 0 | 23.7319 | Industrial_2037_Economic_million_m3_Before Competition Groups_HE HVAC Controls
Industrial | Ind ¦ Steam Trap Repair | 2037 | Economic | million_m3 | Before Competition Groups | 19.9615 | 0 | 0 | 2447.6094 | 0.0081555 | 13 | Industrial_2037_Economic_million_m3_Before Competition Groups_13 | Steam Trap Repair | 0.8156% | 0 | 19.9615 | Industrial_2037_Economic_million_m3_Before Competition Groups_Steam Trap Repair
Industrial | Ind ¦ Insulation - Steam (AG) | 2037 | Economic | million_m3 | Before Competition Groups | 17.5585 | 0 | 0 | 2447.6094 | 0.0071737 | 14 | Industrial_2037_Economic_million_m3_Before Competition Groups_14 | Insulation - Steam (AG) | 0.7174% | 0 | 17.5585 | Industrial_2037_Economic_million_m3_Before Competition Groups_Insulation - Steam (AG)
Industrial | Ind ¦ Air Compressor Heat Recovery | 2037 | Economic | million_m3 | Before Competition Groups | 15.2876 | 0 | 0 | 2447.6094 | 0.0062459 | 15 | Industrial_2037_Economic_million_m3_Before Competition Groups_15 | Air Compressor Heat Recovery | 0.6246% | 0 | 15.2876 | Industrial_2037_Economic_million_m3_Before Competition Groups_Air Compressor Heat Recovery
Industrial | Ind ¦ High Efficiency Furnaces | 2037 | Economic | million_m3 | Before Competition Groups | 12.5175 | 0 | 0 | 2447.6094 | 0.0051142 | 16 | Industrial_2037_Economic_million_m3_Before Competition Groups_16 | High Efficiency Furnaces | 0.5114% | 0 | 12.5175 | Industrial_2037_Economic_million_m3_Before Competition Groups_High Efficiency Furnaces
Industrial | Ind ¦ Steam Turbine Optimization | 2037 | Economic | million_m3 | Before Competition Groups | 9.7667 | 0 | 0 | 2447.6094 | 0.0039903 | 17 | Industrial_2037_Economic_million_m3_Before Competition Groups_17 | Steam Turbine Optimization | 0.399% | 0 | 9.7667 | Industrial_2037_Economic_million_m3_Before Competition Groups_Steam Turbine Optimization
Industrial | Ind ¦ HE Stock Tank | 2037 | Economic | million_m3 | Before Competition Groups | 9.2617 | 0 | 0 | 2447.6094 | 0.003784 | 18 | Industrial_2037_Economic_million_m3_Before Competition Groups_18 | HE Stock Tank | 0.3784% | 0 | 9.2617 | Industrial_2037_Economic_million_m3_Before Competition Groups_HE Stock Tank
Industrial | Ind ¦ Process Optimization (Gas) | 2037 | Economic | million_m3 | Before Competition Groups | 8.9846 | 0 | 0 | 2447.6094 | 0.0036708 | 19 | Industrial_2037_Economic_million_m3_Before Competition Groups_19 | Process Optimization (Gas) | 0.3671% | 0 | 8.9846 | Industrial_2037_Economic_million_m3_Before Competition Groups_Process Optimization (Gas)
Industrial | Ind ¦ Gas Turbine Optimization | 2037 | Economic | million_m3 | Before Competition Groups | 7.325 | 0 | 0 | 2447.6094 | 0.0029927 | 20 | Industrial_2037_Economic_million_m3_Before Competition Groups_20 | Gas Turbine Optimization | 0.2993% | 0 | 7.325 | Industrial_2037_Economic_million_m3_Before Competition Groups_Gas Turbine Optimization
Industrial | Ind ¦ Ventilation Optimization (Gas) | 2037 | Economic | million_m3 | Before Competition Groups | 4.7572 | 0 | 0 | 2447.6094 | 0.0019436 | 21 | Industrial_2037_Economic_million_m3_Before Competition Groups_21 | Ventilation Optimization (Gas) | 0.1944% | 0 | 4.7572 | Industrial_2037_Economic_million_m3_Before Competition Groups_Ventilation Optimization (Gas)
Industrial | Ind ¦ Solar Walls | 2037 | Economic | million_m3 | Before Competition Groups | 4.7143 | 0 | 0 | 2447.6094 | 0.0019261 | 22 | Industrial_2037_Economic_million_m3_Before Competition Groups_22 | Solar Walls | 0.1926% | 0 | 4.7143 | Industrial_2037_Economic_million_m3_Before Competition Groups_Solar Walls
Industrial | Ind ¦ HE HVAC Units | 2037 | Economic | million_m3 | Before Competition Groups | 1.3809 | 0 | 0 | 2447.6094 | 0.00056418 | 23 | Industrial_2037_Economic_million_m3_Before Competition Groups_23 | HE HVAC Units | 0.05642% | 0 | 1.3809 | Industrial_2037_Economic_million_m3_Before Competition Groups_HE HVAC Units
Industrial | Ind ¦ Process Heat Recovery (Gas) - HVAC | 2037 | Economic | million_m3 | Before Competition Groups | 1.0137 | 0 | 0 | 2447.6094 | 0.00041418 | 24 | Industrial_2037_Economic_million_m3_Before Competition Groups_24 | Process Heat Recovery (Gas) - HVAC | 0.04142% | 0 | 1.0137 | Industrial_2037_Economic_million_m3_Before Competition Groups_Process Heat Recovery (Gas) - HVAC
Industrial | Ind ¦ Insulation - Steam - Direct | 2037 | Economic | million_m3 | Before Competition Groups | 0.67583 | 0 | 0 | 2447.6094 | 0.00027612 | 25 | Industrial_2037_Economic_million_m3_Before Competition Groups_25 | Insulation - Steam - Direct | 0.02761% | 0 | 0.67583 | Industrial_2037_Economic_million_m3_Before Competition Groups_Insulation - Steam - Direct
Industrial | Ind ¦ Insulation - Steam - HVAC | 2037 | Economic | million_m3 | Before Competition Groups | 0.14055 | 0 | 0 | 2447.6094 | 5.7423e-05 | 26 | Industrial_2037_Economic_million_m3_Before Competition Groups_26 | Insulation - Steam - HVAC | 0.005742% | 0 | 0.14055 | Industrial_2037_Economic_million_m3_Before Competition Groups_Insulation - Steam - HVAC
Industrial | Ind ¦ Process Heat Improvements | 2037 | SC A | million_m3 | Before Competition Groups | 257.9778 | 0 | 0 | 909.5639 | 0.28363 | 1 | Industrial_2037_SC A_million_m3_Before Competition Groups_1 | Process Heat Improvements | 28.36% | 0 | 257.9778 | Industrial_2037_SC A_million_m3_Before Competition Groups_Process Heat Improvements
Industrial | Ind ¦ Boiler Upgrade | 2037 | SC A | million_m3 | Before Competition Groups | 205.9149 | 0 | 0 | 909.5639 | 0.22639 | 2 | Industrial_2037_SC A_million_m3_Before Competition Groups_2 | Boiler Upgrade | 22.64% | 0 | 205.9149 | Industrial_2037_SC A_million_m3_Before Competition Groups_Boiler Upgrade
Industrial | Ind ¦ Recommissioning | 2037 | SC A | million_m3 | Before Competition Groups | 125.2989 | 0 | 0 | 909.5639 | 0.13776 | 3 | Industrial_2037_SC A_million_m3_Before Competition Groups_3 | Recommissioning | 13.78% | 0 | 125.2989 | Industrial_2037_SC A_million_m3_Before Competition Groups_Recommissioning
Industrial | Ind ¦ Improved Controls -Process Heating Gas | 2037 | SC A | million_m3 | Before Competition Groups | 78.0285 | 0 | 0 | 909.5639 | 0.085787 | 4 | Industrial_2037_SC A_million_m3_Before Competition Groups_4 | Improved Controls -Process Heating Gas | 8.579% | 0 | 78.0285 | Industrial_2037_SC A_million_m3_Before Competition Groups_Improved Controls -Process Heating Gas
Industrial | Ind ¦ Greenhouse Envelope Improvements | 2037 | SC A | million_m3 | Before Competition Groups | 73.4983 | 0 | 0 | 909.5639 | 0.080806 | 5 | Industrial_2037_SC A_million_m3_Before Competition Groups_5 | Greenhouse Envelope Improvements | 8.081% | 0 | 73.4983 | Industrial_2037_SC A_million_m3_Before Competition Groups_Greenhouse Envelope Improvements
Industrial | Ind ¦ Process Heat Recovery (Gas) | 2037 | SC A | million_m3 | Before Competition Groups | 50.7226 | 0 | 0 | 909.5639 | 0.055766 | 6 | Industrial_2037_SC A_million_m3_Before Competition Groups_6 | Process Heat Recovery (Gas) | 5.577% | 0 | 50.7226 | Industrial_2037_SC A_million_m3_Before Competition Groups_Process Heat Recovery (Gas)
Industrial | Ind ¦ Insulation - Steam | 2037 | SC A | million_m3 | Before Competition Groups | 27.2114 | 0 | 0 | 909.5639 | 0.029917 | 7 | Industrial_2037_SC A_million_m3_Before Competition Groups_7 | Insulation - Steam | 2.992% | 0 | 27.2114 | Industrial_2037_SC A_million_m3_Before Competition Groups_Insulation - Steam
Industrial | Ind ¦ Direct Contact Water Heaters | 2037 | SC A | million_m3 | Before Competition Groups | 19.2074 | 0 | 0 | 909.5639 | 0.021117 | 8 | Industrial_2037_SC A_million_m3_Before Competition Groups_8 | Direct Contact Water Heaters | 2.112% | 0 | 19.2074 | Industrial_2037_SC A_million_m3_Before Competition Groups_Direct Contact Water Heaters
Industrial | Ind ¦ Insulation - Steam (AG) | 2037 | SC A | million_m3 | Before Competition Groups | 13.8783 | 0 | 0 | 909.5639 | 0.015258 | 9 | Industrial_2037_SC A_million_m3_Before Competition Groups_9 | Insulation - Steam (AG) | 1.526% | 0 | 13.8783 | Industrial_2037_SC A_million_m3_Before Competition Groups_Insulation - Steam (AG)
Industrial | Ind ¦ High Efficiency Burners | 2037 | SC A | million_m3 | Before Competition Groups | 10.8993 | 0 | 0 | 909.5639 | 0.011983 | 10 | Industrial_2037_SC A_million_m3_Before Competition Groups_10 | High Efficiency Burners | 1.198% | 0 | 10.8993 | Industrial_2037_SC A_million_m3_Before Competition Groups_High Efficiency Burners
Industrial | Ind ¦ High Efficiency HVAC Fans (Gas) | 2037 | SC A | million_m3 | Before Competition Groups | 10.7615 | 0 | 0 | 909.5639 | 0.011831 | 11 | Industrial_2037_SC A_million_m3_Before Competition Groups_11 | High Efficiency HVAC Fans (Gas) | 1.183% | 0 | 10.7615 | Industrial_2037_SC A_million_m3_Before Competition Groups_High Efficiency HVAC Fans (Gas)
Industrial | Ind ¦ Steam Turbine Optimization | 2037 | SC A | million_m3 | Before Competition Groups | 9.0141 | 0 | 0 | 909.5639 | 0.0099104 | 12 | Industrial_2037_SC A_million_m3_Before Competition Groups_12 | Steam Turbine Optimization | 0.991% | 0 | 9.0141 | Industrial_2037_SC A_million_m3_Before Competition Groups_Steam Turbine Optimization
Industrial | Ind ¦ Air Compressor Heat Recovery | 2037 | SC A | million_m3 | Before Competition Groups | 6.7233 | 0 | 0 | 909.5639 | 0.0073918 | 13 | Industrial_2037_SC A_million_m3_Before Competition Groups_13 | Air Compressor Heat Recovery | 0.7392% | 0 | 6.7233 | Industrial_2037_SC A_million_m3_Before Competition Groups_Air Compressor Heat Recovery
Industrial | Ind ¦ Gas Turbine Optimization | 2037 | SC A | million_m3 | Before Competition Groups | 6.7205 | 0 | 0 | 909.5639 | 0.0073887 | 14 | Industrial_2037_SC A_million_m3_Before Competition Groups_14 | Gas Turbine Optimization | 0.7389% | 0 | 6.7205 | Industrial_2037_SC A_million_m3_Before Competition Groups_Gas Turbine Optimization
Industrial | Ind ¦ Ventilation Optimization (Gas) | 2037 | SC A | million_m3 | Before Competition Groups | 4.5938 | 0 | 0 | 909.5639 | 0.0050506 | 15 | Industrial_2037_SC A_million_m3_Before Competition Groups_15 | Ventilation Optimization (Gas) | 0.5051% | 0 | 4.5938 | Industrial_2037_SC A_million_m3_Before Competition Groups_Ventilation Optimization (Gas)
Industrial | Ind ¦ HE Stock Tank | 2037 | SC A | million_m3 | Before Competition Groups | 4.495 | 0 | 0 | 909.5639 | 0.004942 | 16 | Industrial_2037_SC A_million_m3_Before Competition Groups_16 | HE Stock Tank | 0.4942% | 0 | 4.495 | Industrial_2037_SC A_million_m3_Before Competition Groups_HE Stock Tank
Industrial | Ind ¦ Process Optimization (Gas) | 2037 | SC A | million_m3 | Before Competition Groups | 2.7808 | 0 | 0 | 909.5639 | 0.0030573 | 17 | Industrial_2037_SC A_million_m3_Before Competition Groups_17 | Process Optimization (Gas) | 0.3057% | 0 | 2.7808 | Industrial_2037_SC A_million_m3_Before Competition Groups_Process Optimization (Gas)
Industrial | Ind ¦ VAV Conversion Project (Gas) | 2037 | SC A | million_m3 | Before Competition Groups | 0.59631 | 0 | 0 | 909.5639 | 0.0006556 | 18 | Industrial_2037_SC A_million_m3_Before Competition Groups_18 | VAV Conversion Project (Gas) | 0.06556% | 0 | 0.59631 | Industrial_2037_SC A_million_m3_Before Competition Groups_VAV Conversion Project (Gas)
Industrial | Ind ¦ Insulation - Steam - Direct | 2037 | SC A | million_m3 | Before Competition Groups | 0.41611 | 0 | 0 | 909.5639 | 0.00045748 | 19 | Industrial_2037_SC A_million_m3_Before Competition Groups_19 | Insulation - Steam - Direct | 0.04575% | 0 | 0.41611 | Industrial_2037_SC A_million_m3_Before Competition Groups_Insulation - Steam - Direct
Industrial | Ind ¦ HE HVAC Controls | 2037 | SC A | million_m3 | Before Competition Groups | 0.40722 | 0 | 0 | 909.5639 | 0.00044771 | 20 | Industrial_2037_SC A_million_m3_Before Competition Groups_20 | HE HVAC Controls | 0.04477% | 0 | 0.40722 | Industrial_2037_SC A_million_m3_Before Competition Groups_HE HVAC Controls
Industrial | Ind ¦ Process Heat Recovery (Gas) - HVAC | 2037 | SC A | million_m3 | Before Competition Groups | 0.20733 | 0 | 0 | 909.5639 | 0.00022795 | 21 | Industrial_2037_SC A_million_m3_Before Competition Groups_21 | Process Heat Recovery (Gas) - HVAC | 0.02279% | 0 | 0.20733 | Industrial_2037_SC A_million_m3_Before Competition Groups_Process Heat Recovery (Gas) - HVAC
Industrial | Ind ¦ Insulation - Steam - HVAC | 2037 | SC A | million_m3 | Before Competition Groups | 0.099263 | 0 | 0 | 909.5639 | 0.00010913 | 22 | Industrial_2037_SC A_million_m3_Before Competition Groups_22 | Insulation - Steam - HVAC | 0.01091% | 0 | 0.099263 | Industrial_2037_SC A_million_m3_Before Competition Groups_Insulation - Steam - HVAC
Industrial | Ind ¦ Steam Trap Repair | 2037 | SC A | million_m3 | Before Competition Groups | 0.082861 | 0 | 0 | 909.5639 | 9.11e-05 | 23 | Industrial_2037_SC A_million_m3_Before Competition Groups_23 | Steam Trap Repair | 0.00911% | 0 | 0.082861 | Industrial_2037_SC A_million_m3_Before Competition Groups_Steam Trap Repair
Industrial | Ind ¦ HE HVAC Units | 2037 | SC A | million_m3 | Before Competition Groups | 0.021487 | 0 | 0 | 909.5639 | 2.3624e-05 | 24 | Industrial_2037_SC A_million_m3_Before Competition Groups_24 | HE HVAC Units | 0.002362% | 0 | 0.021487 | Industrial_2037_SC A_million_m3_Before Competition Groups_HE HVAC Units
Industrial | Ind ¦ Solar Walls | 2037 | SC A | million_m3 | Before Competition Groups | 0.0053913 | 0 | 0 | 909.5639 | 5.9273e-06 | 25 | Industrial_2037_SC A_million_m3_Before Competition Groups_25 | Solar Walls | 0.0005927% | 0 | 0.0053913 | Industrial_2037_SC A_million_m3_Before Competition Groups_Solar Walls
Industrial | Ind ¦ High Efficiency Furnaces | 2037 | SC A | million_m3 | Before Competition Groups | 0.0015487 | 0 | 0 | 909.5639 | 1.7027e-06 | 26 | Industrial_2037_SC A_million_m3_Before Competition Groups_26 | High Efficiency Furnaces | 0.0001703% | 0 | 0.0015487 | Industrial_2037_SC A_million_m3_Before Competition Groups_High Efficiency Furnaces
Industrial | Ind ¦ Process Heat Improvements | 2037 | SC B | million_m3 | Before Competition Groups | 673.8642 | 0 | 0 | 2058.4871 | 0.32736 | 1 | Industrial_2037_SC B_million_m3_Before Competition Groups_1 | Process Heat Improvements | 32.74% | 0 | 673.8642 | Industrial_2037_SC B_million_m3_Before Competition Groups_Process Heat Improvements
Industrial | Ind ¦ Boiler Upgrade | 2037 | SC B | million_m3 | Before Competition Groups | 302.0243 | 0 | 0 | 2058.4871 | 0.14672 | 2 | Industrial_2037_SC B_million_m3_Before Competition Groups_2 | Boiler Upgrade | 14.67% | 0 | 302.0243 | Industrial_2037_SC B_million_m3_Before Competition Groups_Boiler Upgrade
Industrial | Ind ¦ Process Heat Recovery (Gas) | 2037 | SC B | million_m3 | Before Competition Groups | 289.02 | 0 | 0 | 2058.4871 | 0.1404 | 3 | Industrial_2037_SC B_million_m3_Before Competition Groups_3 | Process Heat Recovery (Gas) | 14.04% | 0 | 289.02 | Industrial_2037_SC B_million_m3_Before Competition Groups_Process Heat Recovery (Gas)
Industrial | Ind ¦ Recommissioning | 2037 | SC B | million_m3 | Before Competition Groups | 208.5811 | 0 | 0 | 2058.4871 | 0.10133 | 4 | Industrial_2037_SC B_million_m3_Before Competition Groups_4 | Recommissioning | 10.13% | 0 | 208.5811 | Industrial_2037_SC B_million_m3_Before Competition Groups_Recommissioning
Industrial | Ind ¦ Improved Controls -Process Heating Gas | 2037 | SC B | million_m3 | Before Competition Groups | 132.5333 | 0 | 0 | 2058.4871 | 0.064384 | 5 | Industrial_2037_SC B_million_m3_Before Competition Groups_5 | Improved Controls -Process Heating Gas | 6.438% | 0 | 132.5333 | Industrial_2037_SC B_million_m3_Before Competition Groups_Improved Controls -Process Heating Gas
Industrial | Ind ¦ High Efficiency Burners | 2037 | SC B | million_m3 | Before Competition Groups | 127.6561 | 0 | 0 | 2058.4871 | 0.062015 | 6 | Industrial_2037_SC B_million_m3_Before Competition Groups_6 | High Efficiency Burners | 6.201% | 0 | 127.6561 | Industrial_2037_SC B_million_m3_Before Competition Groups_High Efficiency Burners
Industrial | Ind ¦ Greenhouse Envelope Improvements | 2037 | SC B | million_m3 | Before Competition Groups | 83.1492 | 0 | 0 | 2058.4871 | 0.040393 | 7 | Industrial_2037_SC B_million_m3_Before Competition Groups_7 | Greenhouse Envelope Improvements | 4.039% | 0 | 83.1492 | Industrial_2037_SC B_million_m3_Before Competition Groups_Greenhouse Envelope Improvements
Industrial | Ind ¦ Insulation - Steam | 2037 | SC B | million_m3 | Before Competition Groups | 39.9539 | 0 | 0 | 2058.4871 | 0.019409 | 8 | Industrial_2037_SC B_million_m3_Before Competition Groups_8 | Insulation - Steam | 1.941% | 0 | 39.9539 | Industrial_2037_SC B_million_m3_Before Competition Groups_Insulation - Steam
Industrial | Ind ¦ High Efficiency HVAC Fans (Gas) | 2037 | SC B | million_m3 | Before Competition Groups | 36.6523 | 0 | 0 | 2058.4871 | 0.017805 | 9 | Industrial_2037_SC B_million_m3_Before Competition Groups_9 | High Efficiency HVAC Fans (Gas) | 1.781% | 0 | 36.6523 | Industrial_2037_SC B_million_m3_Before Competition Groups_High Efficiency HVAC Fans (Gas)
Industrial | Ind ¦ VAV Conversion Project (Gas) | 2037 | SC B | million_m3 | Before Competition Groups | 33.0588 | 0 | 0 | 2058.4871 | 0.01606 | 10 | Industrial_2037_SC B_million_m3_Before Competition Groups_10 | VAV Conversion Project (Gas) | 1.606% | 0 | 33.0588 | Industrial_2037_SC B_million_m3_Before Competition Groups_VAV Conversion Project (Gas)
Industrial | Ind ¦ Direct Contact Water Heaters | 2037 | SC B | million_m3 | Before Competition Groups | 25.1278 | 0 | 0 | 2058.4871 | 0.012207 | 11 | Industrial_2037_SC B_million_m3_Before Competition Groups_11 | Direct Contact Water Heaters | 1.221% | 0 | 25.1278 | Industrial_2037_SC B_million_m3_Before Competition Groups_Direct Contact Water Heaters
Industrial | Ind ¦ HE HVAC Controls | 2037 | SC B | million_m3 | Before Competition Groups | 22.9686 | 0 | 0 | 2058.4871 | 0.011158 | 12 | Industrial_2037_SC B_million_m3_Before Competition Groups_12 | HE HVAC Controls | 1.116% | 0 | 22.9686 | Industrial_2037_SC B_million_m3_Before Competition Groups_HE HVAC Controls
Industrial | Ind ¦ Insulation - Steam (AG) | 2037 | SC B | million_m3 | Before Competition Groups | 19.1189 | 0 | 0 | 2058.4871 | 0.0092878 | 13 | Industrial_2037_SC B_million_m3_Before Competition Groups_13 | Insulation - Steam (AG) | 0.9288% | 0 | 19.1189 | Industrial_2037_SC B_million_m3_Before Competition Groups_Insulation - Steam (AG)
Industrial | Ind ¦ Air Compressor Heat Recovery | 2037 | SC B | million_m3 | Before Competition Groups | 14.6901 | 0 | 0 | 2058.4871 | 0.0071364 | 14 | Industrial_2037_SC B_million_m3_Before Competition Groups_14 | Air Compressor Heat Recovery | 0.7136% | 0 | 14.6901 | Industrial_2037_SC B_million_m3_Before Competition Groups_Air Compressor Heat Recovery
Industrial | Ind ¦ Steam Turbine Optimization | 2037 | SC B | million_m3 | Before Competition Groups | 9.2268 | 0 | 0 | 2058.4871 | 0.0044823 | 15 | Industrial_2037_SC B_million_m3_Before Competition Groups_15 | Steam Turbine Optimization | 0.4482% | 0 | 9.2268 | Industrial_2037_SC B_million_m3_Before Competition Groups_Steam Turbine Optimization
Industrial | Ind ¦ High Efficiency Furnaces | 2037 | SC B | million_m3 | Before Competition Groups | 7.3473 | 0 | 0 | 2058.4871 | 0.0035693 | 16 | Industrial_2037_SC B_million_m3_Before Competition Groups_16 | High Efficiency Furnaces | 0.3569% | 0 | 7.3473 | Industrial_2037_SC B_million_m3_Before Competition Groups_High Efficiency Furnaces
Industrial | Ind ¦ HE Stock Tank | 2037 | SC B | million_m3 | Before Competition Groups | 7.0183 | 0 | 0 | 2058.4871 | 0.0034095 | 17 | Industrial_2037_SC B_million_m3_Before Competition Groups_17 | HE Stock Tank | 0.3409% | 0 | 7.0183 | Industrial_2037_SC B_million_m3_Before Competition Groups_HE Stock Tank
Industrial | Ind ¦ Gas Turbine Optimization | 2037 | SC B | million_m3 | Before Competition Groups | 6.9201 | 0 | 0 | 2058.4871 | 0.0033617 | 18 | Industrial_2037_SC B_million_m3_Before Competition Groups_18 | Gas Turbine Optimization | 0.3362% | 0 | 6.9201 | Industrial_2037_SC B_million_m3_Before Competition Groups_Gas Turbine Optimization
Industrial | Ind ¦ Steam Trap Repair | 2037 | SC B | million_m3 | Before Competition Groups | 4.6565 | 0 | 0 | 2058.4871 | 0.0022621 | 19 | Industrial_2037_SC B_million_m3_Before Competition Groups_19 | Steam Trap Repair | 0.2262% | 0 | 4.6565 | Industrial_2037_SC B_million_m3_Before Competition Groups_Steam Trap Repair
Industrial | Ind ¦ Ventilation Optimization (Gas) | 2037 | SC B | million_m3 | Before Competition Groups | 4.5938 | 0 | 0 | 2058.4871 | 0.0022316 | 20 | Industrial_2037_SC B_million_m3_Before Competition Groups_20 | Ventilation Optimization (Gas) | 0.2232% | 0 | 4.5938 | Industrial_2037_SC B_million_m3_Before Competition Groups_Ventilation Optimization (Gas)
Industrial | Ind ¦ Solar Walls | 2037 | SC B | million_m3 | Before Competition Groups | 4.4593 | 0 | 0 | 2058.4871 | 0.0021663 | 21 | Industrial_2037_SC B_million_m3_Before Competition Groups_21 | Solar Walls | 0.2166% | 0 | 4.4593 | Industrial_2037_SC B_million_m3_Before Competition Groups_Solar Walls
Industrial | Ind ¦ Process Optimization (Gas) | 2037 | SC B | million_m3 | Before Competition Groups | 2.7808 | 0 | 0 | 2058.4871 | 0.0013509 | 22 | Industrial_2037_SC B_million_m3_Before Competition Groups_22 | Process Optimization (Gas) | 0.1351% | 0 | 2.7808 | Industrial_2037_SC B_million_m3_Before Competition Groups_Process Optimization (Gas)
Industrial | Ind ¦ HE HVAC Units | 2037 | SC B | million_m3 | Before Competition Groups | 1.3231 | 0 | 0 | 2058.4871 | 0.00064276 | 23 | Industrial_2037_SC B_million_m3_Before Competition Groups_23 | HE HVAC Units | 0.06428% | 0 | 1.3231 | Industrial_2037_SC B_million_m3_Before Competition Groups_HE HVAC Units
Industrial | Ind ¦ Process Heat Recovery (Gas) - HVAC | 2037 | SC B | million_m3 | Before Competition Groups | 0.98624 | 0 | 0 | 2058.4871 | 0.00047911 | 24 | Industrial_2037_SC B_million_m3_Before Competition Groups_24 | Process Heat Recovery (Gas) - HVAC | 0.04791% | 0 | 0.98624 | Industrial_2037_SC B_million_m3_Before Competition Groups_Process Heat Recovery (Gas) - HVAC
Industrial | Ind ¦ Insulation - Steam - Direct | 2037 | SC B | million_m3 | Before Competition Groups | 0.63946 | 0 | 0 | 2058.4871 | 0.00031064 | 25 | Industrial_2037_SC B_million_m3_Before Competition Groups_25 | Insulation - Steam - Direct | 0.03106% | 0 | 0.63946 | Industrial_2037_SC B_million_m3_Before Competition Groups_Insulation - Steam - Direct
Industrial | Ind ¦ Insulation - Steam - HVAC | 2037 | SC B | million_m3 | Before Competition Groups | 0.13674 | 0 | 0 | 2058.4871 | 6.6426e-05 | 26 | Industrial_2037_SC B_million_m3_Before Competition Groups_26 | Insulation - Steam - HVAC | 0.006643% | 0 | 0.13674 | Industrial_2037_SC B_million_m3_Before Competition Groups_Insulation - Steam - HVAC
Industrial | Ind ¦ Process Heat Improvements | 2037 | SC C | million_m3 | Before Competition Groups | 438.6852 | 0 | 0 | 1438.6592 | 0.30493 | 1 | Industrial_2037_SC C_million_m3_Before Competition Groups_1 | Process Heat Improvements | 30.49% | 0 | 438.6852 | Industrial_2037_SC C_million_m3_Before Competition Groups_Process Heat Improvements
Industrial | Ind ¦ Boiler Upgrade | 2037 | SC C | million_m3 | Before Competition Groups | 302.0243 | 0 | 0 | 1438.6592 | 0.20993 | 2 | Industrial_2037_SC C_million_m3_Before Competition Groups_2 | Boiler Upgrade | 20.99% | 0 | 302.0243 | Industrial_2037_SC C_million_m3_Before Competition Groups_Boiler Upgrade
Industrial | Ind ¦ Process Heat Recovery (Gas) | 2037 | SC C | million_m3 | Before Competition Groups | 193.4776 | 0 | 0 | 1438.6592 | 0.13448 | 3 | Industrial_2037_SC C_million_m3_Before Competition Groups_3 | Process Heat Recovery (Gas) | 13.45% | 0 | 193.4776 | Industrial_2037_SC C_million_m3_Before Competition Groups_Process Heat Recovery (Gas)
Industrial | Ind ¦ Recommissioning | 2037 | SC C | million_m3 | Before Competition Groups | 141.0436 | 0 | 0 | 1438.6592 | 0.098038 | 4 | Industrial_2037_SC C_million_m3_Before Competition Groups_4 | Recommissioning | 9.804% | 0 | 141.0436 | Industrial_2037_SC C_million_m3_Before Competition Groups_Recommissioning
Industrial | Ind ¦ Improved Controls -Process Heating Gas | 2037 | SC C | million_m3 | Before Competition Groups | 89.0497 | 0 | 0 | 1438.6592 | 0.061898 | 5 | Industrial_2037_SC C_million_m3_Before Competition Groups_5 | Improved Controls -Process Heating Gas | 6.19% | 0 | 89.0497 | Industrial_2037_SC C_million_m3_Before Competition Groups_Improved Controls -Process Heating Gas
Industrial | Ind ¦ High Efficiency Burners | 2037 | SC C | million_m3 | Before Competition Groups | 75.6074 | 0 | 0 | 1438.6592 | 0.052554 | 6 | Industrial_2037_SC C_million_m3_Before Competition Groups_6 | High Efficiency Burners | 5.255% | 0 | 75.6074 | Industrial_2037_SC C_million_m3_Before Competition Groups_High Efficiency Burners
Industrial | Ind ¦ Greenhouse Envelope Improvements | 2037 | SC C | million_m3 | Before Competition Groups | 73.4983 | 0 | 0 | 1438.6592 | 0.051088 | 7 | Industrial_2037_SC C_million_m3_Before Competition Groups_7 | Greenhouse Envelope Improvements | 5.109% | 0 | 73.4983 | Industrial_2037_SC C_million_m3_Before Competition Groups_Greenhouse Envelope Improvements
Industrial | Ind ¦ Insulation - Steam | 2037 | SC C | million_m3 | Before Competition Groups | 27.4483 | 0 | 0 | 1438.6592 | 0.019079 | 8 | Industrial_2037_SC C_million_m3_Before Competition Groups_8 | Insulation - Steam | 1.908% | 0 | 27.4483 | Industrial_2037_SC C_million_m3_Before Competition Groups_Insulation - Steam
Industrial | Ind ¦ High Efficiency HVAC Fans (Gas) | 2037 | SC C | million_m3 | Before Competition Groups | 21.1795 | 0 | 0 | 1438.6592 | 0.014722 | 9 | Industrial_2037_SC C_million_m3_Before Competition Groups_9 | High Efficiency HVAC Fans (Gas) | 1.472% | 0 | 21.1795 | Industrial_2037_SC C_million_m3_Before Competition Groups_High Efficiency HVAC Fans (Gas)
Industrial | Ind ¦ Direct Contact Water Heaters | 2037 | SC C | million_m3 | Before Competition Groups | 19.2074 | 0 | 0 | 1438.6592 | 0.013351 | 10 | Industrial_2037_SC C_million_m3_Before Competition Groups_10 | Direct Contact Water Heaters | 1.335% | 0 | 19.2074 | Industrial_2037_SC C_million_m3_Before Competition Groups_Direct Contact Water Heaters
Industrial | Ind ¦ Insulation - Steam (AG) | 2037 | SC C | million_m3 | Before Competition Groups | 13.9903 | 0 | 0 | 1438.6592 | 0.0097245 | 11 | Industrial_2037_SC C_million_m3_Before Competition Groups_11 | Insulation - Steam (AG) | 0.9725% | 0 | 13.9903 | Industrial_2037_SC C_million_m3_Before Competition Groups_Insulation - Steam (AG)
Industrial | Ind ¦ Air Compressor Heat Recovery | 2037 | SC C | million_m3 | Before Competition Groups | 10.216 | 0 | 0 | 1438.6592 | 0.007101 | 12 | Industrial_2037_SC C_million_m3_Before Competition Groups_12 | Air Compressor Heat Recovery | 0.7101% | 0 | 10.216 | Industrial_2037_SC C_million_m3_Before Competition Groups_Air Compressor Heat Recovery
Industrial | Ind ¦ Steam Turbine Optimization | 2037 | SC C | million_m3 | Before Competition Groups | 9.2268 | 0 | 0 | 1438.6592 | 0.0064135 | 13 | Industrial_2037_SC C_million_m3_Before Competition Groups_13 | Steam Turbine Optimization | 0.6413% | 0 | 9.2268 | Industrial_2037_SC C_million_m3_Before Competition Groups_Steam Turbine Optimization
Industrial | Ind ¦ Gas Turbine Optimization | 2037 | SC C | million_m3 | Before Competition Groups | 6.9201 | 0 | 0 | 1438.6592 | 0.0048101 | 14 | Industrial_2037_SC C_million_m3_Before Competition Groups_14 | Gas Turbine Optimization | 0.481% | 0 | 6.9201 | Industrial_2037_SC C_million_m3_Before Competition Groups_Gas Turbine Optimization
Industrial | Ind ¦ Ventilation Optimization (Gas) | 2037 | SC C | million_m3 | Before Competition Groups | 4.5938 | 0 | 0 | 1438.6592 | 0.0031931 | 15 | Industrial_2037_SC C_million_m3_Before Competition Groups_15 | Ventilation Optimization (Gas) | 0.3193% | 0 | 4.5938 | Industrial_2037_SC C_million_m3_Before Competition Groups_Ventilation Optimization (Gas)
Industrial | Ind ¦ HE Stock Tank | 2037 | SC C | million_m3 | Before Competition Groups | 4.576 | 0 | 0 | 1438.6592 | 0.0031808 | 16 | Industrial_2037_SC C_million_m3_Before Competition Groups_16 | HE Stock Tank | 0.3181% | 0 | 4.576 | Industrial_2037_SC C_million_m3_Before Competition Groups_HE Stock Tank
Industrial | Ind ¦ Process Optimization (Gas) | 2037 | SC C | million_m3 | Before Competition Groups | 2.7808 | 0 | 0 | 1438.6592 | 0.0019329 | 17 | Industrial_2037_SC C_million_m3_Before Competition Groups_17 | Process Optimization (Gas) | 0.1933% | 0 | 2.7808 | Industrial_2037_SC C_million_m3_Before Competition Groups_Process Optimization (Gas)
Industrial | Ind ¦ VAV Conversion Project (Gas) | 2037 | SC C | million_m3 | Before Competition Groups | 2.4215 | 0 | 0 | 1438.6592 | 0.0016831 | 18 | Industrial_2037_SC C_million_m3_Before Competition Groups_18 | VAV Conversion Project (Gas) | 0.1683% | 0 | 2.4215 | Industrial_2037_SC C_million_m3_Before Competition Groups_VAV Conversion Project (Gas)
Industrial | Ind ¦ HE HVAC Controls | 2037 | SC C | million_m3 | Before Competition Groups | 1.2112 | 0 | 0 | 1438.6592 | 0.00084193 | 19 | Industrial_2037_SC C_million_m3_Before Competition Groups_19 | HE HVAC Controls | 0.08419% | 0 | 1.2112 | Industrial_2037_SC C_million_m3_Before Competition Groups_HE HVAC Controls
Industrial | Ind ¦ Process Heat Recovery (Gas) - HVAC | 2037 | SC C | million_m3 | Before Competition Groups | 0.71724 | 0 | 0 | 1438.6592 | 0.00049855 | 20 | Industrial_2037_SC C_million_m3_Before Competition Groups_20 | Process Heat Recovery (Gas) - HVAC | 0.04986% | 0 | 0.71724 | Industrial_2037_SC C_million_m3_Before Competition Groups_Process Heat Recovery (Gas) - HVAC
Industrial | Ind ¦ Insulation - Steam - Direct | 2037 | SC C | million_m3 | Before Competition Groups | 0.41984 | 0 | 0 | 1438.6592 | 0.00029183 | 21 | Industrial_2037_SC C_million_m3_Before Competition Groups_21 | Insulation - Steam - Direct | 0.02918% | 0 | 0.41984 | Industrial_2037_SC C_million_m3_Before Competition Groups_Insulation - Steam - Direct
Industrial | Ind ¦ Steam Trap Repair | 2037 | SC C | million_m3 | Before Competition Groups | 0.16479 | 0 | 0 | 1438.6592 | 0.00011455 | 22 | Industrial_2037_SC C_million_m3_Before Competition Groups_22 | Steam Trap Repair | 0.01145% | 0 | 0.16479 | Industrial_2037_SC C_million_m3_Before Competition Groups_Steam Trap Repair
Industrial | Ind ¦ Insulation - Steam - HVAC | 2037 | SC C | million_m3 | Before Competition Groups | 0.10006 | 0 | 0 | 1438.6592 | 6.9549e-05 | 23 | Industrial_2037_SC C_million_m3_Before Competition Groups_23 | Insulation - Steam - HVAC | 0.006955% | 0 | 0.10006 | Industrial_2037_SC C_million_m3_Before Competition Groups_Insulation - Steam - HVAC
Industrial | Ind ¦ HE HVAC Units | 2037 | SC C | million_m3 | Before Competition Groups | 0.06338 | 0 | 0 | 1438.6592 | 4.4055e-05 | 24 | Industrial_2037_SC C_million_m3_Before Competition Groups_24 | HE HVAC Units | 0.004406% | 0 | 0.06338 | Industrial_2037_SC C_million_m3_Before Competition Groups_HE HVAC Units
Industrial | Ind ¦ Solar Walls | 2037 | SC C | million_m3 | Before Competition Groups | 0.024732 | 0 | 0 | 1438.6592 | 1.7191e-05 | 25 | Industrial_2037_SC C_million_m3_Before Competition Groups_25 | Solar Walls | 0.001719% | 0 | 0.024732 | Industrial_2037_SC C_million_m3_Before Competition Groups_Solar Walls
Industrial | Ind ¦ High Efficiency Furnaces | 2037 | SC C | million_m3 | Before Competition Groups | 0.011364 | 0 | 0 | 1438.6592 | 7.8989e-06 | 26 | Industrial_2037_SC C_million_m3_Before Competition Groups_26 | High Efficiency Furnaces | 0.0007899% | 0 | 0.011364 | Industrial_2037_SC C_million_m3_Before Competition Groups_High Efficiency Furnaces
Industrial | Ind ¦ Process Heat Improvements | 2037 | Technical | million_m3 | Before Competition Groups | 893.1483 | 0 | 0 | 2550.0615 | 0.35025 | 1 | Industrial_2037_Technical_million_m3_Before Competition Groups_1 | Process Heat Improvements | 35.02% | 0 | 893.1483 | Industrial_2037_Technical_million_m3_Before Competition Groups_Process Heat Improvements
Industrial | Ind ¦ Boiler Upgrade | 2037 | Technical | million_m3 | Before Competition Groups | 345.0499 | 0 | 0 | 2550.0615 | 0.13531 | 2 | Industrial_2037_Technical_million_m3_Before Competition Groups_2 | Boiler Upgrade | 13.53% | 0 | 345.0499 | Industrial_2037_Technical_million_m3_Before Competition Groups_Boiler Upgrade
Industrial | Ind ¦ Process Heat Recovery (Gas) | 2037 | Technical | million_m3 | Before Competition Groups | 303.3321 | 0 | 0 | 2550.0615 | 0.11895 | 3 | Industrial_2037_Technical_million_m3_Before Competition Groups_3 | Process Heat Recovery (Gas) | 11.9% | 0 | 303.3321 | Industrial_2037_Technical_million_m3_Before Competition Groups_Process Heat Recovery (Gas)
Industrial | Ind ¦ Recommissioning | 2037 | Technical | million_m3 | Before Competition Groups | 218.3228 | 0 | 0 | 2550.0615 | 0.085615 | 4 | Industrial_2037_Technical_million_m3_Before Competition Groups_4 | Recommissioning | 8.561% | 0 | 218.3228 | Industrial_2037_Technical_million_m3_Before Competition Groups_Recommissioning
Industrial | Ind ¦ High Efficiency Burners | 2037 | Technical | million_m3 | Before Competition Groups | 168.5619 | 0 | 0 | 2550.0615 | 0.066101 | 5 | Industrial_2037_Technical_million_m3_Before Competition Groups_5 | High Efficiency Burners | 6.61% | 0 | 168.5619 | Industrial_2037_Technical_million_m3_Before Competition Groups_High Efficiency Burners
Industrial | Ind ¦ Improved Controls -Process Heating Gas | 2037 | Technical | million_m3 | Before Competition Groups | 139.1832 | 0 | 0 | 2550.0615 | 0.05458 | 6 | Industrial_2037_Technical_million_m3_Before Competition Groups_6 | Improved Controls -Process Heating Gas | 5.458% | 0 | 139.1832 | Industrial_2037_Technical_million_m3_Before Competition Groups_Improved Controls -Process Heating Gas
Industrial | Ind ¦ Greenhouse Envelope Improvements | 2037 | Technical | million_m3 | Before Competition Groups | 93.7592 | 0 | 0 | 2550.0615 | 0.036767 | 7 | Industrial_2037_Technical_million_m3_Before Competition Groups_7 | Greenhouse Envelope Improvements | 3.677% | 0 | 93.7592 | Industrial_2037_Technical_million_m3_Before Competition Groups_Greenhouse Envelope Improvements
Industrial | Ind ¦ Boiler Tune Up | 2037 | Technical | million_m3 | Before Competition Groups | 43.2632 | 0 | 0 | 2550.0615 | 0.016966 | 8 | Industrial_2037_Technical_million_m3_Before Competition Groups_8 | Boiler Tune Up | 1.697% | 0 | 43.2632 | Industrial_2037_Technical_million_m3_Before Competition Groups_Boiler Tune Up
Industrial | Ind ¦ High Efficiency HVAC Fans (Gas) | 2037 | Technical | million_m3 | Before Competition Groups | 42.321 | 0 | 0 | 2550.0615 | 0.016596 | 9 | Industrial_2037_Technical_million_m3_Before Competition Groups_9 | High Efficiency HVAC Fans (Gas) | 1.66% | 0 | 42.321 | Industrial_2037_Technical_million_m3_Before Competition Groups_High Efficiency HVAC Fans (Gas)
Industrial | Ind ¦ Insulation - Steam | 2037 | Technical | million_m3 | Before Competition Groups | 41.7031 | 0 | 0 | 2550.0615 | 0.016354 | 10 | Industrial_2037_Technical_million_m3_Before Competition Groups_10 | Insulation - Steam | 1.635% | 0 | 41.7031 | Industrial_2037_Technical_million_m3_Before Competition Groups_Insulation - Steam
Industrial | Ind ¦ VAV Conversion Project (Gas) | 2037 | Technical | million_m3 | Before Competition Groups | 34.9494 | 0 | 0 | 2550.0615 | 0.013705 | 11 | Industrial_2037_Technical_million_m3_Before Competition Groups_11 | VAV Conversion Project (Gas) | 1.371% | 0 | 34.9494 | Industrial_2037_Technical_million_m3_Before Competition Groups_VAV Conversion Project (Gas)
Industrial | Ind ¦ Direct Contact Water Heaters | 2037 | Technical | million_m3 | Before Competition Groups | 30.2009 | 0 | 0 | 2550.0615 | 0.011843 | 12 | Industrial_2037_Technical_million_m3_Before Competition Groups_12 | Direct Contact Water Heaters | 1.184% | 0 | 30.2009 | Industrial_2037_Technical_million_m3_Before Competition Groups_Direct Contact Water Heaters
Industrial | Ind ¦ Steam Leak Repairs | 2037 | Technical | million_m3 | Before Competition Groups | 26.2976 | 0 | 0 | 2550.0615 | 0.010313 | 13 | Industrial_2037_Technical_million_m3_Before Competition Groups_13 | Steam Leak Repairs | 1.031% | 0 | 26.2976 | Industrial_2037_Technical_million_m3_Before Competition Groups_Steam Leak Repairs
Industrial | Ind ¦ HE HVAC Controls | 2037 | Technical | million_m3 | Before Competition Groups | 23.7319 | 0 | 0 | 2550.0615 | 0.0093064 | 14 | Industrial_2037_Technical_million_m3_Before Competition Groups_14 | HE HVAC Controls | 0.9306% | 0 | 23.7319 | Industrial_2037_Technical_million_m3_Before Competition Groups_HE HVAC Controls
Industrial | Ind ¦ Loading Dock Seals | 2037 | Technical | million_m3 | Before Competition Groups | 23.7319 | 0 | 0 | 2550.0615 | 0.0093064 | 15 | Industrial_2037_Technical_million_m3_Before Competition Groups_15 | Loading Dock Seals | 0.9306% | 0 | 23.7319 | Industrial_2037_Technical_million_m3_Before Competition Groups_Loading Dock Seals
Industrial | Ind ¦ Steam Trap Repair | 2037 | Technical | million_m3 | Before Competition Groups | 19.9615 | 0 | 0 | 2550.0615 | 0.0078279 | 16 | Industrial_2037_Technical_million_m3_Before Competition Groups_16 | Steam Trap Repair | 0.7828% | 0 | 19.9615 | Industrial_2037_Technical_million_m3_Before Competition Groups_Steam Trap Repair
Industrial | Ind ¦ High Efficiency Furnaces | 2037 | Technical | million_m3 | Before Competition Groups | 19.4035 | 0 | 0 | 2550.0615 | 0.007609 | 17 | Industrial_2037_Technical_million_m3_Before Competition Groups_17 | High Efficiency Furnaces | 0.7609% | 0 | 19.4035 | Industrial_2037_Technical_million_m3_Before Competition Groups_High Efficiency Furnaces
Industrial | Ind ¦ Insulation - Steam (AG) | 2037 | Technical | million_m3 | Before Competition Groups | 17.5585 | 0 | 0 | 2550.0615 | 0.0068855 | 18 | Industrial_2037_Technical_million_m3_Before Competition Groups_18 | Insulation - Steam (AG) | 0.6886% | 0 | 17.5585 | Industrial_2037_Technical_million_m3_Before Competition Groups_Insulation - Steam (AG)
Industrial | Ind ¦ Air Compressor Heat Recovery | 2037 | Technical | million_m3 | Before Competition Groups | 15.2876 | 0 | 0 | 2550.0615 | 0.005995 | 19 | Industrial_2037_Technical_million_m3_Before Competition Groups_19 | Air Compressor Heat Recovery | 0.5995% | 0 | 15.2876 | Industrial_2037_Technical_million_m3_Before Competition Groups_Air Compressor Heat Recovery
Industrial | Ind ¦ Steam Turbine Optimization | 2037 | Technical | million_m3 | Before Competition Groups | 9.7667 | 0 | 0 | 2550.0615 | 0.00383 | 20 | Industrial_2037_Technical_million_m3_Before Competition Groups_20 | Steam Turbine Optimization | 0.383% | 0 | 9.7667 | Industrial_2037_Technical_million_m3_Before Competition Groups_Steam Turbine Optimization
Industrial | Ind ¦ HE Stock Tank | 2037 | Technical | million_m3 | Before Competition Groups | 9.2617 | 0 | 0 | 2550.0615 | 0.003632 | 21 | Industrial_2037_Technical_million_m3_Before Competition Groups_21 | HE Stock Tank | 0.3632% | 0 | 9.2617 | Industrial_2037_Technical_million_m3_Before Competition Groups_HE Stock Tank
Industrial | Ind ¦ Process Optimization (Gas) | 2037 | Technical | million_m3 | Before Competition Groups | 8.9846 | 0 | 0 | 2550.0615 | 0.0035233 | 22 | Industrial_2037_Technical_million_m3_Before Competition Groups_22 | Process Optimization (Gas) | 0.3523% | 0 | 8.9846 | Industrial_2037_Technical_million_m3_Before Competition Groups_Process Optimization (Gas)
Industrial | Ind ¦ Gas Turbine Optimization | 2037 | Technical | million_m3 | Before Competition Groups | 7.325 | 0 | 0 | 2550.0615 | 0.0028725 | 23 | Industrial_2037_Technical_million_m3_Before Competition Groups_23 | Gas Turbine Optimization | 0.2872% | 0 | 7.325 | Industrial_2037_Technical_million_m3_Before Competition Groups_Gas Turbine Optimization
Industrial | Ind ¦ Ventilation Optimization (Gas) | 2037 | Technical | million_m3 | Before Competition Groups | 4.7572 | 0 | 0 | 2550.0615 | 0.0018655 | 24 | Industrial_2037_Technical_million_m3_Before Competition Groups_24 | Ventilation Optimization (Gas) | 0.1866% | 0 | 4.7572 | Industrial_2037_Technical_million_m3_Before Competition Groups_Ventilation Optimization (Gas)
Industrial | Ind ¦ Solar Walls | 2037 | Technical | million_m3 | Before Competition Groups | 4.7143 | 0 | 0 | 2550.0615 | 0.0018487 | 25 | Industrial_2037_Technical_million_m3_Before Competition Groups_25 | Solar Walls | 0.1849% | 0 | 4.7143 | Industrial_2037_Technical_million_m3_Before Competition Groups_Solar Walls
Industrial | Ind ¦ HE HVAC Units | 2037 | Technical | million_m3 | Before Competition Groups | 2.0497 | 0 | 0 | 2550.0615 | 0.00080379 | 26 | Industrial_2037_Technical_million_m3_Before Competition Groups_26 | HE HVAC Units | 0.08038% | 0 | 2.0497 | Industrial_2037_Technical_million_m3_Before Competition Groups_HE HVAC Units
Industrial | Ind ¦ Boiler Tune Up - Direct | 2037 | Technical | million_m3 | Before Competition Groups | 1.4767 | 0 | 0 | 2550.0615 | 0.0005791 | 27 | Industrial_2037_Technical_million_m3_Before Competition Groups_27 | Boiler Tune Up - Direct | 0.05791% | 0 | 1.4767 | Industrial_2037_Technical_million_m3_Before Competition Groups_Boiler Tune Up - Direct
Industrial | Ind ¦ Process Heat Recovery (Gas) - HVAC | 2037 | Technical | million_m3 | Before Competition Groups | 1.0137 | 0 | 0 | 2550.0615 | 0.00039754 | 28 | Industrial_2037_Technical_million_m3_Before Competition Groups_28 | Process Heat Recovery (Gas) - HVAC | 0.03975% | 0 | 1.0137 | Industrial_2037_Technical_million_m3_Before Competition Groups_Process Heat Recovery (Gas) - HVAC
Industrial | Ind ¦ Insulation - Steam - Direct | 2037 | Technical | million_m3 | Before Competition Groups | 0.67583 | 0 | 0 | 2550.0615 | 0.00026503 | 29 | Industrial_2037_Technical_million_m3_Before Competition Groups_29 | Insulation - Steam - Direct | 0.0265% | 0 | 0.67583 | Industrial_2037_Technical_million_m3_Before Competition Groups_Insulation - Steam - Direct
Industrial | Ind ¦ Insulation - Steam - HVAC | 2037 | Technical | million_m3 | Before Competition Groups | 0.14055 | 0 | 0 | 2550.0615 | 5.5116e-05 | 30 | Industrial_2037_Technical_million_m3_Before Competition Groups_30 | Insulation - Steam - HVAC | 0.005512% | 0 | 0.14055 | Industrial_2037_Technical_million_m3_Before Competition Groups_Insulation - Steam - HVAC
Industrial | Ind ¦ Boiler Tune Up - HVAC | 2037 | Technical | million_m3 | Before Competition Groups | 0.12778 | 0 | 0 | 2550.0615 | 5.0108e-05 | 31 | Industrial_2037_Technical_million_m3_Before Competition Groups_31 | Boiler Tune Up - HVAC | 0.005011% | 0 | 0.12778 | Industrial_2037_Technical_million_m3_Before Competition Groups_Boiler Tune Up - HVAC
Industrial | Ind ¦ Process Heat Improvements | 2038 | Economic | million_m3 | Before Competition Groups | 904.8873 | 0 | 0 | 2469.5946 | 0.36641 | 1 | Industrial_2038_Economic_million_m3_Before Competition Groups_1 | Process Heat Improvements | 36.64% | 0 | 904.8873 | Industrial_2038_Economic_million_m3_Before Competition Groups_Process Heat Improvements
Industrial | Ind ¦ Boiler Upgrade | 2038 | Economic | million_m3 | Before Competition Groups | 350.2875 | 0 | 0 | 2469.5946 | 0.14184 | 2 | Industrial_2038_Economic_million_m3_Before Competition Groups_2 | Boiler Upgrade | 14.18% | 0 | 350.2875 | Industrial_2038_Economic_million_m3_Before Competition Groups_Boiler Upgrade
Industrial | Ind ¦ Process Heat Recovery (Gas) | 2038 | Economic | million_m3 | Before Competition Groups | 303.3321 | 0 | 0 | 2469.5946 | 0.12283 | 3 | Industrial_2038_Economic_million_m3_Before Competition Groups_3 | Process Heat Recovery (Gas) | 12.28% | 0 | 303.3321 | Industrial_2038_Economic_million_m3_Before Competition Groups_Process Heat Recovery (Gas)
Industrial | Ind ¦ Recommissioning | 2038 | Economic | million_m3 | Before Competition Groups | 218.3228 | 0 | 0 | 2469.5946 | 0.088404 | 4 | Industrial_2038_Economic_million_m3_Before Competition Groups_4 | Recommissioning | 8.84% | 0 | 218.3228 | Industrial_2038_Economic_million_m3_Before Competition Groups_Recommissioning
Industrial | Ind ¦ High Efficiency Burners | 2038 | Economic | million_m3 | Before Competition Groups | 170.7774 | 0 | 0 | 2469.5946 | 0.069152 | 5 | Industrial_2038_Economic_million_m3_Before Competition Groups_5 | High Efficiency Burners | 6.915% | 0 | 170.7774 | Industrial_2038_Economic_million_m3_Before Competition Groups_High Efficiency Burners
Industrial | Ind ¦ Improved Controls -Process Heating Gas | 2038 | Economic | million_m3 | Before Competition Groups | 139.1832 | 0 | 0 | 2469.5946 | 0.056359 | 6 | Industrial_2038_Economic_million_m3_Before Competition Groups_6 | Improved Controls -Process Heating Gas | 5.636% | 0 | 139.1832 | Industrial_2038_Economic_million_m3_Before Competition Groups_Improved Controls -Process Heating Gas
Industrial | Ind ¦ Greenhouse Envelope Improvements | 2038 | Economic | million_m3 | Before Competition Groups | 95.3392 | 0 | 0 | 2469.5946 | 0.038605 | 7 | Industrial_2038_Economic_million_m3_Before Competition Groups_7 | Greenhouse Envelope Improvements | 3.861% | 0 | 95.3392 | Industrial_2038_Economic_million_m3_Before Competition Groups_Greenhouse Envelope Improvements
Industrial | Ind ¦ High Efficiency HVAC Fans (Gas) | 2038 | Economic | million_m3 | Before Competition Groups | 42.773 | 0 | 0 | 2469.5946 | 0.01732 | 8 | Industrial_2038_Economic_million_m3_Before Competition Groups_8 | High Efficiency HVAC Fans (Gas) | 1.732% | 0 | 42.773 | Industrial_2038_Economic_million_m3_Before Competition Groups_High Efficiency HVAC Fans (Gas)
Industrial | Ind ¦ Insulation - Steam | 2038 | Economic | million_m3 | Before Competition Groups | 41.7031 | 0 | 0 | 2469.5946 | 0.016887 | 9 | Industrial_2038_Economic_million_m3_Before Competition Groups_9 | Insulation - Steam | 1.689% | 0 | 41.7031 | Industrial_2038_Economic_million_m3_Before Competition Groups_Insulation - Steam
Industrial | Ind ¦ VAV Conversion Project (Gas) | 2038 | Economic | million_m3 | Before Competition Groups | 34.9647 | 0 | 0 | 2469.5946 | 0.014158 | 10 | Industrial_2038_Economic_million_m3_Before Competition Groups_10 | VAV Conversion Project (Gas) | 1.416% | 0 | 34.9647 | Industrial_2038_Economic_million_m3_Before Competition Groups_VAV Conversion Project (Gas)
Industrial | Ind ¦ Direct Contact Water Heaters | 2038 | Economic | million_m3 | Before Competition Groups | 30.6258 | 0 | 0 | 2469.5946 | 0.012401 | 11 | Industrial_2038_Economic_million_m3_Before Competition Groups_11 | Direct Contact Water Heaters | 1.24% | 0 | 30.6258 | Industrial_2038_Economic_million_m3_Before Competition Groups_Direct Contact Water Heaters
Industrial | Ind ¦ HE HVAC Controls | 2038 | Economic | million_m3 | Before Competition Groups | 23.7319 | 0 | 0 | 2469.5946 | 0.0096096 | 12 | Industrial_2038_Economic_million_m3_Before Competition Groups_12 | HE HVAC Controls | 0.961% | 0 | 23.7319 | Industrial_2038_Economic_million_m3_Before Competition Groups_HE HVAC Controls
Industrial | Ind ¦ Steam Trap Repair | 2038 | Economic | million_m3 | Before Competition Groups | 19.9615 | 0 | 0 | 2469.5946 | 0.0080829 | 13 | Industrial_2038_Economic_million_m3_Before Competition Groups_13 | Steam Trap Repair | 0.8083% | 0 | 19.9615 | Industrial_2038_Economic_million_m3_Before Competition Groups_Steam Trap Repair
Industrial | Ind ¦ Insulation - Steam (AG) | 2038 | Economic | million_m3 | Before Competition Groups | 17.5094 | 0 | 0 | 2469.5946 | 0.00709 | 14 | Industrial_2038_Economic_million_m3_Before Competition Groups_14 | Insulation - Steam (AG) | 0.709% | 0 | 17.5094 | Industrial_2038_Economic_million_m3_Before Competition Groups_Insulation - Steam (AG)
Industrial | Ind ¦ Air Compressor Heat Recovery | 2038 | Economic | million_m3 | Before Competition Groups | 15.2876 | 0 | 0 | 2469.5946 | 0.0061903 | 15 | Industrial_2038_Economic_million_m3_Before Competition Groups_15 | Air Compressor Heat Recovery | 0.619% | 0 | 15.2876 | Industrial_2038_Economic_million_m3_Before Competition Groups_Air Compressor Heat Recovery
Industrial | Ind ¦ High Efficiency Furnaces | 2038 | Economic | million_m3 | Before Competition Groups | 12.7725 | 0 | 0 | 2469.5946 | 0.0051719 | 16 | Industrial_2038_Economic_million_m3_Before Competition Groups_16 | High Efficiency Furnaces | 0.5172% | 0 | 12.7725 | Industrial_2038_Economic_million_m3_Before Competition Groups_High Efficiency Furnaces
Industrial | Ind ¦ Steam Turbine Optimization | 2038 | Economic | million_m3 | Before Competition Groups | 9.7678 | 0 | 0 | 2469.5946 | 0.0039552 | 17 | Industrial_2038_Economic_million_m3_Before Competition Groups_17 | Steam Turbine Optimization | 0.3955% | 0 | 9.7678 | Industrial_2038_Economic_million_m3_Before Competition Groups_Steam Turbine Optimization
Industrial | Ind ¦ HE Stock Tank | 2038 | Economic | million_m3 | Before Competition Groups | 9.3726 | 0 | 0 | 2469.5946 | 0.0037952 | 18 | Industrial_2038_Economic_million_m3_Before Competition Groups_18 | HE Stock Tank | 0.3795% | 0 | 9.3726 | Industrial_2038_Economic_million_m3_Before Competition Groups_HE Stock Tank
Industrial | Ind ¦ Process Optimization (Gas) | 2038 | Economic | million_m3 | Before Competition Groups | 8.9846 | 0 | 0 | 2469.5946 | 0.0036381 | 19 | Industrial_2038_Economic_million_m3_Before Competition Groups_19 | Process Optimization (Gas) | 0.3638% | 0 | 8.9846 | Industrial_2038_Economic_million_m3_Before Competition Groups_Process Optimization (Gas)
Industrial | Ind ¦ Gas Turbine Optimization | 2038 | Economic | million_m3 | Before Competition Groups | 7.3259 | 0 | 0 | 2469.5946 | 0.0029664 | 20 | Industrial_2038_Economic_million_m3_Before Competition Groups_20 | Gas Turbine Optimization | 0.2966% | 0 | 7.3259 | Industrial_2038_Economic_million_m3_Before Competition Groups_Gas Turbine Optimization
Industrial | Ind ¦ Ventilation Optimization (Gas) | 2038 | Economic | million_m3 | Before Competition Groups | 4.7572 | 0 | 0 | 2469.5946 | 0.0019263 | 21 | Industrial_2038_Economic_million_m3_Before Competition Groups_21 | Ventilation Optimization (Gas) | 0.1926% | 0 | 4.7572 | Industrial_2038_Economic_million_m3_Before Competition Groups_Ventilation Optimization (Gas)
Industrial | Ind ¦ Solar Walls | 2038 | Economic | million_m3 | Before Competition Groups | 4.7164 | 0 | 0 | 2469.5946 | 0.0019098 | 22 | Industrial_2038_Economic_million_m3_Before Competition Groups_22 | Solar Walls | 0.191% | 0 | 4.7164 | Industrial_2038_Economic_million_m3_Before Competition Groups_Solar Walls
Industrial | Ind ¦ HE HVAC Units | 2038 | Economic | million_m3 | Before Competition Groups | 1.3809 | 0 | 0 | 2469.5946 | 0.00055916 | 23 | Industrial_2038_Economic_million_m3_Before Competition Groups_23 | HE HVAC Units | 0.05592% | 0 | 1.3809 | Industrial_2038_Economic_million_m3_Before Competition Groups_HE HVAC Units
Industrial | Ind ¦ Process Heat Recovery (Gas) - HVAC | 2038 | Economic | million_m3 | Before Competition Groups | 1.0137 | 0 | 0 | 2469.5946 | 0.00041049 | 24 | Industrial_2038_Economic_million_m3_Before Competition Groups_24 | Process Heat Recovery (Gas) - HVAC | 0.04105% | 0 | 1.0137 | Industrial_2038_Economic_million_m3_Before Competition Groups_Process Heat Recovery (Gas) - HVAC
Industrial | Ind ¦ Insulation - Steam - Direct | 2038 | Economic | million_m3 | Before Competition Groups | 0.67583 | 0 | 0 | 2469.5946 | 0.00027366 | 25 | Industrial_2038_Economic_million_m3_Before Competition Groups_25 | Insulation - Steam - Direct | 0.02737% | 0 | 0.67583 | Industrial_2038_Economic_million_m3_Before Competition Groups_Insulation - Steam - Direct
Industrial | Ind ¦ Insulation - Steam - HVAC | 2038 | Economic | million_m3 | Before Competition Groups | 0.14055 | 0 | 0 | 2469.5946 | 5.6911e-05 | 26 | Industrial_2038_Economic_million_m3_Before Competition Groups_26 | Insulation - Steam - HVAC | 0.005691% | 0 | 0.14055 | Industrial_2038_Economic_million_m3_Before Competition Groups_Insulation - Steam - HVAC
Industrial | Ind ¦ Process Heat Improvements | 2038 | SC A | million_m3 | Before Competition Groups | 273.88 | 0 | 0 | 955.813 | 0.28654 | 1 | Industrial_2038_SC A_million_m3_Before Competition Groups_1 | Process Heat Improvements | 28.65% | 0 | 273.88 | Industrial_2038_SC A_million_m3_Before Competition Groups_Process Heat Improvements
Industrial | Ind ¦ Boiler Upgrade | 2038 | SC A | million_m3 | Before Competition Groups | 212.5566 | 0 | 0 | 955.813 | 0.22238 | 2 | Industrial_2038_SC A_million_m3_Before Competition Groups_2 | Boiler Upgrade | 22.24% | 0 | 212.5566 | Industrial_2038_SC A_million_m3_Before Competition Groups_Boiler Upgrade
Industrial | Ind ¦ Recommissioning | 2038 | SC A | million_m3 | Before Competition Groups | 133.2853 | 0 | 0 | 955.813 | 0.13945 | 3 | Industrial_2038_SC A_million_m3_Before Competition Groups_3 | Recommissioning | 13.94% | 0 | 133.2853 | Industrial_2038_SC A_million_m3_Before Competition Groups_Recommissioning
Industrial | Ind ¦ Improved Controls -Process Heating Gas | 2038 | SC A | million_m3 | Before Competition Groups | 82.5709 | 0 | 0 | 955.813 | 0.086388 | 4 | Industrial_2038_SC A_million_m3_Before Competition Groups_4 | Improved Controls -Process Heating Gas | 8.639% | 0 | 82.5709 | Industrial_2038_SC A_million_m3_Before Competition Groups_Improved Controls -Process Heating Gas
Industrial | Ind ¦ Greenhouse Envelope Improvements | 2038 | SC A | million_m3 | Before Competition Groups | 76.4088 | 0 | 0 | 955.813 | 0.079941 | 5 | Industrial_2038_SC A_million_m3_Before Competition Groups_5 | Greenhouse Envelope Improvements | 7.994% | 0 | 76.4088 | Industrial_2038_SC A_million_m3_Before Competition Groups_Greenhouse Envelope Improvements
Industrial | Ind ¦ Process Heat Recovery (Gas) | 2038 | SC A | million_m3 | Before Competition Groups | 52.9641 | 0 | 0 | 955.813 | 0.055413 | 6 | Industrial_2038_SC A_million_m3_Before Competition Groups_6 | Process Heat Recovery (Gas) | 5.541% | 0 | 52.9641 | Industrial_2038_SC A_million_m3_Before Competition Groups_Process Heat Recovery (Gas)
Industrial | Ind ¦ Insulation - Steam | 2038 | SC A | million_m3 | Before Competition Groups | 28.7575 | 0 | 0 | 955.813 | 0.030087 | 7 | Industrial_2038_SC A_million_m3_Before Competition Groups_7 | Insulation - Steam | 3.009% | 0 | 28.7575 | Industrial_2038_SC A_million_m3_Before Competition Groups_Insulation - Steam
Industrial | Ind ¦ Direct Contact Water Heaters | 2038 | SC A | million_m3 | Before Competition Groups | 20.2886 | 0 | 0 | 955.813 | 0.021227 | 8 | Industrial_2038_SC A_million_m3_Before Competition Groups_8 | Direct Contact Water Heaters | 2.123% | 0 | 20.2886 | Industrial_2038_SC A_million_m3_Before Competition Groups_Direct Contact Water Heaters
Industrial | Ind ¦ Insulation - Steam (AG) | 2038 | SC A | million_m3 | Before Competition Groups | 14.5905 | 0 | 0 | 955.813 | 0.015265 | 9 | Industrial_2038_SC A_million_m3_Before Competition Groups_9 | Insulation - Steam (AG) | 1.526% | 0 | 14.5905 | Industrial_2038_SC A_million_m3_Before Competition Groups_Insulation - Steam (AG)
Industrial | Ind ¦ High Efficiency Burners | 2038 | SC A | million_m3 | Before Competition Groups | 11.6455 | 0 | 0 | 955.813 | 0.012184 | 10 | Industrial_2038_SC A_million_m3_Before Competition Groups_10 | High Efficiency Burners | 1.218% | 0 | 11.6455 | Industrial_2038_SC A_million_m3_Before Competition Groups_High Efficiency Burners
Industrial | Ind ¦ High Efficiency HVAC Fans (Gas) | 2038 | SC A | million_m3 | Before Competition Groups | 11.3691 | 0 | 0 | 955.813 | 0.011895 | 11 | Industrial_2038_SC A_million_m3_Before Competition Groups_11 | High Efficiency HVAC Fans (Gas) | 1.189% | 0 | 11.3691 | Industrial_2038_SC A_million_m3_Before Competition Groups_High Efficiency HVAC Fans (Gas)
Industrial | Ind ¦ Steam Turbine Optimization | 2038 | SC A | million_m3 | Before Competition Groups | 9.1517 | 0 | 0 | 955.813 | 0.0095748 | 12 | Industrial_2038_SC A_million_m3_Before Competition Groups_12 | Steam Turbine Optimization | 0.9575% | 0 | 9.1517 | Industrial_2038_SC A_million_m3_Before Competition Groups_Steam Turbine Optimization
Industrial | Ind ¦ Air Compressor Heat Recovery | 2038 | SC A | million_m3 | Before Competition Groups | 7.1052 | 0 | 0 | 955.813 | 0.0074336 | 13 | Industrial_2038_SC A_million_m3_Before Competition Groups_13 | Air Compressor Heat Recovery | 0.7434% | 0 | 7.1052 | Industrial_2038_SC A_million_m3_Before Competition Groups_Air Compressor Heat Recovery
Industrial | Ind ¦ Gas Turbine Optimization | 2038 | SC A | million_m3 | Before Competition Groups | 6.8309 | 0 | 0 | 955.813 | 0.0071467 | 14 | Industrial_2038_SC A_million_m3_Before Competition Groups_14 | Gas Turbine Optimization | 0.7147% | 0 | 6.8309 | Industrial_2038_SC A_million_m3_Before Competition Groups_Gas Turbine Optimization
Industrial | Ind ¦ HE Stock Tank | 2038 | SC A | million_m3 | Before Competition Groups | 4.8222 | 0 | 0 | 955.813 | 0.0050451 | 15 | Industrial_2038_SC A_million_m3_Before Competition Groups_15 | HE Stock Tank | 0.5045% | 0 | 4.8222 | Industrial_2038_SC A_million_m3_Before Competition Groups_HE Stock Tank
Industrial | Ind ¦ Ventilation Optimization (Gas) | 2038 | SC A | million_m3 | Before Competition Groups | 4.6342 | 0 | 0 | 955.813 | 0.0048485 | 16 | Industrial_2038_SC A_million_m3_Before Competition Groups_16 | Ventilation Optimization (Gas) | 0.4848% | 0 | 4.6342 | Industrial_2038_SC A_million_m3_Before Competition Groups_Ventilation Optimization (Gas)
Industrial | Ind ¦ Process Optimization (Gas) | 2038 | SC A | million_m3 | Before Competition Groups | 3.0191 | 0 | 0 | 955.813 | 0.0031587 | 17 | Industrial_2038_SC A_million_m3_Before Competition Groups_17 | Process Optimization (Gas) | 0.3159% | 0 | 3.0191 | Industrial_2038_SC A_million_m3_Before Competition Groups_Process Optimization (Gas)
Industrial | Ind ¦ VAV Conversion Project (Gas) | 2038 | SC A | million_m3 | Before Competition Groups | 0.61537 | 0 | 0 | 955.813 | 0.00064382 | 18 | Industrial_2038_SC A_million_m3_Before Competition Groups_18 | VAV Conversion Project (Gas) | 0.06438% | 0 | 0.61537 | Industrial_2038_SC A_million_m3_Before Competition Groups_VAV Conversion Project (Gas)
Industrial | Ind ¦ Insulation - Steam - Direct | 2038 | SC A | million_m3 | Before Competition Groups | 0.44128 | 0 | 0 | 955.813 | 0.00046168 | 19 | Industrial_2038_SC A_million_m3_Before Competition Groups_19 | Insulation - Steam - Direct | 0.04617% | 0 | 0.44128 | Industrial_2038_SC A_million_m3_Before Competition Groups_Insulation - Steam - Direct
Industrial | Ind ¦ HE HVAC Controls | 2038 | SC A | million_m3 | Before Competition Groups | 0.42149 | 0 | 0 | 955.813 | 0.00044097 | 20 | Industrial_2038_SC A_million_m3_Before Competition Groups_20 | HE HVAC Controls | 0.0441% | 0 | 0.42149 | Industrial_2038_SC A_million_m3_Before Competition Groups_HE HVAC Controls
Industrial | Ind ¦ Process Heat Recovery (Gas) - HVAC | 2038 | SC A | million_m3 | Before Competition Groups | 0.21678 | 0 | 0 | 955.813 | 0.00022681 | 21 | Industrial_2038_SC A_million_m3_Before Competition Groups_21 | Process Heat Recovery (Gas) - HVAC | 0.02268% | 0 | 0.21678 | Industrial_2038_SC A_million_m3_Before Competition Groups_Process Heat Recovery (Gas) - HVAC
Industrial | Ind ¦ Insulation - Steam - HVAC | 2038 | SC A | million_m3 | Before Competition Groups | 0.10436 | 0 | 0 | 955.813 | 0.00010918 | 22 | Industrial_2038_SC A_million_m3_Before Competition Groups_22 | Insulation - Steam - HVAC | 0.01092% | 0 | 0.10436 | Industrial_2038_SC A_million_m3_Before Competition Groups_Insulation - Steam - HVAC
Industrial | Ind ¦ Steam Trap Repair | 2038 | SC A | million_m3 | Before Competition Groups | 0.10379 | 0 | 0 | 955.813 | 0.00010858 | 23 | Industrial_2038_SC A_million_m3_Before Competition Groups_23 | Steam Trap Repair | 0.01086% | 0 | 0.10379 | Industrial_2038_SC A_million_m3_Before Competition Groups_Steam Trap Repair
Industrial | Ind ¦ HE HVAC Units | 2038 | SC A | million_m3 | Before Competition Groups | 0.022236 | 0 | 0 | 955.813 | 2.3264e-05 | 24 | Industrial_2038_SC A_million_m3_Before Competition Groups_24 | HE HVAC Units | 0.002326% | 0 | 0.022236 | Industrial_2038_SC A_million_m3_Before Competition Groups_HE HVAC Units
Industrial | Ind ¦ Solar Walls | 2038 | SC A | million_m3 | Before Competition Groups | 0.0055866 | 0 | 0 | 955.813 | 5.8449e-06 | 25 | Industrial_2038_SC A_million_m3_Before Competition Groups_25 | Solar Walls | 0.0005845% | 0 | 0.0055866 | Industrial_2038_SC A_million_m3_Before Competition Groups_Solar Walls
Industrial | Ind ¦ High Efficiency Furnaces | 2038 | SC A | million_m3 | Before Competition Groups | 0.0017876 | 0 | 0 | 955.813 | 1.8702e-06 | 26 | Industrial_2038_SC A_million_m3_Before Competition Groups_26 | High Efficiency Furnaces | 0.000187% | 0 | 0.0017876 | Industrial_2038_SC A_million_m3_Before Competition Groups_High Efficiency Furnaces
Industrial | Ind ¦ Process Heat Improvements | 2038 | SC B | million_m3 | Before Competition Groups | 693.3754 | 0 | 0 | 2102.9327 | 0.32972 | 1 | Industrial_2038_SC B_million_m3_Before Competition Groups_1 | Process Heat Improvements | 32.97% | 0 | 693.3754 | Industrial_2038_SC B_million_m3_Before Competition Groups_Process Heat Improvements
Industrial | Ind ¦ Boiler Upgrade | 2038 | SC B | million_m3 | Before Competition Groups | 308.5005 | 0 | 0 | 2102.9327 | 0.1467 | 2 | Industrial_2038_SC B_million_m3_Before Competition Groups_2 | Boiler Upgrade | 14.67% | 0 | 308.5005 | Industrial_2038_SC B_million_m3_Before Competition Groups_Boiler Upgrade
Industrial | Ind ¦ Process Heat Recovery (Gas) | 2038 | SC B | million_m3 | Before Competition Groups | 292.3262 | 0 | 0 | 2102.9327 | 0.13901 | 3 | Industrial_2038_SC B_million_m3_Before Competition Groups_3 | Process Heat Recovery (Gas) | 13.9% | 0 | 292.3262 | Industrial_2038_SC B_million_m3_Before Competition Groups_Process Heat Recovery (Gas)
Industrial | Ind ¦ Recommissioning | 2038 | SC B | million_m3 | Before Competition Groups | 210.8553 | 0 | 0 | 2102.9327 | 0.10027 | 4 | Industrial_2038_SC B_million_m3_Before Competition Groups_4 | Recommissioning | 10.03% | 0 | 210.8553 | Industrial_2038_SC B_million_m3_Before Competition Groups_Recommissioning
Industrial | Ind ¦ Improved Controls -Process Heating Gas | 2038 | SC B | million_m3 | Before Competition Groups | 134.0674 | 0 | 0 | 2102.9327 | 0.063753 | 5 | Industrial_2038_SC B_million_m3_Before Competition Groups_5 | Improved Controls -Process Heating Gas | 6.375% | 0 | 134.0674 | Industrial_2038_SC B_million_m3_Before Competition Groups_Improved Controls -Process Heating Gas
Industrial | Ind ¦ High Efficiency Burners | 2038 | SC B | million_m3 | Before Competition Groups | 131.3298 | 0 | 0 | 2102.9327 | 0.062451 | 6 | Industrial_2038_SC B_million_m3_Before Competition Groups_6 | High Efficiency Burners | 6.245% | 0 | 131.3298 | Industrial_2038_SC B_million_m3_Before Competition Groups_High Efficiency Burners
Industrial | Ind ¦ Greenhouse Envelope Improvements | 2038 | SC B | million_m3 | Before Competition Groups | 84.9676 | 0 | 0 | 2102.9327 | 0.040404 | 7 | Industrial_2038_SC B_million_m3_Before Competition Groups_7 | Greenhouse Envelope Improvements | 4.04% | 0 | 84.9676 | Industrial_2038_SC B_million_m3_Before Competition Groups_Greenhouse Envelope Improvements
Industrial | Ind ¦ Insulation - Steam | 2038 | SC B | million_m3 | Before Competition Groups | 40.3692 | 0 | 0 | 2102.9327 | 0.019197 | 8 | Industrial_2038_SC B_million_m3_Before Competition Groups_8 | Insulation - Steam | 1.92% | 0 | 40.3692 | Industrial_2038_SC B_million_m3_Before Competition Groups_Insulation - Steam
Industrial | Ind ¦ High Efficiency HVAC Fans (Gas) | 2038 | SC B | million_m3 | Before Competition Groups | 37.3788 | 0 | 0 | 2102.9327 | 0.017775 | 9 | Industrial_2038_SC B_million_m3_Before Competition Groups_9 | High Efficiency HVAC Fans (Gas) | 1.777% | 0 | 37.3788 | Industrial_2038_SC B_million_m3_Before Competition Groups_High Efficiency HVAC Fans (Gas)
Industrial | Ind ¦ VAV Conversion Project (Gas) | 2038 | SC B | million_m3 | Before Competition Groups | 33.3613 | 0 | 0 | 2102.9327 | 0.015864 | 10 | Industrial_2038_SC B_million_m3_Before Competition Groups_10 | VAV Conversion Project (Gas) | 1.586% | 0 | 33.3613 | Industrial_2038_SC B_million_m3_Before Competition Groups_VAV Conversion Project (Gas)
Industrial | Ind ¦ Direct Contact Water Heaters | 2038 | SC B | million_m3 | Before Competition Groups | 25.7368 | 0 | 0 | 2102.9327 | 0.012239 | 11 | Industrial_2038_SC B_million_m3_Before Competition Groups_11 | Direct Contact Water Heaters | 1.224% | 0 | 25.7368 | Industrial_2038_SC B_million_m3_Before Competition Groups_Direct Contact Water Heaters
Industrial | Ind ¦ HE HVAC Controls | 2038 | SC B | million_m3 | Before Competition Groups | 23.1601 | 0 | 0 | 2102.9327 | 0.011013 | 12 | Industrial_2038_SC B_million_m3_Before Competition Groups_12 | HE HVAC Controls | 1.101% | 0 | 23.1601 | Industrial_2038_SC B_million_m3_Before Competition Groups_HE HVAC Controls
Industrial | Ind ¦ Insulation - Steam (AG) | 2038 | SC B | million_m3 | Before Competition Groups | 19.258 | 0 | 0 | 2102.9327 | 0.0091577 | 13 | Industrial_2038_SC B_million_m3_Before Competition Groups_13 | Insulation - Steam (AG) | 0.9158% | 0 | 19.258 | Industrial_2038_SC B_million_m3_Before Competition Groups_Insulation - Steam (AG)
Industrial | Ind ¦ Air Compressor Heat Recovery | 2038 | SC B | million_m3 | Before Competition Groups | 14.834 | 0 | 0 | 2102.9327 | 0.0070539 | 14 | Industrial_2038_SC B_million_m3_Before Competition Groups_14 | Air Compressor Heat Recovery | 0.7054% | 0 | 14.834 | Industrial_2038_SC B_million_m3_Before Competition Groups_Air Compressor Heat Recovery
Industrial | Ind ¦ Steam Turbine Optimization | 2038 | SC B | million_m3 | Before Competition Groups | 9.339 | 0 | 0 | 2102.9327 | 0.0044409 | 15 | Industrial_2038_SC B_million_m3_Before Competition Groups_15 | Steam Turbine Optimization | 0.4441% | 0 | 9.339 | Industrial_2038_SC B_million_m3_Before Competition Groups_Steam Turbine Optimization
Industrial | Ind ¦ High Efficiency Furnaces | 2038 | SC B | million_m3 | Before Competition Groups | 8.4919 | 0 | 0 | 2102.9327 | 0.0040381 | 16 | Industrial_2038_SC B_million_m3_Before Competition Groups_16 | High Efficiency Furnaces | 0.4038% | 0 | 8.4919 | Industrial_2038_SC B_million_m3_Before Competition Groups_High Efficiency Furnaces
Industrial | Ind ¦ HE Stock Tank | 2038 | SC B | million_m3 | Before Competition Groups | 7.222 | 0 | 0 | 2102.9327 | 0.0034343 | 17 | Industrial_2038_SC B_million_m3_Before Competition Groups_17 | HE Stock Tank | 0.3434% | 0 | 7.222 | Industrial_2038_SC B_million_m3_Before Competition Groups_HE Stock Tank
Industrial | Ind ¦ Gas Turbine Optimization | 2038 | SC B | million_m3 | Before Competition Groups | 7.0043 | 0 | 0 | 2102.9327 | 0.0033307 | 18 | Industrial_2038_SC B_million_m3_Before Competition Groups_18 | Gas Turbine Optimization | 0.3331% | 0 | 7.0043 | Industrial_2038_SC B_million_m3_Before Competition Groups_Gas Turbine Optimization
Industrial | Ind ¦ Steam Trap Repair | 2038 | SC B | million_m3 | Before Competition Groups | 6.0861 | 0 | 0 | 2102.9327 | 0.0028941 | 19 | Industrial_2038_SC B_million_m3_Before Competition Groups_19 | Steam Trap Repair | 0.2894% | 0 | 6.0861 | Industrial_2038_SC B_million_m3_Before Competition Groups_Steam Trap Repair
Industrial | Ind ¦ Ventilation Optimization (Gas) | 2038 | SC B | million_m3 | Before Competition Groups | 4.6342 | 0 | 0 | 2102.9327 | 0.0022037 | 20 | Industrial_2038_SC B_million_m3_Before Competition Groups_20 | Ventilation Optimization (Gas) | 0.2204% | 0 | 4.6342 | Industrial_2038_SC B_million_m3_Before Competition Groups_Ventilation Optimization (Gas)
Industrial | Ind ¦ Solar Walls | 2038 | SC B | million_m3 | Before Competition Groups | 4.5001 | 0 | 0 | 2102.9327 | 0.0021399 | 21 | Industrial_2038_SC B_million_m3_Before Competition Groups_21 | Solar Walls | 0.214% | 0 | 4.5001 | Industrial_2038_SC B_million_m3_Before Competition Groups_Solar Walls
Industrial | Ind ¦ Process Optimization (Gas) | 2038 | SC B | million_m3 | Before Competition Groups | 3.0191 | 0 | 0 | 2102.9327 | 0.0014357 | 22 | Industrial_2038_SC B_million_m3_Before Competition Groups_22 | Process Optimization (Gas) | 0.1436% | 0 | 3.0191 | Industrial_2038_SC B_million_m3_Before Competition Groups_Process Optimization (Gas)
Industrial | Ind ¦ HE HVAC Units | 2038 | SC B | million_m3 | Before Competition Groups | 1.3368 | 0 | 0 | 2102.9327 | 0.0006357 | 23 | Industrial_2038_SC B_million_m3_Before Competition Groups_23 | HE HVAC Units | 0.06357% | 0 | 1.3368 | Industrial_2038_SC B_million_m3_Before Competition Groups_HE HVAC Units
Industrial | Ind ¦ Process Heat Recovery (Gas) - HVAC | 2038 | SC B | million_m3 | Before Competition Groups | 0.99342 | 0 | 0 | 2102.9327 | 0.0004724 | 24 | Industrial_2038_SC B_million_m3_Before Competition Groups_24 | Process Heat Recovery (Gas) - HVAC | 0.04724% | 0 | 0.99342 | Industrial_2038_SC B_million_m3_Before Competition Groups_Process Heat Recovery (Gas) - HVAC
Industrial | Ind ¦ Insulation - Steam - Direct | 2038 | SC B | million_m3 | Before Competition Groups | 0.64764 | 0 | 0 | 2102.9327 | 0.00030797 | 25 | Industrial_2038_SC B_million_m3_Before Competition Groups_25 | Insulation - Steam - Direct | 0.0308% | 0 | 0.64764 | Industrial_2038_SC B_million_m3_Before Competition Groups_Insulation - Steam - Direct
Industrial | Ind ¦ Insulation - Steam - HVAC | 2038 | SC B | million_m3 | Before Competition Groups | 0.13773 | 0 | 0 | 2102.9327 | 6.5495e-05 | 26 | Industrial_2038_SC B_million_m3_Before Competition Groups_26 | Insulation - Steam - HVAC | 0.006549% | 0 | 0.13773 | Industrial_2038_SC B_million_m3_Before Competition Groups_Insulation - Steam - HVAC
Industrial | Ind ¦ Process Heat Improvements | 2038 | SC C | million_m3 | Before Competition Groups | 471.0928 | 0 | 0 | 1517.6984 | 0.3104 | 1 | Industrial_2038_SC C_million_m3_Before Competition Groups_1 | Process Heat Improvements | 31.04% | 0 | 471.0928 | Industrial_2038_SC C_million_m3_Before Competition Groups_Process Heat Improvements
Industrial | Ind ¦ Boiler Upgrade | 2038 | SC C | million_m3 | Before Competition Groups | 308.5005 | 0 | 0 | 1517.6984 | 0.20327 | 2 | Industrial_2038_SC C_million_m3_Before Competition Groups_2 | Boiler Upgrade | 20.33% | 0 | 308.5005 | Industrial_2038_SC C_million_m3_Before Competition Groups_Boiler Upgrade
Industrial | Ind ¦ Process Heat Recovery (Gas) | 2038 | SC C | million_m3 | Before Competition Groups | 204.9855 | 0 | 0 | 1517.6984 | 0.13506 | 3 | Industrial_2038_SC C_million_m3_Before Competition Groups_3 | Process Heat Recovery (Gas) | 13.51% | 0 | 204.9855 | Industrial_2038_SC C_million_m3_Before Competition Groups_Process Heat Recovery (Gas)
Industrial | Ind ¦ Recommissioning | 2038 | SC C | million_m3 | Before Competition Groups | 149.3052 | 0 | 0 | 1517.6984 | 0.098376 | 4 | Industrial_2038_SC C_million_m3_Before Competition Groups_4 | Recommissioning | 9.838% | 0 | 149.3052 | Industrial_2038_SC C_million_m3_Before Competition Groups_Recommissioning
Industrial | Ind ¦ Improved Controls -Process Heating Gas | 2038 | SC C | million_m3 | Before Competition Groups | 94.3362 | 0 | 0 | 1517.6984 | 0.062157 | 5 | Industrial_2038_SC C_million_m3_Before Competition Groups_5 | Improved Controls -Process Heating Gas | 6.216% | 0 | 94.3362 | Industrial_2038_SC C_million_m3_Before Competition Groups_Improved Controls -Process Heating Gas
Industrial | Ind ¦ High Efficiency Burners | 2038 | SC C | million_m3 | Before Competition Groups | 81.4906 | 0 | 0 | 1517.6984 | 0.053694 | 6 | Industrial_2038_SC C_million_m3_Before Competition Groups_6 | High Efficiency Burners | 5.369% | 0 | 81.4906 | Industrial_2038_SC C_million_m3_Before Competition Groups_High Efficiency Burners
Industrial | Ind ¦ Greenhouse Envelope Improvements | 2038 | SC C | million_m3 | Before Competition Groups | 76.4088 | 0 | 0 | 1517.6984 | 0.050345 | 7 | Industrial_2038_SC C_million_m3_Before Competition Groups_7 | Greenhouse Envelope Improvements | 5.035% | 0 | 76.4088 | Industrial_2038_SC C_million_m3_Before Competition Groups_Greenhouse Envelope Improvements
Industrial | Ind ¦ Insulation - Steam | 2038 | SC C | million_m3 | Before Competition Groups | 29.0265 | 0 | 0 | 1517.6984 | 0.019125 | 8 | Industrial_2038_SC C_million_m3_Before Competition Groups_8 | Insulation - Steam | 1.913% | 0 | 29.0265 | Industrial_2038_SC C_million_m3_Before Competition Groups_Insulation - Steam
Industrial | Ind ¦ High Efficiency HVAC Fans (Gas) | 2038 | SC C | million_m3 | Before Competition Groups | 22.3562 | 0 | 0 | 1517.6984 | 0.01473 | 9 | Industrial_2038_SC C_million_m3_Before Competition Groups_9 | High Efficiency HVAC Fans (Gas) | 1.473% | 0 | 22.3562 | Industrial_2038_SC C_million_m3_Before Competition Groups_High Efficiency HVAC Fans (Gas)
Industrial | Ind ¦ Direct Contact Water Heaters | 2038 | SC C | million_m3 | Before Competition Groups | 20.2886 | 0 | 0 | 1517.6984 | 0.013368 | 10 | Industrial_2038_SC C_million_m3_Before Competition Groups_10 | Direct Contact Water Heaters | 1.337% | 0 | 20.2886 | Industrial_2038_SC C_million_m3_Before Competition Groups_Direct Contact Water Heaters
Industrial | Ind ¦ Insulation - Steam (AG) | 2038 | SC C | million_m3 | Before Competition Groups | 14.7149 | 0 | 0 | 1517.6984 | 0.0096955 | 11 | Industrial_2038_SC C_million_m3_Before Competition Groups_11 | Insulation - Steam (AG) | 0.9696% | 0 | 14.7149 | Industrial_2038_SC C_million_m3_Before Competition Groups_Insulation - Steam (AG)
Industrial | Ind ¦ Air Compressor Heat Recovery | 2038 | SC C | million_m3 | Before Competition Groups | 10.7921 | 0 | 0 | 1517.6984 | 0.0071108 | 12 | Industrial_2038_SC C_million_m3_Before Competition Groups_12 | Air Compressor Heat Recovery | 0.7111% | 0 | 10.7921 | Industrial_2038_SC C_million_m3_Before Competition Groups_Air Compressor Heat Recovery
Industrial | Ind ¦ Steam Turbine Optimization | 2038 | SC C | million_m3 | Before Competition Groups | 9.339 | 0 | 0 | 1517.6984 | 0.0061534 | 13 | Industrial_2038_SC C_million_m3_Before Competition Groups_13 | Steam Turbine Optimization | 0.6153% | 0 | 9.339 | Industrial_2038_SC C_million_m3_Before Competition Groups_Steam Turbine Optimization
Industrial | Ind ¦ Gas Turbine Optimization | 2038 | SC C | million_m3 | Before Competition Groups | 7.0043 | 0 | 0 | 1517.6984 | 0.004615 | 14 | Industrial_2038_SC C_million_m3_Before Competition Groups_14 | Gas Turbine Optimization | 0.4615% | 0 | 7.0043 | Industrial_2038_SC C_million_m3_Before Competition Groups_Gas Turbine Optimization
Industrial | Ind ¦ HE Stock Tank | 2038 | SC C | million_m3 | Before Competition Groups | 4.9163 | 0 | 0 | 1517.6984 | 0.0032393 | 15 | Industrial_2038_SC C_million_m3_Before Competition Groups_15 | HE Stock Tank | 0.3239% | 0 | 4.9163 | Industrial_2038_SC C_million_m3_Before Competition Groups_HE Stock Tank
Industrial | Ind ¦ Ventilation Optimization (Gas) | 2038 | SC C | million_m3 | Before Competition Groups | 4.6342 | 0 | 0 | 1517.6984 | 0.0030535 | 16 | Industrial_2038_SC C_million_m3_Before Competition Groups_16 | Ventilation Optimization (Gas) | 0.3053% | 0 | 4.6342 | Industrial_2038_SC C_million_m3_Before Competition Groups_Ventilation Optimization (Gas)
Industrial | Ind ¦ Process Optimization (Gas) | 2038 | SC C | million_m3 | Before Competition Groups | 3.0191 | 0 | 0 | 1517.6984 | 0.0019893 | 17 | Industrial_2038_SC C_million_m3_Before Competition Groups_17 | Process Optimization (Gas) | 0.1989% | 0 | 3.0191 | Industrial_2038_SC C_million_m3_Before Competition Groups_Process Optimization (Gas)
Industrial | Ind ¦ VAV Conversion Project (Gas) | 2038 | SC C | million_m3 | Before Competition Groups | 2.5815 | 0 | 0 | 1517.6984 | 0.0017009 | 18 | Industrial_2038_SC C_million_m3_Before Competition Groups_18 | VAV Conversion Project (Gas) | 0.1701% | 0 | 2.5815 | Industrial_2038_SC C_million_m3_Before Competition Groups_VAV Conversion Project (Gas)
Industrial | Ind ¦ HE HVAC Controls | 2038 | SC C | million_m3 | Before Competition Groups | 1.287 | 0 | 0 | 1517.6984 | 0.00084798 | 19 | Industrial_2038_SC C_million_m3_Before Competition Groups_19 | HE HVAC Controls | 0.0848% | 0 | 1.287 | Industrial_2038_SC C_million_m3_Before Competition Groups_HE HVAC Controls
Industrial | Ind ¦ Process Heat Recovery (Gas) - HVAC | 2038 | SC C | million_m3 | Before Competition Groups | 0.75476 | 0 | 0 | 1517.6984 | 0.00049731 | 20 | Industrial_2038_SC C_million_m3_Before Competition Groups_20 | Process Heat Recovery (Gas) - HVAC | 0.04973% | 0 | 0.75476 | Industrial_2038_SC C_million_m3_Before Competition Groups_Process Heat Recovery (Gas) - HVAC
Industrial | Ind ¦ Insulation - Steam - Direct | 2038 | SC C | million_m3 | Before Competition Groups | 0.44558 | 0 | 0 | 1517.6984 | 0.00029359 | 21 | Industrial_2038_SC C_million_m3_Before Competition Groups_21 | Insulation - Steam - Direct | 0.02936% | 0 | 0.44558 | Industrial_2038_SC C_million_m3_Before Competition Groups_Insulation - Steam - Direct
Industrial | Ind ¦ Steam Trap Repair | 2038 | SC C | million_m3 | Before Competition Groups | 0.20715 | 0 | 0 | 1517.6984 | 0.00013649 | 22 | Industrial_2038_SC C_million_m3_Before Competition Groups_22 | Steam Trap Repair | 0.01365% | 0 | 0.20715 | Industrial_2038_SC C_million_m3_Before Competition Groups_Steam Trap Repair
Industrial | Ind ¦ Insulation - Steam - HVAC | 2038 | SC C | million_m3 | Before Competition Groups | 0.10524 | 0 | 0 | 1517.6984 | 6.9341e-05 | 23 | Industrial_2038_SC C_million_m3_Before Competition Groups_23 | Insulation - Steam - HVAC | 0.006934% | 0 | 0.10524 | Industrial_2038_SC C_million_m3_Before Competition Groups_Insulation - Steam - HVAC
Industrial | Ind ¦ HE HVAC Units | 2038 | SC C | million_m3 | Before Competition Groups | 0.067296 | 0 | 0 | 1517.6984 | 4.4341e-05 | 24 | Industrial_2038_SC C_million_m3_Before Competition Groups_24 | HE HVAC Units | 0.004434% | 0 | 0.067296 | Industrial_2038_SC C_million_m3_Before Competition Groups_HE HVAC Units
Industrial | Ind ¦ Solar Walls | 2038 | SC C | million_m3 | Before Competition Groups | 0.026111 | 0 | 0 | 1517.6984 | 1.7205e-05 | 25 | Industrial_2038_SC C_million_m3_Before Competition Groups_25 | Solar Walls | 0.00172% | 0 | 0.026111 | Industrial_2038_SC C_million_m3_Before Competition Groups_Solar Walls
Industrial | Ind ¦ High Efficiency Furnaces | 2038 | SC C | million_m3 | Before Competition Groups | 0.013095 | 0 | 0 | 1517.6984 | 8.6282e-06 | 26 | Industrial_2038_SC C_million_m3_Before Competition Groups_26 | High Efficiency Furnaces | 0.0008628% | 0 | 0.013095 | Industrial_2038_SC C_million_m3_Before Competition Groups_High Efficiency Furnaces
Industrial | Ind ¦ Process Heat Improvements | 2038 | Technical | million_m3 | Before Competition Groups | 904.8873 | 0 | 0 | 2572.063 | 0.35181 | 1 | Industrial_2038_Technical_million_m3_Before Competition Groups_1 | Process Heat Improvements | 35.18% | 0 | 904.8873 | Industrial_2038_Technical_million_m3_Before Competition Groups_Process Heat Improvements
Industrial | Ind ¦ Boiler Upgrade | 2038 | Technical | million_m3 | Before Competition Groups | 350.2875 | 0 | 0 | 2572.063 | 0.13619 | 2 | Industrial_2038_Technical_million_m3_Before Competition Groups_2 | Boiler Upgrade | 13.62% | 0 | 350.2875 | Industrial_2038_Technical_million_m3_Before Competition Groups_Boiler Upgrade
Industrial | Ind ¦ Process Heat Recovery (Gas) | 2038 | Technical | million_m3 | Before Competition Groups | 303.3321 | 0 | 0 | 2572.063 | 0.11793 | 3 | Industrial_2038_Technical_million_m3_Before Competition Groups_3 | Process Heat Recovery (Gas) | 11.79% | 0 | 303.3321 | Industrial_2038_Technical_million_m3_Before Competition Groups_Process Heat Recovery (Gas)
Industrial | Ind ¦ Recommissioning | 2038 | Technical | million_m3 | Before Competition Groups | 218.3228 | 0 | 0 | 2572.063 | 0.084882 | 4 | Industrial_2038_Technical_million_m3_Before Competition Groups_4 | Recommissioning | 8.488% | 0 | 218.3228 | Industrial_2038_Technical_million_m3_Before Competition Groups_Recommissioning
Industrial | Ind ¦ High Efficiency Burners | 2038 | Technical | million_m3 | Before Competition Groups | 170.7774 | 0 | 0 | 2572.063 | 0.066397 | 5 | Industrial_2038_Technical_million_m3_Before Competition Groups_5 | High Efficiency Burners | 6.64% | 0 | 170.7774 | Industrial_2038_Technical_million_m3_Before Competition Groups_High Efficiency Burners
Industrial | Ind ¦ Improved Controls -Process Heating Gas | 2038 | Technical | million_m3 | Before Competition Groups | 139.1832 | 0 | 0 | 2572.063 | 0.054113 | 6 | Industrial_2038_Technical_million_m3_Before Competition Groups_6 | Improved Controls -Process Heating Gas | 5.411% | 0 | 139.1832 | Industrial_2038_Technical_million_m3_Before Competition Groups_Improved Controls -Process Heating Gas
Industrial | Ind ¦ Greenhouse Envelope Improvements | 2038 | Technical | million_m3 | Before Competition Groups | 95.3392 | 0 | 0 | 2572.063 | 0.037067 | 7 | Industrial_2038_Technical_million_m3_Before Competition Groups_7 | Greenhouse Envelope Improvements | 3.707% | 0 | 95.3392 | Industrial_2038_Technical_million_m3_Before Competition Groups_Greenhouse Envelope Improvements
Industrial | Ind ¦ Boiler Tune Up | 2038 | Technical | million_m3 | Before Competition Groups | 43.2632 | 0 | 0 | 2572.063 | 0.01682 | 8 | Industrial_2038_Technical_million_m3_Before Competition Groups_8 | Boiler Tune Up | 1.682% | 0 | 43.2632 | Industrial_2038_Technical_million_m3_Before Competition Groups_Boiler Tune Up
Industrial | Ind ¦ High Efficiency HVAC Fans (Gas) | 2038 | Technical | million_m3 | Before Competition Groups | 42.773 | 0 | 0 | 2572.063 | 0.01663 | 9 | Industrial_2038_Technical_million_m3_Before Competition Groups_9 | High Efficiency HVAC Fans (Gas) | 1.663% | 0 | 42.773 | Industrial_2038_Technical_million_m3_Before Competition Groups_High Efficiency HVAC Fans (Gas)
Industrial | Ind ¦ Insulation - Steam | 2038 | Technical | million_m3 | Before Competition Groups | 41.7031 | 0 | 0 | 2572.063 | 0.016214 | 10 | Industrial_2038_Technical_million_m3_Before Competition Groups_10 | Insulation - Steam | 1.621% | 0 | 41.7031 | Industrial_2038_Technical_million_m3_Before Competition Groups_Insulation - Steam
Industrial | Ind ¦ VAV Conversion Project (Gas) | 2038 | Technical | million_m3 | Before Competition Groups | 34.9647 | 0 | 0 | 2572.063 | 0.013594 | 11 | Industrial_2038_Technical_million_m3_Before Competition Groups_11 | VAV Conversion Project (Gas) | 1.359% | 0 | 34.9647 | Industrial_2038_Technical_million_m3_Before Competition Groups_VAV Conversion Project (Gas)
Industrial | Ind ¦ Direct Contact Water Heaters | 2038 | Technical | million_m3 | Before Competition Groups | 30.6258 | 0 | 0 | 2572.063 | 0.011907 | 12 | Industrial_2038_Technical_million_m3_Before Competition Groups_12 | Direct Contact Water Heaters | 1.191% | 0 | 30.6258 | Industrial_2038_Technical_million_m3_Before Competition Groups_Direct Contact Water Heaters
Industrial | Ind ¦ Steam Leak Repairs | 2038 | Technical | million_m3 | Before Competition Groups | 26.2976 | 0 | 0 | 2572.063 | 0.010224 | 13 | Industrial_2038_Technical_million_m3_Before Competition Groups_13 | Steam Leak Repairs | 1.022% | 0 | 26.2976 | Industrial_2038_Technical_million_m3_Before Competition Groups_Steam Leak Repairs
Industrial | Ind ¦ HE HVAC Controls | 2038 | Technical | million_m3 | Before Competition Groups | 23.7319 | 0 | 0 | 2572.063 | 0.0092268 | 14 | Industrial_2038_Technical_million_m3_Before Competition Groups_14 | HE HVAC Controls | 0.9227% | 0 | 23.7319 | Industrial_2038_Technical_million_m3_Before Competition Groups_HE HVAC Controls
Industrial | Ind ¦ Loading Dock Seals | 2038 | Technical | million_m3 | Before Competition Groups | 23.7319 | 0 | 0 | 2572.063 | 0.0092268 | 15 | Industrial_2038_Technical_million_m3_Before Competition Groups_15 | Loading Dock Seals | 0.9227% | 0 | 23.7319 | Industrial_2038_Technical_million_m3_Before Competition Groups_Loading Dock Seals
Industrial | Ind ¦ Steam Trap Repair | 2038 | Technical | million_m3 | Before Competition Groups | 19.9615 | 0 | 0 | 2572.063 | 0.0077609 | 16 | Industrial_2038_Technical_million_m3_Before Competition Groups_16 | Steam Trap Repair | 0.7761% | 0 | 19.9615 | Industrial_2038_Technical_million_m3_Before Competition Groups_Steam Trap Repair
Industrial | Ind ¦ High Efficiency Furnaces | 2038 | Technical | million_m3 | Before Competition Groups | 19.6586 | 0 | 0 | 2572.063 | 0.0076431 | 17 | Industrial_2038_Technical_million_m3_Before Competition Groups_17 | High Efficiency Furnaces | 0.7643% | 0 | 19.6586 | Industrial_2038_Technical_million_m3_Before Competition Groups_High Efficiency Furnaces
Industrial | Ind ¦ Insulation - Steam (AG) | 2038 | Technical | million_m3 | Before Competition Groups | 17.5094 | 0 | 0 | 2572.063 | 0.0068075 | 18 | Industrial_2038_Technical_million_m3_Before Competition Groups_18 | Insulation - Steam (AG) | 0.6808% | 0 | 17.5094 | Industrial_2038_Technical_million_m3_Before Competition Groups_Insulation - Steam (AG)
Industrial | Ind ¦ Air Compressor Heat Recovery | 2038 | Technical | million_m3 | Before Competition Groups | 15.2876 | 0 | 0 | 2572.063 | 0.0059437 | 19 | Industrial_2038_Technical_million_m3_Before Competition Groups_19 | Air Compressor Heat Recovery | 0.5944% | 0 | 15.2876 | Industrial_2038_Technical_million_m3_Before Competition Groups_Air Compressor Heat Recovery
Industrial | Ind ¦ Steam Turbine Optimization | 2038 | Technical | million_m3 | Before Competition Groups | 9.7678 | 0 | 0 | 2572.063 | 0.0037977 | 20 | Industrial_2038_Technical_million_m3_Before Competition Groups_20 | Steam Turbine Optimization | 0.3798% | 0 | 9.7678 | Industrial_2038_Technical_million_m3_Before Competition Groups_Steam Turbine Optimization
Industrial | Ind ¦ HE Stock Tank | 2038 | Technical | million_m3 | Before Competition Groups | 9.3726 | 0 | 0 | 2572.063 | 0.003644 | 21 | Industrial_2038_Technical_million_m3_Before Competition Groups_21 | HE Stock Tank | 0.3644% | 0 | 9.3726 | Industrial_2038_Technical_million_m3_Before Competition Groups_HE Stock Tank
Industrial | Ind ¦ Process Optimization (Gas) | 2038 | Technical | million_m3 | Before Competition Groups | 8.9846 | 0 | 0 | 2572.063 | 0.0034932 | 22 | Industrial_2038_Technical_million_m3_Before Competition Groups_22 | Process Optimization (Gas) | 0.3493% | 0 | 8.9846 | Industrial_2038_Technical_million_m3_Before Competition Groups_Process Optimization (Gas)
Industrial | Ind ¦ Gas Turbine Optimization | 2038 | Technical | million_m3 | Before Competition Groups | 7.3259 | 0 | 0 | 2572.063 | 0.0028482 | 23 | Industrial_2038_Technical_million_m3_Before Competition Groups_23 | Gas Turbine Optimization | 0.2848% | 0 | 7.3259 | Industrial_2038_Technical_million_m3_Before Competition Groups_Gas Turbine Optimization
Industrial | Ind ¦ Ventilation Optimization (Gas) | 2038 | Technical | million_m3 | Before Competition Groups | 4.7572 | 0 | 0 | 2572.063 | 0.0018496 | 24 | Industrial_2038_Technical_million_m3_Before Competition Groups_24 | Ventilation Optimization (Gas) | 0.185% | 0 | 4.7572 | Industrial_2038_Technical_million_m3_Before Competition Groups_Ventilation Optimization (Gas)
Industrial | Ind ¦ Solar Walls | 2038 | Technical | million_m3 | Before Competition Groups | 4.7164 | 0 | 0 | 2572.063 | 0.0018337 | 25 | Industrial_2038_Technical_million_m3_Before Competition Groups_25 | Solar Walls | 0.1834% | 0 | 4.7164 | Industrial_2038_Technical_million_m3_Before Competition Groups_Solar Walls
Industrial | Ind ¦ HE HVAC Units | 2038 | Technical | million_m3 | Before Competition Groups | 2.066 | 0 | 0 | 2572.063 | 0.00080324 | 26 | Industrial_2038_Technical_million_m3_Before Competition Groups_26 | HE HVAC Units | 0.08032% | 0 | 2.066 | Industrial_2038_Technical_million_m3_Before Competition Groups_HE HVAC Units
Industrial | Ind ¦ Boiler Tune Up - Direct | 2038 | Technical | million_m3 | Before Competition Groups | 1.4767 | 0 | 0 | 2572.063 | 0.00057415 | 27 | Industrial_2038_Technical_million_m3_Before Competition Groups_27 | Boiler Tune Up - Direct | 0.05741% | 0 | 1.4767 | Industrial_2038_Technical_million_m3_Before Competition Groups_Boiler Tune Up - Direct
Industrial | Ind ¦ Process Heat Recovery (Gas) - HVAC | 2038 | Technical | million_m3 | Before Competition Groups | 1.0137 | 0 | 0 | 2572.063 | 0.00039414 | 28 | Industrial_2038_Technical_million_m3_Before Competition Groups_28 | Process Heat Recovery (Gas) - HVAC | 0.03941% | 0 | 1.0137 | Industrial_2038_Technical_million_m3_Before Competition Groups_Process Heat Recovery (Gas) - HVAC
Industrial | Ind ¦ Insulation - Steam - Direct | 2038 | Technical | million_m3 | Before Competition Groups | 0.67583 | 0 | 0 | 2572.063 | 0.00026276 | 29 | Industrial_2038_Technical_million_m3_Before Competition Groups_29 | Insulation - Steam - Direct | 0.02628% | 0 | 0.67583 | Industrial_2038_Technical_million_m3_Before Competition Groups_Insulation - Steam - Direct
Industrial | Ind ¦ Insulation - Steam - HVAC | 2038 | Technical | million_m3 | Before Competition Groups | 0.14055 | 0 | 0 | 2572.063 | 5.4644e-05 | 30 | Industrial_2038_Technical_million_m3_Before Competition Groups_30 | Insulation - Steam - HVAC | 0.005464% | 0 | 0.14055 | Industrial_2038_Technical_million_m3_Before Competition Groups_Insulation - Steam - HVAC
Industrial | Ind ¦ Boiler Tune Up - HVAC | 2038 | Technical | million_m3 | Before Competition Groups | 0.12778 | 0 | 0 | 2572.063 | 4.968e-05 | 31 | Industrial_2038_Technical_million_m3_Before Competition Groups_31 | Boiler Tune Up - HVAC | 0.004968% | 0 | 0.12778 | Industrial_2038_Technical_million_m3_Before Competition Groups_Boiler Tune Up - HVAC
Industrial | Ind ¦ Air Leak Survey and Repair | 2019 | Economic | MW | Before Competition Groups | 79.3717 | 0 | 0 | 387.1088 | 0.20504 | 1 | Industrial_2019_Economic_MW_Before Competition Groups_1 | Air Leak Survey and Repair | 20.5% | 0 | 79.3717 | Industrial_2019_Economic_MW_Before Competition Groups_Air Leak Survey and Repair
Industrial | Ind ¦ Recommissioning | 2019 | Economic | MW | Before Competition Groups | 55.6978 | 0 | 0 | 387.1088 | 0.14388 | 2 | Industrial_2019_Economic_MW_Before Competition Groups_2 | Recommissioning | 14.39% | 0 | 55.6978 | Industrial_2019_Economic_MW_Before Competition Groups_Recommissioning
Industrial | Ind ¦ SEM | 2019 | Economic | MW | Before Competition Groups | 55.6978 | 0 | 0 | 387.1088 | 0.14388 | 3 | Industrial_2019_Economic_MW_Before Competition Groups_3 | SEM | 14.39% | 0 | 55.6978 | Industrial_2019_Economic_MW_Before Competition Groups_SEM
Industrial | Ind ¦ Air Compressor Optimization | 2019 | Economic | MW | Before Competition Groups | 36.5765 | 0 | 0 | 387.1088 | 0.094486 | 4 | Industrial_2019_Economic_MW_Before Competition Groups_4 | Air Compressor Optimization | 9.449% | 0 | 36.5765 | Industrial_2019_Economic_MW_Before Competition Groups_Air Compressor Optimization
Industrial | Ind ¦ Efficient Compressed Air Nozzles | 2019 | Economic | MW | Before Competition Groups | 34.0003 | 0 | 0 | 387.1088 | 0.087831 | 5 | Industrial_2019_Economic_MW_Before Competition Groups_5 | Efficient Compressed Air Nozzles | 8.783% | 0 | 34.0003 | Industrial_2019_Economic_MW_Before Competition Groups_Efficient Compressed Air Nozzles
Industrial | Ind ¦ Process Optimization (Elec) | 2019 | Economic | MW | Before Competition Groups | 23.0056 | 0 | 0 | 387.1088 | 0.059429 | 6 | Industrial_2019_Economic_MW_Before Competition Groups_6 | Process Optimization (Elec) | 5.943% | 0 | 23.0056 | Industrial_2019_Economic_MW_Before Competition Groups_Process Optimization (Elec)
Industrial | Ind ¦ High Efficiency HVAC Fans | 2019 | Economic | MW | Before Competition Groups | 17.991 | 0 | 0 | 387.1088 | 0.046475 | 7 | Industrial_2019_Economic_MW_Before Competition Groups_7 | High Efficiency HVAC Fans | 4.648% | 0 | 17.991 | Industrial_2019_Economic_MW_Before Competition Groups_High Efficiency HVAC Fans
Industrial | Ind ¦ Improved Controls - Process Cooling | 2019 | Economic | MW | Before Competition Groups | 14.7966 | 0 | 0 | 387.1088 | 0.038223 | 8 | Industrial_2019_Economic_MW_Before Competition Groups_8 | Improved Controls - Process Cooling | 3.822% | 0 | 14.7966 | Industrial_2019_Economic_MW_Before Competition Groups_Improved Controls - Process Cooling
Industrial | Ind ¦ Fan System Optimization | 2019 | Economic | MW | Before Competition Groups | 14.5323 | 0 | 0 | 387.1088 | 0.037541 | 9 | Industrial_2019_Economic_MW_Before Competition Groups_9 | Fan System Optimization | 3.754% | 0 | 14.5323 | Industrial_2019_Economic_MW_Before Competition Groups_Fan System Optimization
Industrial | Ind ¦ Pulp and Paper Process Improvements | 2019 | Economic | MW | Before Competition Groups | 8.1181 | 0 | 0 | 387.1088 | 0.020971 | 10 | Industrial_2019_Economic_MW_Before Competition Groups_10 | Pulp and Paper Process Improvements | 2.097% | 0 | 8.1181 | Industrial_2019_Economic_MW_Before Competition Groups_Pulp and Paper Process Improvements
Industrial | Ind ¦ Pump System Optimization | 2019 | Economic | MW | Before Competition Groups | 6.4494 | 0 | 0 | 387.1088 | 0.01666 | 11 | Industrial_2019_Economic_MW_Before Competition Groups_11 | Pump System Optimization | 1.666% | 0 | 6.4494 | Industrial_2019_Economic_MW_Before Competition Groups_Pump System Optimization
Industrial | Ind ¦ HE Lighting | 2019 | Economic | MW | Before Competition Groups | 4.9513 | 0 | 0 | 387.1088 | 0.012791 | 12 | Industrial_2019_Economic_MW_Before Competition Groups_12 | HE Lighting | 1.279% | 0 | 4.9513 | Industrial_2019_Economic_MW_Before Competition Groups_HE Lighting
Industrial | Ind ¦ Material Handling Improvements | 2019 | Economic | MW | Before Competition Groups | 4.862 | 0 | 0 | 387.1088 | 0.01256 | 13 | Industrial_2019_Economic_MW_Before Competition Groups_13 | Material Handling Improvements | 1.256% | 0 | 4.862 | Industrial_2019_Economic_MW_Before Competition Groups_Material Handling Improvements
Industrial | Ind ¦ Cooling Tower Optimization | 2019 | Economic | MW | Before Competition Groups | 4.41 | 0 | 0 | 387.1088 | 0.011392 | 14 | Industrial_2019_Economic_MW_Before Competition Groups_14 | Cooling Tower Optimization | 1.139% | 0 | 4.41 | Industrial_2019_Economic_MW_Before Competition Groups_Cooling Tower Optimization
Industrial | Ind ¦ Refiner Plate Improvements | 2019 | Economic | MW | Before Competition Groups | 4.175 | 0 | 0 | 387.1088 | 0.010785 | 15 | Industrial_2019_Economic_MW_Before Competition Groups_15 | Refiner Plate Improvements | 1.078% | 0 | 4.175 | Industrial_2019_Economic_MW_Before Competition Groups_Refiner Plate Improvements
Industrial | Ind ¦ Free Cooling | 2019 | Economic | MW | Before Competition Groups | 3.7346 | 0 | 0 | 387.1088 | 0.0096475 | 16 | Industrial_2019_Economic_MW_Before Competition Groups_16 | Free Cooling | 0.9647% | 0 | 3.7346 | Industrial_2019_Economic_MW_Before Competition Groups_Free Cooling
Industrial | Ind ¦ VAV Conversion Project | 2019 | Economic | MW | Before Competition Groups | 3.5079 | 0 | 0 | 387.1088 | 0.0090619 | 17 | Industrial_2019_Economic_MW_Before Competition Groups_17 | VAV Conversion Project | 0.9062% | 0 | 3.5079 | Industrial_2019_Economic_MW_Before Competition Groups_VAV Conversion Project
Industrial | Ind ¦ Process Heat Recovery | 2019 | Economic | MW | Before Competition Groups | 2.9056 | 0 | 0 | 387.1088 | 0.0075058 | 18 | Industrial_2019_Economic_MW_Before Competition Groups_18 | Process Heat Recovery | 0.7506% | 0 | 2.9056 | Industrial_2019_Economic_MW_Before Competition Groups_Process Heat Recovery
Industrial | Ind ¦ Greenhouse Grow Lights | 2019 | Economic | MW | Before Competition Groups | 2.443 | 0 | 0 | 387.1088 | 0.0063108 | 19 | Industrial_2019_Economic_MW_Before Competition Groups_19 | Greenhouse Grow Lights | 0.6311% | 0 | 2.443 | Industrial_2019_Economic_MW_Before Competition Groups_Greenhouse Grow Lights
Industrial | Ind ¦ Pump Equipment Upgrade | 2019 | Economic | MW | Before Competition Groups | 2.4406 | 0 | 0 | 387.1088 | 0.0063048 | 20 | Industrial_2019_Economic_MW_Before Competition Groups_20 | Pump Equipment Upgrade | 0.6305% | 0 | 2.4406 | Industrial_2019_Economic_MW_Before Competition Groups_Pump Equipment Upgrade
Industrial | Ind ¦ Process Improvements | 2019 | Economic | MW | Before Competition Groups | 2.2246 | 0 | 0 | 387.1088 | 0.0057468 | 21 | Industrial_2019_Economic_MW_Before Competition Groups_21 | Process Improvements | 0.5747% | 0 | 2.2246 | Industrial_2019_Economic_MW_Before Competition Groups_Process Improvements
Industrial | Ind ¦ High Efficiency Battery Charger | 2019 | Economic | MW | Before Competition Groups | 1.8081 | 0 | 0 | 387.1088 | 0.0046708 | 22 | Industrial_2019_Economic_MW_Before Competition Groups_22 | High Efficiency Battery Charger | 0.4671% | 0 | 1.8081 | Industrial_2019_Economic_MW_Before Competition Groups_High Efficiency Battery Charger
Industrial | Ind ¦ Improved Controls - Process Heating | 2019 | Economic | MW | Before Competition Groups | 1.3217 | 0 | 0 | 387.1088 | 0.0034144 | 23 | Industrial_2019_Economic_MW_Before Competition Groups_23 | Improved Controls - Process Heating | 0.3414% | 0 | 1.3217 | Industrial_2019_Economic_MW_Before Competition Groups_Improved Controls - Process Heating
Industrial | Ind ¦ Engine Block Heater Timer | 2019 | Economic | MW | Before Competition Groups | 0.84384 | 0 | 0 | 387.1088 | 0.0021798 | 24 | Industrial_2019_Economic_MW_Before Competition Groups_24 | Engine Block Heater Timer | 0.218% | 0 | 0.84384 | Industrial_2019_Economic_MW_Before Competition Groups_Engine Block Heater Timer
Industrial | Ind ¦ Ventilation Optimization | 2019 | Economic | MW | Before Competition Groups | 0.43675 | 0 | 0 | 387.1088 | 0.0011282 | 25 | Industrial_2019_Economic_MW_Before Competition Groups_25 | Ventilation Optimization | 0.1128% | 0 | 0.43675 | Industrial_2019_Economic_MW_Before Competition Groups_Ventilation Optimization
Industrial | Ind ¦ Air Compressor Heat Recovery | 2019 | Economic | MW | Before Competition Groups | 0.39078 | 0 | 0 | 387.1088 | 0.0010095 | 26 | Industrial_2019_Economic_MW_Before Competition Groups_26 | Air Compressor Heat Recovery | 0.1009% | 0 | 0.39078 | Industrial_2019_Economic_MW_Before Competition Groups_Air Compressor Heat Recovery
Industrial | Ind ¦ Efficient Irrigation | 2019 | Economic | MW | Before Competition Groups | 0.19994 | 0 | 0 | 387.1088 | 0.00051648 | 27 | Industrial_2019_Economic_MW_Before Competition Groups_27 | Efficient Irrigation | 0.05165% | 0 | 0.19994 | Industrial_2019_Economic_MW_Before Competition Groups_Efficient Irrigation
Industrial | Ind ¦ Refrigeration Compressor VFD | 2019 | Economic | MW | Before Competition Groups | 0.07959 | 0 | 0 | 387.1088 | 0.0002056 | 28 | Industrial_2019_Economic_MW_Before Competition Groups_28 | Refrigeration Compressor VFD | 0.02056% | 0 | 0.07959 | Industrial_2019_Economic_MW_Before Competition Groups_Refrigeration Compressor VFD
Industrial | Ind ¦ Efficient Refrigeration Compressor | 2019 | Economic | MW | Before Competition Groups | 0.075609 | 0 | 0 | 387.1088 | 0.00019532 | 29 | Industrial_2019_Economic_MW_Before Competition Groups_29 | Efficient Refrigeration Compressor | 0.01953% | 0 | 0.075609 | Industrial_2019_Economic_MW_Before Competition Groups_Efficient Refrigeration Compressor
Industrial | Ind ¦ Dairy Pre-Cooler | 2019 | Economic | MW | Before Competition Groups | 0.060645 | 0 | 0 | 387.1088 | 0.00015666 | 30 | Industrial_2019_Economic_MW_Before Competition Groups_30 | Dairy Pre-Cooler | 0.01567% | 0 | 0.060645 | Industrial_2019_Economic_MW_Before Competition Groups_Dairy Pre-Cooler
Industrial | Ind ¦ Heat Lamps/Heat Pad | 2019 | Economic | MW | Before Competition Groups | 0 | 0 | 0 | 387.1088 | 0 | 31 | Industrial_2019_Economic_MW_Before Competition Groups_31 | Heat Lamps/Heat Pad | 0% | 0 | 0 | Industrial_2019_Economic_MW_Before Competition Groups_Heat Lamps/Heat Pad
Industrial | Ind ¦ Air Compressor Optimization | 2019 | SC A | MW | Before Competition Groups | 2.4837 | 0 | 0 | 12.8806 | 0.19283 | 1 | Industrial_2019_SC A_MW_Before Competition Groups_1 | Air Compressor Optimization | 19.28% | 0 | 2.4837 | Industrial_2019_SC A_MW_Before Competition Groups_Air Compressor Optimization
Industrial | Ind ¦ Pump System Optimization | 2019 | SC A | MW | Before Competition Groups | 2.3522 | 0 | 0 | 12.8806 | 0.18261 | 2 | Industrial_2019_SC A_MW_Before Competition Groups_2 | Pump System Optimization | 18.26% | 0 | 2.3522 | Industrial_2019_SC A_MW_Before Competition Groups_Pump System Optimization
Industrial | Ind ¦ Pump Equipment Upgrade | 2019 | SC A | MW | Before Competition Groups | 1.2818 | 0 | 0 | 12.8806 | 0.099511 | 3 | Industrial_2019_SC A_MW_Before Competition Groups_3 | Pump Equipment Upgrade | 9.951% | 0 | 1.2818 | Industrial_2019_SC A_MW_Before Competition Groups_Pump Equipment Upgrade
Industrial | Ind ¦ Air Leak Survey and Repair | 2019 | SC A | MW | Before Competition Groups | 1.2776 | 0 | 0 | 12.8806 | 0.099185 | 4 | Industrial_2019_SC A_MW_Before Competition Groups_4 | Air Leak Survey and Repair | 9.919% | 0 | 1.2776 | Industrial_2019_SC A_MW_Before Competition Groups_Air Leak Survey and Repair
Industrial | Ind ¦ Recommissioning | 2019 | SC A | MW | Before Competition Groups | 0.90228 | 0 | 0 | 12.8806 | 0.070049 | 5 | Industrial_2019_SC A_MW_Before Competition Groups_5 | Recommissioning | 7.005% | 0 | 0.90228 | Industrial_2019_SC A_MW_Before Competition Groups_Recommissioning
Industrial | Ind ¦ SEM | 2019 | SC A | MW | Before Competition Groups | 0.90228 | 0 | 0 | 12.8806 | 0.070049 | 6 | Industrial_2019_SC A_MW_Before Competition Groups_6 | SEM | 7.005% | 0 | 0.90228 | Industrial_2019_SC A_MW_Before Competition Groups_SEM
Industrial | Ind ¦ Fan System Optimization | 2019 | SC A | MW | Before Competition Groups | 0.81131 | 0 | 0 | 12.8806 | 0.062987 | 7 | Industrial_2019_SC A_MW_Before Competition Groups_7 | Fan System Optimization | 6.299% | 0 | 0.81131 | Industrial_2019_SC A_MW_Before Competition Groups_Fan System Optimization
Industrial | Ind ¦ High Efficiency HVAC Fans | 2019 | SC A | MW | Before Competition Groups | 0.67162 | 0 | 0 | 12.8806 | 0.052142 | 8 | Industrial_2019_SC A_MW_Before Competition Groups_8 | High Efficiency HVAC Fans | 5.214% | 0 | 0.67162 | Industrial_2019_SC A_MW_Before Competition Groups_High Efficiency HVAC Fans
Industrial | Ind ¦ Greenhouse Grow Lights | 2019 | SC A | MW | Before Competition Groups | 0.54277 | 0 | 0 | 12.8806 | 0.042139 | 9 | Industrial_2019_SC A_MW_Before Competition Groups_9 | Greenhouse Grow Lights | 4.214% | 0 | 0.54277 | Industrial_2019_SC A_MW_Before Competition Groups_Greenhouse Grow Lights
Industrial | Ind ¦ Efficient Compressed Air Nozzles | 2019 | SC A | MW | Before Competition Groups | 0.49617 | 0 | 0 | 12.8806 | 0.038521 | 10 | Industrial_2019_SC A_MW_Before Competition Groups_10 | Efficient Compressed Air Nozzles | 3.852% | 0 | 0.49617 | Industrial_2019_SC A_MW_Before Competition Groups_Efficient Compressed Air Nozzles
Industrial | Ind ¦ Material Handling Improvements | 2019 | SC A | MW | Before Competition Groups | 0.27171 | 0 | 0 | 12.8806 | 0.021094 | 11 | Industrial_2019_SC A_MW_Before Competition Groups_11 | Material Handling Improvements | 2.109% | 0 | 0.27171 | Industrial_2019_SC A_MW_Before Competition Groups_Material Handling Improvements
Industrial | Ind ¦ Improved Controls - Process Cooling | 2019 | SC A | MW | Before Competition Groups | 0.24203 | 0 | 0 | 12.8806 | 0.01879 | 12 | Industrial_2019_SC A_MW_Before Competition Groups_12 | Improved Controls - Process Cooling | 1.879% | 0 | 0.24203 | Industrial_2019_SC A_MW_Before Competition Groups_Improved Controls - Process Cooling
Industrial | Ind ¦ Process Optimization (Elec) | 2019 | SC A | MW | Before Competition Groups | 0.17775 | 0 | 0 | 12.8806 | 0.0138 | 13 | Industrial_2019_SC A_MW_Before Competition Groups_13 | Process Optimization (Elec) | 1.38% | 0 | 0.17775 | Industrial_2019_SC A_MW_Before Competition Groups_Process Optimization (Elec)
Industrial | Ind ¦ Refiner Plate Improvements | 2019 | SC A | MW | Before Competition Groups | 0.060848 | 0 | 0 | 12.8806 | 0.004724 | 14 | Industrial_2019_SC A_MW_Before Competition Groups_14 | Refiner Plate Improvements | 0.4724% | 0 | 0.060848 | Industrial_2019_SC A_MW_Before Competition Groups_Refiner Plate Improvements
Industrial | Ind ¦ VAV Conversion Project | 2019 | SC A | MW | Before Competition Groups | 0.055422 | 0 | 0 | 12.8806 | 0.0043028 | 15 | Industrial_2019_SC A_MW_Before Competition Groups_15 | VAV Conversion Project | 0.4303% | 0 | 0.055422 | Industrial_2019_SC A_MW_Before Competition Groups_VAV Conversion Project
Industrial | Ind ¦ Pulp and Paper Process Improvements | 2019 | SC A | MW | Before Competition Groups | 0.053523 | 0 | 0 | 12.8806 | 0.0041553 | 16 | Industrial_2019_SC A_MW_Before Competition Groups_16 | Pulp and Paper Process Improvements | 0.4155% | 0 | 0.053523 | Industrial_2019_SC A_MW_Before Competition Groups_Pulp and Paper Process Improvements
Industrial | Ind ¦ Ventilation Optimization | 2019 | SC A | MW | Before Competition Groups | 0.048023 | 0 | 0 | 12.8806 | 0.0037283 | 17 | Industrial_2019_SC A_MW_Before Competition Groups_17 | Ventilation Optimization | 0.3728% | 0 | 0.048023 | Industrial_2019_SC A_MW_Before Competition Groups_Ventilation Optimization
Industrial | Ind ¦ Refrigeration Compressor VFD | 2019 | SC A | MW | Before Competition Groups | 0.047393 | 0 | 0 | 12.8806 | 0.0036794 | 18 | Industrial_2019_SC A_MW_Before Competition Groups_18 | Refrigeration Compressor VFD | 0.3679% | 0 | 0.047393 | Industrial_2019_SC A_MW_Before Competition Groups_Refrigeration Compressor VFD
Industrial | Ind ¦ Process Heat Recovery | 2019 | SC A | MW | Before Competition Groups | 0.04634 | 0 | 0 | 12.8806 | 0.0035977 | 19 | Industrial_2019_SC A_MW_Before Competition Groups_19 | Process Heat Recovery | 0.3598% | 0 | 0.04634 | Industrial_2019_SC A_MW_Before Competition Groups_Process Heat Recovery
Industrial | Ind ¦ High Efficiency Battery Charger | 2019 | SC A | MW | Before Competition Groups | 0.036745 | 0 | 0 | 12.8806 | 0.0028527 | 20 | Industrial_2019_SC A_MW_Before Competition Groups_20 | High Efficiency Battery Charger | 0.2853% | 0 | 0.036745 | Industrial_2019_SC A_MW_Before Competition Groups_High Efficiency Battery Charger
Industrial | Ind ¦ Process Improvements | 2019 | SC A | MW | Before Competition Groups | 0.03474 | 0 | 0 | 12.8806 | 0.002697 | 21 | Industrial_2019_SC A_MW_Before Competition Groups_21 | Process Improvements | 0.2697% | 0 | 0.03474 | Industrial_2019_SC A_MW_Before Competition Groups_Process Improvements
Industrial | Ind ¦ Improved Controls - Process Heating | 2019 | SC A | MW | Before Competition Groups | 0.022179 | 0 | 0 | 12.8806 | 0.0017219 | 22 | Industrial_2019_SC A_MW_Before Competition Groups_22 | Improved Controls - Process Heating | 0.1722% | 0 | 0.022179 | Industrial_2019_SC A_MW_Before Competition Groups_Improved Controls - Process Heating
Industrial | Ind ¦ Cooling Tower Optimization | 2019 | SC A | MW | Before Competition Groups | 0.021253 | 0 | 0 | 12.8806 | 0.00165 | 23 | Industrial_2019_SC A_MW_Before Competition Groups_23 | Cooling Tower Optimization | 0.165% | 0 | 0.021253 | Industrial_2019_SC A_MW_Before Competition Groups_Cooling Tower Optimization
Industrial | Ind ¦ Engine Block Heater Timer | 2019 | SC A | MW | Before Competition Groups | 0.013613 | 0 | 0 | 12.8806 | 0.0010569 | 24 | Industrial_2019_SC A_MW_Before Competition Groups_24 | Engine Block Heater Timer | 0.1057% | 0 | 0.013613 | Industrial_2019_SC A_MW_Before Competition Groups_Engine Block Heater Timer
Industrial | Ind ¦ Dairy Pre-Cooler | 2019 | SC A | MW | Before Competition Groups | 0.011039 | 0 | 0 | 12.8806 | 0.00085702 | 25 | Industrial_2019_SC A_MW_Before Competition Groups_25 | Dairy Pre-Cooler | 0.0857% | 0 | 0.011039 | Industrial_2019_SC A_MW_Before Competition Groups_Dairy Pre-Cooler
Industrial | Ind ¦ Efficient Refrigeration Compressor | 2019 | SC A | MW | Before Competition Groups | 0.0096796 | 0 | 0 | 12.8806 | 0.00075149 | 26 | Industrial_2019_SC A_MW_Before Competition Groups_26 | Efficient Refrigeration Compressor | 0.07515% | 0 | 0.0096796 | Industrial_2019_SC A_MW_Before Competition Groups_Efficient Refrigeration Compressor
Industrial | Ind ¦ Air Compressor Heat Recovery | 2019 | SC A | MW | Before Competition Groups | 0.0062355 | 0 | 0 | 12.8806 | 0.0004841 | 27 | Industrial_2019_SC A_MW_Before Competition Groups_27 | Air Compressor Heat Recovery | 0.04841% | 0 | 0.0062355 | Industrial_2019_SC A_MW_Before Competition Groups_Air Compressor Heat Recovery
Industrial | Ind ¦ Free Cooling | 2019 | SC A | MW | Before Competition Groups | 0.00045099 | 0 | 0 | 12.8806 | 3.5013e-05 | 28 | Industrial_2019_SC A_MW_Before Competition Groups_28 | Free Cooling | 0.003501% | 0 | 0.00045099 | Industrial_2019_SC A_MW_Before Competition Groups_Free Cooling
Industrial | Ind ¦ Efficient Irrigation | 2019 | SC A | MW | Before Competition Groups | 0 | 0 | 0 | 12.8806 | 0 | 29 | Industrial_2019_SC A_MW_Before Competition Groups_29 | Efficient Irrigation | 0% | 0 | 0 | Industrial_2019_SC A_MW_Before Competition Groups_Efficient Irrigation
Industrial | Ind ¦ HE Lighting | 2019 | SC A | MW | Before Competition Groups | 0 | 0 | 0 | 12.8806 | 0 | 30 | Industrial_2019_SC A_MW_Before Competition Groups_30 | HE Lighting | 0% | 0 | 0 | Industrial_2019_SC A_MW_Before Competition Groups_HE Lighting
Industrial | Ind ¦ Heat Lamps/Heat Pad | 2019 | SC A | MW | Before Competition Groups | 0 | 0 | 0 | 12.8806 | 0 | 31 | Industrial_2019_SC A_MW_Before Competition Groups_31 | Heat Lamps/Heat Pad | 0% | 0 | 0 | Industrial_2019_SC A_MW_Before Competition Groups_Heat Lamps/Heat Pad
Industrial | Ind ¦ Air Leak Survey and Repair | 2019 | SC B | MW | Before Competition Groups | 3.346 | 0 | 0 | 20.876 | 0.16028 | 1 | Industrial_2019_SC B_MW_Before Competition Groups_1 | Air Leak Survey and Repair | 16.03% | 0 | 3.346 | Industrial_2019_SC B_MW_Before Competition Groups_Air Leak Survey and Repair
Industrial | Ind ¦ Air Compressor Optimization | 2019 | SC B | MW | Before Competition Groups | 2.4837 | 0 | 0 | 20.876 | 0.11897 | 2 | Industrial_2019_SC B_MW_Before Competition Groups_2 | Air Compressor Optimization | 11.9% | 0 | 2.4837 | Industrial_2019_SC B_MW_Before Competition Groups_Air Compressor Optimization
Industrial | Ind ¦ Recommissioning | 2019 | SC B | MW | Before Competition Groups | 2.3631 | 0 | 0 | 20.876 | 0.1132 | 3 | Industrial_2019_SC B_MW_Before Competition Groups_3 | Recommissioning | 11.32% | 0 | 2.3631 | Industrial_2019_SC B_MW_Before Competition Groups_Recommissioning
Industrial | Ind ¦ SEM | 2019 | SC B | MW | Before Competition Groups | 2.3631 | 0 | 0 | 20.876 | 0.1132 | 4 | Industrial_2019_SC B_MW_Before Competition Groups_4 | SEM | 11.32% | 0 | 2.3631 | Industrial_2019_SC B_MW_Before Competition Groups_SEM
Industrial | Ind ¦ Pump System Optimization | 2019 | SC B | MW | Before Competition Groups | 2.3522 | 0 | 0 | 20.876 | 0.11267 | 5 | Industrial_2019_SC B_MW_Before Competition Groups_5 | Pump System Optimization | 11.27% | 0 | 2.3522 | Industrial_2019_SC B_MW_Before Competition Groups_Pump System Optimization
Industrial | Ind ¦ Efficient Compressed Air Nozzles | 2019 | SC B | MW | Before Competition Groups | 1.2952 | 0 | 0 | 20.876 | 0.062041 | 6 | Industrial_2019_SC B_MW_Before Competition Groups_6 | Efficient Compressed Air Nozzles | 6.204% | 0 | 1.2952 | Industrial_2019_SC B_MW_Before Competition Groups_Efficient Compressed Air Nozzles
Industrial | Ind ¦ Pump Equipment Upgrade | 2019 | SC B | MW | Before Competition Groups | 1.2818 | 0 | 0 | 20.876 | 0.061399 | 7 | Industrial_2019_SC B_MW_Before Competition Groups_7 | Pump Equipment Upgrade | 6.14% | 0 | 1.2818 | Industrial_2019_SC B_MW_Before Competition Groups_Pump Equipment Upgrade
Industrial | Ind ¦ High Efficiency HVAC Fans | 2019 | SC B | MW | Before Competition Groups | 1.0888 | 0 | 0 | 20.876 | 0.052158 | 8 | Industrial_2019_SC B_MW_Before Competition Groups_8 | High Efficiency HVAC Fans | 5.216% | 0 | 1.0888 | Industrial_2019_SC B_MW_Before Competition Groups_High Efficiency HVAC Fans
Industrial | Ind ¦ Fan System Optimization | 2019 | SC B | MW | Before Competition Groups | 0.88738 | 0 | 0 | 20.876 | 0.042507 | 9 | Industrial_2019_SC B_MW_Before Competition Groups_9 | Fan System Optimization | 4.251% | 0 | 0.88738 | Industrial_2019_SC B_MW_Before Competition Groups_Fan System Optimization
Industrial | Ind ¦ Improved Controls - Process Cooling | 2019 | SC B | MW | Before Competition Groups | 0.63477 | 0 | 0 | 20.876 | 0.030407 | 10 | Industrial_2019_SC B_MW_Before Competition Groups_10 | Improved Controls - Process Cooling | 3.041% | 0 | 0.63477 | Industrial_2019_SC B_MW_Before Competition Groups_Improved Controls - Process Cooling
Industrial | Ind ¦ Greenhouse Grow Lights | 2019 | SC B | MW | Before Competition Groups | 0.56022 | 0 | 0 | 20.876 | 0.026835 | 11 | Industrial_2019_SC B_MW_Before Competition Groups_11 | Greenhouse Grow Lights | 2.684% | 0 | 0.56022 | Industrial_2019_SC B_MW_Before Competition Groups_Greenhouse Grow Lights
Industrial | Ind ¦ Material Handling Improvements | 2019 | SC B | MW | Before Competition Groups | 0.38447 | 0 | 0 | 20.876 | 0.018417 | 12 | Industrial_2019_SC B_MW_Before Competition Groups_12 | Material Handling Improvements | 1.842% | 0 | 0.38447 | Industrial_2019_SC B_MW_Before Competition Groups_Material Handling Improvements
Industrial | Ind ¦ Pulp and Paper Process Improvements | 2019 | SC B | MW | Before Competition Groups | 0.33465 | 0 | 0 | 20.876 | 0.01603 | 13 | Industrial_2019_SC B_MW_Before Competition Groups_13 | Pulp and Paper Process Improvements | 1.603% | 0 | 0.33465 | Industrial_2019_SC B_MW_Before Competition Groups_Pulp and Paper Process Improvements
Industrial | Ind ¦ Cooling Tower Optimization | 2019 | SC B | MW | Before Competition Groups | 0.18957 | 0 | 0 | 20.876 | 0.0090807 | 14 | Industrial_2019_SC B_MW_Before Competition Groups_14 | Cooling Tower Optimization | 0.9081% | 0 | 0.18957 | Industrial_2019_SC B_MW_Before Competition Groups_Cooling Tower Optimization
Industrial | Ind ¦ Process Optimization (Elec) | 2019 | SC B | MW | Before Competition Groups | 0.17775 | 0 | 0 | 20.876 | 0.0085147 | 15 | Industrial_2019_SC B_MW_Before Competition Groups_15 | Process Optimization (Elec) | 0.8515% | 0 | 0.17775 | Industrial_2019_SC B_MW_Before Competition Groups_Process Optimization (Elec)
Industrial | Ind ¦ Free Cooling | 2019 | SC B | MW | Before Competition Groups | 0.16924 | 0 | 0 | 20.876 | 0.0081068 | 16 | Industrial_2019_SC B_MW_Before Competition Groups_16 | Free Cooling | 0.8107% | 0 | 0.16924 | Industrial_2019_SC B_MW_Before Competition Groups_Free Cooling
Industrial | Ind ¦ Ventilation Optimization | 2019 | SC B | MW | Before Competition Groups | 0.15964 | 0 | 0 | 20.876 | 0.007647 | 17 | Industrial_2019_SC B_MW_Before Competition Groups_17 | Ventilation Optimization | 0.7647% | 0 | 0.15964 | Industrial_2019_SC B_MW_Before Competition Groups_Ventilation Optimization
Industrial | Ind ¦ Refiner Plate Improvements | 2019 | SC B | MW | Before Competition Groups | 0.15936 | 0 | 0 | 20.876 | 0.0076338 | 18 | Industrial_2019_SC B_MW_Before Competition Groups_18 | Refiner Plate Improvements | 0.7634% | 0 | 0.15936 | Industrial_2019_SC B_MW_Before Competition Groups_Refiner Plate Improvements
Industrial | Ind ¦ VAV Conversion Project | 2019 | SC B | MW | Before Competition Groups | 0.14782 | 0 | 0 | 20.876 | 0.0070809 | 19 | Industrial_2019_SC B_MW_Before Competition Groups_19 | VAV Conversion Project | 0.7081% | 0 | 0.14782 | Industrial_2019_SC B_MW_Before Competition Groups_VAV Conversion Project
Industrial | Ind ¦ Process Heat Recovery | 2019 | SC B | MW | Before Competition Groups | 0.12137 | 0 | 0 | 20.876 | 0.0058136 | 20 | Industrial_2019_SC B_MW_Before Competition Groups_20 | Process Heat Recovery | 0.5814% | 0 | 0.12137 | Industrial_2019_SC B_MW_Before Competition Groups_Process Heat Recovery
Industrial | Ind ¦ High Efficiency Battery Charger | 2019 | SC B | MW | Before Competition Groups | 0.096703 | 0 | 0 | 20.876 | 0.0046323 | 21 | Industrial_2019_SC B_MW_Before Competition Groups_21 | High Efficiency Battery Charger | 0.4632% | 0 | 0.096703 | Industrial_2019_SC B_MW_Before Competition Groups_High Efficiency Battery Charger
Industrial | Ind ¦ Process Improvements | 2019 | SC B | MW | Before Competition Groups | 0.094688 | 0 | 0 | 20.876 | 0.0045357 | 22 | Industrial_2019_SC B_MW_Before Competition Groups_22 | Process Improvements | 0.4536% | 0 | 0.094688 | Industrial_2019_SC B_MW_Before Competition Groups_Process Improvements
Industrial | Ind ¦ Improved Controls - Process Heating | 2019 | SC B | MW | Before Competition Groups | 0.058169 | 0 | 0 | 20.876 | 0.0027864 | 23 | Industrial_2019_SC B_MW_Before Competition Groups_23 | Improved Controls - Process Heating | 0.2786% | 0 | 0.058169 | Industrial_2019_SC B_MW_Before Competition Groups_Improved Controls - Process Heating
Industrial | Ind ¦ Refrigeration Compressor VFD | 2019 | SC B | MW | Before Competition Groups | 0.048936 | 0 | 0 | 20.876 | 0.0023441 | 24 | Industrial_2019_SC B_MW_Before Competition Groups_24 | Refrigeration Compressor VFD | 0.2344% | 0 | 0.048936 | Industrial_2019_SC B_MW_Before Competition Groups_Refrigeration Compressor VFD
Industrial | Ind ¦ Engine Block Heater Timer | 2019 | SC B | MW | Before Competition Groups | 0.035712 | 0 | 0 | 20.876 | 0.0017107 | 25 | Industrial_2019_SC B_MW_Before Competition Groups_25 | Engine Block Heater Timer | 0.1711% | 0 | 0.035712 | Industrial_2019_SC B_MW_Before Competition Groups_Engine Block Heater Timer
Industrial | Ind ¦ Air Compressor Heat Recovery | 2019 | SC B | MW | Before Competition Groups | 0.016331 | 0 | 0 | 20.876 | 0.00078228 | 26 | Industrial_2019_SC B_MW_Before Competition Groups_26 | Air Compressor Heat Recovery | 0.07823% | 0 | 0.016331 | Industrial_2019_SC B_MW_Before Competition Groups_Air Compressor Heat Recovery
Industrial | Ind ¦ Dairy Pre-Cooler | 2019 | SC B | MW | Before Competition Groups | 0.013911 | 0 | 0 | 20.876 | 0.00066634 | 27 | Industrial_2019_SC B_MW_Before Competition Groups_27 | Dairy Pre-Cooler | 0.06663% | 0 | 0.013911 | Industrial_2019_SC B_MW_Before Competition Groups_Dairy Pre-Cooler
Industrial | Ind ¦ Efficient Refrigeration Compressor | 2019 | SC B | MW | Before Competition Groups | 0.011497 | 0 | 0 | 20.876 | 0.00055073 | 28 | Industrial_2019_SC B_MW_Before Competition Groups_28 | Efficient Refrigeration Compressor | 0.05507% | 0 | 0.011497 | Industrial_2019_SC B_MW_Before Competition Groups_Efficient Refrigeration Compressor
Industrial | Ind ¦ Efficient Irrigation | 2019 | SC B | MW | Before Competition Groups | 0 | 0 | 0 | 20.876 | 0 | 29 | Industrial_2019_SC B_MW_Before Competition Groups_29 | Efficient Irrigation | 0% | 0 | 0 | Industrial_2019_SC B_MW_Before Competition Groups_Efficient Irrigation
Industrial | Ind ¦ HE Lighting | 2019 | SC B | MW | Before Competition Groups | 0 | 0 | 0 | 20.876 | 0 | 30 | Industrial_2019_SC B_MW_Before Competition Groups_30 | HE Lighting | 0% | 0 | 0 | Industrial_2019_SC B_MW_Before Competition Groups_HE Lighting
Industrial | Ind ¦ Heat Lamps/Heat Pad | 2019 | SC B | MW | Before Competition Groups | 0 | 0 | 0 | 20.876 | 0 | 31 | Industrial_2019_SC B_MW_Before Competition Groups_31 | Heat Lamps/Heat Pad | 0% | 0 | 0 | Industrial_2019_SC B_MW_Before Competition Groups_Heat Lamps/Heat Pad
Industrial | Ind ¦ Air Compressor Optimization | 2019 | SC C | MW | Before Competition Groups | 2.4837 | 0 | 0 | 13.4157 | 0.18513 | 1 | Industrial_2019_SC C_MW_Before Competition Groups_1 | Air Compressor Optimization | 18.51% | 0 | 2.4837 | Industrial_2019_SC C_MW_Before Competition Groups_Air Compressor Optimization
Industrial | Ind ¦ Pump System Optimization | 2019 | SC C | MW | Before Competition Groups | 2.3522 | 0 | 0 | 13.4157 | 0.17533 | 2 | Industrial_2019_SC C_MW_Before Competition Groups_2 | Pump System Optimization | 17.53% | 0 | 2.3522 | Industrial_2019_SC C_MW_Before Competition Groups_Pump System Optimization
Industrial | Ind ¦ Pump Equipment Upgrade | 2019 | SC C | MW | Before Competition Groups | 1.2818 | 0 | 0 | 13.4157 | 0.095542 | 3 | Industrial_2019_SC C_MW_Before Competition Groups_3 | Pump Equipment Upgrade | 9.554% | 0 | 1.2818 | Industrial_2019_SC C_MW_Before Competition Groups_Pump Equipment Upgrade
Industrial | Ind ¦ Air Leak Survey and Repair | 2019 | SC C | MW | Before Competition Groups | 1.2776 | 0 | 0 | 13.4157 | 0.095229 | 4 | Industrial_2019_SC C_MW_Before Competition Groups_4 | Air Leak Survey and Repair | 9.523% | 0 | 1.2776 | Industrial_2019_SC C_MW_Before Competition Groups_Air Leak Survey and Repair
Industrial | Ind ¦ Recommissioning | 2019 | SC C | MW | Before Competition Groups | 0.90228 | 0 | 0 | 13.4157 | 0.067255 | 5 | Industrial_2019_SC C_MW_Before Competition Groups_5 | Recommissioning | 6.726% | 0 | 0.90228 | Industrial_2019_SC C_MW_Before Competition Groups_Recommissioning
Industrial | Ind ¦ SEM | 2019 | SC C | MW | Before Competition Groups | 0.90228 | 0 | 0 | 13.4157 | 0.067255 | 6 | Industrial_2019_SC C_MW_Before Competition Groups_6 | SEM | 6.726% | 0 | 0.90228 | Industrial_2019_SC C_MW_Before Competition Groups_SEM
Industrial | Ind ¦ Fan System Optimization | 2019 | SC C | MW | Before Competition Groups | 0.88738 | 0 | 0 | 13.4157 | 0.066145 | 7 | Industrial_2019_SC C_MW_Before Competition Groups_7 | Fan System Optimization | 6.615% | 0 | 0.88738 | Industrial_2019_SC C_MW_Before Competition Groups_Fan System Optimization
Industrial | Ind ¦ High Efficiency HVAC Fans | 2019 | SC C | MW | Before Competition Groups | 0.67162 | 0 | 0 | 13.4157 | 0.050062 | 8 | Industrial_2019_SC C_MW_Before Competition Groups_8 | High Efficiency HVAC Fans | 5.006% | 0 | 0.67162 | Industrial_2019_SC C_MW_Before Competition Groups_High Efficiency HVAC Fans
Industrial | Ind ¦ Greenhouse Grow Lights | 2019 | SC C | MW | Before Competition Groups | 0.56023 | 0 | 0 | 13.4157 | 0.041759 | 9 | Industrial_2019_SC C_MW_Before Competition Groups_9 | Greenhouse Grow Lights | 4.176% | 0 | 0.56023 | Industrial_2019_SC C_MW_Before Competition Groups_Greenhouse Grow Lights
Industrial | Ind ¦ Efficient Compressed Air Nozzles | 2019 | SC C | MW | Before Competition Groups | 0.49617 | 0 | 0 | 13.4157 | 0.036984 | 10 | Industrial_2019_SC C_MW_Before Competition Groups_10 | Efficient Compressed Air Nozzles | 3.698% | 0 | 0.49617 | Industrial_2019_SC C_MW_Before Competition Groups_Efficient Compressed Air Nozzles
Industrial | Ind ¦ Material Handling Improvements | 2019 | SC C | MW | Before Competition Groups | 0.27171 | 0 | 0 | 13.4157 | 0.020253 | 11 | Industrial_2019_SC C_MW_Before Competition Groups_11 | Material Handling Improvements | 2.025% | 0 | 0.27171 | Industrial_2019_SC C_MW_Before Competition Groups_Material Handling Improvements
Industrial | Ind ¦ Improved Controls - Process Cooling | 2019 | SC C | MW | Before Competition Groups | 0.24237 | 0 | 0 | 13.4157 | 0.018066 | 12 | Industrial_2019_SC C_MW_Before Competition Groups_12 | Improved Controls - Process Cooling | 1.807% | 0 | 0.24237 | Industrial_2019_SC C_MW_Before Competition Groups_Improved Controls - Process Cooling
Industrial | Ind ¦ Cooling Tower Optimization | 2019 | SC C | MW | Before Competition Groups | 0.18957 | 0 | 0 | 13.4157 | 0.01413 | 13 | Industrial_2019_SC C_MW_Before Competition Groups_13 | Cooling Tower Optimization | 1.413% | 0 | 0.18957 | Industrial_2019_SC C_MW_Before Competition Groups_Cooling Tower Optimization
Industrial | Ind ¦ Process Optimization (Elec) | 2019 | SC C | MW | Before Competition Groups | 0.17775 | 0 | 0 | 13.4157 | 0.01325 | 14 | Industrial_2019_SC C_MW_Before Competition Groups_14 | Process Optimization (Elec) | 1.325% | 0 | 0.17775 | Industrial_2019_SC C_MW_Before Competition Groups_Process Optimization (Elec)
Industrial | Ind ¦ Ventilation Optimization | 2019 | SC C | MW | Before Competition Groups | 0.15964 | 0 | 0 | 13.4157 | 0.011899 | 15 | Industrial_2019_SC C_MW_Before Competition Groups_15 | Ventilation Optimization | 1.19% | 0 | 0.15964 | Industrial_2019_SC C_MW_Before Competition Groups_Ventilation Optimization
Industrial | Ind ¦ Pulp and Paper Process Improvements | 2019 | SC C | MW | Before Competition Groups | 0.12778 | 0 | 0 | 13.4157 | 0.0095247 | 16 | Industrial_2019_SC C_MW_Before Competition Groups_16 | Pulp and Paper Process Improvements | 0.9525% | 0 | 0.12778 | Industrial_2019_SC C_MW_Before Competition Groups_Pulp and Paper Process Improvements
Industrial | Ind ¦ Free Cooling | 2019 | SC C | MW | Before Competition Groups | 0.064624 | 0 | 0 | 13.4157 | 0.0048171 | 17 | Industrial_2019_SC C_MW_Before Competition Groups_17 | Free Cooling | 0.4817% | 0 | 0.064624 | Industrial_2019_SC C_MW_Before Competition Groups_Free Cooling
Industrial | Ind ¦ Refiner Plate Improvements | 2019 | SC C | MW | Before Competition Groups | 0.060848 | 0 | 0 | 13.4157 | 0.0045356 | 18 | Industrial_2019_SC C_MW_Before Competition Groups_18 | Refiner Plate Improvements | 0.4536% | 0 | 0.060848 | Industrial_2019_SC C_MW_Before Competition Groups_Refiner Plate Improvements
Industrial | Ind ¦ VAV Conversion Project | 2019 | SC C | MW | Before Competition Groups | 0.056442 | 0 | 0 | 13.4157 | 0.0042072 | 19 | Industrial_2019_SC C_MW_Before Competition Groups_19 | VAV Conversion Project | 0.4207% | 0 | 0.056442 | Industrial_2019_SC C_MW_Before Competition Groups_VAV Conversion Project
Industrial | Ind ¦ High Efficiency Battery Charger | 2019 | SC C | MW | Before Competition Groups | 0.052701 | 0 | 0 | 13.4157 | 0.0039283 | 20 | Industrial_2019_SC C_MW_Before Competition Groups_20 | High Efficiency Battery Charger | 0.3928% | 0 | 0.052701 | Industrial_2019_SC C_MW_Before Competition Groups_High Efficiency Battery Charger
Industrial | Ind ¦ Refrigeration Compressor VFD | 2019 | SC C | MW | Before Competition Groups | 0.048937 | 0 | 0 | 13.4157 | 0.0036477 | 21 | Industrial_2019_SC C_MW_Before Competition Groups_21 | Refrigeration Compressor VFD | 0.3648% | 0 | 0.048937 | Industrial_2019_SC C_MW_Before Competition Groups_Refrigeration Compressor VFD
Industrial | Ind ¦ Process Heat Recovery | 2019 | SC C | MW | Before Competition Groups | 0.04634 | 0 | 0 | 13.4157 | 0.0034542 | 22 | Industrial_2019_SC C_MW_Before Competition Groups_22 | Process Heat Recovery | 0.3454% | 0 | 0.04634 | Industrial_2019_SC C_MW_Before Competition Groups_Process Heat Recovery
Industrial | Ind ¦ Process Improvements | 2019 | SC C | MW | Before Competition Groups | 0.036154 | 0 | 0 | 13.4157 | 0.0026949 | 23 | Industrial_2019_SC C_MW_Before Competition Groups_23 | Process Improvements | 0.2695% | 0 | 0.036154 | Industrial_2019_SC C_MW_Before Competition Groups_Process Improvements
Industrial | Ind ¦ Improved Controls - Process Heating | 2019 | SC C | MW | Before Competition Groups | 0.02221 | 0 | 0 | 13.4157 | 0.0016555 | 24 | Industrial_2019_SC C_MW_Before Competition Groups_24 | Improved Controls - Process Heating | 0.1656% | 0 | 0.02221 | Industrial_2019_SC C_MW_Before Competition Groups_Improved Controls - Process Heating
Industrial | Ind ¦ Dairy Pre-Cooler | 2019 | SC C | MW | Before Competition Groups | 0.013911 | 0 | 0 | 13.4157 | 0.0010369 | 25 | Industrial_2019_SC C_MW_Before Competition Groups_25 | Dairy Pre-Cooler | 0.1037% | 0 | 0.013911 | Industrial_2019_SC C_MW_Before Competition Groups_Dairy Pre-Cooler
Industrial | Ind ¦ Engine Block Heater Timer | 2019 | SC C | MW | Before Competition Groups | 0.013636 | 0 | 0 | 13.4157 | 0.0010164 | 26 | Industrial_2019_SC C_MW_Before Competition Groups_26 | Engine Block Heater Timer | 0.1016% | 0 | 0.013636 | Industrial_2019_SC C_MW_Before Competition Groups_Engine Block Heater Timer
Industrial | Ind ¦ Efficient Refrigeration Compressor | 2019 | SC C | MW | Before Competition Groups | 0.0096796 | 0 | 0 | 13.4157 | 0.00072152 | 27 | Industrial_2019_SC C_MW_Before Competition Groups_27 | Efficient Refrigeration Compressor | 0.07215% | 0 | 0.0096796 | Industrial_2019_SC C_MW_Before Competition Groups_Efficient Refrigeration Compressor
Industrial | Ind ¦ Air Compressor Heat Recovery | 2019 | SC C | MW | Before Competition Groups | 0.0062355 | 0 | 0 | 13.4157 | 0.00046479 | 28 | Industrial_2019_SC C_MW_Before Competition Groups_28 | Air Compressor Heat Recovery | 0.04648% | 0 | 0.0062355 | Industrial_2019_SC C_MW_Before Competition Groups_Air Compressor Heat Recovery
Industrial | Ind ¦ Efficient Irrigation | 2019 | SC C | MW | Before Competition Groups | 0 | 0 | 0 | 13.4157 | 0 | 29 | Industrial_2019_SC C_MW_Before Competition Groups_29 | Efficient Irrigation | 0% | 0 | 0 | Industrial_2019_SC C_MW_Before Competition Groups_Efficient Irrigation
Industrial | Ind ¦ HE Lighting | 2019 | SC C | MW | Before Competition Groups | 0 | 0 | 0 | 13.4157 | 0 | 30 | Industrial_2019_SC C_MW_Before Competition Groups_30 | HE Lighting | 0% | 0 | 0 | Industrial_2019_SC C_MW_Before Competition Groups_HE Lighting
Industrial | Ind ¦ Heat Lamps/Heat Pad | 2019 | SC C | MW | Before Competition Groups | 0 | 0 | 0 | 13.4157 | 0 | 31 | Industrial_2019_SC C_MW_Before Competition Groups_31 | Heat Lamps/Heat Pad | 0% | 0 | 0 | Industrial_2019_SC C_MW_Before Competition Groups_Heat Lamps/Heat Pad
Industrial | Ind ¦ Air Compressor Optimization | 2019 | SC D | MW | Before Competition Groups | 2.4837 | 0 | 0 | 12.8097 | 0.19389 | 1 | Industrial_2019_SC D_MW_Before Competition Groups_1 | Air Compressor Optimization | 19.39% | 0 | 2.4837 | Industrial_2019_SC D_MW_Before Competition Groups_Air Compressor Optimization
Industrial | Ind ¦ Pump System Optimization | 2019 | SC D | MW | Before Competition Groups | 2.2924 | 0 | 0 | 12.8097 | 0.17896 | 2 | Industrial_2019_SC D_MW_Before Competition Groups_2 | Pump System Optimization | 17.9% | 0 | 2.2924 | Industrial_2019_SC D_MW_Before Competition Groups_Pump System Optimization
Industrial | Ind ¦ Air Leak Survey and Repair | 2019 | SC D | MW | Before Competition Groups | 1.2757 | 0 | 0 | 12.8097 | 0.099588 | 3 | Industrial_2019_SC D_MW_Before Competition Groups_3 | Air Leak Survey and Repair | 9.959% | 0 | 1.2757 | Industrial_2019_SC D_MW_Before Competition Groups_Air Leak Survey and Repair
Industrial | Ind ¦ Pump Equipment Upgrade | 2019 | SC D | MW | Before Competition Groups | 1.195 | 0 | 0 | 12.8097 | 0.093286 | 4 | Industrial_2019_SC D_MW_Before Competition Groups_4 | Pump Equipment Upgrade | 9.329% | 0 | 1.195 | Industrial_2019_SC D_MW_Before Competition Groups_Pump Equipment Upgrade
Industrial | Ind ¦ SEM | 2019 | SC D | MW | Before Competition Groups | 0.90228 | 0 | 0 | 12.8097 | 0.070437 | 5 | Industrial_2019_SC D_MW_Before Competition Groups_5 | SEM | 7.044% | 0 | 0.90228 | Industrial_2019_SC D_MW_Before Competition Groups_SEM
Industrial | Ind ¦ Fan System Optimization | 2019 | SC D | MW | Before Competition Groups | 0.88738 | 0 | 0 | 12.8097 | 0.069274 | 6 | Industrial_2019_SC D_MW_Before Competition Groups_6 | Fan System Optimization | 6.927% | 0 | 0.88738 | Industrial_2019_SC D_MW_Before Competition Groups_Fan System Optimization
Industrial | Ind ¦ Recommissioning | 2019 | SC D | MW | Before Competition Groups | 0.87697 | 0 | 0 | 12.8097 | 0.068461 | 7 | Industrial_2019_SC D_MW_Before Competition Groups_7 | Recommissioning | 6.846% | 0 | 0.87697 | Industrial_2019_SC D_MW_Before Competition Groups_Recommissioning
Industrial | Ind ¦ High Efficiency HVAC Fans | 2019 | SC D | MW | Before Competition Groups | 0.64901 | 0 | 0 | 12.8097 | 0.050665 | 8 | Industrial_2019_SC D_MW_Before Competition Groups_8 | High Efficiency HVAC Fans | 5.067% | 0 | 0.64901 | Industrial_2019_SC D_MW_Before Competition Groups_High Efficiency HVAC Fans
Industrial | Ind ¦ Efficient Compressed Air Nozzles | 2019 | SC D | MW | Before Competition Groups | 0.49617 | 0 | 0 | 12.8097 | 0.038734 | 9 | Industrial_2019_SC D_MW_Before Competition Groups_9 | Efficient Compressed Air Nozzles | 3.873% | 0 | 0.49617 | Industrial_2019_SC D_MW_Before Competition Groups_Efficient Compressed Air Nozzles
Industrial | Ind ¦ Greenhouse Grow Lights | 2019 | SC D | MW | Before Competition Groups | 0.44624 | 0 | 0 | 12.8097 | 0.034836 | 10 | Industrial_2019_SC D_MW_Before Competition Groups_10 | Greenhouse Grow Lights | 3.484% | 0 | 0.44624 | Industrial_2019_SC D_MW_Before Competition Groups_Greenhouse Grow Lights
Industrial | Ind ¦ Material Handling Improvements | 2019 | SC D | MW | Before Competition Groups | 0.27171 | 0 | 0 | 12.8097 | 0.021211 | 11 | Industrial_2019_SC D_MW_Before Competition Groups_11 | Material Handling Improvements | 2.121% | 0 | 0.27171 | Industrial_2019_SC D_MW_Before Competition Groups_Material Handling Improvements
Industrial | Ind ¦ Improved Controls - Process Cooling | 2019 | SC D | MW | Before Competition Groups | 0.24237 | 0 | 0 | 12.8097 | 0.018921 | 12 | Industrial_2019_SC D_MW_Before Competition Groups_12 | Improved Controls - Process Cooling | 1.892% | 0 | 0.24237 | Industrial_2019_SC D_MW_Before Competition Groups_Improved Controls - Process Cooling
Industrial | Ind ¦ Process Optimization (Elec) | 2019 | SC D | MW | Before Competition Groups | 0.17775 | 0 | 0 | 12.8097 | 0.013876 | 13 | Industrial_2019_SC D_MW_Before Competition Groups_13 | Process Optimization (Elec) | 1.388% | 0 | 0.17775 | Industrial_2019_SC D_MW_Before Competition Groups_Process Optimization (Elec)
Industrial | Ind ¦ Cooling Tower Optimization | 2019 | SC D | MW | Before Competition Groups | 0.1706 | 0 | 0 | 12.8097 | 0.013318 | 14 | Industrial_2019_SC D_MW_Before Competition Groups_14 | Cooling Tower Optimization | 1.332% | 0 | 0.1706 | Industrial_2019_SC D_MW_Before Competition Groups_Cooling Tower Optimization
Industrial | Ind ¦ Ventilation Optimization | 2019 | SC D | MW | Before Competition Groups | 0.13118 | 0 | 0 | 12.8097 | 0.010241 | 15 | Industrial_2019_SC D_MW_Before Competition Groups_15 | Ventilation Optimization | 1.024% | 0 | 0.13118 | Industrial_2019_SC D_MW_Before Competition Groups_Ventilation Optimization
Industrial | Ind ¦ Refiner Plate Improvements | 2019 | SC D | MW | Before Competition Groups | 0.060848 | 0 | 0 | 12.8097 | 0.0047502 | 16 | Industrial_2019_SC D_MW_Before Competition Groups_16 | Refiner Plate Improvements | 0.475% | 0 | 0.060848 | Industrial_2019_SC D_MW_Before Competition Groups_Refiner Plate Improvements
Industrial | Ind ¦ VAV Conversion Project | 2019 | SC D | MW | Before Competition Groups | 0.039196 | 0 | 0 | 12.8097 | 0.0030599 | 17 | Industrial_2019_SC D_MW_Before Competition Groups_17 | VAV Conversion Project | 0.306% | 0 | 0.039196 | Industrial_2019_SC D_MW_Before Competition Groups_VAV Conversion Project
Industrial | Ind ¦ Process Heat Recovery | 2019 | SC D | MW | Before Competition Groups | 0.035253 | 0 | 0 | 12.8097 | 0.0027521 | 18 | Industrial_2019_SC D_MW_Before Competition Groups_18 | Process Heat Recovery | 0.2752% | 0 | 0.035253 | Industrial_2019_SC D_MW_Before Competition Groups_Process Heat Recovery
Industrial | Ind ¦ Refrigeration Compressor VFD | 2019 | SC D | MW | Before Competition Groups | 0.034118 | 0 | 0 | 12.8097 | 0.0026635 | 19 | Industrial_2019_SC D_MW_Before Competition Groups_19 | Refrigeration Compressor VFD | 0.2663% | 0 | 0.034118 | Industrial_2019_SC D_MW_Before Competition Groups_Refrigeration Compressor VFD
Industrial | Ind ¦ Process Improvements | 2019 | SC D | MW | Before Competition Groups | 0.032351 | 0 | 0 | 12.8097 | 0.0025255 | 20 | Industrial_2019_SC D_MW_Before Competition Groups_20 | Process Improvements | 0.2526% | 0 | 0.032351 | Industrial_2019_SC D_MW_Before Competition Groups_Process Improvements
Industrial | Ind ¦ High Efficiency Battery Charger | 2019 | SC D | MW | Before Competition Groups | 0.026588 | 0 | 0 | 12.8097 | 0.0020757 | 21 | Industrial_2019_SC D_MW_Before Competition Groups_21 | High Efficiency Battery Charger | 0.2076% | 0 | 0.026588 | Industrial_2019_SC D_MW_Before Competition Groups_High Efficiency Battery Charger
Industrial | Ind ¦ Improved Controls - Process Heating | 2019 | SC D | MW | Before Competition Groups | 0.020209 | 0 | 0 | 12.8097 | 0.0015777 | 22 | Industrial_2019_SC D_MW_Before Competition Groups_22 | Improved Controls - Process Heating | 0.1578% | 0 | 0.020209 | Industrial_2019_SC D_MW_Before Competition Groups_Improved Controls - Process Heating
Industrial | Ind ¦ Pulp and Paper Process Improvements | 2019 | SC D | MW | Before Competition Groups | 0.018049 | 0 | 0 | 12.8097 | 0.001409 | 23 | Industrial_2019_SC D_MW_Before Competition Groups_23 | Pulp and Paper Process Improvements | 0.1409% | 0 | 0.018049 | Industrial_2019_SC D_MW_Before Competition Groups_Pulp and Paper Process Improvements
Industrial | Ind ¦ Engine Block Heater Timer | 2019 | SC D | MW | Before Competition Groups | 0.013021 | 0 | 0 | 12.8097 | 0.0010165 | 24 | Industrial_2019_SC D_MW_Before Competition Groups_24 | Engine Block Heater Timer | 0.1017% | 0 | 0.013021 | Industrial_2019_SC D_MW_Before Competition Groups_Engine Block Heater Timer
Industrial | Ind ¦ Free Cooling | 2019 | SC D | MW | Before Competition Groups | 0.010241 | 0 | 0 | 12.8097 | 0.00079944 | 25 | Industrial_2019_SC D_MW_Before Competition Groups_25 | Free Cooling | 0.07994% | 0 | 0.010241 | Industrial_2019_SC D_MW_Before Competition Groups_Free Cooling
Industrial | Ind ¦ Efficient Refrigeration Compressor | 2019 | SC D | MW | Before Competition Groups | 0.0096503 | 0 | 0 | 12.8097 | 0.00075336 | 26 | Industrial_2019_SC D_MW_Before Competition Groups_26 | Efficient Refrigeration Compressor | 0.07534% | 0 | 0.0096503 | Industrial_2019_SC D_MW_Before Competition Groups_Efficient Refrigeration Compressor
Industrial | Ind ¦ Dairy Pre-Cooler | 2019 | SC D | MW | Before Competition Groups | 0.006023 | 0 | 0 | 12.8097 | 0.00047019 | 27 | Industrial_2019_SC D_MW_Before Competition Groups_27 | Dairy Pre-Cooler | 0.04702% | 0 | 0.006023 | Industrial_2019_SC D_MW_Before Competition Groups_Dairy Pre-Cooler
Industrial | Ind ¦ Air Compressor Heat Recovery | 2019 | SC D | MW | Before Competition Groups | 0.0057483 | 0 | 0 | 12.8097 | 0.00044874 | 28 | Industrial_2019_SC D_MW_Before Competition Groups_28 | Air Compressor Heat Recovery | 0.04487% | 0 | 0.0057483 | Industrial_2019_SC D_MW_Before Competition Groups_Air Compressor Heat Recovery
Industrial | Ind ¦ Efficient Irrigation | 2019 | SC D | MW | Before Competition Groups | 0 | 0 | 0 | 12.8097 | 0 | 29 | Industrial_2019_SC D_MW_Before Competition Groups_29 | Efficient Irrigation | 0% | 0 | 0 | Industrial_2019_SC D_MW_Before Competition Groups_Efficient Irrigation
Industrial | Ind ¦ HE Lighting | 2019 | SC D | MW | Before Competition Groups | 0 | 0 | 0 | 12.8097 | 0 | 30 | Industrial_2019_SC D_MW_Before Competition Groups_30 | HE Lighting | 0% | 0 | 0 | Industrial_2019_SC D_MW_Before Competition Groups_HE Lighting
Industrial | Ind ¦ Heat Lamps/Heat Pad | 2019 | SC D | MW | Before Competition Groups | 0 | 0 | 0 | 12.8097 | 0 | 31 | Industrial_2019_SC D_MW_Before Competition Groups_31 | Heat Lamps/Heat Pad | 0% | 0 | 0 | Industrial_2019_SC D_MW_Before Competition Groups_Heat Lamps/Heat Pad
Industrial | Ind ¦ Air Leak Survey and Repair | 2019 | Technical | MW | Before Competition Groups | 79.3717 | 0 | 0 | 573.6373 | 0.13837 | 1 | Industrial_2019_Technical_MW_Before Competition Groups_1 | Air Leak Survey and Repair | 13.84% | 0 | 79.3717 | Industrial_2019_Technical_MW_Before Competition Groups_Air Leak Survey and Repair
Industrial | Ind ¦ HE Lighting | 2019 | Technical | MW | Before Competition Groups | 56.4086 | 0 | 0 | 573.6373 | 0.098335 | 2 | Industrial_2019_Technical_MW_Before Competition Groups_2 | HE Lighting | 9.834% | 0 | 56.4086 | Industrial_2019_Technical_MW_Before Competition Groups_HE Lighting
Industrial | Ind ¦ Recommissioning | 2019 | Technical | MW | Before Competition Groups | 55.6978 | 0 | 0 | 573.6373 | 0.097096 | 3 | Industrial_2019_Technical_MW_Before Competition Groups_3 | Recommissioning | 9.71% | 0 | 55.6978 | Industrial_2019_Technical_MW_Before Competition Groups_Recommissioning
Industrial | Ind ¦ SEM | 2019 | Technical | MW | Before Competition Groups | 55.6978 | 0 | 0 | 573.6373 | 0.097096 | 4 | Industrial_2019_Technical_MW_Before Competition Groups_4 | SEM | 9.71% | 0 | 55.6978 | Industrial_2019_Technical_MW_Before Competition Groups_SEM
Industrial | Ind ¦ Pump System Optimization | 2019 | Technical | MW | Before Competition Groups | 50.8188 | 0 | 0 | 573.6373 | 0.088591 | 5 | Industrial_2019_Technical_MW_Before Competition Groups_5 | Pump System Optimization | 8.859% | 0 | 50.8188 | Industrial_2019_Technical_MW_Before Competition Groups_Pump System Optimization
Industrial | Ind ¦ Air Compressor Optimization | 2019 | Technical | MW | Before Competition Groups | 36.5765 | 0 | 0 | 573.6373 | 0.063762 | 6 | Industrial_2019_Technical_MW_Before Competition Groups_6 | Air Compressor Optimization | 6.376% | 0 | 36.5765 | Industrial_2019_Technical_MW_Before Competition Groups_Air Compressor Optimization
Industrial | Ind ¦ Efficient Compressed Air Nozzles | 2019 | Technical | MW | Before Competition Groups | 34.0003 | 0 | 0 | 573.6373 | 0.059271 | 7 | Industrial_2019_Technical_MW_Before Competition Groups_7 | Efficient Compressed Air Nozzles | 5.927% | 0 | 34.0003 | Industrial_2019_Technical_MW_Before Competition Groups_Efficient Compressed Air Nozzles
Industrial | Ind ¦ Pump Equipment Upgrade | 2019 | Technical | MW | Before Competition Groups | 26.7646 | 0 | 0 | 573.6373 | 0.046658 | 8 | Industrial_2019_Technical_MW_Before Competition Groups_8 | Pump Equipment Upgrade | 4.666% | 0 | 26.7646 | Industrial_2019_Technical_MW_Before Competition Groups_Pump Equipment Upgrade
Industrial | Ind ¦ Process Optimization (Elec) | 2019 | Technical | MW | Before Competition Groups | 23.0056 | 0 | 0 | 573.6373 | 0.040105 | 9 | Industrial_2019_Technical_MW_Before Competition Groups_9 | Process Optimization (Elec) | 4.01% | 0 | 23.0056 | Industrial_2019_Technical_MW_Before Competition Groups_Process Optimization (Elec)
Industrial | Ind ¦ High Efficiency HVAC Fans | 2019 | Technical | MW | Before Competition Groups | 17.991 | 0 | 0 | 573.6373 | 0.031363 | 10 | Industrial_2019_Technical_MW_Before Competition Groups_10 | High Efficiency HVAC Fans | 3.136% | 0 | 17.991 | Industrial_2019_Technical_MW_Before Competition Groups_High Efficiency HVAC Fans
Industrial | Ind ¦ Premium Efficient Motors | 2019 | Technical | MW | Before Competition Groups | 16.2393 | 0 | 0 | 573.6373 | 0.028309 | 11 | Industrial_2019_Technical_MW_Before Competition Groups_11 | Premium Efficient Motors | 2.831% | 0 | 16.2393 | Industrial_2019_Technical_MW_Before Competition Groups_Premium Efficient Motors
Industrial | Ind ¦ Improved Controls - Process Cooling | 2019 | Technical | MW | Before Competition Groups | 14.7966 | 0 | 0 | 573.6373 | 0.025794 | 12 | Industrial_2019_Technical_MW_Before Competition Groups_12 | Improved Controls - Process Cooling | 2.579% | 0 | 14.7966 | Industrial_2019_Technical_MW_Before Competition Groups_Improved Controls - Process Cooling
Industrial | Ind ¦ Fan System Optimization | 2019 | Technical | MW | Before Competition Groups | 14.5323 | 0 | 0 | 573.6373 | 0.025334 | 13 | Industrial_2019_Technical_MW_Before Competition Groups_13 | Fan System Optimization | 2.533% | 0 | 14.5323 | Industrial_2019_Technical_MW_Before Competition Groups_Fan System Optimization
Industrial | Ind ¦ Greenhouse Grow Lights | 2019 | Technical | MW | Before Competition Groups | 12.5149 | 0 | 0 | 573.6373 | 0.021817 | 14 | Industrial_2019_Technical_MW_Before Competition Groups_14 | Greenhouse Grow Lights | 2.182% | 0 | 12.5149 | Industrial_2019_Technical_MW_Before Competition Groups_Greenhouse Grow Lights
Industrial | Ind ¦ HE HVAC Controls | 2019 | Technical | MW | Before Competition Groups | 9.2213 | 0 | 0 | 573.6373 | 0.016075 | 15 | Industrial_2019_Technical_MW_Before Competition Groups_15 | HE HVAC Controls | 1.608% | 0 | 9.2213 | Industrial_2019_Technical_MW_Before Competition Groups_HE HVAC Controls
Industrial | Ind ¦ Pulp and Paper Process Improvements | 2019 | Technical | MW | Before Competition Groups | 8.1181 | 0 | 0 | 573.6373 | 0.014152 | 16 | Industrial_2019_Technical_MW_Before Competition Groups_16 | Pulp and Paper Process Improvements | 1.415% | 0 | 8.1181 | Industrial_2019_Technical_MW_Before Competition Groups_Pulp and Paper Process Improvements
Industrial | Ind ¦ Ventilation Optimization | 2019 | Technical | MW | Before Competition Groups | 6.7509 | 0 | 0 | 573.6373 | 0.011769 | 17 | Industrial_2019_Technical_MW_Before Competition Groups_17 | Ventilation Optimization | 1.177% | 0 | 6.7509 | Industrial_2019_Technical_MW_Before Competition Groups_Ventilation Optimization
Industrial | Ind ¦ Chiller Optimization | 2019 | Technical | MW | Before Competition Groups | 5.7333 | 0 | 0 | 573.6373 | 0.0099947 | 18 | Industrial_2019_Technical_MW_Before Competition Groups_18 | Chiller Optimization | 0.9995% | 0 | 5.7333 | Industrial_2019_Technical_MW_Before Competition Groups_Chiller Optimization
Industrial | Ind ¦ Material Handling Improvements | 2019 | Technical | MW | Before Competition Groups | 4.862 | 0 | 0 | 573.6373 | 0.0084757 | 19 | Industrial_2019_Technical_MW_Before Competition Groups_19 | Material Handling Improvements | 0.8476% | 0 | 4.862 | Industrial_2019_Technical_MW_Before Competition Groups_Material Handling Improvements
Industrial | Ind ¦ HE HVAC Units | 2019 | Technical | MW | Before Competition Groups | 4.5038 | 0 | 0 | 573.6373 | 0.0078513 | 20 | Industrial_2019_Technical_MW_Before Competition Groups_20 | HE HVAC Units | 0.7851% | 0 | 4.5038 | Industrial_2019_Technical_MW_Before Competition Groups_HE HVAC Units
Industrial | Ind ¦ Cooling Tower Optimization | 2019 | Technical | MW | Before Competition Groups | 4.41 | 0 | 0 | 573.6373 | 0.0076879 | 21 | Industrial_2019_Technical_MW_Before Competition Groups_21 | Cooling Tower Optimization | 0.7688% | 0 | 4.41 | Industrial_2019_Technical_MW_Before Competition Groups_Cooling Tower Optimization
Industrial | Ind ¦ Refiner Plate Improvements | 2019 | Technical | MW | Before Competition Groups | 4.175 | 0 | 0 | 573.6373 | 0.007278 | 22 | Industrial_2019_Technical_MW_Before Competition Groups_22 | Refiner Plate Improvements | 0.7278% | 0 | 4.175 | Industrial_2019_Technical_MW_Before Competition Groups_Refiner Plate Improvements
Industrial | Ind ¦ HVLS Fans | 2019 | Technical | MW | Before Competition Groups | 3.938 | 0 | 0 | 573.6373 | 0.0068649 | 23 | Industrial_2019_Technical_MW_Before Competition Groups_23 | HVLS Fans | 0.6865% | 0 | 3.938 | Industrial_2019_Technical_MW_Before Competition Groups_HVLS Fans
Industrial | Ind ¦ Free Cooling | 2019 | Technical | MW | Before Competition Groups | 3.7346 | 0 | 0 | 573.6373 | 0.0065104 | 24 | Industrial_2019_Technical_MW_Before Competition Groups_24 | Free Cooling | 0.651% | 0 | 3.7346 | Industrial_2019_Technical_MW_Before Competition Groups_Free Cooling
Industrial | Ind ¦ VAV Conversion Project | 2019 | Technical | MW | Before Competition Groups | 3.5079 | 0 | 0 | 573.6373 | 0.0061152 | 25 | Industrial_2019_Technical_MW_Before Competition Groups_25 | VAV Conversion Project | 0.6115% | 0 | 3.5079 | Industrial_2019_Technical_MW_Before Competition Groups_VAV Conversion Project
Industrial | Ind ¦ Cold Storage Retrofit | 2019 | Technical | MW | Before Competition Groups | 2.994 | 0 | 0 | 573.6373 | 0.0052194 | 26 | Industrial_2019_Technical_MW_Before Competition Groups_26 | Cold Storage Retrofit | 0.5219% | 0 | 2.994 | Industrial_2019_Technical_MW_Before Competition Groups_Cold Storage Retrofit
Industrial | Ind ¦ Process Heat Recovery | 2019 | Technical | MW | Before Competition Groups | 2.9056 | 0 | 0 | 573.6373 | 0.0050651 | 27 | Industrial_2019_Technical_MW_Before Competition Groups_27 | Process Heat Recovery | 0.5065% | 0 | 2.9056 | Industrial_2019_Technical_MW_Before Competition Groups_Process Heat Recovery
Industrial | Ind ¦ Synchronous Belts | 2019 | Technical | MW | Before Competition Groups | 2.7972 | 0 | 0 | 573.6373 | 0.0048763 | 28 | Industrial_2019_Technical_MW_Before Competition Groups_28 | Synchronous Belts | 0.4876% | 0 | 2.7972 | Industrial_2019_Technical_MW_Before Competition Groups_Synchronous Belts
Industrial | Ind ¦ Process Improvements | 2019 | Technical | MW | Before Competition Groups | 2.2246 | 0 | 0 | 573.6373 | 0.0038781 | 29 | Industrial_2019_Technical_MW_Before Competition Groups_29 | Process Improvements | 0.3878% | 0 | 2.2246 | Industrial_2019_Technical_MW_Before Competition Groups_Process Improvements
Industrial | Ind ¦ High Efficiency Battery Charger | 2019 | Technical | MW | Before Competition Groups | 1.8081 | 0 | 0 | 573.6373 | 0.003152 | 30 | Industrial_2019_Technical_MW_Before Competition Groups_30 | High Efficiency Battery Charger | 0.3152% | 0 | 1.8081 | Industrial_2019_Technical_MW_Before Competition Groups_High Efficiency Battery Charger
Industrial | Ind ¦ Efficient Irrigation | 2019 | Technical | MW | Before Competition Groups | 1.4372 | 0 | 0 | 573.6373 | 0.0025054 | 31 | Industrial_2019_Technical_MW_Before Competition Groups_31 | Efficient Irrigation | 0.2505% | 0 | 1.4372 | Industrial_2019_Technical_MW_Before Competition Groups_Efficient Irrigation
Industrial | Ind ¦ Improved Controls - Process Heating | 2019 | Technical | MW | Before Competition Groups | 1.3217 | 0 | 0 | 573.6373 | 0.0023041 | 32 | Industrial_2019_Technical_MW_Before Competition Groups_32 | Improved Controls - Process Heating | 0.2304% | 0 | 1.3217 | Industrial_2019_Technical_MW_Before Competition Groups_Improved Controls - Process Heating
Industrial | Ind ¦ Refrigeration Compressor VFD | 2019 | Technical | MW | Before Competition Groups | 0.98615 | 0 | 0 | 573.6373 | 0.0017191 | 33 | Industrial_2019_Technical_MW_Before Competition Groups_33 | Refrigeration Compressor VFD | 0.1719% | 0 | 0.98615 | Industrial_2019_Technical_MW_Before Competition Groups_Refrigeration Compressor VFD
Industrial | Ind ¦ Efficient Transformer | 2019 | Technical | MW | Before Competition Groups | 0.9071 | 0 | 0 | 573.6373 | 0.0015813 | 34 | Industrial_2019_Technical_MW_Before Competition Groups_34 | Efficient Transformer | 0.1581% | 0 | 0.9071 | Industrial_2019_Technical_MW_Before Competition Groups_Efficient Transformer
Industrial | Ind ¦ Engine Block Heater Timer | 2019 | Technical | MW | Before Competition Groups | 0.84384 | 0 | 0 | 573.6373 | 0.001471 | 35 | Industrial_2019_Technical_MW_Before Competition Groups_35 | Engine Block Heater Timer | 0.1471% | 0 | 0.84384 | Industrial_2019_Technical_MW_Before Competition Groups_Engine Block Heater Timer
Industrial | Ind ¦ High Efficiency Welders | 2019 | Technical | MW | Before Competition Groups | 0.75653 | 0 | 0 | 573.6373 | 0.0013188 | 36 | Industrial_2019_Technical_MW_Before Competition Groups_36 | High Efficiency Welders | 0.1319% | 0 | 0.75653 | Industrial_2019_Technical_MW_Before Competition Groups_High Efficiency Welders
Industrial | Ind ¦ Air Compressor Heat Recovery | 2019 | Technical | MW | Before Competition Groups | 0.39078 | 0 | 0 | 573.6373 | 0.00068122 | 37 | Industrial_2019_Technical_MW_Before Competition Groups_37 | Air Compressor Heat Recovery | 0.06812% | 0 | 0.39078 | Industrial_2019_Technical_MW_Before Competition Groups_Air Compressor Heat Recovery
Industrial | Ind ¦ Dairy Pre-Cooler | 2019 | Technical | MW | Before Competition Groups | 0.37175 | 0 | 0 | 573.6373 | 0.00064806 | 38 | Industrial_2019_Technical_MW_Before Competition Groups_38 | Dairy Pre-Cooler | 0.06481% | 0 | 0.37175 | Industrial_2019_Technical_MW_Before Competition Groups_Dairy Pre-Cooler
Industrial | Ind ¦ Optimize Compressed Air Dryer | 2019 | Technical | MW | Before Competition Groups | 0.26997 | 0 | 0 | 573.6373 | 0.00047064 | 39 | Industrial_2019_Technical_MW_Before Competition Groups_39 | Optimize Compressed Air Dryer | 0.04706% | 0 | 0.26997 | Industrial_2019_Technical_MW_Before Competition Groups_Optimize Compressed Air Dryer
Industrial | Ind ¦ Creep Heat Controller | 2019 | Technical | MW | Before Competition Groups | 0.10803 | 0 | 0 | 573.6373 | 0.00018833 | 40 | Industrial_2019_Technical_MW_Before Competition Groups_40 | Creep Heat Controller | 0.01883% | 0 | 0.10803 | Industrial_2019_Technical_MW_Before Competition Groups_Creep Heat Controller
Industrial | Ind ¦ Efficient Refrigeration Compressor | 2019 | Technical | MW | Before Competition Groups | 0.075609 | 0 | 0 | 573.6373 | 0.00013181 | 41 | Industrial_2019_Technical_MW_Before Competition Groups_41 | Efficient Refrigeration Compressor | 0.01318% | 0 | 0.075609 | Industrial_2019_Technical_MW_Before Competition Groups_Efficient Refrigeration Compressor
Industrial | Ind ¦ Heat Lamps/Heat Pad | 2019 | Technical | MW | Before Competition Groups | 0.068189 | 0 | 0 | 573.6373 | 0.00011887 | 42 | Industrial_2019_Technical_MW_Before Competition Groups_42 | Heat Lamps/Heat Pad | 0.01189% | 0 | 0.068189 | Industrial_2019_Technical_MW_Before Competition Groups_Heat Lamps/Heat Pad
Industrial | Ind ¦ Air Leak Survey and Repair | 2020 | Economic | MW | Before Competition Groups | 76.8601 | 0 | 0 | 407.3516 | 0.18868 | 1 | Industrial_2020_Economic_MW_Before Competition Groups_1 | Air Leak Survey and Repair | 18.87% | 0 | 76.8601 | Industrial_2020_Economic_MW_Before Competition Groups_Air Leak Survey and Repair
Industrial | Ind ¦ Recommissioning | 2020 | Economic | MW | Before Competition Groups | 54.853 | 0 | 0 | 407.3516 | 0.13466 | 2 | Industrial_2020_Economic_MW_Before Competition Groups_2 | Recommissioning | 13.47% | 0 | 54.853 | Industrial_2020_Economic_MW_Before Competition Groups_Recommissioning
Industrial | Ind ¦ SEM | 2020 | Economic | MW | Before Competition Groups | 54.853 | 0 | 0 | 407.3516 | 0.13466 | 3 | Industrial_2020_Economic_MW_Before Competition Groups_3 | SEM | 13.47% | 0 | 54.853 | Industrial_2020_Economic_MW_Before Competition Groups_SEM
Industrial | Ind ¦ Air Compressor Optimization | 2020 | Economic | MW | Before Competition Groups | 38.7837 | 0 | 0 | 407.3516 | 0.095209 | 4 | Industrial_2020_Economic_MW_Before Competition Groups_4 | Air Compressor Optimization | 9.521% | 0 | 38.7837 | Industrial_2020_Economic_MW_Before Competition Groups_Air Compressor Optimization
Industrial | Ind ¦ Efficient Compressed Air Nozzles | 2020 | Economic | MW | Before Competition Groups | 36.0729 | 0 | 0 | 407.3516 | 0.088555 | 5 | Industrial_2020_Economic_MW_Before Competition Groups_5 | Efficient Compressed Air Nozzles | 8.855% | 0 | 36.0729 | Industrial_2020_Economic_MW_Before Competition Groups_Efficient Compressed Air Nozzles
Industrial | Ind ¦ Process Optimization (Elec) | 2020 | Economic | MW | Before Competition Groups | 22.4106 | 0 | 0 | 407.3516 | 0.055015 | 6 | Industrial_2020_Economic_MW_Before Competition Groups_6 | Process Optimization (Elec) | 5.502% | 0 | 22.4106 | Industrial_2020_Economic_MW_Before Competition Groups_Process Optimization (Elec)
Industrial | Ind ¦ High Efficiency HVAC Fans | 2020 | Economic | MW | Before Competition Groups | 19.8758 | 0 | 0 | 407.3516 | 0.048793 | 7 | Industrial_2020_Economic_MW_Before Competition Groups_7 | High Efficiency HVAC Fans | 4.879% | 0 | 19.8758 | Industrial_2020_Economic_MW_Before Competition Groups_High Efficiency HVAC Fans
Industrial | Ind ¦ Fan System Optimization | 2020 | Economic | MW | Before Competition Groups | 15.1682 | 0 | 0 | 407.3516 | 0.037236 | 8 | Industrial_2020_Economic_MW_Before Competition Groups_8 | Fan System Optimization | 3.724% | 0 | 15.1682 | Industrial_2020_Economic_MW_Before Competition Groups_Fan System Optimization
Industrial | Ind ¦ Improved Controls - Process Cooling | 2020 | Economic | MW | Before Competition Groups | 14.6688 | 0 | 0 | 407.3516 | 0.03601 | 9 | Industrial_2020_Economic_MW_Before Competition Groups_9 | Improved Controls - Process Cooling | 3.601% | 0 | 14.6688 | Industrial_2020_Economic_MW_Before Competition Groups_Improved Controls - Process Cooling
Industrial | Ind ¦ Pump System Optimization | 2020 | Economic | MW | Before Competition Groups | 13.0435 | 0 | 0 | 407.3516 | 0.03202 | 10 | Industrial_2020_Economic_MW_Before Competition Groups_10 | Pump System Optimization | 3.202% | 0 | 13.0435 | Industrial_2020_Economic_MW_Before Competition Groups_Pump System Optimization
Industrial | Ind ¦ HE Lighting | 2020 | Economic | MW | Before Competition Groups | 9.8835 | 0 | 0 | 407.3516 | 0.024263 | 11 | Industrial_2020_Economic_MW_Before Competition Groups_11 | HE Lighting | 2.426% | 0 | 9.8835 | Industrial_2020_Economic_MW_Before Competition Groups_HE Lighting
Industrial | Ind ¦ Pulp and Paper Process Improvements | 2020 | Economic | MW | Before Competition Groups | 8.1635 | 0 | 0 | 407.3516 | 0.02004 | 12 | Industrial_2020_Economic_MW_Before Competition Groups_12 | Pulp and Paper Process Improvements | 2.004% | 0 | 8.1635 | Industrial_2020_Economic_MW_Before Competition Groups_Pulp and Paper Process Improvements
Industrial | Ind ¦ Greenhouse Grow Lights | 2020 | Economic | MW | Before Competition Groups | 5.4203 | 0 | 0 | 407.3516 | 0.013306 | 13 | Industrial_2020_Economic_MW_Before Competition Groups_13 | Greenhouse Grow Lights | 1.331% | 0 | 5.4203 | Industrial_2020_Economic_MW_Before Competition Groups_Greenhouse Grow Lights
Industrial | Ind ¦ Material Handling Improvements | 2020 | Economic | MW | Before Competition Groups | 5.2718 | 0 | 0 | 407.3516 | 0.012942 | 14 | Industrial_2020_Economic_MW_Before Competition Groups_14 | Material Handling Improvements | 1.294% | 0 | 5.2718 | Industrial_2020_Economic_MW_Before Competition Groups_Material Handling Improvements
Industrial | Ind ¦ Pump Equipment Upgrade | 2020 | Economic | MW | Before Competition Groups | 4.9482 | 0 | 0 | 407.3516 | 0.012147 | 15 | Industrial_2020_Economic_MW_Before Competition Groups_15 | Pump Equipment Upgrade | 1.215% | 0 | 4.9482 | Industrial_2020_Economic_MW_Before Competition Groups_Pump Equipment Upgrade
Industrial | Ind ¦ Refiner Plate Improvements | 2020 | Economic | MW | Before Competition Groups | 4.4898 | 0 | 0 | 407.3516 | 0.011022 | 16 | Industrial_2020_Economic_MW_Before Competition Groups_16 | Refiner Plate Improvements | 1.102% | 0 | 4.4898 | Industrial_2020_Economic_MW_Before Competition Groups_Refiner Plate Improvements
Industrial | Ind ¦ Cooling Tower Optimization | 2020 | Economic | MW | Before Competition Groups | 4.3484 | 0 | 0 | 407.3516 | 0.010675 | 17 | Industrial_2020_Economic_MW_Before Competition Groups_17 | Cooling Tower Optimization | 1.067% | 0 | 4.3484 | Industrial_2020_Economic_MW_Before Competition Groups_Cooling Tower Optimization
Industrial | Ind ¦ Free Cooling | 2020 | Economic | MW | Before Competition Groups | 3.6286 | 0 | 0 | 407.3516 | 0.0089077 | 18 | Industrial_2020_Economic_MW_Before Competition Groups_18 | Free Cooling | 0.8908% | 0 | 3.6286 | Industrial_2020_Economic_MW_Before Competition Groups_Free Cooling
Industrial | Ind ¦ VAV Conversion Project | 2020 | Economic | MW | Before Competition Groups | 3.4531 | 0 | 0 | 407.3516 | 0.0084769 | 19 | Industrial_2020_Economic_MW_Before Competition Groups_19 | VAV Conversion Project | 0.8477% | 0 | 3.4531 | Industrial_2020_Economic_MW_Before Competition Groups_VAV Conversion Project
Industrial | Ind ¦ Process Heat Recovery | 2020 | Economic | MW | Before Competition Groups | 2.8785 | 0 | 0 | 407.3516 | 0.0070664 | 20 | Industrial_2020_Economic_MW_Before Competition Groups_20 | Process Heat Recovery | 0.7066% | 0 | 2.8785 | Industrial_2020_Economic_MW_Before Competition Groups_Process Heat Recovery
Industrial | Ind ¦ Process Improvements | 2020 | Economic | MW | Before Competition Groups | 2.2043 | 0 | 0 | 407.3516 | 0.0054112 | 21 | Industrial_2020_Economic_MW_Before Competition Groups_21 | Process Improvements | 0.5411% | 0 | 2.2043 | Industrial_2020_Economic_MW_Before Competition Groups_Process Improvements
Industrial | Ind ¦ High Efficiency Battery Charger | 2020 | Economic | MW | Before Competition Groups | 1.9245 | 0 | 0 | 407.3516 | 0.0047243 | 22 | Industrial_2020_Economic_MW_Before Competition Groups_22 | High Efficiency Battery Charger | 0.4724% | 0 | 1.9245 | Industrial_2020_Economic_MW_Before Competition Groups_High Efficiency Battery Charger
Industrial | Ind ¦ Improved Controls - Process Heating | 2020 | Economic | MW | Before Competition Groups | 1.32 | 0 | 0 | 407.3516 | 0.0032404 | 23 | Industrial_2020_Economic_MW_Before Competition Groups_23 | Improved Controls - Process Heating | 0.324% | 0 | 1.32 | Industrial_2020_Economic_MW_Before Competition Groups_Improved Controls - Process Heating
Industrial | Ind ¦ Ventilation Optimization | 2020 | Economic | MW | Before Competition Groups | 0.84566 | 0 | 0 | 407.3516 | 0.002076 | 24 | Industrial_2020_Economic_MW_Before Competition Groups_24 | Ventilation Optimization | 0.2076% | 0 | 0.84566 | Industrial_2020_Economic_MW_Before Competition Groups_Ventilation Optimization
Industrial | Ind ¦ Engine Block Heater Timer | 2020 | Economic | MW | Before Competition Groups | 0.83946 | 0 | 0 | 407.3516 | 0.0020608 | 25 | Industrial_2020_Economic_MW_Before Competition Groups_25 | Engine Block Heater Timer | 0.2061% | 0 | 0.83946 | Industrial_2020_Economic_MW_Before Competition Groups_Engine Block Heater Timer
Industrial | Ind ¦ Efficient Irrigation | 2020 | Economic | MW | Before Competition Groups | 0.40161 | 0 | 0 | 407.3516 | 0.00098591 | 26 | Industrial_2020_Economic_MW_Before Competition Groups_26 | Efficient Irrigation | 0.09859% | 0 | 0.40161 | Industrial_2020_Economic_MW_Before Competition Groups_Efficient Irrigation
Industrial | Ind ¦ Air Compressor Heat Recovery | 2020 | Economic | MW | Before Competition Groups | 0.37588 | 0 | 0 | 407.3516 | 0.00092273 | 27 | Industrial_2020_Economic_MW_Before Competition Groups_27 | Air Compressor Heat Recovery | 0.09227% | 0 | 0.37588 | Industrial_2020_Economic_MW_Before Competition Groups_Air Compressor Heat Recovery
Industrial | Ind ¦ Refrigeration Compressor VFD | 2020 | Economic | MW | Before Competition Groups | 0.15612 | 0 | 0 | 407.3516 | 0.00038325 | 28 | Industrial_2020_Economic_MW_Before Competition Groups_28 | Refrigeration Compressor VFD | 0.03833% | 0 | 0.15612 | Industrial_2020_Economic_MW_Before Competition Groups_Refrigeration Compressor VFD
Industrial | Ind ¦ Dairy Pre-Cooler | 2020 | Economic | MW | Before Competition Groups | 0.12 | 0 | 0 | 407.3516 | 0.00029458 | 29 | Industrial_2020_Economic_MW_Before Competition Groups_29 | Dairy Pre-Cooler | 0.02946% | 0 | 0.12 | Industrial_2020_Economic_MW_Before Competition Groups_Dairy Pre-Cooler
Industrial | Ind ¦ Efficient Refrigeration Compressor | 2020 | Economic | MW | Before Competition Groups | 0.088751 | 0 | 0 | 407.3516 | 0.00021787 | 30 | Industrial_2020_Economic_MW_Before Competition Groups_30 | Efficient Refrigeration Compressor | 0.02179% | 0 | 0.088751 | Industrial_2020_Economic_MW_Before Competition Groups_Efficient Refrigeration Compressor
Industrial | Ind ¦ Heat Lamps/Heat Pad | 2020 | Economic | MW | Before Competition Groups | 0 | 0 | 0 | 407.3516 | 0 | 31 | Industrial_2020_Economic_MW_Before Competition Groups_31 | Heat Lamps/Heat Pad | 0% | 0 | 0 | Industrial_2020_Economic_MW_Before Competition Groups_Heat Lamps/Heat Pad
Industrial | Ind ¦ Air Compressor Optimization | 2020 | SC A | MW | Before Competition Groups | 5.3456 | 0 | 0 | 27.7219 | 0.19283 | 1 | Industrial_2020_SC A_MW_Before Competition Groups_1 | Air Compressor Optimization | 19.28% | 0 | 5.3456 | Industrial_2020_SC A_MW_Before Competition Groups_Air Compressor Optimization
Industrial | Ind ¦ Pump System Optimization | 2020 | SC A | MW | Before Competition Groups | 5.0987 | 0 | 0 | 27.7219 | 0.18392 | 2 | Industrial_2020_SC A_MW_Before Competition Groups_2 | Pump System Optimization | 18.39% | 0 | 5.0987 | Industrial_2020_SC A_MW_Before Competition Groups_Pump System Optimization
Industrial | Ind ¦ Pump Equipment Upgrade | 2020 | SC A | MW | Before Competition Groups | 2.7216 | 0 | 0 | 27.7219 | 0.098174 | 3 | Industrial_2020_SC A_MW_Before Competition Groups_3 | Pump Equipment Upgrade | 9.817% | 0 | 2.7216 | Industrial_2020_SC A_MW_Before Competition Groups_Pump Equipment Upgrade
Industrial | Ind ¦ Air Leak Survey and Repair | 2020 | SC A | MW | Before Competition Groups | 2.7052 | 0 | 0 | 27.7219 | 0.097585 | 4 | Industrial_2020_SC A_MW_Before Competition Groups_4 | Air Leak Survey and Repair | 9.759% | 0 | 2.7052 | Industrial_2020_SC A_MW_Before Competition Groups_Air Leak Survey and Repair
Industrial | Ind ¦ Recommissioning | 2020 | SC A | MW | Before Competition Groups | 1.9127 | 0 | 0 | 27.7219 | 0.068995 | 5 | Industrial_2020_SC A_MW_Before Competition Groups_5 | Recommissioning | 6.899% | 0 | 1.9127 | Industrial_2020_SC A_MW_Before Competition Groups_Recommissioning
Industrial | Ind ¦ SEM | 2020 | SC A | MW | Before Competition Groups | 1.9127 | 0 | 0 | 27.7219 | 0.068995 | 6 | Industrial_2020_SC A_MW_Before Competition Groups_6 | SEM | 6.899% | 0 | 1.9127 | Industrial_2020_SC A_MW_Before Competition Groups_SEM
Industrial | Ind ¦ Fan System Optimization | 2020 | SC A | MW | Before Competition Groups | 1.7413 | 0 | 0 | 27.7219 | 0.062813 | 7 | Industrial_2020_SC A_MW_Before Competition Groups_7 | Fan System Optimization | 6.281% | 0 | 1.7413 | Industrial_2020_SC A_MW_Before Competition Groups_Fan System Optimization
Industrial | Ind ¦ High Efficiency HVAC Fans | 2020 | SC A | MW | Before Competition Groups | 1.4683 | 0 | 0 | 27.7219 | 0.052964 | 8 | Industrial_2020_SC A_MW_Before Competition Groups_8 | High Efficiency HVAC Fans | 5.296% | 0 | 1.4683 | Industrial_2020_SC A_MW_Before Competition Groups_High Efficiency HVAC Fans
Industrial | Ind ¦ Greenhouse Grow Lights | 2020 | SC A | MW | Before Competition Groups | 1.2635 | 0 | 0 | 27.7219 | 0.045577 | 9 | Industrial_2020_SC A_MW_Before Competition Groups_9 | Greenhouse Grow Lights | 4.558% | 0 | 1.2635 | Industrial_2020_SC A_MW_Before Competition Groups_Greenhouse Grow Lights
Industrial | Ind ¦ Efficient Compressed Air Nozzles | 2020 | SC A | MW | Before Competition Groups | 1.1005 | 0 | 0 | 27.7219 | 0.039697 | 10 | Industrial_2020_SC A_MW_Before Competition Groups_10 | Efficient Compressed Air Nozzles | 3.97% | 0 | 1.1005 | Industrial_2020_SC A_MW_Before Competition Groups_Efficient Compressed Air Nozzles
Industrial | Ind ¦ Material Handling Improvements | 2020 | SC A | MW | Before Competition Groups | 0.55537 | 0 | 0 | 27.7219 | 0.020034 | 11 | Industrial_2020_SC A_MW_Before Competition Groups_11 | Material Handling Improvements | 2.003% | 0 | 0.55537 | Industrial_2020_SC A_MW_Before Competition Groups_Material Handling Improvements
Industrial | Ind ¦ Improved Controls - Process Cooling | 2020 | SC A | MW | Before Competition Groups | 0.51284 | 0 | 0 | 27.7219 | 0.018499 | 12 | Industrial_2020_SC A_MW_Before Competition Groups_12 | Improved Controls - Process Cooling | 1.85% | 0 | 0.51284 | Industrial_2020_SC A_MW_Before Competition Groups_Improved Controls - Process Cooling
Industrial | Ind ¦ Process Optimization (Elec) | 2020 | SC A | MW | Before Competition Groups | 0.37115 | 0 | 0 | 27.7219 | 0.013388 | 13 | Industrial_2020_SC A_MW_Before Competition Groups_13 | Process Optimization (Elec) | 1.339% | 0 | 0.37115 | Industrial_2020_SC A_MW_Before Competition Groups_Process Optimization (Elec)
Industrial | Ind ¦ Refiner Plate Improvements | 2020 | SC A | MW | Before Competition Groups | 0.13247 | 0 | 0 | 27.7219 | 0.0047786 | 14 | Industrial_2020_SC A_MW_Before Competition Groups_14 | Refiner Plate Improvements | 0.4779% | 0 | 0.13247 | Industrial_2020_SC A_MW_Before Competition Groups_Refiner Plate Improvements
Industrial | Ind ¦ VAV Conversion Project | 2020 | SC A | MW | Before Competition Groups | 0.11746 | 0 | 0 | 27.7219 | 0.0042369 | 15 | Industrial_2020_SC A_MW_Before Competition Groups_15 | VAV Conversion Project | 0.4237% | 0 | 0.11746 | Industrial_2020_SC A_MW_Before Competition Groups_VAV Conversion Project
Industrial | Ind ¦ Pulp and Paper Process Improvements | 2020 | SC A | MW | Before Competition Groups | 0.11328 | 0 | 0 | 27.7219 | 0.0040862 | 16 | Industrial_2020_SC A_MW_Before Competition Groups_16 | Pulp and Paper Process Improvements | 0.4086% | 0 | 0.11328 | Industrial_2020_SC A_MW_Before Competition Groups_Pulp and Paper Process Improvements
Industrial | Ind ¦ Ventilation Optimization | 2020 | SC A | MW | Before Competition Groups | 0.11211 | 0 | 0 | 27.7219 | 0.0040439 | 17 | Industrial_2020_SC A_MW_Before Competition Groups_17 | Ventilation Optimization | 0.4044% | 0 | 0.11211 | Industrial_2020_SC A_MW_Before Competition Groups_Ventilation Optimization
Industrial | Ind ¦ Process Heat Recovery | 2020 | SC A | MW | Before Competition Groups | 0.098214 | 0 | 0 | 27.7219 | 0.0035429 | 18 | Industrial_2020_SC A_MW_Before Competition Groups_18 | Process Heat Recovery | 0.3543% | 0 | 0.098214 | Industrial_2020_SC A_MW_Before Competition Groups_Process Heat Recovery
Industrial | Ind ¦ Refrigeration Compressor VFD | 2020 | SC A | MW | Before Competition Groups | 0.094893 | 0 | 0 | 27.7219 | 0.0034231 | 19 | Industrial_2020_SC A_MW_Before Competition Groups_19 | Refrigeration Compressor VFD | 0.3423% | 0 | 0.094893 | Industrial_2020_SC A_MW_Before Competition Groups_Refrigeration Compressor VFD
Industrial | Ind ¦ High Efficiency Battery Charger | 2020 | SC A | MW | Before Competition Groups | 0.078469 | 0 | 0 | 27.7219 | 0.0028306 | 20 | Industrial_2020_SC A_MW_Before Competition Groups_20 | High Efficiency Battery Charger | 0.2831% | 0 | 0.078469 | Industrial_2020_SC A_MW_Before Competition Groups_High Efficiency Battery Charger
Industrial | Ind ¦ Process Improvements | 2020 | SC A | MW | Before Competition Groups | 0.073646 | 0 | 0 | 27.7219 | 0.0026566 | 21 | Industrial_2020_SC A_MW_Before Competition Groups_21 | Process Improvements | 0.2657% | 0 | 0.073646 | Industrial_2020_SC A_MW_Before Competition Groups_Process Improvements
Industrial | Ind ¦ Improved Controls - Process Heating | 2020 | SC A | MW | Before Competition Groups | 0.047157 | 0 | 0 | 27.7219 | 0.0017011 | 22 | Industrial_2020_SC A_MW_Before Competition Groups_22 | Improved Controls - Process Heating | 0.1701% | 0 | 0.047157 | Industrial_2020_SC A_MW_Before Competition Groups_Improved Controls - Process Heating
Industrial | Ind ¦ Cooling Tower Optimization | 2020 | SC A | MW | Before Competition Groups | 0.045037 | 0 | 0 | 27.7219 | 0.0016246 | 23 | Industrial_2020_SC A_MW_Before Competition Groups_23 | Cooling Tower Optimization | 0.1625% | 0 | 0.045037 | Industrial_2020_SC A_MW_Before Competition Groups_Cooling Tower Optimization
Industrial | Ind ¦ Engine Block Heater Timer | 2020 | SC A | MW | Before Competition Groups | 0.028872 | 0 | 0 | 27.7219 | 0.0010415 | 24 | Industrial_2020_SC A_MW_Before Competition Groups_24 | Engine Block Heater Timer | 0.1041% | 0 | 0.028872 | Industrial_2020_SC A_MW_Before Competition Groups_Engine Block Heater Timer
Industrial | Ind ¦ Dairy Pre-Cooler | 2020 | SC A | MW | Before Competition Groups | 0.023713 | 0 | 0 | 27.7219 | 0.00085537 | 25 | Industrial_2020_SC A_MW_Before Competition Groups_25 | Dairy Pre-Cooler | 0.08554% | 0 | 0.023713 | Industrial_2020_SC A_MW_Before Competition Groups_Dairy Pre-Cooler
Industrial | Ind ¦ Efficient Refrigeration Compressor | 2020 | SC A | MW | Before Competition Groups | 0.020936 | 0 | 0 | 27.7219 | 0.00075522 | 26 | Industrial_2020_SC A_MW_Before Competition Groups_26 | Efficient Refrigeration Compressor | 0.07552% | 0 | 0.020936 | Industrial_2020_SC A_MW_Before Competition Groups_Efficient Refrigeration Compressor
Industrial | Ind ¦ Air Compressor Heat Recovery | 2020 | SC A | MW | Before Competition Groups | 0.013213 | 0 | 0 | 27.7219 | 0.00047662 | 27 | Industrial_2020_SC A_MW_Before Competition Groups_27 | Air Compressor Heat Recovery | 0.04766% | 0 | 0.013213 | Industrial_2020_SC A_MW_Before Competition Groups_Air Compressor Heat Recovery
Industrial | Ind ¦ HE Lighting | 2020 | SC A | MW | Before Competition Groups | 0.010476 | 0 | 0 | 27.7219 | 0.00037791 | 28 | Industrial_2020_SC A_MW_Before Competition Groups_28 | HE Lighting | 0.03779% | 0 | 0.010476 | Industrial_2020_SC A_MW_Before Competition Groups_HE Lighting
Industrial | Ind ¦ Efficient Irrigation | 2020 | SC A | MW | Before Competition Groups | 0.0016404 | 0 | 0 | 27.7219 | 5.9174e-05 | 29 | Industrial_2020_SC A_MW_Before Competition Groups_29 | Efficient Irrigation | 0.005917% | 0 | 0.0016404 | Industrial_2020_SC A_MW_Before Competition Groups_Efficient Irrigation
Industrial | Ind ¦ Free Cooling | 2020 | SC A | MW | Before Competition Groups | 0.0010023 | 0 | 0 | 27.7219 | 3.6157e-05 | 30 | Industrial_2020_SC A_MW_Before Competition Groups_30 | Free Cooling | 0.003616% | 0 | 0.0010023 | Industrial_2020_SC A_MW_Before Competition Groups_Free Cooling
Industrial | Ind ¦ Heat Lamps/Heat Pad | 2020 | SC A | MW | Before Competition Groups | 0 | 0 | 0 | 27.7219 | 0 | 31 | Industrial_2020_SC A_MW_Before Competition Groups_31 | Heat Lamps/Heat Pad | 0% | 0 | 0 | Industrial_2020_SC A_MW_Before Competition Groups_Heat Lamps/Heat Pad
Industrial | Ind ¦ Air Leak Survey and Repair | 2020 | SC B | MW | Before Competition Groups | 7.176 | 0 | 0 | 45.3058 | 0.15839 | 1 | Industrial_2020_SC B_MW_Before Competition Groups_1 | Air Leak Survey and Repair | 15.84% | 0 | 7.176 | Industrial_2020_SC B_MW_Before Competition Groups_Air Leak Survey and Repair
Industrial | Ind ¦ Air Compressor Optimization | 2020 | SC B | MW | Before Competition Groups | 5.3456 | 0 | 0 | 45.3058 | 0.11799 | 2 | Industrial_2020_SC B_MW_Before Competition Groups_2 | Air Compressor Optimization | 11.8% | 0 | 5.3456 | Industrial_2020_SC B_MW_Before Competition Groups_Air Compressor Optimization
Industrial | Ind ¦ Pump System Optimization | 2020 | SC B | MW | Before Competition Groups | 5.0987 | 0 | 0 | 45.3058 | 0.11254 | 3 | Industrial_2020_SC B_MW_Before Competition Groups_3 | Pump System Optimization | 11.25% | 0 | 5.0987 | Industrial_2020_SC B_MW_Before Competition Groups_Pump System Optimization
Industrial | Ind ¦ Recommissioning | 2020 | SC B | MW | Before Competition Groups | 5.0736 | 0 | 0 | 45.3058 | 0.11199 | 4 | Industrial_2020_SC B_MW_Before Competition Groups_4 | Recommissioning | 11.2% | 0 | 5.0736 | Industrial_2020_SC B_MW_Before Competition Groups_Recommissioning
Industrial | Ind ¦ SEM | 2020 | SC B | MW | Before Competition Groups | 5.0736 | 0 | 0 | 45.3058 | 0.11199 | 5 | Industrial_2020_SC B_MW_Before Competition Groups_5 | SEM | 11.2% | 0 | 5.0736 | Industrial_2020_SC B_MW_Before Competition Groups_SEM
Industrial | Ind ¦ Efficient Compressed Air Nozzles | 2020 | SC B | MW | Before Competition Groups | 2.9085 | 0 | 0 | 45.3058 | 0.064197 | 6 | Industrial_2020_SC B_MW_Before Competition Groups_6 | Efficient Compressed Air Nozzles | 6.42% | 0 | 2.9085 | Industrial_2020_SC B_MW_Before Competition Groups_Efficient Compressed Air Nozzles
Industrial | Ind ¦ Pump Equipment Upgrade | 2020 | SC B | MW | Before Competition Groups | 2.7216 | 0 | 0 | 45.3058 | 0.060071 | 7 | Industrial_2020_SC B_MW_Before Competition Groups_7 | Pump Equipment Upgrade | 6.007% | 0 | 2.7216 | Industrial_2020_SC B_MW_Before Competition Groups_Pump Equipment Upgrade
Industrial | Ind ¦ High Efficiency HVAC Fans | 2020 | SC B | MW | Before Competition Groups | 2.4075 | 0 | 0 | 45.3058 | 0.05314 | 8 | Industrial_2020_SC B_MW_Before Competition Groups_8 | High Efficiency HVAC Fans | 5.314% | 0 | 2.4075 | Industrial_2020_SC B_MW_Before Competition Groups_High Efficiency HVAC Fans
Industrial | Ind ¦ Fan System Optimization | 2020 | SC B | MW | Before Competition Groups | 1.9015 | 0 | 0 | 45.3058 | 0.041969 | 9 | Industrial_2020_SC B_MW_Before Competition Groups_9 | Fan System Optimization | 4.197% | 0 | 1.9015 | Industrial_2020_SC B_MW_Before Competition Groups_Fan System Optimization
Industrial | Ind ¦ Improved Controls - Process Cooling | 2020 | SC B | MW | Before Competition Groups | 1.3624 | 0 | 0 | 45.3058 | 0.03007 | 10 | Industrial_2020_SC B_MW_Before Competition Groups_10 | Improved Controls - Process Cooling | 3.007% | 0 | 1.3624 | Industrial_2020_SC B_MW_Before Competition Groups_Improved Controls - Process Cooling
Industrial | Ind ¦ Greenhouse Grow Lights | 2020 | SC B | MW | Before Competition Groups | 1.3341 | 0 | 0 | 45.3058 | 0.029447 | 11 | Industrial_2020_SC B_MW_Before Competition Groups_11 | Greenhouse Grow Lights | 2.945% | 0 | 1.3341 | Industrial_2020_SC B_MW_Before Competition Groups_Greenhouse Grow Lights
Industrial | Ind ¦ Material Handling Improvements | 2020 | SC B | MW | Before Competition Groups | 0.81108 | 0 | 0 | 45.3058 | 0.017902 | 12 | Industrial_2020_SC B_MW_Before Competition Groups_12 | Material Handling Improvements | 1.79% | 0 | 0.81108 | Industrial_2020_SC B_MW_Before Competition Groups_Material Handling Improvements
Industrial | Ind ¦ Pulp and Paper Process Improvements | 2020 | SC B | MW | Before Competition Groups | 0.71459 | 0 | 0 | 45.3058 | 0.015773 | 13 | Industrial_2020_SC B_MW_Before Competition Groups_13 | Pulp and Paper Process Improvements | 1.577% | 0 | 0.71459 | Industrial_2020_SC B_MW_Before Competition Groups_Pulp and Paper Process Improvements
Industrial | Ind ¦ Cooling Tower Optimization | 2020 | SC B | MW | Before Competition Groups | 0.40739 | 0 | 0 | 45.3058 | 0.0089921 | 14 | Industrial_2020_SC B_MW_Before Competition Groups_14 | Cooling Tower Optimization | 0.8992% | 0 | 0.40739 | Industrial_2020_SC B_MW_Before Competition Groups_Cooling Tower Optimization
Industrial | Ind ¦ Process Optimization (Elec) | 2020 | SC B | MW | Before Competition Groups | 0.37115 | 0 | 0 | 45.3058 | 0.008192 | 15 | Industrial_2020_SC B_MW_Before Competition Groups_15 | Process Optimization (Elec) | 0.8192% | 0 | 0.37115 | Industrial_2020_SC B_MW_Before Competition Groups_Process Optimization (Elec)
Industrial | Ind ¦ Free Cooling | 2020 | SC B | MW | Before Competition Groups | 0.36508 | 0 | 0 | 45.3058 | 0.0080581 | 16 | Industrial_2020_SC B_MW_Before Competition Groups_16 | Free Cooling | 0.8058% | 0 | 0.36508 | Industrial_2020_SC B_MW_Before Competition Groups_Free Cooling
Industrial | Ind ¦ Refiner Plate Improvements | 2020 | SC B | MW | Before Competition Groups | 0.35111 | 0 | 0 | 45.3058 | 0.0077498 | 17 | Industrial_2020_SC B_MW_Before Competition Groups_17 | Refiner Plate Improvements | 0.775% | 0 | 0.35111 | Industrial_2020_SC B_MW_Before Competition Groups_Refiner Plate Improvements
Industrial | Ind ¦ Ventilation Optimization | 2020 | SC B | MW | Before Competition Groups | 0.34024 | 0 | 0 | 45.3058 | 0.0075097 | 18 | Industrial_2020_SC B_MW_Before Competition Groups_18 | Ventilation Optimization | 0.751% | 0 | 0.34024 | Industrial_2020_SC B_MW_Before Competition Groups_Ventilation Optimization
Industrial | Ind ¦ VAV Conversion Project | 2020 | SC B | MW | Before Competition Groups | 0.31751 | 0 | 0 | 45.3058 | 0.007008 | 19 | Industrial_2020_SC B_MW_Before Competition Groups_19 | VAV Conversion Project | 0.7008% | 0 | 0.31751 | Industrial_2020_SC B_MW_Before Competition Groups_VAV Conversion Project
Industrial | Ind ¦ Process Heat Recovery | 2020 | SC B | MW | Before Competition Groups | 0.26048 | 0 | 0 | 45.3058 | 0.0057493 | 20 | Industrial_2020_SC B_MW_Before Competition Groups_20 | Process Heat Recovery | 0.5749% | 0 | 0.26048 | Industrial_2020_SC B_MW_Before Competition Groups_Process Heat Recovery
Industrial | Ind ¦ High Efficiency Battery Charger | 2020 | SC B | MW | Before Competition Groups | 0.21017 | 0 | 0 | 45.3058 | 0.004639 | 21 | Industrial_2020_SC B_MW_Before Competition Groups_21 | High Efficiency Battery Charger | 0.4639% | 0 | 0.21017 | Industrial_2020_SC B_MW_Before Competition Groups_High Efficiency Battery Charger
Industrial | Ind ¦ Process Improvements | 2020 | SC B | MW | Before Competition Groups | 0.20351 | 0 | 0 | 45.3058 | 0.004492 | 22 | Industrial_2020_SC B_MW_Before Competition Groups_22 | Process Improvements | 0.4492% | 0 | 0.20351 | Industrial_2020_SC B_MW_Before Competition Groups_Process Improvements
Industrial | Ind ¦ HE Lighting | 2020 | SC B | MW | Before Competition Groups | 0.15405 | 0 | 0 | 45.3058 | 0.0034003 | 23 | Industrial_2020_SC B_MW_Before Competition Groups_23 | HE Lighting | 0.34% | 0 | 0.15405 | Industrial_2020_SC B_MW_Before Competition Groups_HE Lighting
Industrial | Ind ¦ Improved Controls - Process Heating | 2020 | SC B | MW | Before Competition Groups | 0.1253 | 0 | 0 | 45.3058 | 0.0027657 | 24 | Industrial_2020_SC B_MW_Before Competition Groups_24 | Improved Controls - Process Heating | 0.2766% | 0 | 0.1253 | Industrial_2020_SC B_MW_Before Competition Groups_Improved Controls - Process Heating
Industrial | Ind ¦ Refrigeration Compressor VFD | 2020 | SC B | MW | Before Competition Groups | 0.098869 | 0 | 0 | 45.3058 | 0.0021823 | 25 | Industrial_2020_SC B_MW_Before Competition Groups_25 | Refrigeration Compressor VFD | 0.2182% | 0 | 0.098869 | Industrial_2020_SC B_MW_Before Competition Groups_Refrigeration Compressor VFD
Industrial | Ind ¦ Engine Block Heater Timer | 2020 | SC B | MW | Before Competition Groups | 0.076715 | 0 | 0 | 45.3058 | 0.0016933 | 26 | Industrial_2020_SC B_MW_Before Competition Groups_26 | Engine Block Heater Timer | 0.1693% | 0 | 0.076715 | Industrial_2020_SC B_MW_Before Competition Groups_Engine Block Heater Timer
Industrial | Ind ¦ Air Compressor Heat Recovery | 2020 | SC B | MW | Before Competition Groups | 0.035051 | 0 | 0 | 45.3058 | 0.00077365 | 27 | Industrial_2020_SC B_MW_Before Competition Groups_27 | Air Compressor Heat Recovery | 0.07736% | 0 | 0.035051 | Industrial_2020_SC B_MW_Before Competition Groups_Air Compressor Heat Recovery
Industrial | Ind ¦ Dairy Pre-Cooler | 2020 | SC B | MW | Before Competition Groups | 0.030824 | 0 | 0 | 45.3058 | 0.00068035 | 28 | Industrial_2020_SC B_MW_Before Competition Groups_28 | Dairy Pre-Cooler | 0.06803% | 0 | 0.030824 | Industrial_2020_SC B_MW_Before Competition Groups_Dairy Pre-Cooler
Industrial | Ind ¦ Efficient Refrigeration Compressor | 2020 | SC B | MW | Before Competition Groups | 0.024981 | 0 | 0 | 45.3058 | 0.00055139 | 29 | Industrial_2020_SC B_MW_Before Competition Groups_29 | Efficient Refrigeration Compressor | 0.05514% | 0 | 0.024981 | Industrial_2020_SC B_MW_Before Competition Groups_Efficient Refrigeration Compressor
Industrial | Ind ¦ Efficient Irrigation | 2020 | SC B | MW | Before Competition Groups | 0.0046099 | 0 | 0 | 45.3058 | 0.00010175 | 30 | Industrial_2020_SC B_MW_Before Competition Groups_30 | Efficient Irrigation | 0.01018% | 0 | 0.0046099 | Industrial_2020_SC B_MW_Before Competition Groups_Efficient Irrigation
Industrial | Ind ¦ Heat Lamps/Heat Pad | 2020 | SC B | MW | Before Competition Groups | 0 | 0 | 0 | 45.3058 | 0 | 31 | Industrial_2020_SC B_MW_Before Competition Groups_31 | Heat Lamps/Heat Pad | 0% | 0 | 0 | Industrial_2020_SC B_MW_Before Competition Groups_Heat Lamps/Heat Pad
Industrial | Ind ¦ Air Compressor Optimization | 2020 | SC C | MW | Before Competition Groups | 5.3456 | 0 | 0 | 28.9026 | 0.18495 | 1 | Industrial_2020_SC C_MW_Before Competition Groups_1 | Air Compressor Optimization | 18.5% | 0 | 5.3456 | Industrial_2020_SC C_MW_Before Competition Groups_Air Compressor Optimization
Industrial | Ind ¦ Pump System Optimization | 2020 | SC C | MW | Before Competition Groups | 5.0987 | 0 | 0 | 28.9026 | 0.17641 | 2 | Industrial_2020_SC C_MW_Before Competition Groups_2 | Pump System Optimization | 17.64% | 0 | 5.0987 | Industrial_2020_SC C_MW_Before Competition Groups_Pump System Optimization
Industrial | Ind ¦ Pump Equipment Upgrade | 2020 | SC C | MW | Before Competition Groups | 2.7216 | 0 | 0 | 28.9026 | 0.094163 | 3 | Industrial_2020_SC C_MW_Before Competition Groups_3 | Pump Equipment Upgrade | 9.416% | 0 | 2.7216 | Industrial_2020_SC C_MW_Before Competition Groups_Pump Equipment Upgrade
Industrial | Ind ¦ Air Leak Survey and Repair | 2020 | SC C | MW | Before Competition Groups | 2.7052 | 0 | 0 | 28.9026 | 0.093598 | 4 | Industrial_2020_SC C_MW_Before Competition Groups_4 | Air Leak Survey and Repair | 9.36% | 0 | 2.7052 | Industrial_2020_SC C_MW_Before Competition Groups_Air Leak Survey and Repair
Industrial | Ind ¦ Recommissioning | 2020 | SC C | MW | Before Competition Groups | 1.9127 | 0 | 0 | 28.9026 | 0.066176 | 5 | Industrial_2020_SC C_MW_Before Competition Groups_5 | Recommissioning | 6.618% | 0 | 1.9127 | Industrial_2020_SC C_MW_Before Competition Groups_Recommissioning
Industrial | Ind ¦ SEM | 2020 | SC C | MW | Before Competition Groups | 1.9127 | 0 | 0 | 28.9026 | 0.066176 | 6 | Industrial_2020_SC C_MW_Before Competition Groups_6 | SEM | 6.618% | 0 | 1.9127 | Industrial_2020_SC C_MW_Before Competition Groups_SEM
Industrial | Ind ¦ Fan System Optimization | 2020 | SC C | MW | Before Competition Groups | 1.9015 | 0 | 0 | 28.9026 | 0.065788 | 7 | Industrial_2020_SC C_MW_Before Competition Groups_7 | Fan System Optimization | 6.579% | 0 | 1.9015 | Industrial_2020_SC C_MW_Before Competition Groups_Fan System Optimization
Industrial | Ind ¦ High Efficiency HVAC Fans | 2020 | SC C | MW | Before Competition Groups | 1.4683 | 0 | 0 | 28.9026 | 0.0508 | 8 | Industrial_2020_SC C_MW_Before Competition Groups_8 | High Efficiency HVAC Fans | 5.08% | 0 | 1.4683 | Industrial_2020_SC C_MW_Before Competition Groups_High Efficiency HVAC Fans
Industrial | Ind ¦ Greenhouse Grow Lights | 2020 | SC C | MW | Before Competition Groups | 1.3035 | 0 | 0 | 28.9026 | 0.0451 | 9 | Industrial_2020_SC C_MW_Before Competition Groups_9 | Greenhouse Grow Lights | 4.51% | 0 | 1.3035 | Industrial_2020_SC C_MW_Before Competition Groups_Greenhouse Grow Lights
Industrial | Ind ¦ Efficient Compressed Air Nozzles | 2020 | SC C | MW | Before Competition Groups | 1.1005 | 0 | 0 | 28.9026 | 0.038075 | 10 | Industrial_2020_SC C_MW_Before Competition Groups_10 | Efficient Compressed Air Nozzles | 3.808% | 0 | 1.1005 | Industrial_2020_SC C_MW_Before Competition Groups_Efficient Compressed Air Nozzles
Industrial | Ind ¦ Material Handling Improvements | 2020 | SC C | MW | Before Competition Groups | 0.55537 | 0 | 0 | 28.9026 | 0.019215 | 11 | Industrial_2020_SC C_MW_Before Competition Groups_11 | Material Handling Improvements | 1.922% | 0 | 0.55537 | Industrial_2020_SC C_MW_Before Competition Groups_Material Handling Improvements
Industrial | Ind ¦ Improved Controls - Process Cooling | 2020 | SC C | MW | Before Competition Groups | 0.51359 | 0 | 0 | 28.9026 | 0.01777 | 12 | Industrial_2020_SC C_MW_Before Competition Groups_12 | Improved Controls - Process Cooling | 1.777% | 0 | 0.51359 | Industrial_2020_SC C_MW_Before Competition Groups_Improved Controls - Process Cooling
Industrial | Ind ¦ Cooling Tower Optimization | 2020 | SC C | MW | Before Competition Groups | 0.40739 | 0 | 0 | 28.9026 | 0.014095 | 13 | Industrial_2020_SC C_MW_Before Competition Groups_13 | Cooling Tower Optimization | 1.41% | 0 | 0.40739 | Industrial_2020_SC C_MW_Before Competition Groups_Cooling Tower Optimization
Industrial | Ind ¦ Process Optimization (Elec) | 2020 | SC C | MW | Before Competition Groups | 0.37115 | 0 | 0 | 28.9026 | 0.012841 | 14 | Industrial_2020_SC C_MW_Before Competition Groups_14 | Process Optimization (Elec) | 1.284% | 0 | 0.37115 | Industrial_2020_SC C_MW_Before Competition Groups_Process Optimization (Elec)
Industrial | Ind ¦ Ventilation Optimization | 2020 | SC C | MW | Before Competition Groups | 0.34024 | 0 | 0 | 28.9026 | 0.011772 | 15 | Industrial_2020_SC C_MW_Before Competition Groups_15 | Ventilation Optimization | 1.177% | 0 | 0.34024 | Industrial_2020_SC C_MW_Before Competition Groups_Ventilation Optimization
Industrial | Ind ¦ Pulp and Paper Process Improvements | 2020 | SC C | MW | Before Competition Groups | 0.26951 | 0 | 0 | 28.9026 | 0.0093248 | 16 | Industrial_2020_SC C_MW_Before Competition Groups_16 | Pulp and Paper Process Improvements | 0.9325% | 0 | 0.26951 | Industrial_2020_SC C_MW_Before Competition Groups_Pulp and Paper Process Improvements
Industrial | Ind ¦ Free Cooling | 2020 | SC C | MW | Before Competition Groups | 0.13758 | 0 | 0 | 28.9026 | 0.00476 | 17 | Industrial_2020_SC C_MW_Before Competition Groups_17 | Free Cooling | 0.476% | 0 | 0.13758 | Industrial_2020_SC C_MW_Before Competition Groups_Free Cooling
Industrial | Ind ¦ Refiner Plate Improvements | 2020 | SC C | MW | Before Competition Groups | 0.13247 | 0 | 0 | 28.9026 | 0.0045833 | 18 | Industrial_2020_SC C_MW_Before Competition Groups_18 | Refiner Plate Improvements | 0.4583% | 0 | 0.13247 | Industrial_2020_SC C_MW_Before Competition Groups_Refiner Plate Improvements
Industrial | Ind ¦ VAV Conversion Project | 2020 | SC C | MW | Before Competition Groups | 0.1197 | 0 | 0 | 28.9026 | 0.0041414 | 19 | Industrial_2020_SC C_MW_Before Competition Groups_19 | VAV Conversion Project | 0.4141% | 0 | 0.1197 | Industrial_2020_SC C_MW_Before Competition Groups_VAV Conversion Project
Industrial | Ind ¦ High Efficiency Battery Charger | 2020 | SC C | MW | Before Competition Groups | 0.11223 | 0 | 0 | 28.9026 | 0.0038829 | 20 | Industrial_2020_SC C_MW_Before Competition Groups_20 | High Efficiency Battery Charger | 0.3883% | 0 | 0.11223 | Industrial_2020_SC C_MW_Before Competition Groups_High Efficiency Battery Charger
Industrial | Ind ¦ Process Heat Recovery | 2020 | SC C | MW | Before Competition Groups | 0.098214 | 0 | 0 | 28.9026 | 0.0033981 | 21 | Industrial_2020_SC C_MW_Before Competition Groups_21 | Process Heat Recovery | 0.3398% | 0 | 0.098214 | Industrial_2020_SC C_MW_Before Competition Groups_Process Heat Recovery
Industrial | Ind ¦ Refrigeration Compressor VFD | 2020 | SC C | MW | Before Competition Groups | 0.097884 | 0 | 0 | 28.9026 | 0.0033867 | 22 | Industrial_2020_SC C_MW_Before Competition Groups_22 | Refrigeration Compressor VFD | 0.3387% | 0 | 0.097884 | Industrial_2020_SC C_MW_Before Competition Groups_Refrigeration Compressor VFD
Industrial | Ind ¦ Process Improvements | 2020 | SC C | MW | Before Competition Groups | 0.07672 | 0 | 0 | 28.9026 | 0.0026544 | 23 | Industrial_2020_SC C_MW_Before Competition Groups_23 | Process Improvements | 0.2654% | 0 | 0.07672 | Industrial_2020_SC C_MW_Before Competition Groups_Process Improvements
Industrial | Ind ¦ HE Lighting | 2020 | SC C | MW | Before Competition Groups | 0.058823 | 0 | 0 | 28.9026 | 0.0020352 | 24 | Industrial_2020_SC C_MW_Before Competition Groups_24 | HE Lighting | 0.2035% | 0 | 0.058823 | Industrial_2020_SC C_MW_Before Competition Groups_HE Lighting
Industrial | Ind ¦ Improved Controls - Process Heating | 2020 | SC C | MW | Before Competition Groups | 0.047227 | 0 | 0 | 28.9026 | 0.001634 | 25 | Industrial_2020_SC C_MW_Before Competition Groups_25 | Improved Controls - Process Heating | 0.1634% | 0 | 0.047227 | Industrial_2020_SC C_MW_Before Competition Groups_Improved Controls - Process Heating
Industrial | Ind ¦ Dairy Pre-Cooler | 2020 | SC C | MW | Before Competition Groups | 0.029594 | 0 | 0 | 28.9026 | 0.0010239 | 26 | Industrial_2020_SC C_MW_Before Competition Groups_26 | Dairy Pre-Cooler | 0.1024% | 0 | 0.029594 | Industrial_2020_SC C_MW_Before Competition Groups_Dairy Pre-Cooler
Industrial | Ind ¦ Engine Block Heater Timer | 2020 | SC C | MW | Before Competition Groups | 0.028922 | 0 | 0 | 28.9026 | 0.0010007 | 27 | Industrial_2020_SC C_MW_Before Competition Groups_27 | Engine Block Heater Timer | 0.1001% | 0 | 0.028922 | Industrial_2020_SC C_MW_Before Competition Groups_Engine Block Heater Timer
Industrial | Ind ¦ Efficient Refrigeration Compressor | 2020 | SC C | MW | Before Competition Groups | 0.020936 | 0 | 0 | 28.9026 | 0.00072437 | 28 | Industrial_2020_SC C_MW_Before Competition Groups_28 | Efficient Refrigeration Compressor | 0.07244% | 0 | 0.020936 | Industrial_2020_SC C_MW_Before Competition Groups_Efficient Refrigeration Compressor
Industrial | Ind ¦ Air Compressor Heat Recovery | 2020 | SC C | MW | Before Competition Groups | 0.013213 | 0 | 0 | 28.9026 | 0.00045715 | 29 | Industrial_2020_SC C_MW_Before Competition Groups_29 | Air Compressor Heat Recovery | 0.04571% | 0 | 0.013213 | Industrial_2020_SC C_MW_Before Competition Groups_Air Compressor Heat Recovery
Industrial | Ind ¦ Efficient Irrigation | 2020 | SC C | MW | Before Competition Groups | 0.0017602 | 0 | 0 | 28.9026 | 6.0901e-05 | 30 | Industrial_2020_SC C_MW_Before Competition Groups_30 | Efficient Irrigation | 0.00609% | 0 | 0.0017602 | Industrial_2020_SC C_MW_Before Competition Groups_Efficient Irrigation
Industrial | Ind ¦ Heat Lamps/Heat Pad | 2020 | SC C | MW | Before Competition Groups | 0 | 0 | 0 | 28.9026 | 0 | 31 | Industrial_2020_SC C_MW_Before Competition Groups_31 | Heat Lamps/Heat Pad | 0% | 0 | 0 | Industrial_2020_SC C_MW_Before Competition Groups_Heat Lamps/Heat Pad
Industrial | Ind ¦ Air Compressor Optimization | 2020 | SC D | MW | Before Competition Groups | 5.3456 | 0 | 0 | 27.5637 | 0.19394 | 1 | Industrial_2020_SC D_MW_Before Competition Groups_1 | Air Compressor Optimization | 19.39% | 0 | 5.3456 | Industrial_2020_SC D_MW_Before Competition Groups_Air Compressor Optimization
Industrial | Ind ¦ Pump System Optimization | 2020 | SC D | MW | Before Competition Groups | 4.9729 | 0 | 0 | 27.5637 | 0.18041 | 2 | Industrial_2020_SC D_MW_Before Competition Groups_2 | Pump System Optimization | 18.04% | 0 | 4.9729 | Industrial_2020_SC D_MW_Before Competition Groups_Pump System Optimization
Industrial | Ind ¦ Air Leak Survey and Repair | 2020 | SC D | MW | Before Competition Groups | 2.7011 | 0 | 0 | 27.5637 | 0.097996 | 3 | Industrial_2020_SC D_MW_Before Competition Groups_3 | Air Leak Survey and Repair | 9.8% | 0 | 2.7011 | Industrial_2020_SC D_MW_Before Competition Groups_Air Leak Survey and Repair
Industrial | Ind ¦ Pump Equipment Upgrade | 2020 | SC D | MW | Before Competition Groups | 2.5474 | 0 | 0 | 27.5637 | 0.09242 | 4 | Industrial_2020_SC D_MW_Before Competition Groups_4 | Pump Equipment Upgrade | 9.242% | 0 | 2.5474 | Industrial_2020_SC D_MW_Before Competition Groups_Pump Equipment Upgrade
Industrial | Ind ¦ SEM | 2020 | SC D | MW | Before Competition Groups | 1.9127 | 0 | 0 | 27.5637 | 0.069391 | 5 | Industrial_2020_SC D_MW_Before Competition Groups_5 | SEM | 6.939% | 0 | 1.9127 | Industrial_2020_SC D_MW_Before Competition Groups_SEM
Industrial | Ind ¦ Fan System Optimization | 2020 | SC D | MW | Before Competition Groups | 1.9015 | 0 | 0 | 27.5637 | 0.068984 | 6 | Industrial_2020_SC D_MW_Before Competition Groups_6 | Fan System Optimization | 6.898% | 0 | 1.9015 | Industrial_2020_SC D_MW_Before Competition Groups_Fan System Optimization
Industrial | Ind ¦ Recommissioning | 2020 | SC D | MW | Before Competition Groups | 1.857 | 0 | 0 | 27.5637 | 0.067373 | 7 | Industrial_2020_SC D_MW_Before Competition Groups_7 | Recommissioning | 6.737% | 0 | 1.857 | Industrial_2020_SC D_MW_Before Competition Groups_Recommissioning
Industrial | Ind ¦ High Efficiency HVAC Fans | 2020 | SC D | MW | Before Competition Groups | 1.419 | 0 | 0 | 27.5637 | 0.05148 | 8 | Industrial_2020_SC D_MW_Before Competition Groups_8 | High Efficiency HVAC Fans | 5.148% | 0 | 1.419 | Industrial_2020_SC D_MW_Before Competition Groups_High Efficiency HVAC Fans
Industrial | Ind ¦ Efficient Compressed Air Nozzles | 2020 | SC D | MW | Before Competition Groups | 1.1005 | 0 | 0 | 27.5637 | 0.039925 | 9 | Industrial_2020_SC D_MW_Before Competition Groups_9 | Efficient Compressed Air Nozzles | 3.992% | 0 | 1.1005 | Industrial_2020_SC D_MW_Before Competition Groups_Efficient Compressed Air Nozzles
Industrial | Ind ¦ Greenhouse Grow Lights | 2020 | SC D | MW | Before Competition Groups | 1.0444 | 0 | 0 | 27.5637 | 0.03789 | 10 | Industrial_2020_SC D_MW_Before Competition Groups_10 | Greenhouse Grow Lights | 3.789% | 0 | 1.0444 | Industrial_2020_SC D_MW_Before Competition Groups_Greenhouse Grow Lights
Industrial | Ind ¦ Material Handling Improvements | 2020 | SC D | MW | Before Competition Groups | 0.55537 | 0 | 0 | 27.5637 | 0.020149 | 11 | Industrial_2020_SC D_MW_Before Competition Groups_11 | Material Handling Improvements | 2.015% | 0 | 0.55537 | Industrial_2020_SC D_MW_Before Competition Groups_Material Handling Improvements
Industrial | Ind ¦ Improved Controls - Process Cooling | 2020 | SC D | MW | Before Competition Groups | 0.51359 | 0 | 0 | 27.5637 | 0.018633 | 12 | Industrial_2020_SC D_MW_Before Competition Groups_12 | Improved Controls - Process Cooling | 1.863% | 0 | 0.51359 | Industrial_2020_SC D_MW_Before Competition Groups_Improved Controls - Process Cooling
Industrial | Ind ¦ Process Optimization (Elec) | 2020 | SC D | MW | Before Competition Groups | 0.37115 | 0 | 0 | 27.5637 | 0.013465 | 13 | Industrial_2020_SC D_MW_Before Competition Groups_13 | Process Optimization (Elec) | 1.347% | 0 | 0.37115 | Industrial_2020_SC D_MW_Before Competition Groups_Process Optimization (Elec)
Industrial | Ind ¦ Cooling Tower Optimization | 2020 | SC D | MW | Before Competition Groups | 0.36642 | 0 | 0 | 27.5637 | 0.013294 | 14 | Industrial_2020_SC D_MW_Before Competition Groups_14 | Cooling Tower Optimization | 1.329% | 0 | 0.36642 | Industrial_2020_SC D_MW_Before Competition Groups_Cooling Tower Optimization
Industrial | Ind ¦ Ventilation Optimization | 2020 | SC D | MW | Before Competition Groups | 0.28687 | 0 | 0 | 27.5637 | 0.010407 | 15 | Industrial_2020_SC D_MW_Before Competition Groups_15 | Ventilation Optimization | 1.041% | 0 | 0.28687 | Industrial_2020_SC D_MW_Before Competition Groups_Ventilation Optimization
Industrial | Ind ¦ Refiner Plate Improvements | 2020 | SC D | MW | Before Competition Groups | 0.13247 | 0 | 0 | 27.5637 | 0.004806 | 16 | Industrial_2020_SC D_MW_Before Competition Groups_16 | Refiner Plate Improvements | 0.4806% | 0 | 0.13247 | Industrial_2020_SC D_MW_Before Competition Groups_Refiner Plate Improvements
Industrial | Ind ¦ VAV Conversion Project | 2020 | SC D | MW | Before Competition Groups | 0.083203 | 0 | 0 | 27.5637 | 0.0030186 | 17 | Industrial_2020_SC D_MW_Before Competition Groups_17 | VAV Conversion Project | 0.3019% | 0 | 0.083203 | Industrial_2020_SC D_MW_Before Competition Groups_VAV Conversion Project
Industrial | Ind ¦ Process Heat Recovery | 2020 | SC D | MW | Before Competition Groups | 0.074856 | 0 | 0 | 27.5637 | 0.0027157 | 18 | Industrial_2020_SC D_MW_Before Competition Groups_18 | Process Heat Recovery | 0.2716% | 0 | 0.074856 | Industrial_2020_SC D_MW_Before Competition Groups_Process Heat Recovery
Industrial | Ind ¦ Refrigeration Compressor VFD | 2020 | SC D | MW | Before Competition Groups | 0.06935 | 0 | 0 | 27.5637 | 0.002516 | 19 | Industrial_2020_SC D_MW_Before Competition Groups_19 | Refrigeration Compressor VFD | 0.2516% | 0 | 0.06935 | Industrial_2020_SC D_MW_Before Competition Groups_Refrigeration Compressor VFD
Industrial | Ind ¦ Process Improvements | 2020 | SC D | MW | Before Competition Groups | 0.068426 | 0 | 0 | 27.5637 | 0.0024825 | 20 | Industrial_2020_SC D_MW_Before Competition Groups_20 | Process Improvements | 0.2482% | 0 | 0.068426 | Industrial_2020_SC D_MW_Before Competition Groups_Process Improvements
Industrial | Ind ¦ High Efficiency Battery Charger | 2020 | SC D | MW | Before Competition Groups | 0.056914 | 0 | 0 | 27.5637 | 0.0020648 | 21 | Industrial_2020_SC D_MW_Before Competition Groups_21 | High Efficiency Battery Charger | 0.2065% | 0 | 0.056914 | Industrial_2020_SC D_MW_Before Competition Groups_High Efficiency Battery Charger
Industrial | Ind ¦ Improved Controls - Process Heating | 2020 | SC D | MW | Before Competition Groups | 0.042847 | 0 | 0 | 27.5637 | 0.0015545 | 22 | Industrial_2020_SC D_MW_Before Competition Groups_22 | Improved Controls - Process Heating | 0.1554% | 0 | 0.042847 | Industrial_2020_SC D_MW_Before Competition Groups_Improved Controls - Process Heating
Industrial | Ind ¦ Pulp and Paper Process Improvements | 2020 | SC D | MW | Before Competition Groups | 0.037825 | 0 | 0 | 27.5637 | 0.0013723 | 23 | Industrial_2020_SC D_MW_Before Competition Groups_23 | Pulp and Paper Process Improvements | 0.1372% | 0 | 0.037825 | Industrial_2020_SC D_MW_Before Competition Groups_Pulp and Paper Process Improvements
Industrial | Ind ¦ Engine Block Heater Timer | 2020 | SC D | MW | Before Competition Groups | 0.027587 | 0 | 0 | 27.5637 | 0.0010009 | 24 | Industrial_2020_SC D_MW_Before Competition Groups_24 | Engine Block Heater Timer | 0.1001% | 0 | 0.027587 | Industrial_2020_SC D_MW_Before Competition Groups_Engine Block Heater Timer
Industrial | Ind ¦ Free Cooling | 2020 | SC D | MW | Before Competition Groups | 0.021501 | 0 | 0 | 27.5637 | 0.00078004 | 25 | Industrial_2020_SC D_MW_Before Competition Groups_25 | Free Cooling | 0.078% | 0 | 0.021501 | Industrial_2020_SC D_MW_Before Competition Groups_Free Cooling
Industrial | Ind ¦ Efficient Refrigeration Compressor | 2020 | SC D | MW | Before Competition Groups | 0.020871 | 0 | 0 | 27.5637 | 0.00075719 | 26 | Industrial_2020_SC D_MW_Before Competition Groups_26 | Efficient Refrigeration Compressor | 0.07572% | 0 | 0.020871 | Industrial_2020_SC D_MW_Before Competition Groups_Efficient Refrigeration Compressor
Industrial | Ind ¦ Dairy Pre-Cooler | 2020 | SC D | MW | Before Competition Groups | 0.01317 | 0 | 0 | 27.5637 | 0.00047781 | 27 | Industrial_2020_SC D_MW_Before Competition Groups_27 | Dairy Pre-Cooler | 0.04778% | 0 | 0.01317 | Industrial_2020_SC D_MW_Before Competition Groups_Dairy Pre-Cooler
Industrial | Ind ¦ Air Compressor Heat Recovery | 2020 | SC D | MW | Before Competition Groups | 0.012151 | 0 | 0 | 27.5637 | 0.00044084 | 28 | Industrial_2020_SC D_MW_Before Competition Groups_28 | Air Compressor Heat Recovery | 0.04408% | 0 | 0.012151 | Industrial_2020_SC D_MW_Before Competition Groups_Air Compressor Heat Recovery
Industrial | Ind ¦ HE Lighting | 2020 | SC D | MW | Before Competition Groups | 0.0059933 | 0 | 0 | 27.5637 | 0.00021743 | 29 | Industrial_2020_SC D_MW_Before Competition Groups_29 | HE Lighting | 0.02174% | 0 | 0.0059933 | Industrial_2020_SC D_MW_Before Competition Groups_HE Lighting
Industrial | Ind ¦ Efficient Irrigation | 2020 | SC D | MW | Before Competition Groups | 0.001073 | 0 | 0 | 27.5637 | 3.893e-05 | 30 | Industrial_2020_SC D_MW_Before Competition Groups_30 | Efficient Irrigation | 0.003893% | 0 | 0.001073 | Industrial_2020_SC D_MW_Before Competition Groups_Efficient Irrigation
Industrial | Ind ¦ Heat Lamps/Heat Pad | 2020 | SC D | MW | Before Competition Groups | 0 | 0 | 0 | 27.5637 | 0 | 31 | Industrial_2020_SC D_MW_Before Competition Groups_31 | Heat Lamps/Heat Pad | 0% | 0 | 0 | Industrial_2020_SC D_MW_Before Competition Groups_Heat Lamps/Heat Pad
Industrial | Ind ¦ Air Leak Survey and Repair | 2020 | Technical | MW | Before Competition Groups | 76.8601 | 0 | 0 | 593.7346 | 0.12945 | 1 | Industrial_2020_Technical_MW_Before Competition Groups_1 | Air Leak Survey and Repair | 12.95% | 0 | 76.8601 | Industrial_2020_Technical_MW_Before Competition Groups_Air Leak Survey and Repair
Industrial | Ind ¦ HE Lighting | 2020 | Technical | MW | Before Competition Groups | 60.8205 | 0 | 0 | 593.7346 | 0.10244 | 2 | Industrial_2020_Technical_MW_Before Competition Groups_2 | HE Lighting | 10.24% | 0 | 60.8205 | Industrial_2020_Technical_MW_Before Competition Groups_HE Lighting
Industrial | Ind ¦ Pump System Optimization | 2020 | Technical | MW | Before Competition Groups | 57.5291 | 0 | 0 | 593.7346 | 0.096894 | 3 | Industrial_2020_Technical_MW_Before Competition Groups_3 | Pump System Optimization | 9.689% | 0 | 57.5291 | Industrial_2020_Technical_MW_Before Competition Groups_Pump System Optimization
Industrial | Ind ¦ Recommissioning | 2020 | Technical | MW | Before Competition Groups | 54.853 | 0 | 0 | 593.7346 | 0.092386 | 4 | Industrial_2020_Technical_MW_Before Competition Groups_4 | Recommissioning | 9.239% | 0 | 54.853 | Industrial_2020_Technical_MW_Before Competition Groups_Recommissioning
Industrial | Ind ¦ SEM | 2020 | Technical | MW | Before Competition Groups | 54.853 | 0 | 0 | 593.7346 | 0.092386 | 5 | Industrial_2020_Technical_MW_Before Competition Groups_5 | SEM | 9.239% | 0 | 54.853 | Industrial_2020_Technical_MW_Before Competition Groups_SEM
Industrial | Ind ¦ Air Compressor Optimization | 2020 | Technical | MW | Before Competition Groups | 38.7837 | 0 | 0 | 593.7346 | 0.065322 | 6 | Industrial_2020_Technical_MW_Before Competition Groups_6 | Air Compressor Optimization | 6.532% | 0 | 38.7837 | Industrial_2020_Technical_MW_Before Competition Groups_Air Compressor Optimization
Industrial | Ind ¦ Efficient Compressed Air Nozzles | 2020 | Technical | MW | Before Competition Groups | 36.0729 | 0 | 0 | 593.7346 | 0.060756 | 7 | Industrial_2020_Technical_MW_Before Competition Groups_7 | Efficient Compressed Air Nozzles | 6.076% | 0 | 36.0729 | Industrial_2020_Technical_MW_Before Competition Groups_Efficient Compressed Air Nozzles
Industrial | Ind ¦ Pump Equipment Upgrade | 2020 | Technical | MW | Before Competition Groups | 28.7627 | 0 | 0 | 593.7346 | 0.048444 | 8 | Industrial_2020_Technical_MW_Before Competition Groups_8 | Pump Equipment Upgrade | 4.844% | 0 | 28.7627 | Industrial_2020_Technical_MW_Before Competition Groups_Pump Equipment Upgrade
Industrial | Ind ¦ Process Optimization (Elec) | 2020 | Technical | MW | Before Competition Groups | 22.4106 | 0 | 0 | 593.7346 | 0.037745 | 9 | Industrial_2020_Technical_MW_Before Competition Groups_9 | Process Optimization (Elec) | 3.775% | 0 | 22.4106 | Industrial_2020_Technical_MW_Before Competition Groups_Process Optimization (Elec)
Industrial | Ind ¦ High Efficiency HVAC Fans | 2020 | Technical | MW | Before Competition Groups | 19.8758 | 0 | 0 | 593.7346 | 0.033476 | 10 | Industrial_2020_Technical_MW_Before Competition Groups_10 | High Efficiency HVAC Fans | 3.348% | 0 | 19.8758 | Industrial_2020_Technical_MW_Before Competition Groups_High Efficiency HVAC Fans
Industrial | Ind ¦ Premium Efficient Motors | 2020 | Technical | MW | Before Competition Groups | 16.8948 | 0 | 0 | 593.7346 | 0.028455 | 11 | Industrial_2020_Technical_MW_Before Competition Groups_11 | Premium Efficient Motors | 2.846% | 0 | 16.8948 | Industrial_2020_Technical_MW_Before Competition Groups_Premium Efficient Motors
Industrial | Ind ¦ Greenhouse Grow Lights | 2020 | Technical | MW | Before Competition Groups | 15.6114 | 0 | 0 | 593.7346 | 0.026294 | 12 | Industrial_2020_Technical_MW_Before Competition Groups_12 | Greenhouse Grow Lights | 2.629% | 0 | 15.6114 | Industrial_2020_Technical_MW_Before Competition Groups_Greenhouse Grow Lights
Industrial | Ind ¦ Fan System Optimization | 2020 | Technical | MW | Before Competition Groups | 15.1682 | 0 | 0 | 593.7346 | 0.025547 | 13 | Industrial_2020_Technical_MW_Before Competition Groups_13 | Fan System Optimization | 2.555% | 0 | 15.1682 | Industrial_2020_Technical_MW_Before Competition Groups_Fan System Optimization
Industrial | Ind ¦ Improved Controls - Process Cooling | 2020 | Technical | MW | Before Competition Groups | 14.6688 | 0 | 0 | 593.7346 | 0.024706 | 14 | Industrial_2020_Technical_MW_Before Competition Groups_14 | Improved Controls - Process Cooling | 2.471% | 0 | 14.6688 | Industrial_2020_Technical_MW_Before Competition Groups_Improved Controls - Process Cooling
Industrial | Ind ¦ HE HVAC Controls | 2020 | Technical | MW | Before Competition Groups | 9.0127 | 0 | 0 | 593.7346 | 0.01518 | 15 | Industrial_2020_Technical_MW_Before Competition Groups_15 | HE HVAC Controls | 1.518% | 0 | 9.0127 | Industrial_2020_Technical_MW_Before Competition Groups_HE HVAC Controls
Industrial | Ind ¦ Pulp and Paper Process Improvements | 2020 | Technical | MW | Before Competition Groups | 8.1635 | 0 | 0 | 593.7346 | 0.013749 | 16 | Industrial_2020_Technical_MW_Before Competition Groups_16 | Pulp and Paper Process Improvements | 1.375% | 0 | 8.1635 | Industrial_2020_Technical_MW_Before Competition Groups_Pulp and Paper Process Improvements
Industrial | Ind ¦ Ventilation Optimization | 2020 | Technical | MW | Before Competition Groups | 7.0216 | 0 | 0 | 593.7346 | 0.011826 | 17 | Industrial_2020_Technical_MW_Before Competition Groups_17 | Ventilation Optimization | 1.183% | 0 | 7.0216 | Industrial_2020_Technical_MW_Before Competition Groups_Ventilation Optimization
Industrial | Ind ¦ Chiller Optimization | 2020 | Technical | MW | Before Competition Groups | 5.5917 | 0 | 0 | 593.7346 | 0.0094179 | 18 | Industrial_2020_Technical_MW_Before Competition Groups_18 | Chiller Optimization | 0.9418% | 0 | 5.5917 | Industrial_2020_Technical_MW_Before Competition Groups_Chiller Optimization
Industrial | Ind ¦ Material Handling Improvements | 2020 | Technical | MW | Before Competition Groups | 5.2718 | 0 | 0 | 593.7346 | 0.008879 | 19 | Industrial_2020_Technical_MW_Before Competition Groups_19 | Material Handling Improvements | 0.8879% | 0 | 5.2718 | Industrial_2020_Technical_MW_Before Competition Groups_Material Handling Improvements
Industrial | Ind ¦ HE HVAC Units | 2020 | Technical | MW | Before Competition Groups | 4.6329 | 0 | 0 | 593.7346 | 0.0078029 | 20 | Industrial_2020_Technical_MW_Before Competition Groups_20 | HE HVAC Units | 0.7803% | 0 | 4.6329 | Industrial_2020_Technical_MW_Before Competition Groups_HE HVAC Units
Industrial | Ind ¦ Refiner Plate Improvements | 2020 | Technical | MW | Before Competition Groups | 4.4898 | 0 | 0 | 593.7346 | 0.007562 | 21 | Industrial_2020_Technical_MW_Before Competition Groups_21 | Refiner Plate Improvements | 0.7562% | 0 | 4.4898 | Industrial_2020_Technical_MW_Before Competition Groups_Refiner Plate Improvements
Industrial | Ind ¦ Cooling Tower Optimization | 2020 | Technical | MW | Before Competition Groups | 4.3484 | 0 | 0 | 593.7346 | 0.0073238 | 22 | Industrial_2020_Technical_MW_Before Competition Groups_22 | Cooling Tower Optimization | 0.7324% | 0 | 4.3484 | Industrial_2020_Technical_MW_Before Competition Groups_Cooling Tower Optimization
Industrial | Ind ¦ HVLS Fans | 2020 | Technical | MW | Before Competition Groups | 4.3337 | 0 | 0 | 593.7346 | 0.0072991 | 23 | Industrial_2020_Technical_MW_Before Competition Groups_23 | HVLS Fans | 0.7299% | 0 | 4.3337 | Industrial_2020_Technical_MW_Before Competition Groups_HVLS Fans
Industrial | Ind ¦ Free Cooling | 2020 | Technical | MW | Before Competition Groups | 3.6286 | 0 | 0 | 593.7346 | 0.0061115 | 24 | Industrial_2020_Technical_MW_Before Competition Groups_24 | Free Cooling | 0.6111% | 0 | 3.6286 | Industrial_2020_Technical_MW_Before Competition Groups_Free Cooling
Industrial | Ind ¦ VAV Conversion Project | 2020 | Technical | MW | Before Competition Groups | 3.4531 | 0 | 0 | 593.7346 | 0.0058159 | 25 | Industrial_2020_Technical_MW_Before Competition Groups_25 | VAV Conversion Project | 0.5816% | 0 | 3.4531 | Industrial_2020_Technical_MW_Before Competition Groups_VAV Conversion Project
Industrial | Ind ¦ Cold Storage Retrofit | 2020 | Technical | MW | Before Competition Groups | 2.9563 | 0 | 0 | 593.7346 | 0.0049792 | 26 | Industrial_2020_Technical_MW_Before Competition Groups_26 | Cold Storage Retrofit | 0.4979% | 0 | 2.9563 | Industrial_2020_Technical_MW_Before Competition Groups_Cold Storage Retrofit
Industrial | Ind ¦ Process Heat Recovery | 2020 | Technical | MW | Before Competition Groups | 2.8785 | 0 | 0 | 593.7346 | 0.0048482 | 27 | Industrial_2020_Technical_MW_Before Competition Groups_27 | Process Heat Recovery | 0.4848% | 0 | 2.8785 | Industrial_2020_Technical_MW_Before Competition Groups_Process Heat Recovery
Industrial | Ind ¦ Synchronous Belts | 2020 | Technical | MW | Before Competition Groups | 2.7544 | 0 | 0 | 593.7346 | 0.0046392 | 28 | Industrial_2020_Technical_MW_Before Competition Groups_28 | Synchronous Belts | 0.4639% | 0 | 2.7544 | Industrial_2020_Technical_MW_Before Competition Groups_Synchronous Belts
Industrial | Ind ¦ Process Improvements | 2020 | Technical | MW | Before Competition Groups | 2.2043 | 0 | 0 | 593.7346 | 0.0037125 | 29 | Industrial_2020_Technical_MW_Before Competition Groups_29 | Process Improvements | 0.3713% | 0 | 2.2043 | Industrial_2020_Technical_MW_Before Competition Groups_Process Improvements
Industrial | Ind ¦ High Efficiency Battery Charger | 2020 | Technical | MW | Before Competition Groups | 1.9245 | 0 | 0 | 593.7346 | 0.0032413 | 30 | Industrial_2020_Technical_MW_Before Competition Groups_30 | High Efficiency Battery Charger | 0.3241% | 0 | 1.9245 | Industrial_2020_Technical_MW_Before Competition Groups_High Efficiency Battery Charger
Industrial | Ind ¦ Efficient Irrigation | 2020 | Technical | MW | Before Competition Groups | 1.5733 | 0 | 0 | 593.7346 | 0.0026499 | 31 | Industrial_2020_Technical_MW_Before Competition Groups_31 | Efficient Irrigation | 0.265% | 0 | 1.5733 | Industrial_2020_Technical_MW_Before Competition Groups_Efficient Irrigation
Industrial | Ind ¦ Improved Controls - Process Heating | 2020 | Technical | MW | Before Competition Groups | 1.32 | 0 | 0 | 593.7346 | 0.0022232 | 32 | Industrial_2020_Technical_MW_Before Competition Groups_32 | Improved Controls - Process Heating | 0.2223% | 0 | 1.32 | Industrial_2020_Technical_MW_Before Competition Groups_Improved Controls - Process Heating
Industrial | Ind ¦ Refrigeration Compressor VFD | 2020 | Technical | MW | Before Competition Groups | 1.0549 | 0 | 0 | 593.7346 | 0.0017766 | 33 | Industrial_2020_Technical_MW_Before Competition Groups_33 | Refrigeration Compressor VFD | 0.1777% | 0 | 1.0549 | Industrial_2020_Technical_MW_Before Competition Groups_Refrigeration Compressor VFD
Industrial | Ind ¦ Efficient Transformer | 2020 | Technical | MW | Before Competition Groups | 0.96548 | 0 | 0 | 593.7346 | 0.0016261 | 34 | Industrial_2020_Technical_MW_Before Competition Groups_34 | Efficient Transformer | 0.1626% | 0 | 0.96548 | Industrial_2020_Technical_MW_Before Competition Groups_Efficient Transformer
Industrial | Ind ¦ Engine Block Heater Timer | 2020 | Technical | MW | Before Competition Groups | 0.83946 | 0 | 0 | 593.7346 | 0.0014139 | 35 | Industrial_2020_Technical_MW_Before Competition Groups_35 | Engine Block Heater Timer | 0.1414% | 0 | 0.83946 | Industrial_2020_Technical_MW_Before Competition Groups_Engine Block Heater Timer
Industrial | Ind ¦ High Efficiency Welders | 2020 | Technical | MW | Before Competition Groups | 0.79782 | 0 | 0 | 593.7346 | 0.0013437 | 36 | Industrial_2020_Technical_MW_Before Competition Groups_36 | High Efficiency Welders | 0.1344% | 0 | 0.79782 | Industrial_2020_Technical_MW_Before Competition Groups_High Efficiency Welders
Industrial | Ind ¦ Dairy Pre-Cooler | 2020 | Technical | MW | Before Competition Groups | 0.41463 | 0 | 0 | 593.7346 | 0.00069834 | 37 | Industrial_2020_Technical_MW_Before Competition Groups_37 | Dairy Pre-Cooler | 0.06983% | 0 | 0.41463 | Industrial_2020_Technical_MW_Before Competition Groups_Dairy Pre-Cooler
Industrial | Ind ¦ Air Compressor Heat Recovery | 2020 | Technical | MW | Before Competition Groups | 0.37588 | 0 | 0 | 593.7346 | 0.00063307 | 38 | Industrial_2020_Technical_MW_Before Competition Groups_38 | Air Compressor Heat Recovery | 0.06331% | 0 | 0.37588 | Industrial_2020_Technical_MW_Before Competition Groups_Air Compressor Heat Recovery
Industrial | Ind ¦ Optimize Compressed Air Dryer | 2020 | Technical | MW | Before Competition Groups | 0.26729 | 0 | 0 | 593.7346 | 0.00045019 | 39 | Industrial_2020_Technical_MW_Before Competition Groups_39 | Optimize Compressed Air Dryer | 0.04502% | 0 | 0.26729 | Industrial_2020_Technical_MW_Before Competition Groups_Optimize Compressed Air Dryer
Industrial | Ind ¦ Creep Heat Controller | 2020 | Technical | MW | Before Competition Groups | 0.10582 | 0 | 0 | 593.7346 | 0.00017822 | 40 | Industrial_2020_Technical_MW_Before Competition Groups_40 | Creep Heat Controller | 0.01782% | 0 | 0.10582 | Industrial_2020_Technical_MW_Before Competition Groups_Creep Heat Controller
Industrial | Ind ¦ Heat Lamps/Heat Pad | 2020 | Technical | MW | Before Competition Groups | 0.101 | 0 | 0 | 593.7346 | 0.00017011 | 41 | Industrial_2020_Technical_MW_Before Competition Groups_41 | Heat Lamps/Heat Pad | 0.01701% | 0 | 0.101 | Industrial_2020_Technical_MW_Before Competition Groups_Heat Lamps/Heat Pad
Industrial | Ind ¦ Efficient Refrigeration Compressor | 2020 | Technical | MW | Before Competition Groups | 0.088751 | 0 | 0 | 593.7346 | 0.00014948 | 42 | Industrial_2020_Technical_MW_Before Competition Groups_42 | Efficient Refrigeration Compressor | 0.01495% | 0 | 0.088751 | Industrial_2020_Technical_MW_Before Competition Groups_Efficient Refrigeration Compressor
Industrial | Ind ¦ Air Leak Survey and Repair | 2021 | Economic | MW | Before Competition Groups | 75.8985 | 0 | 0 | 436.783 | 0.17377 | 1 | Industrial_2021_Economic_MW_Before Competition Groups_1 | Air Leak Survey and Repair | 17.38% | 0 | 75.8985 | Industrial_2021_Economic_MW_Before Competition Groups_Air Leak Survey and Repair
Industrial | Ind ¦ Recommissioning | 2021 | Economic | MW | Before Competition Groups | 54.6409 | 0 | 0 | 436.783 | 0.1251 | 2 | Industrial_2021_Economic_MW_Before Competition Groups_2 | Recommissioning | 12.51% | 0 | 54.6409 | Industrial_2021_Economic_MW_Before Competition Groups_Recommissioning
Industrial | Ind ¦ SEM | 2021 | Economic | MW | Before Competition Groups | 54.6409 | 0 | 0 | 436.783 | 0.1251 | 3 | Industrial_2021_Economic_MW_Before Competition Groups_3 | SEM | 12.51% | 0 | 54.6409 | Industrial_2021_Economic_MW_Before Competition Groups_SEM
Industrial | Ind ¦ Air Compressor Optimization | 2021 | Economic | MW | Before Competition Groups | 41.0749 | 0 | 0 | 436.783 | 0.09404 | 4 | Industrial_2021_Economic_MW_Before Competition Groups_4 | Air Compressor Optimization | 9.404% | 0 | 41.0749 | Industrial_2021_Economic_MW_Before Competition Groups_Air Compressor Optimization
Industrial | Ind ¦ Efficient Compressed Air Nozzles | 2021 | Economic | MW | Before Competition Groups | 38.3863 | 0 | 0 | 436.783 | 0.087884 | 5 | Industrial_2021_Economic_MW_Before Competition Groups_5 | Efficient Compressed Air Nozzles | 8.788% | 0 | 38.3863 | Industrial_2021_Economic_MW_Before Competition Groups_Efficient Compressed Air Nozzles
Industrial | Ind ¦ Process Optimization (Elec) | 2021 | Economic | MW | Before Competition Groups | 22.3223 | 0 | 0 | 436.783 | 0.051106 | 6 | Industrial_2021_Economic_MW_Before Competition Groups_6 | Process Optimization (Elec) | 5.111% | 0 | 22.3223 | Industrial_2021_Economic_MW_Before Competition Groups_Process Optimization (Elec)
Industrial | Ind ¦ High Efficiency HVAC Fans | 2021 | Economic | MW | Before Competition Groups | 21.1923 | 0 | 0 | 436.783 | 0.048519 | 7 | Industrial_2021_Economic_MW_Before Competition Groups_7 | High Efficiency HVAC Fans | 4.852% | 0 | 21.1923 | Industrial_2021_Economic_MW_Before Competition Groups_High Efficiency HVAC Fans
Industrial | Ind ¦ Pump System Optimization | 2021 | Economic | MW | Before Competition Groups | 18.2434 | 0 | 0 | 436.783 | 0.041768 | 8 | Industrial_2021_Economic_MW_Before Competition Groups_8 | Pump System Optimization | 4.177% | 0 | 18.2434 | Industrial_2021_Economic_MW_Before Competition Groups_Pump System Optimization
Industrial | Ind ¦ Greenhouse Grow Lights | 2021 | Economic | MW | Before Competition Groups | 16.6947 | 0 | 0 | 436.783 | 0.038222 | 9 | Industrial_2021_Economic_MW_Before Competition Groups_9 | Greenhouse Grow Lights | 3.822% | 0 | 16.6947 | Industrial_2021_Economic_MW_Before Competition Groups_Greenhouse Grow Lights
Industrial | Ind ¦ Fan System Optimization | 2021 | Economic | MW | Before Competition Groups | 15.7542 | 0 | 0 | 436.783 | 0.036069 | 10 | Industrial_2021_Economic_MW_Before Competition Groups_10 | Fan System Optimization | 3.607% | 0 | 15.7542 | Industrial_2021_Economic_MW_Before Competition Groups_Fan System Optimization
Industrial | Ind ¦ Improved Controls - Process Cooling | 2021 | Economic | MW | Before Competition Groups | 14.5639 | 0 | 0 | 436.783 | 0.033343 | 11 | Industrial_2021_Economic_MW_Before Competition Groups_11 | Improved Controls - Process Cooling | 3.334% | 0 | 14.5639 | Industrial_2021_Economic_MW_Before Competition Groups_Improved Controls - Process Cooling
Industrial | Ind ¦ HE Lighting | 2021 | Economic | MW | Before Competition Groups | 13.9796 | 0 | 0 | 436.783 | 0.032006 | 12 | Industrial_2021_Economic_MW_Before Competition Groups_12 | HE Lighting | 3.201% | 0 | 13.9796 | Industrial_2021_Economic_MW_Before Competition Groups_HE Lighting
Industrial | Ind ¦ Pulp and Paper Process Improvements | 2021 | Economic | MW | Before Competition Groups | 8.1304 | 0 | 0 | 436.783 | 0.018614 | 13 | Industrial_2021_Economic_MW_Before Competition Groups_13 | Pulp and Paper Process Improvements | 1.861% | 0 | 8.1304 | Industrial_2021_Economic_MW_Before Competition Groups_Pulp and Paper Process Improvements
Industrial | Ind ¦ Pump Equipment Upgrade | 2021 | Economic | MW | Before Competition Groups | 6.7387 | 0 | 0 | 436.783 | 0.015428 | 14 | Industrial_2021_Economic_MW_Before Competition Groups_14 | Pump Equipment Upgrade | 1.543% | 0 | 6.7387 | Industrial_2021_Economic_MW_Before Competition Groups_Pump Equipment Upgrade
Industrial | Ind ¦ Material Handling Improvements | 2021 | Economic | MW | Before Competition Groups | 5.688 | 0 | 0 | 436.783 | 0.013023 | 15 | Industrial_2021_Economic_MW_Before Competition Groups_15 | Material Handling Improvements | 1.302% | 0 | 5.688 | Industrial_2021_Economic_MW_Before Competition Groups_Material Handling Improvements
Industrial | Ind ¦ Refiner Plate Improvements | 2021 | Economic | MW | Before Competition Groups | 4.7089 | 0 | 0 | 436.783 | 0.010781 | 16 | Industrial_2021_Economic_MW_Before Competition Groups_16 | Refiner Plate Improvements | 1.078% | 0 | 4.7089 | Industrial_2021_Economic_MW_Before Competition Groups_Refiner Plate Improvements
Industrial | Ind ¦ Cooling Tower Optimization | 2021 | Economic | MW | Before Competition Groups | 4.3337 | 0 | 0 | 436.783 | 0.0099219 | 17 | Industrial_2021_Economic_MW_Before Competition Groups_17 | Cooling Tower Optimization | 0.9922% | 0 | 4.3337 | Industrial_2021_Economic_MW_Before Competition Groups_Cooling Tower Optimization
Industrial | Ind ¦ Free Cooling | 2021 | Economic | MW | Before Competition Groups | 3.6086 | 0 | 0 | 436.783 | 0.0082618 | 18 | Industrial_2021_Economic_MW_Before Competition Groups_18 | Free Cooling | 0.8262% | 0 | 3.6086 | Industrial_2021_Economic_MW_Before Competition Groups_Free Cooling
Industrial | Ind ¦ VAV Conversion Project | 2021 | Economic | MW | Before Competition Groups | 3.4298 | 0 | 0 | 436.783 | 0.0078524 | 19 | Industrial_2021_Economic_MW_Before Competition Groups_19 | VAV Conversion Project | 0.7852% | 0 | 3.4298 | Industrial_2021_Economic_MW_Before Competition Groups_VAV Conversion Project
Industrial | Ind ¦ Process Heat Recovery | 2021 | Economic | MW | Before Competition Groups | 2.8736 | 0 | 0 | 436.783 | 0.0065789 | 20 | Industrial_2021_Economic_MW_Before Competition Groups_20 | Process Heat Recovery | 0.6579% | 0 | 2.8736 | Industrial_2021_Economic_MW_Before Competition Groups_Process Heat Recovery
Industrial | Ind ¦ Process Improvements | 2021 | Economic | MW | Before Competition Groups | 2.2051 | 0 | 0 | 436.783 | 0.0050484 | 21 | Industrial_2021_Economic_MW_Before Competition Groups_21 | Process Improvements | 0.5048% | 0 | 2.2051 | Industrial_2021_Economic_MW_Before Competition Groups_Process Improvements
Industrial | Ind ¦ High Efficiency Battery Charger | 2021 | Economic | MW | Before Competition Groups | 2.0404 | 0 | 0 | 436.783 | 0.0046713 | 22 | Industrial_2021_Economic_MW_Before Competition Groups_22 | High Efficiency Battery Charger | 0.4671% | 0 | 2.0404 | Industrial_2021_Economic_MW_Before Competition Groups_High Efficiency Battery Charger
Industrial | Ind ¦ Improved Controls - Process Heating | 2021 | Economic | MW | Before Competition Groups | 1.3193 | 0 | 0 | 436.783 | 0.0030204 | 23 | Industrial_2021_Economic_MW_Before Competition Groups_23 | Improved Controls - Process Heating | 0.302% | 0 | 1.3193 | Industrial_2021_Economic_MW_Before Competition Groups_Improved Controls - Process Heating
Industrial | Ind ¦ Ventilation Optimization | 2021 | Economic | MW | Before Competition Groups | 1.2431 | 0 | 0 | 436.783 | 0.0028461 | 24 | Industrial_2021_Economic_MW_Before Competition Groups_24 | Ventilation Optimization | 0.2846% | 0 | 1.2431 | Industrial_2021_Economic_MW_Before Competition Groups_Ventilation Optimization
Industrial | Ind ¦ Refrigeration Compressor VFD | 2021 | Economic | MW | Before Competition Groups | 1.1116 | 0 | 0 | 436.783 | 0.002545 | 25 | Industrial_2021_Economic_MW_Before Competition Groups_25 | Refrigeration Compressor VFD | 0.2545% | 0 | 1.1116 | Industrial_2021_Economic_MW_Before Competition Groups_Refrigeration Compressor VFD
Industrial | Ind ¦ Engine Block Heater Timer | 2021 | Economic | MW | Before Competition Groups | 0.84018 | 0 | 0 | 436.783 | 0.0019236 | 26 | Industrial_2021_Economic_MW_Before Competition Groups_26 | Engine Block Heater Timer | 0.1924% | 0 | 0.84018 | Industrial_2021_Economic_MW_Before Competition Groups_Engine Block Heater Timer
Industrial | Ind ¦ Efficient Irrigation | 2021 | Economic | MW | Before Competition Groups | 0.49969 | 0 | 0 | 436.783 | 0.001144 | 27 | Industrial_2021_Economic_MW_Before Competition Groups_27 | Efficient Irrigation | 0.1144% | 0 | 0.49969 | Industrial_2021_Economic_MW_Before Competition Groups_Efficient Irrigation
Industrial | Ind ¦ Air Compressor Heat Recovery | 2021 | Economic | MW | Before Competition Groups | 0.37384 | 0 | 0 | 436.783 | 0.00085588 | 28 | Industrial_2021_Economic_MW_Before Competition Groups_28 | Air Compressor Heat Recovery | 0.08559% | 0 | 0.37384 | Industrial_2021_Economic_MW_Before Competition Groups_Air Compressor Heat Recovery
Industrial | Ind ¦ Dairy Pre-Cooler | 2021 | Economic | MW | Before Competition Groups | 0.15179 | 0 | 0 | 436.783 | 0.00034753 | 29 | Industrial_2021_Economic_MW_Before Competition Groups_29 | Dairy Pre-Cooler | 0.03475% | 0 | 0.15179 | Industrial_2021_Economic_MW_Before Competition Groups_Dairy Pre-Cooler
Industrial | Ind ¦ Efficient Refrigeration Compressor | 2021 | Economic | MW | Before Competition Groups | 0.09444 | 0 | 0 | 436.783 | 0.00021622 | 30 | Industrial_2021_Economic_MW_Before Competition Groups_30 | Efficient Refrigeration Compressor | 0.02162% | 0 | 0.09444 | Industrial_2021_Economic_MW_Before Competition Groups_Efficient Refrigeration Compressor
Industrial | Ind ¦ Heat Lamps/Heat Pad | 2021 | Economic | MW | Before Competition Groups | 0 | 0 | 0 | 436.783 | 0 | 31 | Industrial_2021_Economic_MW_Before Competition Groups_31 | Heat Lamps/Heat Pad | 0% | 0 | 0 | Industrial_2021_Economic_MW_Before Competition Groups_Heat Lamps/Heat Pad
Industrial | Ind ¦ Air Compressor Optimization | 2021 | SC A | MW | Before Competition Groups | 8.4385 | 0 | 0 | 42.7421 | 0.19743 | 1 | Industrial_2021_SC A_MW_Before Competition Groups_1 | Air Compressor Optimization | 19.74% | 0 | 8.4385 | Industrial_2021_SC A_MW_Before Competition Groups_Air Compressor Optimization
Industrial | Ind ¦ Pump System Optimization | 2021 | SC A | MW | Before Competition Groups | 7.7384 | 0 | 0 | 42.7421 | 0.18105 | 2 | Industrial_2021_SC A_MW_Before Competition Groups_2 | Pump System Optimization | 18.1% | 0 | 7.7384 | Industrial_2021_SC A_MW_Before Competition Groups_Pump System Optimization
Industrial | Ind ¦ Air Leak Survey and Repair | 2021 | SC A | MW | Before Competition Groups | 4.2936 | 0 | 0 | 42.7421 | 0.10045 | 3 | Industrial_2021_SC A_MW_Before Competition Groups_3 | Air Leak Survey and Repair | 10.05% | 0 | 4.2936 | Industrial_2021_SC A_MW_Before Competition Groups_Air Leak Survey and Repair
Industrial | Ind ¦ Pump Equipment Upgrade | 2021 | SC A | MW | Before Competition Groups | 3.8766 | 0 | 0 | 42.7421 | 0.090697 | 4 | Industrial_2021_SC A_MW_Before Competition Groups_4 | Pump Equipment Upgrade | 9.07% | 0 | 3.8766 | Industrial_2021_SC A_MW_Before Competition Groups_Pump Equipment Upgrade
Industrial | Ind ¦ Recommissioning | 2021 | SC A | MW | Before Competition Groups | 3.0386 | 0 | 0 | 42.7421 | 0.07109 | 5 | Industrial_2021_SC A_MW_Before Competition Groups_5 | Recommissioning | 7.109% | 0 | 3.0386 | Industrial_2021_SC A_MW_Before Competition Groups_Recommissioning
Industrial | Ind ¦ SEM | 2021 | SC A | MW | Before Competition Groups | 3.0386 | 0 | 0 | 42.7421 | 0.07109 | 6 | Industrial_2021_SC A_MW_Before Competition Groups_6 | SEM | 7.109% | 0 | 3.0386 | Industrial_2021_SC A_MW_Before Competition Groups_SEM
Industrial | Ind ¦ Fan System Optimization | 2021 | SC A | MW | Before Competition Groups | 2.7565 | 0 | 0 | 42.7421 | 0.064493 | 7 | Industrial_2021_SC A_MW_Before Competition Groups_7 | Fan System Optimization | 6.449% | 0 | 2.7565 | Industrial_2021_SC A_MW_Before Competition Groups_Fan System Optimization
Industrial | Ind ¦ High Efficiency HVAC Fans | 2021 | SC A | MW | Before Competition Groups | 2.213 | 0 | 0 | 42.7421 | 0.051775 | 8 | Industrial_2021_SC A_MW_Before Competition Groups_8 | High Efficiency HVAC Fans | 5.178% | 0 | 2.213 | Industrial_2021_SC A_MW_Before Competition Groups_High Efficiency HVAC Fans
Industrial | Ind ¦ Efficient Compressed Air Nozzles | 2021 | SC A | MW | Before Competition Groups | 1.8234 | 0 | 0 | 42.7421 | 0.04266 | 9 | Industrial_2021_SC A_MW_Before Competition Groups_9 | Efficient Compressed Air Nozzles | 4.266% | 0 | 1.8234 | Industrial_2021_SC A_MW_Before Competition Groups_Efficient Compressed Air Nozzles
Industrial | Ind ¦ Greenhouse Grow Lights | 2021 | SC A | MW | Before Competition Groups | 1.6633 | 0 | 0 | 42.7421 | 0.038914 | 10 | Industrial_2021_SC A_MW_Before Competition Groups_10 | Greenhouse Grow Lights | 3.891% | 0 | 1.6633 | Industrial_2021_SC A_MW_Before Competition Groups_Greenhouse Grow Lights
Industrial | Ind ¦ Material Handling Improvements | 2021 | SC A | MW | Before Competition Groups | 0.84914 | 0 | 0 | 42.7421 | 0.019867 | 11 | Industrial_2021_SC A_MW_Before Competition Groups_11 | Material Handling Improvements | 1.987% | 0 | 0.84914 | Industrial_2021_SC A_MW_Before Competition Groups_Material Handling Improvements
Industrial | Ind ¦ Improved Controls - Process Cooling | 2021 | SC A | MW | Before Competition Groups | 0.81514 | 0 | 0 | 42.7421 | 0.019071 | 12 | Industrial_2021_SC A_MW_Before Competition Groups_12 | Improved Controls - Process Cooling | 1.907% | 0 | 0.81514 | Industrial_2021_SC A_MW_Before Competition Groups_Improved Controls - Process Cooling
Industrial | Ind ¦ Process Optimization (Elec) | 2021 | SC A | MW | Before Competition Groups | 0.58111 | 0 | 0 | 42.7421 | 0.013596 | 13 | Industrial_2021_SC A_MW_Before Competition Groups_13 | Process Optimization (Elec) | 1.36% | 0 | 0.58111 | Industrial_2021_SC A_MW_Before Competition Groups_Process Optimization (Elec)
Industrial | Ind ¦ Refiner Plate Improvements | 2021 | SC A | MW | Before Competition Groups | 0.21588 | 0 | 0 | 42.7421 | 0.0050507 | 14 | Industrial_2021_SC A_MW_Before Competition Groups_14 | Refiner Plate Improvements | 0.5051% | 0 | 0.21588 | Industrial_2021_SC A_MW_Before Competition Groups_Refiner Plate Improvements
Industrial | Ind ¦ Ventilation Optimization | 2021 | SC A | MW | Before Competition Groups | 0.18775 | 0 | 0 | 42.7421 | 0.0043925 | 15 | Industrial_2021_SC A_MW_Before Competition Groups_15 | Ventilation Optimization | 0.4393% | 0 | 0.18775 | Industrial_2021_SC A_MW_Before Competition Groups_Ventilation Optimization
Industrial | Ind ¦ VAV Conversion Project | 2021 | SC A | MW | Before Competition Groups | 0.18652 | 0 | 0 | 42.7421 | 0.004364 | 16 | Industrial_2021_SC A_MW_Before Competition Groups_16 | VAV Conversion Project | 0.4364% | 0 | 0.18652 | Industrial_2021_SC A_MW_Before Competition Groups_VAV Conversion Project
Industrial | Ind ¦ Pulp and Paper Process Improvements | 2021 | SC A | MW | Before Competition Groups | 0.17644 | 0 | 0 | 42.7421 | 0.0041281 | 17 | Industrial_2021_SC A_MW_Before Competition Groups_17 | Pulp and Paper Process Improvements | 0.4128% | 0 | 0.17644 | Industrial_2021_SC A_MW_Before Competition Groups_Pulp and Paper Process Improvements
Industrial | Ind ¦ Process Heat Recovery | 2021 | SC A | MW | Before Competition Groups | 0.15595 | 0 | 0 | 42.7421 | 0.0036486 | 18 | Industrial_2021_SC A_MW_Before Competition Groups_18 | Process Heat Recovery | 0.3649% | 0 | 0.15595 | Industrial_2021_SC A_MW_Before Competition Groups_Process Heat Recovery
Industrial | Ind ¦ Refrigeration Compressor VFD | 2021 | SC A | MW | Before Competition Groups | 0.13779 | 0 | 0 | 42.7421 | 0.0032237 | 19 | Industrial_2021_SC A_MW_Before Competition Groups_19 | Refrigeration Compressor VFD | 0.3224% | 0 | 0.13779 | Industrial_2021_SC A_MW_Before Competition Groups_Refrigeration Compressor VFD
Industrial | Ind ¦ High Efficiency Battery Charger | 2021 | SC A | MW | Before Competition Groups | 0.12405 | 0 | 0 | 42.7421 | 0.0029023 | 20 | Industrial_2021_SC A_MW_Before Competition Groups_20 | High Efficiency Battery Charger | 0.2902% | 0 | 0.12405 | Industrial_2021_SC A_MW_Before Competition Groups_High Efficiency Battery Charger
Industrial | Ind ¦ Process Improvements | 2021 | SC A | MW | Before Competition Groups | 0.11693 | 0 | 0 | 42.7421 | 0.0027356 | 21 | Industrial_2021_SC A_MW_Before Competition Groups_21 | Process Improvements | 0.2736% | 0 | 0.11693 | Industrial_2021_SC A_MW_Before Competition Groups_Process Improvements
Industrial | Ind ¦ Improved Controls - Process Heating | 2021 | SC A | MW | Before Competition Groups | 0.075145 | 0 | 0 | 42.7421 | 0.0017581 | 22 | Industrial_2021_SC A_MW_Before Competition Groups_22 | Improved Controls - Process Heating | 0.1758% | 0 | 0.075145 | Industrial_2021_SC A_MW_Before Competition Groups_Improved Controls - Process Heating
Industrial | Ind ¦ Cooling Tower Optimization | 2021 | SC A | MW | Before Competition Groups | 0.069759 | 0 | 0 | 42.7421 | 0.0016321 | 23 | Industrial_2021_SC A_MW_Before Competition Groups_23 | Cooling Tower Optimization | 0.1632% | 0 | 0.069759 | Industrial_2021_SC A_MW_Before Competition Groups_Cooling Tower Optimization
Industrial | Ind ¦ Engine Block Heater Timer | 2021 | SC A | MW | Before Competition Groups | 0.045882 | 0 | 0 | 42.7421 | 0.0010735 | 24 | Industrial_2021_SC A_MW_Before Competition Groups_24 | Engine Block Heater Timer | 0.1073% | 0 | 0.045882 | Industrial_2021_SC A_MW_Before Competition Groups_Engine Block Heater Timer
Industrial | Ind ¦ HE Lighting | 2021 | SC A | MW | Before Competition Groups | 0.036213 | 0 | 0 | 42.7421 | 0.00084724 | 25 | Industrial_2021_SC A_MW_Before Competition Groups_25 | HE Lighting | 0.08472% | 0 | 0.036213 | Industrial_2021_SC A_MW_Before Competition Groups_HE Lighting
Industrial | Ind ¦ Dairy Pre-Cooler | 2021 | SC A | MW | Before Competition Groups | 0.03311 | 0 | 0 | 42.7421 | 0.00077465 | 26 | Industrial_2021_SC A_MW_Before Competition Groups_26 | Dairy Pre-Cooler | 0.07747% | 0 | 0.03311 | Industrial_2021_SC A_MW_Before Competition Groups_Dairy Pre-Cooler
Industrial | Ind ¦ Efficient Refrigeration Compressor | 2021 | SC A | MW | Before Competition Groups | 0.026853 | 0 | 0 | 42.7421 | 0.00062826 | 27 | Industrial_2021_SC A_MW_Before Competition Groups_27 | Efficient Refrigeration Compressor | 0.06283% | 0 | 0.026853 | Industrial_2021_SC A_MW_Before Competition Groups_Efficient Refrigeration Compressor
Industrial | Ind ¦ Air Compressor Heat Recovery | 2021 | SC A | MW | Before Competition Groups | 0.020971 | 0 | 0 | 42.7421 | 0.00049064 | 28 | Industrial_2021_SC A_MW_Before Competition Groups_28 | Air Compressor Heat Recovery | 0.04906% | 0 | 0.020971 | Industrial_2021_SC A_MW_Before Competition Groups_Air Compressor Heat Recovery
Industrial | Ind ¦ Efficient Irrigation | 2021 | SC A | MW | Before Competition Groups | 0.0055694 | 0 | 0 | 42.7421 | 0.0001303 | 29 | Industrial_2021_SC A_MW_Before Competition Groups_29 | Efficient Irrigation | 0.01303% | 0 | 0.0055694 | Industrial_2021_SC A_MW_Before Competition Groups_Efficient Irrigation
Industrial | Ind ¦ Free Cooling | 2021 | SC A | MW | Before Competition Groups | 0.0015708 | 0 | 0 | 42.7421 | 3.6752e-05 | 30 | Industrial_2021_SC A_MW_Before Competition Groups_30 | Free Cooling | 0.003675% | 0 | 0.0015708 | Industrial_2021_SC A_MW_Before Competition Groups_Free Cooling
Industrial | Ind ¦ Heat Lamps/Heat Pad | 2021 | SC A | MW | Before Competition Groups | 0 | 0 | 0 | 42.7421 | 0 | 31 | Industrial_2021_SC A_MW_Before Competition Groups_31 | Heat Lamps/Heat Pad | 0% | 0 | 0 | Industrial_2021_SC A_MW_Before Competition Groups_Heat Lamps/Heat Pad
Industrial | Ind ¦ Air Leak Survey and Repair | 2021 | SC B | MW | Before Competition Groups | 11.4882 | 0 | 0 | 72.0699 | 0.1594 | 1 | Industrial_2021_SC B_MW_Before Competition Groups_1 | Air Leak Survey and Repair | 15.94% | 0 | 11.4882 | Industrial_2021_SC B_MW_Before Competition Groups_Air Leak Survey and Repair
Industrial | Ind ¦ Air Compressor Optimization | 2021 | SC B | MW | Before Competition Groups | 8.4385 | 0 | 0 | 72.0699 | 0.11709 | 2 | Industrial_2021_SC B_MW_Before Competition Groups_2 | Air Compressor Optimization | 11.71% | 0 | 8.4385 | Industrial_2021_SC B_MW_Before Competition Groups_Air Compressor Optimization
Industrial | Ind ¦ Recommissioning | 2021 | SC B | MW | Before Competition Groups | 8.1302 | 0 | 0 | 72.0699 | 0.11281 | 3 | Industrial_2021_SC B_MW_Before Competition Groups_3 | Recommissioning | 11.28% | 0 | 8.1302 | Industrial_2021_SC B_MW_Before Competition Groups_Recommissioning
Industrial | Ind ¦ SEM | 2021 | SC B | MW | Before Competition Groups | 8.1302 | 0 | 0 | 72.0699 | 0.11281 | 4 | Industrial_2021_SC B_MW_Before Competition Groups_4 | SEM | 11.28% | 0 | 8.1302 | Industrial_2021_SC B_MW_Before Competition Groups_SEM
Industrial | Ind ¦ Pump System Optimization | 2021 | SC B | MW | Before Competition Groups | 7.7384 | 0 | 0 | 72.0699 | 0.10737 | 5 | Industrial_2021_SC B_MW_Before Competition Groups_5 | Pump System Optimization | 10.74% | 0 | 7.7384 | Industrial_2021_SC B_MW_Before Competition Groups_Pump System Optimization
Industrial | Ind ¦ Efficient Compressed Air Nozzles | 2021 | SC B | MW | Before Competition Groups | 4.8601 | 0 | 0 | 72.0699 | 0.067436 | 6 | Industrial_2021_SC B_MW_Before Competition Groups_6 | Efficient Compressed Air Nozzles | 6.744% | 0 | 4.8601 | Industrial_2021_SC B_MW_Before Competition Groups_Efficient Compressed Air Nozzles
Industrial | Ind ¦ Pump Equipment Upgrade | 2021 | SC B | MW | Before Competition Groups | 3.8766 | 0 | 0 | 72.0699 | 0.053789 | 7 | Industrial_2021_SC B_MW_Before Competition Groups_7 | Pump Equipment Upgrade | 5.379% | 0 | 3.8766 | Industrial_2021_SC B_MW_Before Competition Groups_Pump Equipment Upgrade
Industrial | Ind ¦ High Efficiency HVAC Fans | 2021 | SC B | MW | Before Competition Groups | 3.792 | 0 | 0 | 72.0699 | 0.052615 | 8 | Industrial_2021_SC B_MW_Before Competition Groups_8 | High Efficiency HVAC Fans | 5.262% | 0 | 3.792 | Industrial_2021_SC B_MW_Before Competition Groups_High Efficiency HVAC Fans
Industrial | Ind ¦ Fan System Optimization | 2021 | SC B | MW | Before Competition Groups | 3.0119 | 0 | 0 | 72.0699 | 0.041791 | 9 | Industrial_2021_SC B_MW_Before Competition Groups_9 | Fan System Optimization | 4.179% | 0 | 3.0119 | Industrial_2021_SC B_MW_Before Competition Groups_Fan System Optimization
Industrial | Ind ¦ Greenhouse Grow Lights | 2021 | SC B | MW | Before Competition Groups | 2.2743 | 0 | 0 | 72.0699 | 0.031556 | 10 | Industrial_2021_SC B_MW_Before Competition Groups_10 | Greenhouse Grow Lights | 3.156% | 0 | 2.2743 | Industrial_2021_SC B_MW_Before Competition Groups_Greenhouse Grow Lights
Industrial | Ind ¦ Improved Controls - Process Cooling | 2021 | SC B | MW | Before Competition Groups | 2.1844 | 0 | 0 | 72.0699 | 0.030309 | 11 | Industrial_2021_SC B_MW_Before Competition Groups_11 | Improved Controls - Process Cooling | 3.031% | 0 | 2.1844 | Industrial_2021_SC B_MW_Before Competition Groups_Improved Controls - Process Cooling
Industrial | Ind ¦ Material Handling Improvements | 2021 | SC B | MW | Before Competition Groups | 1.2759 | 0 | 0 | 72.0699 | 0.017704 | 12 | Industrial_2021_SC B_MW_Before Competition Groups_12 | Material Handling Improvements | 1.77% | 0 | 1.2759 | Industrial_2021_SC B_MW_Before Competition Groups_Material Handling Improvements
Industrial | Ind ¦ Pulp and Paper Process Improvements | 2021 | SC B | MW | Before Competition Groups | 1.14 | 0 | 0 | 72.0699 | 0.015818 | 13 | Industrial_2021_SC B_MW_Before Competition Groups_13 | Pulp and Paper Process Improvements | 1.582% | 0 | 1.14 | Industrial_2021_SC B_MW_Before Competition Groups_Pulp and Paper Process Improvements
Industrial | Ind ¦ Cooling Tower Optimization | 2021 | SC B | MW | Before Competition Groups | 0.6531 | 0 | 0 | 72.0699 | 0.009062 | 14 | Industrial_2021_SC B_MW_Before Competition Groups_14 | Cooling Tower Optimization | 0.9062% | 0 | 0.6531 | Industrial_2021_SC B_MW_Before Competition Groups_Cooling Tower Optimization
Industrial | Ind ¦ Free Cooling | 2021 | SC B | MW | Before Competition Groups | 0.58779 | 0 | 0 | 72.0699 | 0.0081559 | 15 | Industrial_2021_SC B_MW_Before Competition Groups_15 | Free Cooling | 0.8156% | 0 | 0.58779 | Industrial_2021_SC B_MW_Before Competition Groups_Free Cooling
Industrial | Ind ¦ Process Optimization (Elec) | 2021 | SC B | MW | Before Competition Groups | 0.58111 | 0 | 0 | 72.0699 | 0.0080631 | 16 | Industrial_2021_SC B_MW_Before Competition Groups_16 | Process Optimization (Elec) | 0.8063% | 0 | 0.58111 | Industrial_2021_SC B_MW_Before Competition Groups_Process Optimization (Elec)
Industrial | Ind ¦ Refiner Plate Improvements | 2021 | SC B | MW | Before Competition Groups | 0.57699 | 0 | 0 | 72.0699 | 0.008006 | 17 | Industrial_2021_SC B_MW_Before Competition Groups_17 | Refiner Plate Improvements | 0.8006% | 0 | 0.57699 | Industrial_2021_SC B_MW_Before Competition Groups_Refiner Plate Improvements
Industrial | Ind ¦ Ventilation Optimization | 2021 | SC B | MW | Before Competition Groups | 0.54661 | 0 | 0 | 72.0699 | 0.0075844 | 18 | Industrial_2021_SC B_MW_Before Competition Groups_18 | Ventilation Optimization | 0.7584% | 0 | 0.54661 | Industrial_2021_SC B_MW_Before Competition Groups_Ventilation Optimization
Industrial | Ind ¦ HE Lighting | 2021 | SC B | MW | Before Competition Groups | 0.53355 | 0 | 0 | 72.0699 | 0.0074033 | 19 | Industrial_2021_SC B_MW_Before Competition Groups_19 | HE Lighting | 0.7403% | 0 | 0.53355 | Industrial_2021_SC B_MW_Before Competition Groups_HE Lighting
Industrial | Ind ¦ VAV Conversion Project | 2021 | SC B | MW | Before Competition Groups | 0.50901 | 0 | 0 | 72.0699 | 0.0070627 | 20 | Industrial_2021_SC B_MW_Before Competition Groups_20 | VAV Conversion Project | 0.7063% | 0 | 0.50901 | Industrial_2021_SC B_MW_Before Competition Groups_VAV Conversion Project
Industrial | Ind ¦ Process Heat Recovery | 2021 | SC B | MW | Before Competition Groups | 0.41719 | 0 | 0 | 72.0699 | 0.0057887 | 21 | Industrial_2021_SC B_MW_Before Competition Groups_21 | Process Heat Recovery | 0.5789% | 0 | 0.41719 | Industrial_2021_SC B_MW_Before Competition Groups_Process Heat Recovery
Industrial | Ind ¦ High Efficiency Battery Charger | 2021 | SC B | MW | Before Competition Groups | 0.34105 | 0 | 0 | 72.0699 | 0.0047322 | 22 | Industrial_2021_SC B_MW_Before Competition Groups_22 | High Efficiency Battery Charger | 0.4732% | 0 | 0.34105 | Industrial_2021_SC B_MW_Before Competition Groups_High Efficiency Battery Charger
Industrial | Ind ¦ Process Improvements | 2021 | SC B | MW | Before Competition Groups | 0.32642 | 0 | 0 | 72.0699 | 0.0045292 | 23 | Industrial_2021_SC B_MW_Before Competition Groups_23 | Process Improvements | 0.4529% | 0 | 0.32642 | Industrial_2021_SC B_MW_Before Competition Groups_Process Improvements
Industrial | Ind ¦ Improved Controls - Process Heating | 2021 | SC B | MW | Before Competition Groups | 0.20142 | 0 | 0 | 72.0699 | 0.0027948 | 24 | Industrial_2021_SC B_MW_Before Competition Groups_24 | Improved Controls - Process Heating | 0.2795% | 0 | 0.20142 | Industrial_2021_SC B_MW_Before Competition Groups_Improved Controls - Process Heating
Industrial | Ind ¦ Refrigeration Compressor VFD | 2021 | SC B | MW | Before Competition Groups | 0.18182 | 0 | 0 | 72.0699 | 0.0025229 | 25 | Industrial_2021_SC B_MW_Before Competition Groups_25 | Refrigeration Compressor VFD | 0.2523% | 0 | 0.18182 | Industrial_2021_SC B_MW_Before Competition Groups_Refrigeration Compressor VFD
Industrial | Ind ¦ Engine Block Heater Timer | 2021 | SC B | MW | Before Competition Groups | 0.12298 | 0 | 0 | 72.0699 | 0.0017064 | 26 | Industrial_2021_SC B_MW_Before Competition Groups_26 | Engine Block Heater Timer | 0.1706% | 0 | 0.12298 | Industrial_2021_SC B_MW_Before Competition Groups_Engine Block Heater Timer
Industrial | Ind ¦ Air Compressor Heat Recovery | 2021 | SC B | MW | Before Competition Groups | 0.056113 | 0 | 0 | 72.0699 | 0.0007786 | 27 | Industrial_2021_SC B_MW_Before Competition Groups_27 | Air Compressor Heat Recovery | 0.07786% | 0 | 0.056113 | Industrial_2021_SC B_MW_Before Competition Groups_Air Compressor Heat Recovery
Industrial | Ind ¦ Dairy Pre-Cooler | 2021 | SC B | MW | Before Competition Groups | 0.044853 | 0 | 0 | 72.0699 | 0.00062236 | 28 | Industrial_2021_SC B_MW_Before Competition Groups_28 | Dairy Pre-Cooler | 0.06224% | 0 | 0.044853 | Industrial_2021_SC B_MW_Before Competition Groups_Dairy Pre-Cooler
Industrial | Ind ¦ Efficient Refrigeration Compressor | 2021 | SC B | MW | Before Competition Groups | 0.033528 | 0 | 0 | 72.0699 | 0.00046522 | 29 | Industrial_2021_SC B_MW_Before Competition Groups_29 | Efficient Refrigeration Compressor | 0.04652% | 0 | 0.033528 | Industrial_2021_SC B_MW_Before Competition Groups_Efficient Refrigeration Compressor
Industrial | Ind ¦ Efficient Irrigation | 2021 | SC B | MW | Before Competition Groups | 0.015793 | 0 | 0 | 72.0699 | 0.00021913 | 30 | Industrial_2021_SC B_MW_Before Competition Groups_30 | Efficient Irrigation | 0.02191% | 0 | 0.015793 | Industrial_2021_SC B_MW_Before Competition Groups_Efficient Irrigation
Industrial | Ind ¦ Heat Lamps/Heat Pad | 2021 | SC B | MW | Before Competition Groups | 0 | 0 | 0 | 72.0699 | 0 | 31 | Industrial_2021_SC B_MW_Before Competition Groups_31 | Heat Lamps/Heat Pad | 0% | 0 | 0 | Industrial_2021_SC B_MW_Before Competition Groups_Heat Lamps/Heat Pad
Industrial | Ind ¦ Air Compressor Optimization | 2021 | SC C | MW | Before Competition Groups | 8.4385 | 0 | 0 | 44.8708 | 0.18806 | 1 | Industrial_2021_SC C_MW_Before Competition Groups_1 | Air Compressor Optimization | 18.81% | 0 | 8.4385 | Industrial_2021_SC C_MW_Before Competition Groups_Air Compressor Optimization
Industrial | Ind ¦ Pump System Optimization | 2021 | SC C | MW | Before Competition Groups | 7.7384 | 0 | 0 | 44.8708 | 0.17246 | 2 | Industrial_2021_SC C_MW_Before Competition Groups_2 | Pump System Optimization | 17.25% | 0 | 7.7384 | Industrial_2021_SC C_MW_Before Competition Groups_Pump System Optimization
Industrial | Ind ¦ Air Leak Survey and Repair | 2021 | SC C | MW | Before Competition Groups | 4.2936 | 0 | 0 | 44.8708 | 0.095689 | 3 | Industrial_2021_SC C_MW_Before Competition Groups_3 | Air Leak Survey and Repair | 9.569% | 0 | 4.2936 | Industrial_2021_SC C_MW_Before Competition Groups_Air Leak Survey and Repair
Industrial | Ind ¦ Pump Equipment Upgrade | 2021 | SC C | MW | Before Competition Groups | 3.8766 | 0 | 0 | 44.8708 | 0.086394 | 4 | Industrial_2021_SC C_MW_Before Competition Groups_4 | Pump Equipment Upgrade | 8.639% | 0 | 3.8766 | Industrial_2021_SC C_MW_Before Competition Groups_Pump Equipment Upgrade
Industrial | Ind ¦ Recommissioning | 2021 | SC C | MW | Before Competition Groups | 3.0386 | 0 | 0 | 44.8708 | 0.067718 | 5 | Industrial_2021_SC C_MW_Before Competition Groups_5 | Recommissioning | 6.772% | 0 | 3.0386 | Industrial_2021_SC C_MW_Before Competition Groups_Recommissioning
Industrial | Ind ¦ SEM | 2021 | SC C | MW | Before Competition Groups | 3.0386 | 0 | 0 | 44.8708 | 0.067718 | 6 | Industrial_2021_SC C_MW_Before Competition Groups_6 | SEM | 6.772% | 0 | 3.0386 | Industrial_2021_SC C_MW_Before Competition Groups_SEM
Industrial | Ind ¦ Fan System Optimization | 2021 | SC C | MW | Before Competition Groups | 3.0119 | 0 | 0 | 44.8708 | 0.067124 | 7 | Industrial_2021_SC C_MW_Before Competition Groups_7 | Fan System Optimization | 6.712% | 0 | 3.0119 | Industrial_2021_SC C_MW_Before Competition Groups_Fan System Optimization
Industrial | Ind ¦ High Efficiency HVAC Fans | 2021 | SC C | MW | Before Competition Groups | 2.213 | 0 | 0 | 44.8708 | 0.049319 | 8 | Industrial_2021_SC C_MW_Before Competition Groups_8 | High Efficiency HVAC Fans | 4.932% | 0 | 2.213 | Industrial_2021_SC C_MW_Before Competition Groups_High Efficiency HVAC Fans
Industrial | Ind ¦ Greenhouse Grow Lights | 2021 | SC C | MW | Before Competition Groups | 1.871 | 0 | 0 | 44.8708 | 0.041697 | 9 | Industrial_2021_SC C_MW_Before Competition Groups_9 | Greenhouse Grow Lights | 4.17% | 0 | 1.871 | Industrial_2021_SC C_MW_Before Competition Groups_Greenhouse Grow Lights
Industrial | Ind ¦ Efficient Compressed Air Nozzles | 2021 | SC C | MW | Before Competition Groups | 1.8234 | 0 | 0 | 44.8708 | 0.040636 | 10 | Industrial_2021_SC C_MW_Before Competition Groups_10 | Efficient Compressed Air Nozzles | 4.064% | 0 | 1.8234 | Industrial_2021_SC C_MW_Before Competition Groups_Efficient Compressed Air Nozzles
Industrial | Ind ¦ Material Handling Improvements | 2021 | SC C | MW | Before Competition Groups | 0.84914 | 0 | 0 | 44.8708 | 0.018924 | 11 | Industrial_2021_SC C_MW_Before Competition Groups_11 | Material Handling Improvements | 1.892% | 0 | 0.84914 | Industrial_2021_SC C_MW_Before Competition Groups_Material Handling Improvements
Industrial | Ind ¦ Improved Controls - Process Cooling | 2021 | SC C | MW | Before Competition Groups | 0.81639 | 0 | 0 | 44.8708 | 0.018194 | 12 | Industrial_2021_SC C_MW_Before Competition Groups_12 | Improved Controls - Process Cooling | 1.819% | 0 | 0.81639 | Industrial_2021_SC C_MW_Before Competition Groups_Improved Controls - Process Cooling
Industrial | Ind ¦ Cooling Tower Optimization | 2021 | SC C | MW | Before Competition Groups | 0.6531 | 0 | 0 | 44.8708 | 0.014555 | 13 | Industrial_2021_SC C_MW_Before Competition Groups_13 | Cooling Tower Optimization | 1.456% | 0 | 0.6531 | Industrial_2021_SC C_MW_Before Competition Groups_Cooling Tower Optimization
Industrial | Ind ¦ Process Optimization (Elec) | 2021 | SC C | MW | Before Competition Groups | 0.58111 | 0 | 0 | 44.8708 | 0.012951 | 14 | Industrial_2021_SC C_MW_Before Competition Groups_14 | Process Optimization (Elec) | 1.295% | 0 | 0.58111 | Industrial_2021_SC C_MW_Before Competition Groups_Process Optimization (Elec)
Industrial | Ind ¦ Ventilation Optimization | 2021 | SC C | MW | Before Competition Groups | 0.54661 | 0 | 0 | 44.8708 | 0.012182 | 15 | Industrial_2021_SC C_MW_Before Competition Groups_15 | Ventilation Optimization | 1.218% | 0 | 0.54661 | Industrial_2021_SC C_MW_Before Competition Groups_Ventilation Optimization
Industrial | Ind ¦ Pulp and Paper Process Improvements | 2021 | SC C | MW | Before Competition Groups | 0.42627 | 0 | 0 | 44.8708 | 0.0094999 | 16 | Industrial_2021_SC C_MW_Before Competition Groups_16 | Pulp and Paper Process Improvements | 0.95% | 0 | 0.42627 | Industrial_2021_SC C_MW_Before Competition Groups_Pulp and Paper Process Improvements
Industrial | Ind ¦ Free Cooling | 2021 | SC C | MW | Before Competition Groups | 0.21959 | 0 | 0 | 44.8708 | 0.0048939 | 17 | Industrial_2021_SC C_MW_Before Competition Groups_17 | Free Cooling | 0.4894% | 0 | 0.21959 | Industrial_2021_SC C_MW_Before Competition Groups_Free Cooling
Industrial | Ind ¦ Refiner Plate Improvements | 2021 | SC C | MW | Before Competition Groups | 0.21588 | 0 | 0 | 44.8708 | 0.0048111 | 18 | Industrial_2021_SC C_MW_Before Competition Groups_18 | Refiner Plate Improvements | 0.4811% | 0 | 0.21588 | Industrial_2021_SC C_MW_Before Competition Groups_Refiner Plate Improvements
Industrial | Ind ¦ HE Lighting | 2021 | SC C | MW | Before Competition Groups | 0.20185 | 0 | 0 | 44.8708 | 0.0044985 | 19 | Industrial_2021_SC C_MW_Before Competition Groups_19 | HE Lighting | 0.4498% | 0 | 0.20185 | Industrial_2021_SC C_MW_Before Competition Groups_HE Lighting
Industrial | Ind ¦ VAV Conversion Project | 2021 | SC C | MW | Before Competition Groups | 0.19024 | 0 | 0 | 44.8708 | 0.0042398 | 20 | Industrial_2021_SC C_MW_Before Competition Groups_20 | VAV Conversion Project | 0.424% | 0 | 0.19024 | Industrial_2021_SC C_MW_Before Competition Groups_VAV Conversion Project
Industrial | Ind ¦ High Efficiency Battery Charger | 2021 | SC C | MW | Before Competition Groups | 0.1783 | 0 | 0 | 44.8708 | 0.0039736 | 21 | Industrial_2021_SC C_MW_Before Competition Groups_21 | High Efficiency Battery Charger | 0.3974% | 0 | 0.1783 | Industrial_2021_SC C_MW_Before Competition Groups_High Efficiency Battery Charger
Industrial | Ind ¦ Process Heat Recovery | 2021 | SC C | MW | Before Competition Groups | 0.15595 | 0 | 0 | 44.8708 | 0.0034755 | 22 | Industrial_2021_SC C_MW_Before Competition Groups_22 | Process Heat Recovery | 0.3476% | 0 | 0.15595 | Industrial_2021_SC C_MW_Before Competition Groups_Process Heat Recovery
Industrial | Ind ¦ Refrigeration Compressor VFD | 2021 | SC C | MW | Before Competition Groups | 0.15496 | 0 | 0 | 44.8708 | 0.0034536 | 23 | Industrial_2021_SC C_MW_Before Competition Groups_23 | Refrigeration Compressor VFD | 0.3454% | 0 | 0.15496 | Industrial_2021_SC C_MW_Before Competition Groups_Refrigeration Compressor VFD
Industrial | Ind ¦ Process Improvements | 2021 | SC C | MW | Before Competition Groups | 0.12199 | 0 | 0 | 44.8708 | 0.0027188 | 24 | Industrial_2021_SC C_MW_Before Competition Groups_24 | Process Improvements | 0.2719% | 0 | 0.12199 | Industrial_2021_SC C_MW_Before Competition Groups_Process Improvements
Industrial | Ind ¦ Improved Controls - Process Heating | 2021 | SC C | MW | Before Competition Groups | 0.07526 | 0 | 0 | 44.8708 | 0.0016773 | 25 | Industrial_2021_SC C_MW_Before Competition Groups_25 | Improved Controls - Process Heating | 0.1677% | 0 | 0.07526 | Industrial_2021_SC C_MW_Before Competition Groups_Improved Controls - Process Heating
Industrial | Ind ¦ Engine Block Heater Timer | 2021 | SC C | MW | Before Competition Groups | 0.045965 | 0 | 0 | 44.8708 | 0.0010244 | 26 | Industrial_2021_SC C_MW_Before Competition Groups_26 | Engine Block Heater Timer | 0.1024% | 0 | 0.045965 | Industrial_2021_SC C_MW_Before Competition Groups_Engine Block Heater Timer
Industrial | Ind ¦ Dairy Pre-Cooler | 2021 | SC C | MW | Before Competition Groups | 0.041006 | 0 | 0 | 44.8708 | 0.00091387 | 27 | Industrial_2021_SC C_MW_Before Competition Groups_27 | Dairy Pre-Cooler | 0.09139% | 0 | 0.041006 | Industrial_2021_SC C_MW_Before Competition Groups_Dairy Pre-Cooler
Industrial | Ind ¦ Efficient Refrigeration Compressor | 2021 | SC C | MW | Before Competition Groups | 0.026853 | 0 | 0 | 44.8708 | 0.00059846 | 28 | Industrial_2021_SC C_MW_Before Competition Groups_28 | Efficient Refrigeration Compressor | 0.05985% | 0 | 0.026853 | Industrial_2021_SC C_MW_Before Competition Groups_Efficient Refrigeration Compressor
Industrial | Ind ¦ Air Compressor Heat Recovery | 2021 | SC C | MW | Before Competition Groups | 0.020971 | 0 | 0 | 44.8708 | 0.00046736 | 29 | Industrial_2021_SC C_MW_Before Competition Groups_29 | Air Compressor Heat Recovery | 0.04674% | 0 | 0.020971 | Industrial_2021_SC C_MW_Before Competition Groups_Air Compressor Heat Recovery
Industrial | Ind ¦ Efficient Irrigation | 2021 | SC C | MW | Before Competition Groups | 0.0059738 | 0 | 0 | 44.8708 | 0.00013313 | 30 | Industrial_2021_SC C_MW_Before Competition Groups_30 | Efficient Irrigation | 0.01331% | 0 | 0.0059738 | Industrial_2021_SC C_MW_Before Competition Groups_Efficient Irrigation
Industrial | Ind ¦ Heat Lamps/Heat Pad | 2021 | SC C | MW | Before Competition Groups | 0 | 0 | 0 | 44.8708 | 0 | 31 | Industrial_2021_SC C_MW_Before Competition Groups_31 | Heat Lamps/Heat Pad | 0% | 0 | 0 | Industrial_2021_SC C_MW_Before Competition Groups_Heat Lamps/Heat Pad
Industrial | Ind ¦ Air Compressor Optimization | 2021 | SC D | MW | Before Competition Groups | 8.4385 | 0 | 0 | 42.6156 | 0.19801 | 1 | Industrial_2021_SC D_MW_Before Competition Groups_1 | Air Compressor Optimization | 19.8% | 0 | 8.4385 | Industrial_2021_SC D_MW_Before Competition Groups_Air Compressor Optimization
Industrial | Ind ¦ Pump System Optimization | 2021 | SC D | MW | Before Competition Groups | 7.5657 | 0 | 0 | 42.6156 | 0.17753 | 2 | Industrial_2021_SC D_MW_Before Competition Groups_2 | Pump System Optimization | 17.75% | 0 | 7.5657 | Industrial_2021_SC D_MW_Before Competition Groups_Pump System Optimization
Industrial | Ind ¦ Air Leak Survey and Repair | 2021 | SC D | MW | Before Competition Groups | 4.2868 | 0 | 0 | 42.6156 | 0.10059 | 3 | Industrial_2021_SC D_MW_Before Competition Groups_3 | Air Leak Survey and Repair | 10.06% | 0 | 4.2868 | Industrial_2021_SC D_MW_Before Competition Groups_Air Leak Survey and Repair
Industrial | Ind ¦ Pump Equipment Upgrade | 2021 | SC D | MW | Before Competition Groups | 3.6375 | 0 | 0 | 42.6156 | 0.085355 | 4 | Industrial_2021_SC D_MW_Before Competition Groups_4 | Pump Equipment Upgrade | 8.536% | 0 | 3.6375 | Industrial_2021_SC D_MW_Before Competition Groups_Pump Equipment Upgrade
Industrial | Ind ¦ SEM | 2021 | SC D | MW | Before Competition Groups | 3.0386 | 0 | 0 | 42.6156 | 0.071301 | 5 | Industrial_2021_SC D_MW_Before Competition Groups_5 | SEM | 7.13% | 0 | 3.0386 | Industrial_2021_SC D_MW_Before Competition Groups_SEM
Industrial | Ind ¦ Fan System Optimization | 2021 | SC D | MW | Before Competition Groups | 3.0119 | 0 | 0 | 42.6156 | 0.070676 | 6 | Industrial_2021_SC D_MW_Before Competition Groups_6 | Fan System Optimization | 7.068% | 0 | 3.0119 | Industrial_2021_SC D_MW_Before Competition Groups_Fan System Optimization
Industrial | Ind ¦ Recommissioning | 2021 | SC D | MW | Before Competition Groups | 2.9464 | 0 | 0 | 42.6156 | 0.069139 | 7 | Industrial_2021_SC D_MW_Before Competition Groups_7 | Recommissioning | 6.914% | 0 | 2.9464 | Industrial_2021_SC D_MW_Before Competition Groups_Recommissioning
Industrial | Ind ¦ High Efficiency HVAC Fans | 2021 | SC D | MW | Before Competition Groups | 2.1318 | 0 | 0 | 42.6156 | 0.050023 | 8 | Industrial_2021_SC D_MW_Before Competition Groups_8 | High Efficiency HVAC Fans | 5.002% | 0 | 2.1318 | Industrial_2021_SC D_MW_Before Competition Groups_High Efficiency HVAC Fans
Industrial | Ind ¦ Efficient Compressed Air Nozzles | 2021 | SC D | MW | Before Competition Groups | 1.8234 | 0 | 0 | 42.6156 | 0.042786 | 9 | Industrial_2021_SC D_MW_Before Competition Groups_9 | Efficient Compressed Air Nozzles | 4.279% | 0 | 1.8234 | Industrial_2021_SC D_MW_Before Competition Groups_Efficient Compressed Air Nozzles
Industrial | Ind ¦ Greenhouse Grow Lights | 2021 | SC D | MW | Before Competition Groups | 1.3793 | 0 | 0 | 42.6156 | 0.032366 | 10 | Industrial_2021_SC D_MW_Before Competition Groups_10 | Greenhouse Grow Lights | 3.237% | 0 | 1.3793 | Industrial_2021_SC D_MW_Before Competition Groups_Greenhouse Grow Lights
Industrial | Ind ¦ Material Handling Improvements | 2021 | SC D | MW | Before Competition Groups | 0.84914 | 0 | 0 | 42.6156 | 0.019926 | 11 | Industrial_2021_SC D_MW_Before Competition Groups_11 | Material Handling Improvements | 1.993% | 0 | 0.84914 | Industrial_2021_SC D_MW_Before Competition Groups_Material Handling Improvements
Industrial | Ind ¦ Improved Controls - Process Cooling | 2021 | SC D | MW | Before Competition Groups | 0.81639 | 0 | 0 | 42.6156 | 0.019157 | 12 | Industrial_2021_SC D_MW_Before Competition Groups_12 | Improved Controls - Process Cooling | 1.916% | 0 | 0.81639 | Industrial_2021_SC D_MW_Before Competition Groups_Improved Controls - Process Cooling
Industrial | Ind ¦ Cooling Tower Optimization | 2021 | SC D | MW | Before Competition Groups | 0.58591 | 0 | 0 | 42.6156 | 0.013749 | 13 | Industrial_2021_SC D_MW_Before Competition Groups_13 | Cooling Tower Optimization | 1.375% | 0 | 0.58591 | Industrial_2021_SC D_MW_Before Competition Groups_Cooling Tower Optimization
Industrial | Ind ¦ Process Optimization (Elec) | 2021 | SC D | MW | Before Competition Groups | 0.58111 | 0 | 0 | 42.6156 | 0.013636 | 14 | Industrial_2021_SC D_MW_Before Competition Groups_14 | Process Optimization (Elec) | 1.364% | 0 | 0.58111 | Industrial_2021_SC D_MW_Before Competition Groups_Process Optimization (Elec)
Industrial | Ind ¦ Ventilation Optimization | 2021 | SC D | MW | Before Competition Groups | 0.46631 | 0 | 0 | 42.6156 | 0.010942 | 15 | Industrial_2021_SC D_MW_Before Competition Groups_15 | Ventilation Optimization | 1.094% | 0 | 0.46631 | Industrial_2021_SC D_MW_Before Competition Groups_Ventilation Optimization
Industrial | Ind ¦ Refiner Plate Improvements | 2021 | SC D | MW | Before Competition Groups | 0.21588 | 0 | 0 | 42.6156 | 0.0050657 | 16 | Industrial_2021_SC D_MW_Before Competition Groups_16 | Refiner Plate Improvements | 0.5066% | 0 | 0.21588 | Industrial_2021_SC D_MW_Before Competition Groups_Refiner Plate Improvements
Industrial | Ind ¦ VAV Conversion Project | 2021 | SC D | MW | Before Competition Groups | 0.13118 | 0 | 0 | 42.6156 | 0.0030781 | 17 | Industrial_2021_SC D_MW_Before Competition Groups_17 | VAV Conversion Project | 0.3078% | 0 | 0.13118 | Industrial_2021_SC D_MW_Before Competition Groups_VAV Conversion Project
Industrial | Ind ¦ Process Heat Recovery | 2021 | SC D | MW | Before Competition Groups | 0.1182 | 0 | 0 | 42.6156 | 0.0027736 | 18 | Industrial_2021_SC D_MW_Before Competition Groups_18 | Process Heat Recovery | 0.2774% | 0 | 0.1182 | Industrial_2021_SC D_MW_Before Competition Groups_Process Heat Recovery
Industrial | Ind ¦ Process Improvements | 2021 | SC D | MW | Before Competition Groups | 0.10832 | 0 | 0 | 42.6156 | 0.0025418 | 19 | Industrial_2021_SC D_MW_Before Competition Groups_19 | Process Improvements | 0.2542% | 0 | 0.10832 | Industrial_2021_SC D_MW_Before Competition Groups_Process Improvements
Industrial | Ind ¦ Refrigeration Compressor VFD | 2021 | SC D | MW | Before Competition Groups | 0.10129 | 0 | 0 | 42.6156 | 0.0023767 | 20 | Industrial_2021_SC D_MW_Before Competition Groups_20 | Refrigeration Compressor VFD | 0.2377% | 0 | 0.10129 | Industrial_2021_SC D_MW_Before Competition Groups_Refrigeration Compressor VFD
Industrial | Ind ¦ High Efficiency Battery Charger | 2021 | SC D | MW | Before Competition Groups | 0.090209 | 0 | 0 | 42.6156 | 0.0021168 | 21 | Industrial_2021_SC D_MW_Before Competition Groups_21 | High Efficiency Battery Charger | 0.2117% | 0 | 0.090209 | Industrial_2021_SC D_MW_Before Competition Groups_High Efficiency Battery Charger
Industrial | Ind ¦ Improved Controls - Process Heating | 2021 | SC D | MW | Before Competition Groups | 0.068013 | 0 | 0 | 42.6156 | 0.001596 | 22 | Industrial_2021_SC D_MW_Before Competition Groups_22 | Improved Controls - Process Heating | 0.1596% | 0 | 0.068013 | Industrial_2021_SC D_MW_Before Competition Groups_Improved Controls - Process Heating
Industrial | Ind ¦ Pulp and Paper Process Improvements | 2021 | SC D | MW | Before Competition Groups | 0.058084 | 0 | 0 | 42.6156 | 0.001363 | 23 | Industrial_2021_SC D_MW_Before Competition Groups_23 | Pulp and Paper Process Improvements | 0.1363% | 0 | 0.058084 | Industrial_2021_SC D_MW_Before Competition Groups_Pulp and Paper Process Improvements
Industrial | Ind ¦ Engine Block Heater Timer | 2021 | SC D | MW | Before Competition Groups | 0.043765 | 0 | 0 | 42.6156 | 0.001027 | 24 | Industrial_2021_SC D_MW_Before Competition Groups_24 | Engine Block Heater Timer | 0.1027% | 0 | 0.043765 | Industrial_2021_SC D_MW_Before Competition Groups_Engine Block Heater Timer
Industrial | Ind ¦ Free Cooling | 2021 | SC D | MW | Before Competition Groups | 0.03315 | 0 | 0 | 42.6156 | 0.00077788 | 25 | Industrial_2021_SC D_MW_Before Competition Groups_25 | Free Cooling | 0.07779% | 0 | 0.03315 | Industrial_2021_SC D_MW_Before Competition Groups_Free Cooling
Industrial | Ind ¦ Efficient Refrigeration Compressor | 2021 | SC D | MW | Before Competition Groups | 0.026744 | 0 | 0 | 42.6156 | 0.00062757 | 26 | Industrial_2021_SC D_MW_Before Competition Groups_26 | Efficient Refrigeration Compressor | 0.06276% | 0 | 0.026744 | Industrial_2021_SC D_MW_Before Competition Groups_Efficient Refrigeration Compressor
Industrial | Ind ¦ HE Lighting | 2021 | SC D | MW | Before Competition Groups | 0.02071 | 0 | 0 | 42.6156 | 0.00048597 | 27 | Industrial_2021_SC D_MW_Before Competition Groups_27 | HE Lighting | 0.0486% | 0 | 0.02071 | Industrial_2021_SC D_MW_Before Competition Groups_HE Lighting
Industrial | Ind ¦ Air Compressor Heat Recovery | 2021 | SC D | MW | Before Competition Groups | 0.019223 | 0 | 0 | 42.6156 | 0.00045107 | 28 | Industrial_2021_SC D_MW_Before Competition Groups_28 | Air Compressor Heat Recovery | 0.04511% | 0 | 0.019223 | Industrial_2021_SC D_MW_Before Competition Groups_Air Compressor Heat Recovery
Industrial | Ind ¦ Dairy Pre-Cooler | 2021 | SC D | MW | Before Competition Groups | 0.018646 | 0 | 0 | 42.6156 | 0.00043753 | 29 | Industrial_2021_SC D_MW_Before Competition Groups_29 | Dairy Pre-Cooler | 0.04375% | 0 | 0.018646 | Industrial_2021_SC D_MW_Before Competition Groups_Dairy Pre-Cooler
Industrial | Ind ¦ Efficient Irrigation | 2021 | SC D | MW | Before Competition Groups | 0.0036608 | 0 | 0 | 42.6156 | 8.5903e-05 | 30 | Industrial_2021_SC D_MW_Before Competition Groups_30 | Efficient Irrigation | 0.00859% | 0 | 0.0036608 | Industrial_2021_SC D_MW_Before Competition Groups_Efficient Irrigation
Industrial | Ind ¦ Heat Lamps/Heat Pad | 2021 | SC D | MW | Before Competition Groups | 0 | 0 | 0 | 42.6156 | 0 | 31 | Industrial_2021_SC D_MW_Before Competition Groups_31 | Heat Lamps/Heat Pad | 0% | 0 | 0 | Industrial_2021_SC D_MW_Before Competition Groups_Heat Lamps/Heat Pad
Industrial | Ind ¦ Air Leak Survey and Repair | 2021 | Technical | MW | Before Competition Groups | 75.8985 | 0 | 0 | 613.2742 | 0.12376 | 1 | Industrial_2021_Technical_MW_Before Competition Groups_1 | Air Leak Survey and Repair | 12.38% | 0 | 75.8985 | Industrial_2021_Technical_MW_Before Competition Groups_Air Leak Survey and Repair
Industrial | Ind ¦ HE Lighting | 2021 | Technical | MW | Before Competition Groups | 64.7914 | 0 | 0 | 613.2742 | 0.10565 | 2 | Industrial_2021_Technical_MW_Before Competition Groups_2 | HE Lighting | 10.56% | 0 | 64.7914 | Industrial_2021_Technical_MW_Before Competition Groups_HE Lighting
Industrial | Ind ¦ Pump System Optimization | 2021 | Technical | MW | Before Competition Groups | 63.0328 | 0 | 0 | 613.2742 | 0.10278 | 3 | Industrial_2021_Technical_MW_Before Competition Groups_3 | Pump System Optimization | 10.28% | 0 | 63.0328 | Industrial_2021_Technical_MW_Before Competition Groups_Pump System Optimization
Industrial | Ind ¦ Recommissioning | 2021 | Technical | MW | Before Competition Groups | 54.6409 | 0 | 0 | 613.2742 | 0.089097 | 4 | Industrial_2021_Technical_MW_Before Competition Groups_4 | Recommissioning | 8.91% | 0 | 54.6409 | Industrial_2021_Technical_MW_Before Competition Groups_Recommissioning
Industrial | Ind ¦ SEM | 2021 | Technical | MW | Before Competition Groups | 54.6409 | 0 | 0 | 613.2742 | 0.089097 | 5 | Industrial_2021_Technical_MW_Before Competition Groups_5 | SEM | 8.91% | 0 | 54.6409 | Industrial_2021_Technical_MW_Before Competition Groups_SEM
Industrial | Ind ¦ Air Compressor Optimization | 2021 | Technical | MW | Before Competition Groups | 41.0749 | 0 | 0 | 613.2742 | 0.066976 | 6 | Industrial_2021_Technical_MW_Before Competition Groups_6 | Air Compressor Optimization | 6.698% | 0 | 41.0749 | Industrial_2021_Technical_MW_Before Competition Groups_Air Compressor Optimization
Industrial | Ind ¦ Efficient Compressed Air Nozzles | 2021 | Technical | MW | Before Competition Groups | 38.3863 | 0 | 0 | 613.2742 | 0.062592 | 7 | Industrial_2021_Technical_MW_Before Competition Groups_7 | Efficient Compressed Air Nozzles | 6.259% | 0 | 38.3863 | Industrial_2021_Technical_MW_Before Competition Groups_Efficient Compressed Air Nozzles
Industrial | Ind ¦ Pump Equipment Upgrade | 2021 | Technical | MW | Before Competition Groups | 30.4444 | 0 | 0 | 613.2742 | 0.049642 | 8 | Industrial_2021_Technical_MW_Before Competition Groups_8 | Pump Equipment Upgrade | 4.964% | 0 | 30.4444 | Industrial_2021_Technical_MW_Before Competition Groups_Pump Equipment Upgrade
Industrial | Ind ¦ Process Optimization (Elec) | 2021 | Technical | MW | Before Competition Groups | 22.3223 | 0 | 0 | 613.2742 | 0.036399 | 9 | Industrial_2021_Technical_MW_Before Competition Groups_9 | Process Optimization (Elec) | 3.64% | 0 | 22.3223 | Industrial_2021_Technical_MW_Before Competition Groups_Process Optimization (Elec)
Industrial | Ind ¦ High Efficiency HVAC Fans | 2021 | Technical | MW | Before Competition Groups | 21.1923 | 0 | 0 | 613.2742 | 0.034556 | 10 | Industrial_2021_Technical_MW_Before Competition Groups_10 | High Efficiency HVAC Fans | 3.456% | 0 | 21.1923 | Industrial_2021_Technical_MW_Before Competition Groups_High Efficiency HVAC Fans
Industrial | Ind ¦ Premium Efficient Motors | 2021 | Technical | MW | Before Competition Groups | 17.5588 | 0 | 0 | 613.2742 | 0.028631 | 11 | Industrial_2021_Technical_MW_Before Competition Groups_11 | Premium Efficient Motors | 2.863% | 0 | 17.5588 | Industrial_2021_Technical_MW_Before Competition Groups_Premium Efficient Motors
Industrial | Ind ¦ Greenhouse Grow Lights | 2021 | Technical | MW | Before Competition Groups | 16.6947 | 0 | 0 | 613.2742 | 0.027222 | 12 | Industrial_2021_Technical_MW_Before Competition Groups_12 | Greenhouse Grow Lights | 2.722% | 0 | 16.6947 | Industrial_2021_Technical_MW_Before Competition Groups_Greenhouse Grow Lights
Industrial | Ind ¦ Fan System Optimization | 2021 | Technical | MW | Before Competition Groups | 15.7542 | 0 | 0 | 613.2742 | 0.025689 | 13 | Industrial_2021_Technical_MW_Before Competition Groups_13 | Fan System Optimization | 2.569% | 0 | 15.7542 | Industrial_2021_Technical_MW_Before Competition Groups_Fan System Optimization
Industrial | Ind ¦ Improved Controls - Process Cooling | 2021 | Technical | MW | Before Competition Groups | 14.5639 | 0 | 0 | 613.2742 | 0.023748 | 14 | Industrial_2021_Technical_MW_Before Competition Groups_14 | Improved Controls - Process Cooling | 2.375% | 0 | 14.5639 | Industrial_2021_Technical_MW_Before Competition Groups_Improved Controls - Process Cooling
Industrial | Ind ¦ HE HVAC Controls | 2021 | Technical | MW | Before Competition Groups | 8.9719 | 0 | 0 | 613.2742 | 0.014629 | 15 | Industrial_2021_Technical_MW_Before Competition Groups_15 | HE HVAC Controls | 1.463% | 0 | 8.9719 | Industrial_2021_Technical_MW_Before Competition Groups_HE HVAC Controls
Industrial | Ind ¦ Pulp and Paper Process Improvements | 2021 | Technical | MW | Before Competition Groups | 8.1304 | 0 | 0 | 613.2742 | 0.013257 | 16 | Industrial_2021_Technical_MW_Before Competition Groups_16 | Pulp and Paper Process Improvements | 1.326% | 0 | 8.1304 | Industrial_2021_Technical_MW_Before Competition Groups_Pulp and Paper Process Improvements
Industrial | Ind ¦ Ventilation Optimization | 2021 | Technical | MW | Before Competition Groups | 7.3976 | 0 | 0 | 613.2742 | 0.012062 | 17 | Industrial_2021_Technical_MW_Before Competition Groups_17 | Ventilation Optimization | 1.206% | 0 | 7.3976 | Industrial_2021_Technical_MW_Before Competition Groups_Ventilation Optimization
Industrial | Ind ¦ Material Handling Improvements | 2021 | Technical | MW | Before Competition Groups | 5.688 | 0 | 0 | 613.2742 | 0.0092749 | 18 | Industrial_2021_Technical_MW_Before Competition Groups_18 | Material Handling Improvements | 0.9275% | 0 | 5.688 | Industrial_2021_Technical_MW_Before Competition Groups_Material Handling Improvements
Industrial | Ind ¦ Chiller Optimization | 2021 | Technical | MW | Before Competition Groups | 5.5669 | 0 | 0 | 613.2742 | 0.0090773 | 19 | Industrial_2021_Technical_MW_Before Competition Groups_19 | Chiller Optimization | 0.9077% | 0 | 5.5669 | Industrial_2021_Technical_MW_Before Competition Groups_Chiller Optimization
Industrial | Ind ¦ HE HVAC Units | 2021 | Technical | MW | Before Competition Groups | 4.7788 | 0 | 0 | 613.2742 | 0.0077922 | 20 | Industrial_2021_Technical_MW_Before Competition Groups_20 | HE HVAC Units | 0.7792% | 0 | 4.7788 | Industrial_2021_Technical_MW_Before Competition Groups_HE HVAC Units
Industrial | Ind ¦ Refiner Plate Improvements | 2021 | Technical | MW | Before Competition Groups | 4.7089 | 0 | 0 | 613.2742 | 0.0076784 | 21 | Industrial_2021_Technical_MW_Before Competition Groups_21 | Refiner Plate Improvements | 0.7678% | 0 | 4.7089 | Industrial_2021_Technical_MW_Before Competition Groups_Refiner Plate Improvements
Industrial | Ind ¦ HVLS Fans | 2021 | Technical | MW | Before Competition Groups | 4.6569 | 0 | 0 | 613.2742 | 0.0075935 | 22 | Industrial_2021_Technical_MW_Before Competition Groups_22 | HVLS Fans | 0.7594% | 0 | 4.6569 | Industrial_2021_Technical_MW_Before Competition Groups_HVLS Fans
Industrial | Ind ¦ Cooling Tower Optimization | 2021 | Technical | MW | Before Competition Groups | 4.3337 | 0 | 0 | 613.2742 | 0.0070665 | 23 | Industrial_2021_Technical_MW_Before Competition Groups_23 | Cooling Tower Optimization | 0.7067% | 0 | 4.3337 | Industrial_2021_Technical_MW_Before Competition Groups_Cooling Tower Optimization
Industrial | Ind ¦ Free Cooling | 2021 | Technical | MW | Before Competition Groups | 3.6086 | 0 | 0 | 613.2742 | 0.0058842 | 24 | Industrial_2021_Technical_MW_Before Competition Groups_24 | Free Cooling | 0.5884% | 0 | 3.6086 | Industrial_2021_Technical_MW_Before Competition Groups_Free Cooling
Industrial | Ind ¦ VAV Conversion Project | 2021 | Technical | MW | Before Competition Groups | 3.4298 | 0 | 0 | 613.2742 | 0.0055926 | 25 | Industrial_2021_Technical_MW_Before Competition Groups_25 | VAV Conversion Project | 0.5593% | 0 | 3.4298 | Industrial_2021_Technical_MW_Before Competition Groups_VAV Conversion Project
Industrial | Ind ¦ Cold Storage Retrofit | 2021 | Technical | MW | Before Competition Groups | 2.9493 | 0 | 0 | 613.2742 | 0.0048092 | 26 | Industrial_2021_Technical_MW_Before Competition Groups_26 | Cold Storage Retrofit | 0.4809% | 0 | 2.9493 | Industrial_2021_Technical_MW_Before Competition Groups_Cold Storage Retrofit
Industrial | Ind ¦ Process Heat Recovery | 2021 | Technical | MW | Before Competition Groups | 2.8736 | 0 | 0 | 613.2742 | 0.0046856 | 27 | Industrial_2021_Technical_MW_Before Competition Groups_27 | Process Heat Recovery | 0.4686% | 0 | 2.8736 | Industrial_2021_Technical_MW_Before Competition Groups_Process Heat Recovery
Industrial | Ind ¦ Synchronous Belts | 2021 | Technical | MW | Before Competition Groups | 2.7428 | 0 | 0 | 613.2742 | 0.0044724 | 28 | Industrial_2021_Technical_MW_Before Competition Groups_28 | Synchronous Belts | 0.4472% | 0 | 2.7428 | Industrial_2021_Technical_MW_Before Competition Groups_Synchronous Belts
Industrial | Ind ¦ Process Improvements | 2021 | Technical | MW | Before Competition Groups | 2.2051 | 0 | 0 | 613.2742 | 0.0035955 | 29 | Industrial_2021_Technical_MW_Before Competition Groups_29 | Process Improvements | 0.3596% | 0 | 2.2051 | Industrial_2021_Technical_MW_Before Competition Groups_Process Improvements
Industrial | Ind ¦ High Efficiency Battery Charger | 2021 | Technical | MW | Before Competition Groups | 2.0404 | 0 | 0 | 613.2742 | 0.003327 | 30 | Industrial_2021_Technical_MW_Before Competition Groups_30 | High Efficiency Battery Charger | 0.3327% | 0 | 2.0404 | Industrial_2021_Technical_MW_Before Competition Groups_High Efficiency Battery Charger
Industrial | Ind ¦ Efficient Irrigation | 2021 | Technical | MW | Before Competition Groups | 1.664 | 0 | 0 | 613.2742 | 0.0027133 | 31 | Industrial_2021_Technical_MW_Before Competition Groups_31 | Efficient Irrigation | 0.2713% | 0 | 1.664 | Industrial_2021_Technical_MW_Before Competition Groups_Efficient Irrigation
Industrial | Ind ¦ Improved Controls - Process Heating | 2021 | Technical | MW | Before Competition Groups | 1.3193 | 0 | 0 | 613.2742 | 0.0021512 | 32 | Industrial_2021_Technical_MW_Before Competition Groups_32 | Improved Controls - Process Heating | 0.2151% | 0 | 1.3193 | Industrial_2021_Technical_MW_Before Competition Groups_Improved Controls - Process Heating
Industrial | Ind ¦ Refrigeration Compressor VFD | 2021 | Technical | MW | Before Competition Groups | 1.1116 | 0 | 0 | 613.2742 | 0.0018126 | 33 | Industrial_2021_Technical_MW_Before Competition Groups_33 | Refrigeration Compressor VFD | 0.1813% | 0 | 1.1116 | Industrial_2021_Technical_MW_Before Competition Groups_Refrigeration Compressor VFD
Industrial | Ind ¦ Efficient Transformer | 2021 | Technical | MW | Before Competition Groups | 1.0236 | 0 | 0 | 613.2742 | 0.0016691 | 34 | Industrial_2021_Technical_MW_Before Competition Groups_34 | Efficient Transformer | 0.1669% | 0 | 1.0236 | Industrial_2021_Technical_MW_Before Competition Groups_Efficient Transformer
Industrial | Ind ¦ High Efficiency Welders | 2021 | Technical | MW | Before Competition Groups | 0.84019 | 0 | 0 | 613.2742 | 0.00137 | 35 | Industrial_2021_Technical_MW_Before Competition Groups_35 | High Efficiency Welders | 0.137% | 0 | 0.84019 | Industrial_2021_Technical_MW_Before Competition Groups_High Efficiency Welders
Industrial | Ind ¦ Engine Block Heater Timer | 2021 | Technical | MW | Before Competition Groups | 0.84018 | 0 | 0 | 613.2742 | 0.00137 | 36 | Industrial_2021_Technical_MW_Before Competition Groups_36 | Engine Block Heater Timer | 0.137% | 0 | 0.84018 | Industrial_2021_Technical_MW_Before Competition Groups_Engine Block Heater Timer
Industrial | Ind ¦ Dairy Pre-Cooler | 2021 | Technical | MW | Before Competition Groups | 0.44456 | 0 | 0 | 613.2742 | 0.00072489 | 37 | Industrial_2021_Technical_MW_Before Competition Groups_37 | Dairy Pre-Cooler | 0.07249% | 0 | 0.44456 | Industrial_2021_Technical_MW_Before Competition Groups_Dairy Pre-Cooler
Industrial | Ind ¦ Air Compressor Heat Recovery | 2021 | Technical | MW | Before Competition Groups | 0.37384 | 0 | 0 | 613.2742 | 0.00060957 | 38 | Industrial_2021_Technical_MW_Before Competition Groups_38 | Air Compressor Heat Recovery | 0.06096% | 0 | 0.37384 | Industrial_2021_Technical_MW_Before Competition Groups_Air Compressor Heat Recovery
Industrial | Ind ¦ Optimize Compressed Air Dryer | 2021 | Technical | MW | Before Competition Groups | 0.26655 | 0 | 0 | 613.2742 | 0.00043463 | 39 | Industrial_2021_Technical_MW_Before Competition Groups_39 | Optimize Compressed Air Dryer | 0.04346% | 0 | 0.26655 | Industrial_2021_Technical_MW_Before Competition Groups_Optimize Compressed Air Dryer
Industrial | Ind ¦ Heat Lamps/Heat Pad | 2021 | Technical | MW | Before Competition Groups | 0.11154 | 0 | 0 | 613.2742 | 0.00018188 | 40 | Industrial_2021_Technical_MW_Before Competition Groups_40 | Heat Lamps/Heat Pad | 0.01819% | 0 | 0.11154 | Industrial_2021_Technical_MW_Before Competition Groups_Heat Lamps/Heat Pad
Industrial | Ind ¦ Creep Heat Controller | 2021 | Technical | MW | Before Competition Groups | 0.10556 | 0 | 0 | 613.2742 | 0.00017212 | 41 | Industrial_2021_Technical_MW_Before Competition Groups_41 | Creep Heat Controller | 0.01721% | 0 | 0.10556 | Industrial_2021_Technical_MW_Before Competition Groups_Creep Heat Controller
Industrial | Ind ¦ Efficient Refrigeration Compressor | 2021 | Technical | MW | Before Competition Groups | 0.09444 | 0 | 0 | 613.2742 | 0.00015399 | 42 | Industrial_2021_Technical_MW_Before Competition Groups_42 | Efficient Refrigeration Compressor | 0.0154% | 0 | 0.09444 | Industrial_2021_Technical_MW_Before Competition Groups_Efficient Refrigeration Compressor
Industrial | Ind ¦ Air Leak Survey and Repair | 2022 | Economic | MW | Before Competition Groups | 75.1099 | 0 | 0 | 452.2176 | 0.16609 | 1 | Industrial_2022_Economic_MW_Before Competition Groups_1 | Air Leak Survey and Repair | 16.61% | 0 | 75.1099 | Industrial_2022_Economic_MW_Before Competition Groups_Air Leak Survey and Repair
Industrial | Ind ¦ Recommissioning | 2022 | Economic | MW | Before Competition Groups | 54.4018 | 0 | 0 | 452.2176 | 0.1203 | 2 | Industrial_2022_Economic_MW_Before Competition Groups_2 | Recommissioning | 12.03% | 0 | 54.4018 | Industrial_2022_Economic_MW_Before Competition Groups_Recommissioning
Industrial | Ind ¦ SEM | 2022 | Economic | MW | Before Competition Groups | 54.4018 | 0 | 0 | 452.2176 | 0.1203 | 3 | Industrial_2022_Economic_MW_Before Competition Groups_3 | SEM | 12.03% | 0 | 54.4018 | Industrial_2022_Economic_MW_Before Competition Groups_SEM
Industrial | Ind ¦ Air Compressor Optimization | 2022 | Economic | MW | Before Competition Groups | 43.0749 | 0 | 0 | 452.2176 | 0.095253 | 4 | Industrial_2022_Economic_MW_Before Competition Groups_4 | Air Compressor Optimization | 9.525% | 0 | 43.0749 | Industrial_2022_Economic_MW_Before Competition Groups_Air Compressor Optimization
Industrial | Ind ¦ Efficient Compressed Air Nozzles | 2022 | Economic | MW | Before Competition Groups | 40.6043 | 0 | 0 | 452.2176 | 0.089789 | 5 | Industrial_2022_Economic_MW_Before Competition Groups_5 | Efficient Compressed Air Nozzles | 8.979% | 0 | 40.6043 | Industrial_2022_Economic_MW_Before Competition Groups_Efficient Compressed Air Nozzles
Industrial | Ind ¦ Process Optimization (Elec) | 2022 | Economic | MW | Before Competition Groups | 22.2198 | 0 | 0 | 452.2176 | 0.049135 | 6 | Industrial_2022_Economic_MW_Before Competition Groups_6 | Process Optimization (Elec) | 4.914% | 0 | 22.2198 | Industrial_2022_Economic_MW_Before Competition Groups_Process Optimization (Elec)
Industrial | Ind ¦ High Efficiency HVAC Fans | 2022 | Economic | MW | Before Competition Groups | 22.1976 | 0 | 0 | 452.2176 | 0.049086 | 7 | Industrial_2022_Economic_MW_Before Competition Groups_7 | High Efficiency HVAC Fans | 4.909% | 0 | 22.1976 | Industrial_2022_Economic_MW_Before Competition Groups_High Efficiency HVAC Fans
Industrial | Ind ¦ Pump System Optimization | 2022 | Economic | MW | Before Competition Groups | 22.1674 | 0 | 0 | 452.2176 | 0.049019 | 8 | Industrial_2022_Economic_MW_Before Competition Groups_8 | Pump System Optimization | 4.902% | 0 | 22.1674 | Industrial_2022_Economic_MW_Before Competition Groups_Pump System Optimization
Industrial | Ind ¦ Greenhouse Grow Lights | 2022 | Economic | MW | Before Competition Groups | 17.5895 | 0 | 0 | 452.2176 | 0.038896 | 9 | Industrial_2022_Economic_MW_Before Competition Groups_9 | Greenhouse Grow Lights | 3.89% | 0 | 17.5895 | Industrial_2022_Economic_MW_Before Competition Groups_Greenhouse Grow Lights
Industrial | Ind ¦ HE Lighting | 2022 | Economic | MW | Before Competition Groups | 17.418 | 0 | 0 | 452.2176 | 0.038517 | 10 | Industrial_2022_Economic_MW_Before Competition Groups_10 | HE Lighting | 3.852% | 0 | 17.418 | Industrial_2022_Economic_MW_Before Competition Groups_HE Lighting
Industrial | Ind ¦ Fan System Optimization | 2022 | Economic | MW | Before Competition Groups | 16.3213 | 0 | 0 | 452.2176 | 0.036092 | 11 | Industrial_2022_Economic_MW_Before Competition Groups_11 | Fan System Optimization | 3.609% | 0 | 16.3213 | Industrial_2022_Economic_MW_Before Competition Groups_Fan System Optimization
Industrial | Ind ¦ Improved Controls - Process Cooling | 2022 | Economic | MW | Before Competition Groups | 14.4917 | 0 | 0 | 452.2176 | 0.032046 | 12 | Industrial_2022_Economic_MW_Before Competition Groups_12 | Improved Controls - Process Cooling | 3.205% | 0 | 14.4917 | Industrial_2022_Economic_MW_Before Competition Groups_Improved Controls - Process Cooling
Industrial | Ind ¦ Pump Equipment Upgrade | 2022 | Economic | MW | Before Competition Groups | 8.4411 | 0 | 0 | 452.2176 | 0.018666 | 13 | Industrial_2022_Economic_MW_Before Competition Groups_13 | Pump Equipment Upgrade | 1.867% | 0 | 8.4411 | Industrial_2022_Economic_MW_Before Competition Groups_Pump Equipment Upgrade
Industrial | Ind ¦ Pulp and Paper Process Improvements | 2022 | Economic | MW | Before Competition Groups | 8.1121 | 0 | 0 | 452.2176 | 0.017939 | 14 | Industrial_2022_Economic_MW_Before Competition Groups_14 | Pulp and Paper Process Improvements | 1.794% | 0 | 8.1121 | Industrial_2022_Economic_MW_Before Competition Groups_Pulp and Paper Process Improvements
Industrial | Ind ¦ Material Handling Improvements | 2022 | Economic | MW | Before Competition Groups | 6.0527 | 0 | 0 | 452.2176 | 0.013384 | 15 | Industrial_2022_Economic_MW_Before Competition Groups_15 | Material Handling Improvements | 1.338% | 0 | 6.0527 | Industrial_2022_Economic_MW_Before Competition Groups_Material Handling Improvements
Industrial | Ind ¦ Refiner Plate Improvements | 2022 | Economic | MW | Before Competition Groups | 4.9317 | 0 | 0 | 452.2176 | 0.010906 | 16 | Industrial_2022_Economic_MW_Before Competition Groups_16 | Refiner Plate Improvements | 1.091% | 0 | 4.9317 | Industrial_2022_Economic_MW_Before Competition Groups_Refiner Plate Improvements
Industrial | Ind ¦ Cooling Tower Optimization | 2022 | Economic | MW | Before Competition Groups | 4.3122 | 0 | 0 | 452.2176 | 0.0095356 | 17 | Industrial_2022_Economic_MW_Before Competition Groups_17 | Cooling Tower Optimization | 0.9536% | 0 | 4.3122 | Industrial_2022_Economic_MW_Before Competition Groups_Cooling Tower Optimization
Industrial | Ind ¦ Free Cooling | 2022 | Economic | MW | Before Competition Groups | 3.5963 | 0 | 0 | 452.2176 | 0.0079526 | 18 | Industrial_2022_Economic_MW_Before Competition Groups_18 | Free Cooling | 0.7953% | 0 | 3.5963 | Industrial_2022_Economic_MW_Before Competition Groups_Free Cooling
Industrial | Ind ¦ VAV Conversion Project | 2022 | Economic | MW | Before Competition Groups | 3.3919 | 0 | 0 | 452.2176 | 0.0075006 | 19 | Industrial_2022_Economic_MW_Before Competition Groups_19 | VAV Conversion Project | 0.7501% | 0 | 3.3919 | Industrial_2022_Economic_MW_Before Competition Groups_VAV Conversion Project
Industrial | Ind ¦ Process Heat Recovery | 2022 | Economic | MW | Before Competition Groups | 2.8642 | 0 | 0 | 452.2176 | 0.0063337 | 20 | Industrial_2022_Economic_MW_Before Competition Groups_20 | Process Heat Recovery | 0.6334% | 0 | 2.8642 | Industrial_2022_Economic_MW_Before Competition Groups_Process Heat Recovery
Industrial | Ind ¦ Process Improvements | 2022 | Economic | MW | Before Competition Groups | 2.2062 | 0 | 0 | 452.2176 | 0.0048785 | 21 | Industrial_2022_Economic_MW_Before Competition Groups_21 | Process Improvements | 0.4879% | 0 | 2.2062 | Industrial_2022_Economic_MW_Before Competition Groups_Process Improvements
Industrial | Ind ¦ High Efficiency Battery Charger | 2022 | Economic | MW | Before Competition Groups | 2.1377 | 0 | 0 | 452.2176 | 0.0047271 | 22 | Industrial_2022_Economic_MW_Before Competition Groups_22 | High Efficiency Battery Charger | 0.4727% | 0 | 2.1377 | Industrial_2022_Economic_MW_Before Competition Groups_High Efficiency Battery Charger
Industrial | Ind ¦ Ventilation Optimization | 2022 | Economic | MW | Before Competition Groups | 1.6131 | 0 | 0 | 452.2176 | 0.003567 | 23 | Industrial_2022_Economic_MW_Before Competition Groups_23 | Ventilation Optimization | 0.3567% | 0 | 1.6131 | Industrial_2022_Economic_MW_Before Competition Groups_Ventilation Optimization
Industrial | Ind ¦ Improved Controls - Process Heating | 2022 | Economic | MW | Before Competition Groups | 1.3179 | 0 | 0 | 452.2176 | 0.0029142 | 24 | Industrial_2022_Economic_MW_Before Competition Groups_24 | Improved Controls - Process Heating | 0.2914% | 0 | 1.3179 | Industrial_2022_Economic_MW_Before Competition Groups_Improved Controls - Process Heating
Industrial | Ind ¦ Refrigeration Compressor VFD | 2022 | Economic | MW | Before Competition Groups | 1.1662 | 0 | 0 | 452.2176 | 0.0025789 | 25 | Industrial_2022_Economic_MW_Before Competition Groups_25 | Refrigeration Compressor VFD | 0.2579% | 0 | 1.1662 | Industrial_2022_Economic_MW_Before Competition Groups_Refrigeration Compressor VFD
Industrial | Ind ¦ Engine Block Heater Timer | 2022 | Economic | MW | Before Competition Groups | 0.84077 | 0 | 0 | 452.2176 | 0.0018592 | 26 | Industrial_2022_Economic_MW_Before Competition Groups_26 | Engine Block Heater Timer | 0.1859% | 0 | 0.84077 | Industrial_2022_Economic_MW_Before Competition Groups_Engine Block Heater Timer
Industrial | Ind ¦ Efficient Irrigation | 2022 | Economic | MW | Before Competition Groups | 0.58581 | 0 | 0 | 452.2176 | 0.0012954 | 27 | Industrial_2022_Economic_MW_Before Competition Groups_27 | Efficient Irrigation | 0.1295% | 0 | 0.58581 | Industrial_2022_Economic_MW_Before Competition Groups_Efficient Irrigation
Industrial | Ind ¦ Air Compressor Heat Recovery | 2022 | Economic | MW | Before Competition Groups | 0.37111 | 0 | 0 | 452.2176 | 0.00082065 | 28 | Industrial_2022_Economic_MW_Before Competition Groups_28 | Air Compressor Heat Recovery | 0.08207% | 0 | 0.37111 | Industrial_2022_Economic_MW_Before Competition Groups_Air Compressor Heat Recovery
Industrial | Ind ¦ Dairy Pre-Cooler | 2022 | Economic | MW | Before Competition Groups | 0.17927 | 0 | 0 | 452.2176 | 0.00039641 | 29 | Industrial_2022_Economic_MW_Before Competition Groups_29 | Dairy Pre-Cooler | 0.03964% | 0 | 0.17927 | Industrial_2022_Economic_MW_Before Competition Groups_Dairy Pre-Cooler
Industrial | Ind ¦ Efficient Refrigeration Compressor | 2022 | Economic | MW | Before Competition Groups | 0.099316 | 0 | 0 | 452.2176 | 0.00021962 | 30 | Industrial_2022_Economic_MW_Before Competition Groups_30 | Efficient Refrigeration Compressor | 0.02196% | 0 | 0.099316 | Industrial_2022_Economic_MW_Before Competition Groups_Efficient Refrigeration Compressor
Industrial | Ind ¦ Heat Lamps/Heat Pad | 2022 | Economic | MW | Before Competition Groups | 0 | 0 | 0 | 452.2176 | 0 | 31 | Industrial_2022_Economic_MW_Before Competition Groups_31 | Heat Lamps/Heat Pad | 0% | 0 | 0 | Industrial_2022_Economic_MW_Before Competition Groups_Heat Lamps/Heat Pad
Industrial | Ind ¦ Air Compressor Optimization | 2022 | SC A | MW | Before Competition Groups | 11.7549 | 0 | 0 | 58.5563 | 0.20075 | 1 | Industrial_2022_SC A_MW_Before Competition Groups_1 | Air Compressor Optimization | 20.07% | 0 | 11.7549 | Industrial_2022_SC A_MW_Before Competition Groups_Air Compressor Optimization
Industrial | Ind ¦ Pump System Optimization | 2022 | SC A | MW | Before Competition Groups | 10.1072 | 0 | 0 | 58.5563 | 0.17261 | 2 | Industrial_2022_SC A_MW_Before Competition Groups_2 | Pump System Optimization | 17.26% | 0 | 10.1072 | Industrial_2022_SC A_MW_Before Competition Groups_Pump System Optimization
Industrial | Ind ¦ Air Leak Survey and Repair | 2022 | SC A | MW | Before Competition Groups | 6.0497 | 0 | 0 | 58.5563 | 0.10331 | 3 | Industrial_2022_SC A_MW_Before Competition Groups_3 | Air Leak Survey and Repair | 10.33% | 0 | 6.0497 | Industrial_2022_SC A_MW_Before Competition Groups_Air Leak Survey and Repair
Industrial | Ind ¦ Pump Equipment Upgrade | 2022 | SC A | MW | Before Competition Groups | 5.0591 | 0 | 0 | 58.5563 | 0.086397 | 4 | Industrial_2022_SC A_MW_Before Competition Groups_4 | Pump Equipment Upgrade | 8.64% | 0 | 5.0591 | Industrial_2022_SC A_MW_Before Competition Groups_Pump Equipment Upgrade
Industrial | Ind ¦ Recommissioning | 2022 | SC A | MW | Before Competition Groups | 4.2812 | 0 | 0 | 58.5563 | 0.073112 | 5 | Industrial_2022_SC A_MW_Before Competition Groups_5 | Recommissioning | 7.311% | 0 | 4.2812 | Industrial_2022_SC A_MW_Before Competition Groups_Recommissioning
Industrial | Ind ¦ SEM | 2022 | SC A | MW | Before Competition Groups | 4.2812 | 0 | 0 | 58.5563 | 0.073112 | 6 | Industrial_2022_SC A_MW_Before Competition Groups_6 | SEM | 7.311% | 0 | 4.2812 | Industrial_2022_SC A_MW_Before Competition Groups_SEM
Industrial | Ind ¦ Fan System Optimization | 2022 | SC A | MW | Before Competition Groups | 3.8893 | 0 | 0 | 58.5563 | 0.06642 | 7 | Industrial_2022_SC A_MW_Before Competition Groups_7 | Fan System Optimization | 6.642% | 0 | 3.8893 | Industrial_2022_SC A_MW_Before Competition Groups_Fan System Optimization
Industrial | Ind ¦ High Efficiency HVAC Fans | 2022 | SC A | MW | Before Competition Groups | 2.9902 | 0 | 0 | 58.5563 | 0.051065 | 8 | Industrial_2022_SC A_MW_Before Competition Groups_8 | High Efficiency HVAC Fans | 5.106% | 0 | 2.9902 | Industrial_2022_SC A_MW_Before Competition Groups_High Efficiency HVAC Fans
Industrial | Ind ¦ Efficient Compressed Air Nozzles | 2022 | SC A | MW | Before Competition Groups | 2.6746 | 0 | 0 | 58.5563 | 0.045676 | 9 | Industrial_2022_SC A_MW_Before Competition Groups_9 | Efficient Compressed Air Nozzles | 4.568% | 0 | 2.6746 | Industrial_2022_SC A_MW_Before Competition Groups_Efficient Compressed Air Nozzles
Industrial | Ind ¦ Greenhouse Grow Lights | 2022 | SC A | MW | Before Competition Groups | 2.0738 | 0 | 0 | 58.5563 | 0.035415 | 10 | Industrial_2022_SC A_MW_Before Competition Groups_10 | Greenhouse Grow Lights | 3.542% | 0 | 2.0738 | Industrial_2022_SC A_MW_Before Competition Groups_Greenhouse Grow Lights
Industrial | Ind ¦ Improved Controls - Process Cooling | 2022 | SC A | MW | Before Competition Groups | 1.1487 | 0 | 0 | 58.5563 | 0.019616 | 11 | Industrial_2022_SC A_MW_Before Competition Groups_11 | Improved Controls - Process Cooling | 1.962% | 0 | 1.1487 | Industrial_2022_SC A_MW_Before Competition Groups_Improved Controls - Process Cooling
Industrial | Ind ¦ Material Handling Improvements | 2022 | SC A | MW | Before Competition Groups | 1.1454 | 0 | 0 | 58.5563 | 0.019561 | 12 | Industrial_2022_SC A_MW_Before Competition Groups_12 | Material Handling Improvements | 1.956% | 0 | 1.1454 | Industrial_2022_SC A_MW_Before Competition Groups_Material Handling Improvements
Industrial | Ind ¦ Process Optimization (Elec) | 2022 | SC A | MW | Before Competition Groups | 0.80754 | 0 | 0 | 58.5563 | 0.013791 | 13 | Industrial_2022_SC A_MW_Before Competition Groups_13 | Process Optimization (Elec) | 1.379% | 0 | 0.80754 | Industrial_2022_SC A_MW_Before Competition Groups_Process Optimization (Elec)
Industrial | Ind ¦ Refiner Plate Improvements | 2022 | SC A | MW | Before Competition Groups | 0.31262 | 0 | 0 | 58.5563 | 0.0053388 | 14 | Industrial_2022_SC A_MW_Before Competition Groups_14 | Refiner Plate Improvements | 0.5339% | 0 | 0.31262 | Industrial_2022_SC A_MW_Before Competition Groups_Refiner Plate Improvements
Industrial | Ind ¦ Ventilation Optimization | 2022 | SC A | MW | Before Competition Groups | 0.27521 | 0 | 0 | 58.5563 | 0.0047 | 15 | Industrial_2022_SC A_MW_Before Competition Groups_15 | Ventilation Optimization | 0.47% | 0 | 0.27521 | Industrial_2022_SC A_MW_Before Competition Groups_Ventilation Optimization
Industrial | Ind ¦ VAV Conversion Project | 2022 | SC A | MW | Before Competition Groups | 0.26232 | 0 | 0 | 58.5563 | 0.0044798 | 16 | Industrial_2022_SC A_MW_Before Competition Groups_16 | VAV Conversion Project | 0.448% | 0 | 0.26232 | Industrial_2022_SC A_MW_Before Competition Groups_VAV Conversion Project
Industrial | Ind ¦ Pulp and Paper Process Improvements | 2022 | SC A | MW | Before Competition Groups | 0.24524 | 0 | 0 | 58.5563 | 0.0041881 | 17 | Industrial_2022_SC A_MW_Before Competition Groups_17 | Pulp and Paper Process Improvements | 0.4188% | 0 | 0.24524 | Industrial_2022_SC A_MW_Before Competition Groups_Pulp and Paper Process Improvements
Industrial | Ind ¦ Process Heat Recovery | 2022 | SC A | MW | Before Competition Groups | 0.21929 | 0 | 0 | 58.5563 | 0.003745 | 18 | Industrial_2022_SC A_MW_Before Competition Groups_18 | Process Heat Recovery | 0.3745% | 0 | 0.21929 | Industrial_2022_SC A_MW_Before Competition Groups_Process Heat Recovery
Industrial | Ind ¦ Refrigeration Compressor VFD | 2022 | SC A | MW | Before Competition Groups | 0.17954 | 0 | 0 | 58.5563 | 0.0030662 | 19 | Industrial_2022_SC A_MW_Before Competition Groups_19 | Refrigeration Compressor VFD | 0.3066% | 0 | 0.17954 | Industrial_2022_SC A_MW_Before Competition Groups_Refrigeration Compressor VFD
Industrial | Ind ¦ High Efficiency Battery Charger | 2022 | SC A | MW | Before Competition Groups | 0.17088 | 0 | 0 | 58.5563 | 0.0029182 | 20 | Industrial_2022_SC A_MW_Before Competition Groups_20 | High Efficiency Battery Charger | 0.2918% | 0 | 0.17088 | Industrial_2022_SC A_MW_Before Competition Groups_High Efficiency Battery Charger
Industrial | Ind ¦ Process Improvements | 2022 | SC A | MW | Before Competition Groups | 0.16441 | 0 | 0 | 58.5563 | 0.0028077 | 21 | Industrial_2022_SC A_MW_Before Competition Groups_21 | Process Improvements | 0.2808% | 0 | 0.16441 | Industrial_2022_SC A_MW_Before Competition Groups_Process Improvements
Industrial | Ind ¦ Improved Controls - Process Heating | 2022 | SC A | MW | Before Competition Groups | 0.10629 | 0 | 0 | 58.5563 | 0.0018152 | 22 | Industrial_2022_SC A_MW_Before Competition Groups_22 | Improved Controls - Process Heating | 0.1815% | 0 | 0.10629 | Industrial_2022_SC A_MW_Before Competition Groups_Improved Controls - Process Heating
Industrial | Ind ¦ Cooling Tower Optimization | 2022 | SC A | MW | Before Competition Groups | 0.096799 | 0 | 0 | 58.5563 | 0.0016531 | 23 | Industrial_2022_SC A_MW_Before Competition Groups_23 | Cooling Tower Optimization | 0.1653% | 0 | 0.096799 | Industrial_2022_SC A_MW_Before Competition Groups_Cooling Tower Optimization
Industrial | Ind ¦ HE Lighting | 2022 | SC A | MW | Before Competition Groups | 0.077111 | 0 | 0 | 58.5563 | 0.0013169 | 24 | Industrial_2022_SC A_MW_Before Competition Groups_24 | HE Lighting | 0.1317% | 0 | 0.077111 | Industrial_2022_SC A_MW_Before Competition Groups_HE Lighting
Industrial | Ind ¦ Engine Block Heater Timer | 2022 | SC A | MW | Before Competition Groups | 0.064553 | 0 | 0 | 58.5563 | 0.0011024 | 25 | Industrial_2022_SC A_MW_Before Competition Groups_25 | Engine Block Heater Timer | 0.1102% | 0 | 0.064553 | Industrial_2022_SC A_MW_Before Competition Groups_Engine Block Heater Timer
Industrial | Ind ¦ Dairy Pre-Cooler | 2022 | SC A | MW | Before Competition Groups | 0.043185 | 0 | 0 | 58.5563 | 0.0007375 | 26 | Industrial_2022_SC A_MW_Before Competition Groups_26 | Dairy Pre-Cooler | 0.07375% | 0 | 0.043185 | Industrial_2022_SC A_MW_Before Competition Groups_Dairy Pre-Cooler
Industrial | Ind ¦ Efficient Refrigeration Compressor | 2022 | SC A | MW | Before Competition Groups | 0.032477 | 0 | 0 | 58.5563 | 0.00055462 | 27 | Industrial_2022_SC A_MW_Before Competition Groups_27 | Efficient Refrigeration Compressor | 0.05546% | 0 | 0.032477 | Industrial_2022_SC A_MW_Before Competition Groups_Efficient Refrigeration Compressor
Industrial | Ind ¦ Air Compressor Heat Recovery | 2022 | SC A | MW | Before Competition Groups | 0.029534 | 0 | 0 | 58.5563 | 0.00050436 | 28 | Industrial_2022_SC A_MW_Before Competition Groups_28 | Air Compressor Heat Recovery | 0.05044% | 0 | 0.029534 | Industrial_2022_SC A_MW_Before Competition Groups_Air Compressor Heat Recovery
Industrial | Ind ¦ Efficient Irrigation | 2022 | SC A | MW | Before Competition Groups | 0.011816 | 0 | 0 | 58.5563 | 0.00020178 | 29 | Industrial_2022_SC A_MW_Before Competition Groups_29 | Efficient Irrigation | 0.02018% | 0 | 0.011816 | Industrial_2022_SC A_MW_Before Competition Groups_Efficient Irrigation
Industrial | Ind ¦ Free Cooling | 2022 | SC A | MW | Before Competition Groups | 0.0021962 | 0 | 0 | 58.5563 | 3.7506e-05 | 30 | Industrial_2022_SC A_MW_Before Competition Groups_30 | Free Cooling | 0.003751% | 0 | 0.0021962 | Industrial_2022_SC A_MW_Before Competition Groups_Free Cooling
Industrial | Ind ¦ Heat Lamps/Heat Pad | 2022 | SC A | MW | Before Competition Groups | 0 | 0 | 0 | 58.5563 | 0 | 31 | Industrial_2022_SC A_MW_Before Competition Groups_31 | Heat Lamps/Heat Pad | 0% | 0 | 0 | Industrial_2022_SC A_MW_Before Competition Groups_Heat Lamps/Heat Pad
Industrial | Ind ¦ Air Leak Survey and Repair | 2022 | SC B | MW | Before Competition Groups | 16.2442 | 0 | 0 | 101.1379 | 0.16061 | 1 | Industrial_2022_SC B_MW_Before Competition Groups_1 | Air Leak Survey and Repair | 16.06% | 0 | 16.2442 | Industrial_2022_SC B_MW_Before Competition Groups_Air Leak Survey and Repair
Industrial | Ind ¦ Air Compressor Optimization | 2022 | SC B | MW | Before Competition Groups | 11.7549 | 0 | 0 | 101.1379 | 0.11623 | 2 | Industrial_2022_SC B_MW_Before Competition Groups_2 | Air Compressor Optimization | 11.62% | 0 | 11.7549 | Industrial_2022_SC B_MW_Before Competition Groups_Air Compressor Optimization
Industrial | Ind ¦ Recommissioning | 2022 | SC B | MW | Before Competition Groups | 11.4955 | 0 | 0 | 101.1379 | 0.11366 | 3 | Industrial_2022_SC B_MW_Before Competition Groups_3 | Recommissioning | 11.37% | 0 | 11.4955 | Industrial_2022_SC B_MW_Before Competition Groups_Recommissioning
Industrial | Ind ¦ SEM | 2022 | SC B | MW | Before Competition Groups | 11.4955 | 0 | 0 | 101.1379 | 0.11366 | 4 | Industrial_2022_SC B_MW_Before Competition Groups_4 | SEM | 11.37% | 0 | 11.4955 | Industrial_2022_SC B_MW_Before Competition Groups_SEM
Industrial | Ind ¦ Pump System Optimization | 2022 | SC B | MW | Before Competition Groups | 10.1072 | 0 | 0 | 101.1379 | 0.099935 | 5 | Industrial_2022_SC B_MW_Before Competition Groups_5 | Pump System Optimization | 9.994% | 0 | 10.1072 | Industrial_2022_SC B_MW_Before Competition Groups_Pump System Optimization
Industrial | Ind ¦ Efficient Compressed Air Nozzles | 2022 | SC B | MW | Before Competition Groups | 7.1553 | 0 | 0 | 101.1379 | 0.070748 | 6 | Industrial_2022_SC B_MW_Before Competition Groups_6 | Efficient Compressed Air Nozzles | 7.075% | 0 | 7.1553 | Industrial_2022_SC B_MW_Before Competition Groups_Efficient Compressed Air Nozzles
Industrial | Ind ¦ High Efficiency HVAC Fans | 2022 | SC B | MW | Before Competition Groups | 5.2962 | 0 | 0 | 101.1379 | 0.052366 | 7 | Industrial_2022_SC B_MW_Before Competition Groups_7 | High Efficiency HVAC Fans | 5.237% | 0 | 5.2962 | Industrial_2022_SC B_MW_Before Competition Groups_High Efficiency HVAC Fans
Industrial | Ind ¦ Pump Equipment Upgrade | 2022 | SC B | MW | Before Competition Groups | 5.0591 | 0 | 0 | 101.1379 | 0.050022 | 8 | Industrial_2022_SC B_MW_Before Competition Groups_8 | Pump Equipment Upgrade | 5.002% | 0 | 5.0591 | Industrial_2022_SC B_MW_Before Competition Groups_Pump Equipment Upgrade
Industrial | Ind ¦ Fan System Optimization | 2022 | SC B | MW | Before Competition Groups | 4.2465 | 0 | 0 | 101.1379 | 0.041987 | 9 | Industrial_2022_SC B_MW_Before Competition Groups_9 | Fan System Optimization | 4.199% | 0 | 4.2465 | Industrial_2022_SC B_MW_Before Competition Groups_Fan System Optimization
Industrial | Ind ¦ Greenhouse Grow Lights | 2022 | SC B | MW | Before Competition Groups | 3.3337 | 0 | 0 | 101.1379 | 0.032962 | 10 | Industrial_2022_SC B_MW_Before Competition Groups_10 | Greenhouse Grow Lights | 3.296% | 0 | 3.3337 | Industrial_2022_SC B_MW_Before Competition Groups_Greenhouse Grow Lights
Industrial | Ind ¦ Improved Controls - Process Cooling | 2022 | SC B | MW | Before Competition Groups | 3.0893 | 0 | 0 | 101.1379 | 0.030546 | 11 | Industrial_2022_SC B_MW_Before Competition Groups_11 | Improved Controls - Process Cooling | 3.055% | 0 | 3.0893 | Industrial_2022_SC B_MW_Before Competition Groups_Improved Controls - Process Cooling
Industrial | Ind ¦ Material Handling Improvements | 2022 | SC B | MW | Before Competition Groups | 1.7634 | 0 | 0 | 101.1379 | 0.017436 | 12 | Industrial_2022_SC B_MW_Before Competition Groups_12 | Material Handling Improvements | 1.744% | 0 | 1.7634 | Industrial_2022_SC B_MW_Before Competition Groups_Material Handling Improvements
Industrial | Ind ¦ Pulp and Paper Process Improvements | 2022 | SC B | MW | Before Competition Groups | 1.6097 | 0 | 0 | 101.1379 | 0.015916 | 13 | Industrial_2022_SC B_MW_Before Competition Groups_13 | Pulp and Paper Process Improvements | 1.592% | 0 | 1.6097 | Industrial_2022_SC B_MW_Before Competition Groups_Pulp and Paper Process Improvements
Industrial | Ind ¦ HE Lighting | 2022 | SC B | MW | Before Competition Groups | 1.1201 | 0 | 0 | 101.1379 | 0.011075 | 14 | Industrial_2022_SC B_MW_Before Competition Groups_14 | HE Lighting | 1.107% | 0 | 1.1201 | Industrial_2022_SC B_MW_Before Competition Groups_HE Lighting
Industrial | Ind ¦ Cooling Tower Optimization | 2022 | SC B | MW | Before Competition Groups | 0.92359 | 0 | 0 | 101.1379 | 0.009132 | 15 | Industrial_2022_SC B_MW_Before Competition Groups_15 | Cooling Tower Optimization | 0.9132% | 0 | 0.92359 | Industrial_2022_SC B_MW_Before Competition Groups_Cooling Tower Optimization
Industrial | Ind ¦ Refiner Plate Improvements | 2022 | SC B | MW | Before Competition Groups | 0.83892 | 0 | 0 | 101.1379 | 0.0082949 | 16 | Industrial_2022_SC B_MW_Before Competition Groups_16 | Refiner Plate Improvements | 0.8295% | 0 | 0.83892 | Industrial_2022_SC B_MW_Before Competition Groups_Refiner Plate Improvements
Industrial | Ind ¦ Free Cooling | 2022 | SC B | MW | Before Competition Groups | 0.83493 | 0 | 0 | 101.1379 | 0.0082554 | 17 | Industrial_2022_SC B_MW_Before Competition Groups_17 | Free Cooling | 0.8255% | 0 | 0.83493 | Industrial_2022_SC B_MW_Before Competition Groups_Free Cooling
Industrial | Ind ¦ Process Optimization (Elec) | 2022 | SC B | MW | Before Competition Groups | 0.80754 | 0 | 0 | 101.1379 | 0.0079845 | 18 | Industrial_2022_SC B_MW_Before Competition Groups_18 | Process Optimization (Elec) | 0.7985% | 0 | 0.80754 | Industrial_2022_SC B_MW_Before Competition Groups_Process Optimization (Elec)
Industrial | Ind ¦ Ventilation Optimization | 2022 | SC B | MW | Before Competition Groups | 0.76528 | 0 | 0 | 101.1379 | 0.0075667 | 19 | Industrial_2022_SC B_MW_Before Competition Groups_19 | Ventilation Optimization | 0.7567% | 0 | 0.76528 | Industrial_2022_SC B_MW_Before Competition Groups_Ventilation Optimization
Industrial | Ind ¦ VAV Conversion Project | 2022 | SC B | MW | Before Competition Groups | 0.71893 | 0 | 0 | 101.1379 | 0.0071084 | 20 | Industrial_2022_SC B_MW_Before Competition Groups_20 | VAV Conversion Project | 0.7108% | 0 | 0.71893 | Industrial_2022_SC B_MW_Before Competition Groups_VAV Conversion Project
Industrial | Ind ¦ Process Heat Recovery | 2022 | SC B | MW | Before Competition Groups | 0.58886 | 0 | 0 | 101.1379 | 0.0058224 | 21 | Industrial_2022_SC B_MW_Before Competition Groups_21 | Process Heat Recovery | 0.5822% | 0 | 0.58886 | Industrial_2022_SC B_MW_Before Competition Groups_Process Heat Recovery
Industrial | Ind ¦ High Efficiency Battery Charger | 2022 | SC B | MW | Before Competition Groups | 0.48353 | 0 | 0 | 101.1379 | 0.0047809 | 22 | Industrial_2022_SC B_MW_Before Competition Groups_22 | High Efficiency Battery Charger | 0.4781% | 0 | 0.48353 | Industrial_2022_SC B_MW_Before Competition Groups_High Efficiency Battery Charger
Industrial | Ind ¦ Process Improvements | 2022 | SC B | MW | Before Competition Groups | 0.4612 | 0 | 0 | 101.1379 | 0.0045601 | 23 | Industrial_2022_SC B_MW_Before Competition Groups_23 | Process Improvements | 0.456% | 0 | 0.4612 | Industrial_2022_SC B_MW_Before Competition Groups_Process Improvements
Industrial | Ind ¦ Improved Controls - Process Heating | 2022 | SC B | MW | Before Competition Groups | 0.28585 | 0 | 0 | 101.1379 | 0.0028264 | 24 | Industrial_2022_SC B_MW_Before Competition Groups_24 | Improved Controls - Process Heating | 0.2826% | 0 | 0.28585 | Industrial_2022_SC B_MW_Before Competition Groups_Improved Controls - Process Heating
Industrial | Ind ¦ Refrigeration Compressor VFD | 2022 | SC B | MW | Before Competition Groups | 0.26918 | 0 | 0 | 101.1379 | 0.0026615 | 25 | Industrial_2022_SC B_MW_Before Competition Groups_25 | Refrigeration Compressor VFD | 0.2662% | 0 | 0.26918 | Industrial_2022_SC B_MW_Before Competition Groups_Refrigeration Compressor VFD
Industrial | Ind ¦ Engine Block Heater Timer | 2022 | SC B | MW | Before Competition Groups | 0.17367 | 0 | 0 | 101.1379 | 0.0017171 | 26 | Industrial_2022_SC B_MW_Before Competition Groups_26 | Engine Block Heater Timer | 0.1717% | 0 | 0.17367 | Industrial_2022_SC B_MW_Before Competition Groups_Engine Block Heater Timer
Industrial | Ind ¦ Air Compressor Heat Recovery | 2022 | SC B | MW | Before Competition Groups | 0.079299 | 0 | 0 | 101.1379 | 0.00078407 | 27 | Industrial_2022_SC B_MW_Before Competition Groups_27 | Air Compressor Heat Recovery | 0.07841% | 0 | 0.079299 | Industrial_2022_SC B_MW_Before Competition Groups_Air Compressor Heat Recovery
Industrial | Ind ¦ Dairy Pre-Cooler | 2022 | SC B | MW | Before Competition Groups | 0.060572 | 0 | 0 | 101.1379 | 0.0005989 | 28 | Industrial_2022_SC B_MW_Before Competition Groups_28 | Dairy Pre-Cooler | 0.05989% | 0 | 0.060572 | Industrial_2022_SC B_MW_Before Competition Groups_Dairy Pre-Cooler
Industrial | Ind ¦ Efficient Refrigeration Compressor | 2022 | SC B | MW | Before Competition Groups | 0.04208 | 0 | 0 | 101.1379 | 0.00041607 | 29 | Industrial_2022_SC B_MW_Before Competition Groups_29 | Efficient Refrigeration Compressor | 0.04161% | 0 | 0.04208 | Industrial_2022_SC B_MW_Before Competition Groups_Efficient Refrigeration Compressor
Industrial | Ind ¦ Efficient Irrigation | 2022 | SC B | MW | Before Competition Groups | 0.033687 | 0 | 0 | 101.1379 | 0.00033308 | 30 | Industrial_2022_SC B_MW_Before Competition Groups_30 | Efficient Irrigation | 0.03331% | 0 | 0.033687 | Industrial_2022_SC B_MW_Before Competition Groups_Efficient Irrigation
Industrial | Ind ¦ Heat Lamps/Heat Pad | 2022 | SC B | MW | Before Competition Groups | 0 | 0 | 0 | 101.1379 | 0 | 31 | Industrial_2022_SC B_MW_Before Competition Groups_31 | Heat Lamps/Heat Pad | 0% | 0 | 0 | Industrial_2022_SC B_MW_Before Competition Groups_Heat Lamps/Heat Pad
Industrial | Ind ¦ Air Compressor Optimization | 2022 | SC C | MW | Before Competition Groups | 11.7549 | 0 | 0 | 61.7701 | 0.1903 | 1 | Industrial_2022_SC C_MW_Before Competition Groups_1 | Air Compressor Optimization | 19.03% | 0 | 11.7549 | Industrial_2022_SC C_MW_Before Competition Groups_Air Compressor Optimization
Industrial | Ind ¦ Pump System Optimization | 2022 | SC C | MW | Before Competition Groups | 10.1072 | 0 | 0 | 61.7701 | 0.16363 | 2 | Industrial_2022_SC C_MW_Before Competition Groups_2 | Pump System Optimization | 16.36% | 0 | 10.1072 | Industrial_2022_SC C_MW_Before Competition Groups_Pump System Optimization
Industrial | Ind ¦ Air Leak Survey and Repair | 2022 | SC C | MW | Before Competition Groups | 6.0497 | 0 | 0 | 61.7701 | 0.097939 | 3 | Industrial_2022_SC C_MW_Before Competition Groups_3 | Air Leak Survey and Repair | 9.794% | 0 | 6.0497 | Industrial_2022_SC C_MW_Before Competition Groups_Air Leak Survey and Repair
Industrial | Ind ¦ Pump Equipment Upgrade | 2022 | SC C | MW | Before Competition Groups | 5.0591 | 0 | 0 | 61.7701 | 0.081902 | 4 | Industrial_2022_SC C_MW_Before Competition Groups_4 | Pump Equipment Upgrade | 8.19% | 0 | 5.0591 | Industrial_2022_SC C_MW_Before Competition Groups_Pump Equipment Upgrade
Industrial | Ind ¦ Recommissioning | 2022 | SC C | MW | Before Competition Groups | 4.2812 | 0 | 0 | 61.7701 | 0.069308 | 5 | Industrial_2022_SC C_MW_Before Competition Groups_5 | Recommissioning | 6.931% | 0 | 4.2812 | Industrial_2022_SC C_MW_Before Competition Groups_Recommissioning
Industrial | Ind ¦ SEM | 2022 | SC C | MW | Before Competition Groups | 4.2812 | 0 | 0 | 61.7701 | 0.069308 | 6 | Industrial_2022_SC C_MW_Before Competition Groups_6 | SEM | 6.931% | 0 | 4.2812 | Industrial_2022_SC C_MW_Before Competition Groups_SEM
Industrial | Ind ¦ Fan System Optimization | 2022 | SC C | MW | Before Competition Groups | 4.2465 | 0 | 0 | 61.7701 | 0.068747 | 7 | Industrial_2022_SC C_MW_Before Competition Groups_7 | Fan System Optimization | 6.875% | 0 | 4.2465 | Industrial_2022_SC C_MW_Before Competition Groups_Fan System Optimization
Industrial | Ind ¦ High Efficiency HVAC Fans | 2022 | SC C | MW | Before Competition Groups | 2.9902 | 0 | 0 | 61.7701 | 0.048408 | 8 | Industrial_2022_SC C_MW_Before Competition Groups_8 | High Efficiency HVAC Fans | 4.841% | 0 | 2.9902 | Industrial_2022_SC C_MW_Before Competition Groups_High Efficiency HVAC Fans
Industrial | Ind ¦ Efficient Compressed Air Nozzles | 2022 | SC C | MW | Before Competition Groups | 2.6746 | 0 | 0 | 61.7701 | 0.043299 | 9 | Industrial_2022_SC C_MW_Before Competition Groups_9 | Efficient Compressed Air Nozzles | 4.33% | 0 | 2.6746 | Industrial_2022_SC C_MW_Before Competition Groups_Efficient Compressed Air Nozzles
Industrial | Ind ¦ Greenhouse Grow Lights | 2022 | SC C | MW | Before Competition Groups | 2.4713 | 0 | 0 | 61.7701 | 0.040007 | 10 | Industrial_2022_SC C_MW_Before Competition Groups_10 | Greenhouse Grow Lights | 4.001% | 0 | 2.4713 | Industrial_2022_SC C_MW_Before Competition Groups_Greenhouse Grow Lights
Industrial | Ind ¦ Improved Controls - Process Cooling | 2022 | SC C | MW | Before Competition Groups | 1.1505 | 0 | 0 | 61.7701 | 0.018625 | 11 | Industrial_2022_SC C_MW_Before Competition Groups_11 | Improved Controls - Process Cooling | 1.863% | 0 | 1.1505 | Industrial_2022_SC C_MW_Before Competition Groups_Improved Controls - Process Cooling
Industrial | Ind ¦ Material Handling Improvements | 2022 | SC C | MW | Before Competition Groups | 1.1454 | 0 | 0 | 61.7701 | 0.018544 | 12 | Industrial_2022_SC C_MW_Before Competition Groups_12 | Material Handling Improvements | 1.854% | 0 | 1.1454 | Industrial_2022_SC C_MW_Before Competition Groups_Material Handling Improvements
Industrial | Ind ¦ Cooling Tower Optimization | 2022 | SC C | MW | Before Competition Groups | 0.92359 | 0 | 0 | 61.7701 | 0.014952 | 13 | Industrial_2022_SC C_MW_Before Competition Groups_13 | Cooling Tower Optimization | 1.495% | 0 | 0.92359 | Industrial_2022_SC C_MW_Before Competition Groups_Cooling Tower Optimization
Industrial | Ind ¦ Process Optimization (Elec) | 2022 | SC C | MW | Before Competition Groups | 0.80754 | 0 | 0 | 61.7701 | 0.013073 | 14 | Industrial_2022_SC C_MW_Before Competition Groups_14 | Process Optimization (Elec) | 1.307% | 0 | 0.80754 | Industrial_2022_SC C_MW_Before Competition Groups_Process Optimization (Elec)
Industrial | Ind ¦ Ventilation Optimization | 2022 | SC C | MW | Before Competition Groups | 0.76528 | 0 | 0 | 61.7701 | 0.012389 | 15 | Industrial_2022_SC C_MW_Before Competition Groups_15 | Ventilation Optimization | 1.239% | 0 | 0.76528 | Industrial_2022_SC C_MW_Before Competition Groups_Ventilation Optimization
Industrial | Ind ¦ Pulp and Paper Process Improvements | 2022 | SC C | MW | Before Competition Groups | 0.59946 | 0 | 0 | 61.7701 | 0.0097047 | 16 | Industrial_2022_SC C_MW_Before Competition Groups_16 | Pulp and Paper Process Improvements | 0.9705% | 0 | 0.59946 | Industrial_2022_SC C_MW_Before Competition Groups_Pulp and Paper Process Improvements
Industrial | Ind ¦ HE Lighting | 2022 | SC C | MW | Before Competition Groups | 0.42097 | 0 | 0 | 61.7701 | 0.0068151 | 17 | Industrial_2022_SC C_MW_Before Competition Groups_17 | HE Lighting | 0.6815% | 0 | 0.42097 | Industrial_2022_SC C_MW_Before Competition Groups_HE Lighting
Industrial | Ind ¦ Refiner Plate Improvements | 2022 | SC C | MW | Before Competition Groups | 0.31262 | 0 | 0 | 61.7701 | 0.0050611 | 18 | Industrial_2022_SC C_MW_Before Competition Groups_18 | Refiner Plate Improvements | 0.5061% | 0 | 0.31262 | Industrial_2022_SC C_MW_Before Competition Groups_Refiner Plate Improvements
Industrial | Ind ¦ Free Cooling | 2022 | SC C | MW | Before Competition Groups | 0.311 | 0 | 0 | 61.7701 | 0.0050348 | 19 | Industrial_2022_SC C_MW_Before Competition Groups_19 | Free Cooling | 0.5035% | 0 | 0.311 | Industrial_2022_SC C_MW_Before Competition Groups_Free Cooling
Industrial | Ind ¦ VAV Conversion Project | 2022 | SC C | MW | Before Competition Groups | 0.26775 | 0 | 0 | 61.7701 | 0.0043346 | 20 | Industrial_2022_SC C_MW_Before Competition Groups_20 | VAV Conversion Project | 0.4335% | 0 | 0.26775 | Industrial_2022_SC C_MW_Before Competition Groups_VAV Conversion Project
Industrial | Ind ¦ High Efficiency Battery Charger | 2022 | SC C | MW | Before Competition Groups | 0.24783 | 0 | 0 | 61.7701 | 0.0040121 | 21 | Industrial_2022_SC C_MW_Before Competition Groups_21 | High Efficiency Battery Charger | 0.4012% | 0 | 0.24783 | Industrial_2022_SC C_MW_Before Competition Groups_High Efficiency Battery Charger
Industrial | Ind ¦ Process Heat Recovery | 2022 | SC C | MW | Before Competition Groups | 0.21929 | 0 | 0 | 61.7701 | 0.0035502 | 22 | Industrial_2022_SC C_MW_Before Competition Groups_22 | Process Heat Recovery | 0.355% | 0 | 0.21929 | Industrial_2022_SC C_MW_Before Competition Groups_Process Heat Recovery
Industrial | Ind ¦ Refrigeration Compressor VFD | 2022 | SC C | MW | Before Competition Groups | 0.21239 | 0 | 0 | 61.7701 | 0.0034384 | 23 | Industrial_2022_SC C_MW_Before Competition Groups_23 | Refrigeration Compressor VFD | 0.3438% | 0 | 0.21239 | Industrial_2022_SC C_MW_Before Competition Groups_Refrigeration Compressor VFD
Industrial | Ind ¦ Process Improvements | 2022 | SC C | MW | Before Competition Groups | 0.17176 | 0 | 0 | 61.7701 | 0.0027806 | 24 | Industrial_2022_SC C_MW_Before Competition Groups_24 | Process Improvements | 0.2781% | 0 | 0.17176 | Industrial_2022_SC C_MW_Before Competition Groups_Process Improvements
Industrial | Ind ¦ Improved Controls - Process Heating | 2022 | SC C | MW | Before Competition Groups | 0.10646 | 0 | 0 | 61.7701 | 0.0017235 | 25 | Industrial_2022_SC C_MW_Before Competition Groups_25 | Improved Controls - Process Heating | 0.1724% | 0 | 0.10646 | Industrial_2022_SC C_MW_Before Competition Groups_Improved Controls - Process Heating
Industrial | Ind ¦ Engine Block Heater Timer | 2022 | SC C | MW | Before Competition Groups | 0.064675 | 0 | 0 | 61.7701 | 0.001047 | 26 | Industrial_2022_SC C_MW_Before Competition Groups_26 | Engine Block Heater Timer | 0.1047% | 0 | 0.064675 | Industrial_2022_SC C_MW_Before Competition Groups_Engine Block Heater Timer
Industrial | Ind ¦ Dairy Pre-Cooler | 2022 | SC C | MW | Before Competition Groups | 0.053023 | 0 | 0 | 61.7701 | 0.00085838 | 27 | Industrial_2022_SC C_MW_Before Competition Groups_27 | Dairy Pre-Cooler | 0.08584% | 0 | 0.053023 | Industrial_2022_SC C_MW_Before Competition Groups_Dairy Pre-Cooler
Industrial | Ind ¦ Efficient Refrigeration Compressor | 2022 | SC C | MW | Before Competition Groups | 0.032477 | 0 | 0 | 61.7701 | 0.00052577 | 28 | Industrial_2022_SC C_MW_Before Competition Groups_28 | Efficient Refrigeration Compressor | 0.05258% | 0 | 0.032477 | Industrial_2022_SC C_MW_Before Competition Groups_Efficient Refrigeration Compressor
Industrial | Ind ¦ Air Compressor Heat Recovery | 2022 | SC C | MW | Before Competition Groups | 0.029534 | 0 | 0 | 61.7701 | 0.00047812 | 29 | Industrial_2022_SC C_MW_Before Competition Groups_29 | Air Compressor Heat Recovery | 0.04781% | 0 | 0.029534 | Industrial_2022_SC C_MW_Before Competition Groups_Air Compressor Heat Recovery
Industrial | Ind ¦ Efficient Irrigation | 2022 | SC C | MW | Before Competition Groups | 0.01266 | 0 | 0 | 61.7701 | 0.00020495 | 30 | Industrial_2022_SC C_MW_Before Competition Groups_30 | Efficient Irrigation | 0.0205% | 0 | 0.01266 | Industrial_2022_SC C_MW_Before Competition Groups_Efficient Irrigation
Industrial | Ind ¦ Heat Lamps/Heat Pad | 2022 | SC C | MW | Before Competition Groups | 0 | 0 | 0 | 61.7701 | 0 | 31 | Industrial_2022_SC C_MW_Before Competition Groups_31 | Heat Lamps/Heat Pad | 0% | 0 | 0 | Industrial_2022_SC C_MW_Before Competition Groups_Heat Lamps/Heat Pad
Industrial | Ind ¦ Air Compressor Optimization | 2022 | SC D | MW | Before Competition Groups | 11.7549 | 0 | 0 | 58.4743 | 0.20103 | 1 | Industrial_2022_SC D_MW_Before Competition Groups_1 | Air Compressor Optimization | 20.1% | 0 | 11.7549 | Industrial_2022_SC D_MW_Before Competition Groups_Air Compressor Optimization
Industrial | Ind ¦ Pump System Optimization | 2022 | SC D | MW | Before Competition Groups | 9.8926 | 0 | 0 | 58.4743 | 0.16918 | 2 | Industrial_2022_SC D_MW_Before Competition Groups_2 | Pump System Optimization | 16.92% | 0 | 9.8926 | Industrial_2022_SC D_MW_Before Competition Groups_Pump System Optimization
Industrial | Ind ¦ Air Leak Survey and Repair | 2022 | SC D | MW | Before Competition Groups | 6.0397 | 0 | 0 | 58.4743 | 0.10329 | 3 | Industrial_2022_SC D_MW_Before Competition Groups_3 | Air Leak Survey and Repair | 10.33% | 0 | 6.0397 | Industrial_2022_SC D_MW_Before Competition Groups_Air Leak Survey and Repair
Industrial | Ind ¦ Pump Equipment Upgrade | 2022 | SC D | MW | Before Competition Groups | 4.7597 | 0 | 0 | 58.4743 | 0.081398 | 4 | Industrial_2022_SC D_MW_Before Competition Groups_4 | Pump Equipment Upgrade | 8.14% | 0 | 4.7597 | Industrial_2022_SC D_MW_Before Competition Groups_Pump Equipment Upgrade
Industrial | Ind ¦ SEM | 2022 | SC D | MW | Before Competition Groups | 4.2812 | 0 | 0 | 58.4743 | 0.073215 | 5 | Industrial_2022_SC D_MW_Before Competition Groups_5 | SEM | 7.322% | 0 | 4.2812 | Industrial_2022_SC D_MW_Before Competition Groups_SEM
Industrial | Ind ¦ Fan System Optimization | 2022 | SC D | MW | Before Competition Groups | 4.2465 | 0 | 0 | 58.4743 | 0.072622 | 6 | Industrial_2022_SC D_MW_Before Competition Groups_6 | Fan System Optimization | 7.262% | 0 | 4.2465 | Industrial_2022_SC D_MW_Before Competition Groups_Fan System Optimization
Industrial | Ind ¦ Recommissioning | 2022 | SC D | MW | Before Competition Groups | 4.1466 | 0 | 0 | 58.4743 | 0.070913 | 7 | Industrial_2022_SC D_MW_Before Competition Groups_7 | Recommissioning | 7.091% | 0 | 4.1466 | Industrial_2022_SC D_MW_Before Competition Groups_Recommissioning
Industrial | Ind ¦ High Efficiency HVAC Fans | 2022 | SC D | MW | Before Competition Groups | 2.8723 | 0 | 0 | 58.4743 | 0.049121 | 8 | Industrial_2022_SC D_MW_Before Competition Groups_8 | High Efficiency HVAC Fans | 4.912% | 0 | 2.8723 | Industrial_2022_SC D_MW_Before Competition Groups_High Efficiency HVAC Fans
Industrial | Ind ¦ Efficient Compressed Air Nozzles | 2022 | SC D | MW | Before Competition Groups | 2.6746 | 0 | 0 | 58.4743 | 0.04574 | 9 | Industrial_2022_SC D_MW_Before Competition Groups_9 | Efficient Compressed Air Nozzles | 4.574% | 0 | 2.6746 | Industrial_2022_SC D_MW_Before Competition Groups_Efficient Compressed Air Nozzles
Industrial | Ind ¦ Greenhouse Grow Lights | 2022 | SC D | MW | Before Competition Groups | 1.7275 | 0 | 0 | 58.4743 | 0.029543 | 10 | Industrial_2022_SC D_MW_Before Competition Groups_10 | Greenhouse Grow Lights | 2.954% | 0 | 1.7275 | Industrial_2022_SC D_MW_Before Competition Groups_Greenhouse Grow Lights
Industrial | Ind ¦ Improved Controls - Process Cooling | 2022 | SC D | MW | Before Competition Groups | 1.1505 | 0 | 0 | 58.4743 | 0.019675 | 11 | Industrial_2022_SC D_MW_Before Competition Groups_11 | Improved Controls - Process Cooling | 1.968% | 0 | 1.1505 | Industrial_2022_SC D_MW_Before Competition Groups_Improved Controls - Process Cooling
Industrial | Ind ¦ Material Handling Improvements | 2022 | SC D | MW | Before Competition Groups | 1.1454 | 0 | 0 | 58.4743 | 0.019589 | 12 | Industrial_2022_SC D_MW_Before Competition Groups_12 | Material Handling Improvements | 1.959% | 0 | 1.1454 | Industrial_2022_SC D_MW_Before Competition Groups_Material Handling Improvements
Industrial | Ind ¦ Cooling Tower Optimization | 2022 | SC D | MW | Before Competition Groups | 0.82805 | 0 | 0 | 58.4743 | 0.014161 | 13 | Industrial_2022_SC D_MW_Before Competition Groups_13 | Cooling Tower Optimization | 1.416% | 0 | 0.82805 | Industrial_2022_SC D_MW_Before Competition Groups_Cooling Tower Optimization
Industrial | Ind ¦ Process Optimization (Elec) | 2022 | SC D | MW | Before Competition Groups | 0.80754 | 0 | 0 | 58.4743 | 0.01381 | 14 | Industrial_2022_SC D_MW_Before Competition Groups_14 | Process Optimization (Elec) | 1.381% | 0 | 0.80754 | Industrial_2022_SC D_MW_Before Competition Groups_Process Optimization (Elec)
Industrial | Ind ¦ Ventilation Optimization | 2022 | SC D | MW | Before Competition Groups | 0.65802 | 0 | 0 | 58.4743 | 0.011253 | 15 | Industrial_2022_SC D_MW_Before Competition Groups_15 | Ventilation Optimization | 1.125% | 0 | 0.65802 | Industrial_2022_SC D_MW_Before Competition Groups_Ventilation Optimization
Industrial | Ind ¦ Refiner Plate Improvements | 2022 | SC D | MW | Before Competition Groups | 0.31262 | 0 | 0 | 58.4743 | 0.0053463 | 16 | Industrial_2022_SC D_MW_Before Competition Groups_16 | Refiner Plate Improvements | 0.5346% | 0 | 0.31262 | Industrial_2022_SC D_MW_Before Competition Groups_Refiner Plate Improvements
Industrial | Ind ¦ VAV Conversion Project | 2022 | SC D | MW | Before Competition Groups | 0.18358 | 0 | 0 | 58.4743 | 0.0031395 | 17 | Industrial_2022_SC D_MW_Before Competition Groups_17 | VAV Conversion Project | 0.3139% | 0 | 0.18358 | Industrial_2022_SC D_MW_Before Competition Groups_VAV Conversion Project
Industrial | Ind ¦ Process Heat Recovery | 2022 | SC D | MW | Before Competition Groups | 0.16562 | 0 | 0 | 58.4743 | 0.0028324 | 18 | Industrial_2022_SC D_MW_Before Competition Groups_18 | Process Heat Recovery | 0.2832% | 0 | 0.16562 | Industrial_2022_SC D_MW_Before Competition Groups_Process Heat Recovery
Industrial | Ind ¦ Process Improvements | 2022 | SC D | MW | Before Competition Groups | 0.15191 | 0 | 0 | 58.4743 | 0.002598 | 19 | Industrial_2022_SC D_MW_Before Competition Groups_19 | Process Improvements | 0.2598% | 0 | 0.15191 | Industrial_2022_SC D_MW_Before Competition Groups_Process Improvements
Industrial | Ind ¦ Refrigeration Compressor VFD | 2022 | SC D | MW | Before Competition Groups | 0.13297 | 0 | 0 | 58.4743 | 0.002274 | 20 | Industrial_2022_SC D_MW_Before Competition Groups_20 | Refrigeration Compressor VFD | 0.2274% | 0 | 0.13297 | Industrial_2022_SC D_MW_Before Competition Groups_Refrigeration Compressor VFD
Industrial | Ind ¦ High Efficiency Battery Charger | 2022 | SC D | MW | Before Competition Groups | 0.12394 | 0 | 0 | 58.4743 | 0.0021196 | 21 | Industrial_2022_SC D_MW_Before Competition Groups_21 | High Efficiency Battery Charger | 0.212% | 0 | 0.12394 | Industrial_2022_SC D_MW_Before Competition Groups_High Efficiency Battery Charger
Industrial | Ind ¦ Improved Controls - Process Heating | 2022 | SC D | MW | Before Competition Groups | 0.095876 | 0 | 0 | 58.4743 | 0.0016396 | 22 | Industrial_2022_SC D_MW_Before Competition Groups_22 | Improved Controls - Process Heating | 0.164% | 0 | 0.095876 | Industrial_2022_SC D_MW_Before Competition Groups_Improved Controls - Process Heating
Industrial | Ind ¦ Pulp and Paper Process Improvements | 2022 | SC D | MW | Before Competition Groups | 0.079578 | 0 | 0 | 58.4743 | 0.0013609 | 23 | Industrial_2022_SC D_MW_Before Competition Groups_23 | Pulp and Paper Process Improvements | 0.1361% | 0 | 0.079578 | Industrial_2022_SC D_MW_Before Competition Groups_Pulp and Paper Process Improvements
Industrial | Ind ¦ Engine Block Heater Timer | 2022 | SC D | MW | Before Competition Groups | 0.061487 | 0 | 0 | 58.4743 | 0.0010515 | 24 | Industrial_2022_SC D_MW_Before Competition Groups_24 | Engine Block Heater Timer | 0.1052% | 0 | 0.061487 | Industrial_2022_SC D_MW_Before Competition Groups_Engine Block Heater Timer
Industrial | Ind ¦ Free Cooling | 2022 | SC D | MW | Before Competition Groups | 0.045515 | 0 | 0 | 58.4743 | 0.00077838 | 25 | Industrial_2022_SC D_MW_Before Competition Groups_25 | Free Cooling | 0.07784% | 0 | 0.045515 | Industrial_2022_SC D_MW_Before Competition Groups_Free Cooling
Industrial | Ind ¦ HE Lighting | 2022 | SC D | MW | Before Competition Groups | 0.044056 | 0 | 0 | 58.4743 | 0.00075343 | 26 | Industrial_2022_SC D_MW_Before Competition Groups_26 | HE Lighting | 0.07534% | 0 | 0.044056 | Industrial_2022_SC D_MW_Before Competition Groups_HE Lighting
Industrial | Ind ¦ Efficient Refrigeration Compressor | 2022 | SC D | MW | Before Competition Groups | 0.032315 | 0 | 0 | 58.4743 | 0.00055264 | 27 | Industrial_2022_SC D_MW_Before Competition Groups_27 | Efficient Refrigeration Compressor | 0.05526% | 0 | 0.032315 | Industrial_2022_SC D_MW_Before Competition Groups_Efficient Refrigeration Compressor
Industrial | Ind ¦ Air Compressor Heat Recovery | 2022 | SC D | MW | Before Competition Groups | 0.026994 | 0 | 0 | 58.4743 | 0.00046164 | 28 | Industrial_2022_SC D_MW_Before Competition Groups_28 | Air Compressor Heat Recovery | 0.04616% | 0 | 0.026994 | Industrial_2022_SC D_MW_Before Competition Groups_Air Compressor Heat Recovery
Industrial | Ind ¦ Dairy Pre-Cooler | 2022 | SC D | MW | Before Competition Groups | 0.024695 | 0 | 0 | 58.4743 | 0.00042233 | 29 | Industrial_2022_SC D_MW_Before Competition Groups_29 | Dairy Pre-Cooler | 0.04223% | 0 | 0.024695 | Industrial_2022_SC D_MW_Before Competition Groups_Dairy Pre-Cooler
Industrial | Ind ¦ Efficient Irrigation | 2022 | SC D | MW | Before Competition Groups | 0.0078776 | 0 | 0 | 58.4743 | 0.00013472 | 30 | Industrial_2022_SC D_MW_Before Competition Groups_30 | Efficient Irrigation | 0.01347% | 0 | 0.0078776 | Industrial_2022_SC D_MW_Before Competition Groups_Efficient Irrigation
Industrial | Ind ¦ Heat Lamps/Heat Pad | 2022 | SC D | MW | Before Competition Groups | 0 | 0 | 0 | 58.4743 | 0 | 31 | Industrial_2022_SC D_MW_Before Competition Groups_31 | Heat Lamps/Heat Pad | 0% | 0 | 0 | Industrial_2022_SC D_MW_Before Competition Groups_Heat Lamps/Heat Pad
Industrial | Ind ¦ Air Leak Survey and Repair | 2022 | Technical | MW | Before Competition Groups | 75.1099 | 0 | 0 | 629.6642 | 0.11929 | 1 | Industrial_2022_Technical_MW_Before Competition Groups_1 | Air Leak Survey and Repair | 11.93% | 0 | 75.1099 | Industrial_2022_Technical_MW_Before Competition Groups_Air Leak Survey and Repair
Industrial | Ind ¦ HE Lighting | 2022 | Technical | MW | Before Competition Groups | 68.0507 | 0 | 0 | 629.6642 | 0.10807 | 2 | Industrial_2022_Technical_MW_Before Competition Groups_2 | HE Lighting | 10.81% | 0 | 68.0507 | Industrial_2022_Technical_MW_Before Competition Groups_HE Lighting
Industrial | Ind ¦ Pump System Optimization | 2022 | Technical | MW | Before Competition Groups | 67.3243 | 0 | 0 | 629.6642 | 0.10692 | 3 | Industrial_2022_Technical_MW_Before Competition Groups_3 | Pump System Optimization | 10.69% | 0 | 67.3243 | Industrial_2022_Technical_MW_Before Competition Groups_Pump System Optimization
Industrial | Ind ¦ Recommissioning | 2022 | Technical | MW | Before Competition Groups | 54.4018 | 0 | 0 | 629.6642 | 0.086398 | 4 | Industrial_2022_Technical_MW_Before Competition Groups_4 | Recommissioning | 8.64% | 0 | 54.4018 | Industrial_2022_Technical_MW_Before Competition Groups_Recommissioning
Industrial | Ind ¦ SEM | 2022 | Technical | MW | Before Competition Groups | 54.4018 | 0 | 0 | 629.6642 | 0.086398 | 5 | Industrial_2022_Technical_MW_Before Competition Groups_5 | SEM | 8.64% | 0 | 54.4018 | Industrial_2022_Technical_MW_Before Competition Groups_SEM
Industrial | Ind ¦ Air Compressor Optimization | 2022 | Technical | MW | Before Competition Groups | 43.0749 | 0 | 0 | 629.6642 | 0.068409 | 6 | Industrial_2022_Technical_MW_Before Competition Groups_6 | Air Compressor Optimization | 6.841% | 0 | 43.0749 | Industrial_2022_Technical_MW_Before Competition Groups_Air Compressor Optimization
Industrial | Ind ¦ Efficient Compressed Air Nozzles | 2022 | Technical | MW | Before Competition Groups | 40.6043 | 0 | 0 | 629.6642 | 0.064486 | 7 | Industrial_2022_Technical_MW_Before Competition Groups_7 | Efficient Compressed Air Nozzles | 6.449% | 0 | 40.6043 | Industrial_2022_Technical_MW_Before Competition Groups_Efficient Compressed Air Nozzles
Industrial | Ind ¦ Pump Equipment Upgrade | 2022 | Technical | MW | Before Competition Groups | 32.0375 | 0 | 0 | 629.6642 | 0.05088 | 8 | Industrial_2022_Technical_MW_Before Competition Groups_8 | Pump Equipment Upgrade | 5.088% | 0 | 32.0375 | Industrial_2022_Technical_MW_Before Competition Groups_Pump Equipment Upgrade
Industrial | Ind ¦ Process Optimization (Elec) | 2022 | Technical | MW | Before Competition Groups | 22.2198 | 0 | 0 | 629.6642 | 0.035288 | 9 | Industrial_2022_Technical_MW_Before Competition Groups_9 | Process Optimization (Elec) | 3.529% | 0 | 22.2198 | Industrial_2022_Technical_MW_Before Competition Groups_Process Optimization (Elec)
Industrial | Ind ¦ High Efficiency HVAC Fans | 2022 | Technical | MW | Before Competition Groups | 22.1976 | 0 | 0 | 629.6642 | 0.035253 | 10 | Industrial_2022_Technical_MW_Before Competition Groups_10 | High Efficiency HVAC Fans | 3.525% | 0 | 22.1976 | Industrial_2022_Technical_MW_Before Competition Groups_High Efficiency HVAC Fans
Industrial | Ind ¦ Premium Efficient Motors | 2022 | Technical | MW | Before Competition Groups | 18.0662 | 0 | 0 | 629.6642 | 0.028692 | 11 | Industrial_2022_Technical_MW_Before Competition Groups_11 | Premium Efficient Motors | 2.869% | 0 | 18.0662 | Industrial_2022_Technical_MW_Before Competition Groups_Premium Efficient Motors
Industrial | Ind ¦ Greenhouse Grow Lights | 2022 | Technical | MW | Before Competition Groups | 17.5895 | 0 | 0 | 629.6642 | 0.027935 | 12 | Industrial_2022_Technical_MW_Before Competition Groups_12 | Greenhouse Grow Lights | 2.793% | 0 | 17.5895 | Industrial_2022_Technical_MW_Before Competition Groups_Greenhouse Grow Lights
Industrial | Ind ¦ Fan System Optimization | 2022 | Technical | MW | Before Competition Groups | 16.3213 | 0 | 0 | 629.6642 | 0.025921 | 13 | Industrial_2022_Technical_MW_Before Competition Groups_13 | Fan System Optimization | 2.592% | 0 | 16.3213 | Industrial_2022_Technical_MW_Before Competition Groups_Fan System Optimization
Industrial | Ind ¦ Improved Controls - Process Cooling | 2022 | Technical | MW | Before Competition Groups | 14.4917 | 0 | 0 | 629.6642 | 0.023015 | 14 | Industrial_2022_Technical_MW_Before Competition Groups_14 | Improved Controls - Process Cooling | 2.301% | 0 | 14.4917 | Industrial_2022_Technical_MW_Before Competition Groups_Improved Controls - Process Cooling
Industrial | Ind ¦ HE HVAC Controls | 2022 | Technical | MW | Before Competition Groups | 8.9366 | 0 | 0 | 629.6642 | 0.014193 | 15 | Industrial_2022_Technical_MW_Before Competition Groups_15 | HE HVAC Controls | 1.419% | 0 | 8.9366 | Industrial_2022_Technical_MW_Before Competition Groups_HE HVAC Controls
Industrial | Ind ¦ Pulp and Paper Process Improvements | 2022 | Technical | MW | Before Competition Groups | 8.1121 | 0 | 0 | 629.6642 | 0.012883 | 16 | Industrial_2022_Technical_MW_Before Competition Groups_16 | Pulp and Paper Process Improvements | 1.288% | 0 | 8.1121 | Industrial_2022_Technical_MW_Before Competition Groups_Pulp and Paper Process Improvements
Industrial | Ind ¦ Ventilation Optimization | 2022 | Technical | MW | Before Competition Groups | 7.7391 | 0 | 0 | 629.6642 | 0.012291 | 17 | Industrial_2022_Technical_MW_Before Competition Groups_17 | Ventilation Optimization | 1.229% | 0 | 7.7391 | Industrial_2022_Technical_MW_Before Competition Groups_Ventilation Optimization
Industrial | Ind ¦ Material Handling Improvements | 2022 | Technical | MW | Before Competition Groups | 6.0527 | 0 | 0 | 629.6642 | 0.0096126 | 18 | Industrial_2022_Technical_MW_Before Competition Groups_18 | Material Handling Improvements | 0.9613% | 0 | 6.0527 | Industrial_2022_Technical_MW_Before Competition Groups_Material Handling Improvements
Industrial | Ind ¦ Chiller Optimization | 2022 | Technical | MW | Before Competition Groups | 5.5358 | 0 | 0 | 629.6642 | 0.0087916 | 19 | Industrial_2022_Technical_MW_Before Competition Groups_19 | Chiller Optimization | 0.8792% | 0 | 5.5358 | Industrial_2022_Technical_MW_Before Competition Groups_Chiller Optimization
Industrial | Ind ¦ HVLS Fans | 2022 | Technical | MW | Before Competition Groups | 4.9317 | 0 | 0 | 629.6642 | 0.0078323 | 20 | Industrial_2022_Technical_MW_Before Competition Groups_20 | HVLS Fans | 0.7832% | 0 | 4.9317 | Industrial_2022_Technical_MW_Before Competition Groups_HVLS Fans
Industrial | Ind ¦ Refiner Plate Improvements | 2022 | Technical | MW | Before Competition Groups | 4.9317 | 0 | 0 | 629.6642 | 0.0078323 | 21 | Industrial_2022_Technical_MW_Before Competition Groups_21 | Refiner Plate Improvements | 0.7832% | 0 | 4.9317 | Industrial_2022_Technical_MW_Before Competition Groups_Refiner Plate Improvements
Industrial | Ind ¦ HE HVAC Units | 2022 | Technical | MW | Before Competition Groups | 4.9056 | 0 | 0 | 629.6642 | 0.0077908 | 22 | Industrial_2022_Technical_MW_Before Competition Groups_22 | HE HVAC Units | 0.7791% | 0 | 4.9056 | Industrial_2022_Technical_MW_Before Competition Groups_HE HVAC Units
Industrial | Ind ¦ Cooling Tower Optimization | 2022 | Technical | MW | Before Competition Groups | 4.3122 | 0 | 0 | 629.6642 | 0.0068484 | 23 | Industrial_2022_Technical_MW_Before Competition Groups_23 | Cooling Tower Optimization | 0.6848% | 0 | 4.3122 | Industrial_2022_Technical_MW_Before Competition Groups_Cooling Tower Optimization
Industrial | Ind ¦ Free Cooling | 2022 | Technical | MW | Before Competition Groups | 3.5963 | 0 | 0 | 629.6642 | 0.0057115 | 24 | Industrial_2022_Technical_MW_Before Competition Groups_24 | Free Cooling | 0.5711% | 0 | 3.5963 | Industrial_2022_Technical_MW_Before Competition Groups_Free Cooling
Industrial | Ind ¦ VAV Conversion Project | 2022 | Technical | MW | Before Competition Groups | 3.3919 | 0 | 0 | 629.6642 | 0.0053869 | 25 | Industrial_2022_Technical_MW_Before Competition Groups_25 | VAV Conversion Project | 0.5387% | 0 | 3.3919 | Industrial_2022_Technical_MW_Before Competition Groups_VAV Conversion Project
Industrial | Ind ¦ Cold Storage Retrofit | 2022 | Technical | MW | Before Competition Groups | 2.9427 | 0 | 0 | 629.6642 | 0.0046734 | 26 | Industrial_2022_Technical_MW_Before Competition Groups_26 | Cold Storage Retrofit | 0.4673% | 0 | 2.9427 | Industrial_2022_Technical_MW_Before Competition Groups_Cold Storage Retrofit
Industrial | Ind ¦ Process Heat Recovery | 2022 | Technical | MW | Before Competition Groups | 2.8642 | 0 | 0 | 629.6642 | 0.0045488 | 27 | Industrial_2022_Technical_MW_Before Competition Groups_27 | Process Heat Recovery | 0.4549% | 0 | 2.8642 | Industrial_2022_Technical_MW_Before Competition Groups_Process Heat Recovery
Industrial | Ind ¦ Synchronous Belts | 2022 | Technical | MW | Before Competition Groups | 2.7282 | 0 | 0 | 629.6642 | 0.0043328 | 28 | Industrial_2022_Technical_MW_Before Competition Groups_28 | Synchronous Belts | 0.4333% | 0 | 2.7282 | Industrial_2022_Technical_MW_Before Competition Groups_Synchronous Belts
Industrial | Ind ¦ Process Improvements | 2022 | Technical | MW | Before Competition Groups | 2.2062 | 0 | 0 | 629.6642 | 0.0035037 | 29 | Industrial_2022_Technical_MW_Before Competition Groups_29 | Process Improvements | 0.3504% | 0 | 2.2062 | Industrial_2022_Technical_MW_Before Competition Groups_Process Improvements
Industrial | Ind ¦ High Efficiency Battery Charger | 2022 | Technical | MW | Before Competition Groups | 2.1377 | 0 | 0 | 629.6642 | 0.003395 | 30 | Industrial_2022_Technical_MW_Before Competition Groups_30 | High Efficiency Battery Charger | 0.3395% | 0 | 2.1377 | Industrial_2022_Technical_MW_Before Competition Groups_High Efficiency Battery Charger
Industrial | Ind ¦ Efficient Irrigation | 2022 | Technical | MW | Before Competition Groups | 1.7458 | 0 | 0 | 629.6642 | 0.0027727 | 31 | Industrial_2022_Technical_MW_Before Competition Groups_31 | Efficient Irrigation | 0.2773% | 0 | 1.7458 | Industrial_2022_Technical_MW_Before Competition Groups_Efficient Irrigation
Industrial | Ind ¦ Improved Controls - Process Heating | 2022 | Technical | MW | Before Competition Groups | 1.3179 | 0 | 0 | 629.6642 | 0.002093 | 32 | Industrial_2022_Technical_MW_Before Competition Groups_32 | Improved Controls - Process Heating | 0.2093% | 0 | 1.3179 | Industrial_2022_Technical_MW_Before Competition Groups_Improved Controls - Process Heating
Industrial | Ind ¦ Refrigeration Compressor VFD | 2022 | Technical | MW | Before Competition Groups | 1.1662 | 0 | 0 | 629.6642 | 0.0018522 | 33 | Industrial_2022_Technical_MW_Before Competition Groups_33 | Refrigeration Compressor VFD | 0.1852% | 0 | 1.1662 | Industrial_2022_Technical_MW_Before Competition Groups_Refrigeration Compressor VFD
Industrial | Ind ¦ Efficient Transformer | 2022 | Technical | MW | Before Competition Groups | 1.0724 | 0 | 0 | 629.6642 | 0.0017032 | 34 | Industrial_2022_Technical_MW_Before Competition Groups_34 | Efficient Transformer | 0.1703% | 0 | 1.0724 | Industrial_2022_Technical_MW_Before Competition Groups_Efficient Transformer
Industrial | Ind ¦ High Efficiency Welders | 2022 | Technical | MW | Before Competition Groups | 0.87344 | 0 | 0 | 629.6642 | 0.0013872 | 35 | Industrial_2022_Technical_MW_Before Competition Groups_35 | High Efficiency Welders | 0.1387% | 0 | 0.87344 | Industrial_2022_Technical_MW_Before Competition Groups_High Efficiency Welders
Industrial | Ind ¦ Engine Block Heater Timer | 2022 | Technical | MW | Before Competition Groups | 0.84077 | 0 | 0 | 629.6642 | 0.0013353 | 36 | Industrial_2022_Technical_MW_Before Competition Groups_36 | Engine Block Heater Timer | 0.1335% | 0 | 0.84077 | Industrial_2022_Technical_MW_Before Competition Groups_Engine Block Heater Timer
Industrial | Ind ¦ Dairy Pre-Cooler | 2022 | Technical | MW | Before Competition Groups | 0.47096 | 0 | 0 | 629.6642 | 0.00074795 | 37 | Industrial_2022_Technical_MW_Before Competition Groups_37 | Dairy Pre-Cooler | 0.0748% | 0 | 0.47096 | Industrial_2022_Technical_MW_Before Competition Groups_Dairy Pre-Cooler
Industrial | Ind ¦ Air Compressor Heat Recovery | 2022 | Technical | MW | Before Competition Groups | 0.37111 | 0 | 0 | 629.6642 | 0.00058938 | 38 | Industrial_2022_Technical_MW_Before Competition Groups_38 | Air Compressor Heat Recovery | 0.05894% | 0 | 0.37111 | Industrial_2022_Technical_MW_Before Competition Groups_Air Compressor Heat Recovery
Industrial | Ind ¦ Optimize Compressed Air Dryer | 2022 | Technical | MW | Before Competition Groups | 0.26543 | 0 | 0 | 629.6642 | 0.00042154 | 39 | Industrial_2022_Technical_MW_Before Competition Groups_39 | Optimize Compressed Air Dryer | 0.04215% | 0 | 0.26543 | Industrial_2022_Technical_MW_Before Competition Groups_Optimize Compressed Air Dryer
Industrial | Ind ¦ Heat Lamps/Heat Pad | 2022 | Technical | MW | Before Competition Groups | 0.11941 | 0 | 0 | 629.6642 | 0.00018964 | 40 | Industrial_2022_Technical_MW_Before Competition Groups_40 | Heat Lamps/Heat Pad | 0.01896% | 0 | 0.11941 | Industrial_2022_Technical_MW_Before Competition Groups_Heat Lamps/Heat Pad
Industrial | Ind ¦ Creep Heat Controller | 2022 | Technical | MW | Before Competition Groups | 0.10541 | 0 | 0 | 629.6642 | 0.00016741 | 41 | Industrial_2022_Technical_MW_Before Competition Groups_41 | Creep Heat Controller | 0.01674% | 0 | 0.10541 | Industrial_2022_Technical_MW_Before Competition Groups_Creep Heat Controller
Industrial | Ind ¦ Efficient Refrigeration Compressor | 2022 | Technical | MW | Before Competition Groups | 0.099316 | 0 | 0 | 629.6642 | 0.00015773 | 42 | Industrial_2022_Technical_MW_Before Competition Groups_42 | Efficient Refrigeration Compressor | 0.01577% | 0 | 0.099316 | Industrial_2022_Technical_MW_Before Competition Groups_Efficient Refrigeration Compressor
Industrial | Ind ¦ Air Leak Survey and Repair | 2023 | Economic | MW | Before Competition Groups | 74.5433 | 0 | 0 | 463.5399 | 0.16081 | 1 | Industrial_2023_Economic_MW_Before Competition Groups_1 | Air Leak Survey and Repair | 16.08% | 0 | 74.5433 | Industrial_2023_Economic_MW_Before Competition Groups_Air Leak Survey and Repair
Industrial | Ind ¦ Recommissioning | 2023 | Economic | MW | Before Competition Groups | 53.9096 | 0 | 0 | 463.5399 | 0.1163 | 2 | Industrial_2023_Economic_MW_Before Competition Groups_2 | Recommissioning | 11.63% | 0 | 53.9096 | Industrial_2023_Economic_MW_Before Competition Groups_Recommissioning
Industrial | Ind ¦ SEM | 2023 | Economic | MW | Before Competition Groups | 53.9096 | 0 | 0 | 463.5399 | 0.1163 | 3 | Industrial_2023_Economic_MW_Before Competition Groups_3 | SEM | 11.63% | 0 | 53.9096 | Industrial_2023_Economic_MW_Before Competition Groups_SEM
Industrial | Ind ¦ Air Compressor Optimization | 2023 | Economic | MW | Before Competition Groups | 44.6261 | 0 | 0 | 463.5399 | 0.096272 | 4 | Industrial_2023_Economic_MW_Before Competition Groups_4 | Air Compressor Optimization | 9.627% | 0 | 44.6261 | Industrial_2023_Economic_MW_Before Competition Groups_Air Compressor Optimization
Industrial | Ind ¦ Efficient Compressed Air Nozzles | 2023 | Economic | MW | Before Competition Groups | 42.488 | 0 | 0 | 463.5399 | 0.09166 | 5 | Industrial_2023_Economic_MW_Before Competition Groups_5 | Efficient Compressed Air Nozzles | 9.166% | 0 | 42.488 | Industrial_2023_Economic_MW_Before Competition Groups_Efficient Compressed Air Nozzles
Industrial | Ind ¦ Pump System Optimization | 2023 | Economic | MW | Before Competition Groups | 25.4337 | 0 | 0 | 463.5399 | 0.054869 | 6 | Industrial_2023_Economic_MW_Before Competition Groups_6 | Pump System Optimization | 5.487% | 0 | 25.4337 | Industrial_2023_Economic_MW_Before Competition Groups_Pump System Optimization
Industrial | Ind ¦ High Efficiency HVAC Fans | 2023 | Economic | MW | Before Competition Groups | 22.7405 | 0 | 0 | 463.5399 | 0.049058 | 7 | Industrial_2023_Economic_MW_Before Competition Groups_7 | High Efficiency HVAC Fans | 4.906% | 0 | 22.7405 | Industrial_2023_Economic_MW_Before Competition Groups_High Efficiency HVAC Fans
Industrial | Ind ¦ Process Optimization (Elec) | 2023 | Economic | MW | Before Competition Groups | 22.0016 | 0 | 0 | 463.5399 | 0.047464 | 8 | Industrial_2023_Economic_MW_Before Competition Groups_8 | Process Optimization (Elec) | 4.746% | 0 | 22.0016 | Industrial_2023_Economic_MW_Before Competition Groups_Process Optimization (Elec)
Industrial | Ind ¦ HE Lighting | 2023 | Economic | MW | Before Competition Groups | 20.3024 | 0 | 0 | 463.5399 | 0.043799 | 9 | Industrial_2023_Economic_MW_Before Competition Groups_9 | HE Lighting | 4.38% | 0 | 20.3024 | Industrial_2023_Economic_MW_Before Competition Groups_HE Lighting
Industrial | Ind ¦ Greenhouse Grow Lights | 2023 | Economic | MW | Before Competition Groups | 18.1357 | 0 | 0 | 463.5399 | 0.039124 | 10 | Industrial_2023_Economic_MW_Before Competition Groups_10 | Greenhouse Grow Lights | 3.912% | 0 | 18.1357 | Industrial_2023_Economic_MW_Before Competition Groups_Greenhouse Grow Lights
Industrial | Ind ¦ Fan System Optimization | 2023 | Economic | MW | Before Competition Groups | 16.7289 | 0 | 0 | 463.5399 | 0.036089 | 11 | Industrial_2023_Economic_MW_Before Competition Groups_11 | Fan System Optimization | 3.609% | 0 | 16.7289 | Industrial_2023_Economic_MW_Before Competition Groups_Fan System Optimization
Industrial | Ind ¦ Improved Controls - Process Cooling | 2023 | Economic | MW | Before Competition Groups | 14.302 | 0 | 0 | 463.5399 | 0.030854 | 12 | Industrial_2023_Economic_MW_Before Competition Groups_12 | Improved Controls - Process Cooling | 3.085% | 0 | 14.302 | Industrial_2023_Economic_MW_Before Competition Groups_Improved Controls - Process Cooling
Industrial | Ind ¦ Pump Equipment Upgrade | 2023 | Economic | MW | Before Competition Groups | 9.8279 | 0 | 0 | 463.5399 | 0.021202 | 13 | Industrial_2023_Economic_MW_Before Competition Groups_13 | Pump Equipment Upgrade | 2.12% | 0 | 9.8279 | Industrial_2023_Economic_MW_Before Competition Groups_Pump Equipment Upgrade
Industrial | Ind ¦ Pulp and Paper Process Improvements | 2023 | Economic | MW | Before Competition Groups | 8.1204 | 0 | 0 | 463.5399 | 0.017518 | 14 | Industrial_2023_Economic_MW_Before Competition Groups_14 | Pulp and Paper Process Improvements | 1.752% | 0 | 8.1204 | Industrial_2023_Economic_MW_Before Competition Groups_Pulp and Paper Process Improvements
Industrial | Ind ¦ Material Handling Improvements | 2023 | Economic | MW | Before Competition Groups | 6.3269 | 0 | 0 | 463.5399 | 0.013649 | 15 | Industrial_2023_Economic_MW_Before Competition Groups_15 | Material Handling Improvements | 1.365% | 0 | 6.3269 | Industrial_2023_Economic_MW_Before Competition Groups_Material Handling Improvements
Industrial | Ind ¦ Refiner Plate Improvements | 2023 | Economic | MW | Before Competition Groups | 5.1521 | 0 | 0 | 463.5399 | 0.011115 | 16 | Industrial_2023_Economic_MW_Before Competition Groups_16 | Refiner Plate Improvements | 1.111% | 0 | 5.1521 | Industrial_2023_Economic_MW_Before Competition Groups_Refiner Plate Improvements
Industrial | Ind ¦ Cooling Tower Optimization | 2023 | Economic | MW | Before Competition Groups | 4.2713 | 0 | 0 | 463.5399 | 0.0092145 | 17 | Industrial_2023_Economic_MW_Before Competition Groups_17 | Cooling Tower Optimization | 0.9215% | 0 | 4.2713 | Industrial_2023_Economic_MW_Before Competition Groups_Cooling Tower Optimization
Industrial | Ind ¦ Free Cooling | 2023 | Economic | MW | Before Competition Groups | 3.577 | 0 | 0 | 463.5399 | 0.0077167 | 18 | Industrial_2023_Economic_MW_Before Competition Groups_18 | Free Cooling | 0.7717% | 0 | 3.577 | Industrial_2023_Economic_MW_Before Competition Groups_Free Cooling
Industrial | Ind ¦ VAV Conversion Project | 2023 | Economic | MW | Before Competition Groups | 3.3109 | 0 | 0 | 463.5399 | 0.0071427 | 19 | Industrial_2023_Economic_MW_Before Competition Groups_19 | VAV Conversion Project | 0.7143% | 0 | 3.3109 | Industrial_2023_Economic_MW_Before Competition Groups_VAV Conversion Project
Industrial | Ind ¦ Process Heat Recovery | 2023 | Economic | MW | Before Competition Groups | 2.8272 | 0 | 0 | 463.5399 | 0.0060991 | 20 | Industrial_2023_Economic_MW_Before Competition Groups_20 | Process Heat Recovery | 0.6099% | 0 | 2.8272 | Industrial_2023_Economic_MW_Before Competition Groups_Process Heat Recovery
Industrial | Ind ¦ High Efficiency Battery Charger | 2023 | Economic | MW | Before Competition Groups | 2.1998 | 0 | 0 | 463.5399 | 0.0047458 | 21 | Industrial_2023_Economic_MW_Before Competition Groups_21 | High Efficiency Battery Charger | 0.4746% | 0 | 2.1998 | Industrial_2023_Economic_MW_Before Competition Groups_High Efficiency Battery Charger
Industrial | Ind ¦ Process Improvements | 2023 | Economic | MW | Before Competition Groups | 2.1834 | 0 | 0 | 463.5399 | 0.0047104 | 22 | Industrial_2023_Economic_MW_Before Competition Groups_22 | Process Improvements | 0.471% | 0 | 2.1834 | Industrial_2023_Economic_MW_Before Competition Groups_Process Improvements
Industrial | Ind ¦ Ventilation Optimization | 2023 | Economic | MW | Before Competition Groups | 1.9469 | 0 | 0 | 463.5399 | 0.0042 | 23 | Industrial_2023_Economic_MW_Before Competition Groups_23 | Ventilation Optimization | 0.42% | 0 | 1.9469 | Industrial_2023_Economic_MW_Before Competition Groups_Ventilation Optimization
Industrial | Ind ¦ Improved Controls - Process Heating | 2023 | Economic | MW | Before Competition Groups | 1.3145 | 0 | 0 | 463.5399 | 0.0028357 | 24 | Industrial_2023_Economic_MW_Before Competition Groups_24 | Improved Controls - Process Heating | 0.2836% | 0 | 1.3145 | Industrial_2023_Economic_MW_Before Competition Groups_Improved Controls - Process Heating
Industrial | Ind ¦ Refrigeration Compressor VFD | 2023 | Economic | MW | Before Competition Groups | 1.2038 | 0 | 0 | 463.5399 | 0.0025969 | 25 | Industrial_2023_Economic_MW_Before Competition Groups_25 | Refrigeration Compressor VFD | 0.2597% | 0 | 1.2038 | Industrial_2023_Economic_MW_Before Competition Groups_Refrigeration Compressor VFD
Industrial | Ind ¦ Engine Block Heater Timer | 2023 | Economic | MW | Before Competition Groups | 0.83215 | 0 | 0 | 463.5399 | 0.0017952 | 26 | Industrial_2023_Economic_MW_Before Competition Groups_26 | Engine Block Heater Timer | 0.1795% | 0 | 0.83215 | Industrial_2023_Economic_MW_Before Competition Groups_Engine Block Heater Timer
Industrial | Ind ¦ Efficient Irrigation | 2023 | Economic | MW | Before Competition Groups | 0.65313 | 0 | 0 | 463.5399 | 0.001409 | 27 | Industrial_2023_Economic_MW_Before Competition Groups_27 | Efficient Irrigation | 0.1409% | 0 | 0.65313 | Industrial_2023_Economic_MW_Before Competition Groups_Efficient Irrigation
Industrial | Ind ¦ Air Compressor Heat Recovery | 2023 | Economic | MW | Before Competition Groups | 0.36759 | 0 | 0 | 463.5399 | 0.00079301 | 28 | Industrial_2023_Economic_MW_Before Competition Groups_28 | Air Compressor Heat Recovery | 0.0793% | 0 | 0.36759 | Industrial_2023_Economic_MW_Before Competition Groups_Air Compressor Heat Recovery
Industrial | Ind ¦ Dairy Pre-Cooler | 2023 | Economic | MW | Before Competition Groups | 0.20087 | 0 | 0 | 463.5399 | 0.00043333 | 29 | Industrial_2023_Economic_MW_Before Competition Groups_29 | Dairy Pre-Cooler | 0.04333% | 0 | 0.20087 | Industrial_2023_Economic_MW_Before Competition Groups_Dairy Pre-Cooler
Industrial | Ind ¦ Efficient Refrigeration Compressor | 2023 | Economic | MW | Before Competition Groups | 0.10275 | 0 | 0 | 463.5399 | 0.00022166 | 30 | Industrial_2023_Economic_MW_Before Competition Groups_30 | Efficient Refrigeration Compressor | 0.02217% | 0 | 0.10275 | Industrial_2023_Economic_MW_Before Competition Groups_Efficient Refrigeration Compressor
Industrial | Ind ¦ Heat Lamps/Heat Pad | 2023 | Economic | MW | Before Competition Groups | 0 | 0 | 0 | 463.5399 | 0 | 31 | Industrial_2023_Economic_MW_Before Competition Groups_31 | Heat Lamps/Heat Pad | 0% | 0 | 0 | Industrial_2023_Economic_MW_Before Competition Groups_Heat Lamps/Heat Pad
Industrial | Ind ¦ Air Compressor Optimization | 2023 | SC A | MW | Before Competition Groups | 15.2099 | 0 | 0 | 74.9615 | 0.2029 | 1 | Industrial_2023_SC A_MW_Before Competition Groups_1 | Air Compressor Optimization | 20.29% | 0 | 15.2099 | Industrial_2023_SC A_MW_Before Competition Groups_Air Compressor Optimization
Industrial | Ind ¦ Pump System Optimization | 2023 | SC A | MW | Before Competition Groups | 12.359 | 0 | 0 | 74.9615 | 0.16487 | 2 | Industrial_2023_SC A_MW_Before Competition Groups_2 | Pump System Optimization | 16.49% | 0 | 12.359 | Industrial_2023_SC A_MW_Before Competition Groups_Pump System Optimization
Industrial | Ind ¦ Air Leak Survey and Repair | 2023 | SC A | MW | Before Competition Groups | 7.9889 | 0 | 0 | 74.9615 | 0.10657 | 3 | Industrial_2023_SC A_MW_Before Competition Groups_3 | Air Leak Survey and Repair | 10.66% | 0 | 7.9889 | Industrial_2023_SC A_MW_Before Competition Groups_Air Leak Survey and Repair
Industrial | Ind ¦ Pump Equipment Upgrade | 2023 | SC A | MW | Before Competition Groups | 6.0969 | 0 | 0 | 74.9615 | 0.081333 | 4 | Industrial_2023_SC A_MW_Before Competition Groups_4 | Pump Equipment Upgrade | 8.133% | 0 | 6.0969 | Industrial_2023_SC A_MW_Before Competition Groups_Pump Equipment Upgrade
Industrial | Ind ¦ Recommissioning | 2023 | SC A | MW | Before Competition Groups | 5.6546 | 0 | 0 | 74.9615 | 0.075434 | 5 | Industrial_2023_SC A_MW_Before Competition Groups_5 | Recommissioning | 7.543% | 0 | 5.6546 | Industrial_2023_SC A_MW_Before Competition Groups_Recommissioning
Industrial | Ind ¦ SEM | 2023 | SC A | MW | Before Competition Groups | 5.6546 | 0 | 0 | 74.9615 | 0.075434 | 6 | Industrial_2023_SC A_MW_Before Competition Groups_6 | SEM | 7.543% | 0 | 5.6546 | Industrial_2023_SC A_MW_Before Competition Groups_SEM
Industrial | Ind ¦ Fan System Optimization | 2023 | SC A | MW | Before Competition Groups | 5.0776 | 0 | 0 | 74.9615 | 0.067736 | 7 | Industrial_2023_SC A_MW_Before Competition Groups_7 | Fan System Optimization | 6.774% | 0 | 5.0776 | Industrial_2023_SC A_MW_Before Competition Groups_Fan System Optimization
Industrial | Ind ¦ High Efficiency HVAC Fans | 2023 | SC A | MW | Before Competition Groups | 3.7796 | 0 | 0 | 74.9615 | 0.050421 | 8 | Industrial_2023_SC A_MW_Before Competition Groups_8 | High Efficiency HVAC Fans | 5.042% | 0 | 3.7796 | Industrial_2023_SC A_MW_Before Competition Groups_High Efficiency HVAC Fans
Industrial | Ind ¦ Efficient Compressed Air Nozzles | 2023 | SC A | MW | Before Competition Groups | 3.6519 | 0 | 0 | 74.9615 | 0.048717 | 9 | Industrial_2023_SC A_MW_Before Competition Groups_9 | Efficient Compressed Air Nozzles | 4.872% | 0 | 3.6519 | Industrial_2023_SC A_MW_Before Competition Groups_Efficient Compressed Air Nozzles
Industrial | Ind ¦ Greenhouse Grow Lights | 2023 | SC A | MW | Before Competition Groups | 2.4236 | 0 | 0 | 74.9615 | 0.032331 | 10 | Industrial_2023_SC A_MW_Before Competition Groups_10 | Greenhouse Grow Lights | 3.233% | 0 | 2.4236 | Industrial_2023_SC A_MW_Before Competition Groups_Greenhouse Grow Lights
Industrial | Ind ¦ Improved Controls - Process Cooling | 2023 | SC A | MW | Before Competition Groups | 1.5174 | 0 | 0 | 74.9615 | 0.020243 | 11 | Industrial_2023_SC A_MW_Before Competition Groups_11 | Improved Controls - Process Cooling | 2.024% | 0 | 1.5174 | Industrial_2023_SC A_MW_Before Competition Groups_Improved Controls - Process Cooling
Industrial | Ind ¦ Material Handling Improvements | 2023 | SC A | MW | Before Competition Groups | 1.437 | 0 | 0 | 74.9615 | 0.019169 | 12 | Industrial_2023_SC A_MW_Before Competition Groups_12 | Material Handling Improvements | 1.917% | 0 | 1.437 | Industrial_2023_SC A_MW_Before Competition Groups_Material Handling Improvements
Industrial | Ind ¦ Process Optimization (Elec) | 2023 | SC A | MW | Before Competition Groups | 1.0531 | 0 | 0 | 74.9615 | 0.014049 | 13 | Industrial_2023_SC A_MW_Before Competition Groups_13 | Process Optimization (Elec) | 1.405% | 0 | 1.0531 | Industrial_2023_SC A_MW_Before Competition Groups_Process Optimization (Elec)
Industrial | Ind ¦ Refiner Plate Improvements | 2023 | SC A | MW | Before Competition Groups | 0.42337 | 0 | 0 | 74.9615 | 0.0056479 | 14 | Industrial_2023_SC A_MW_Before Competition Groups_14 | Refiner Plate Improvements | 0.5648% | 0 | 0.42337 | Industrial_2023_SC A_MW_Before Competition Groups_Refiner Plate Improvements
Industrial | Ind ¦ Ventilation Optimization | 2023 | SC A | MW | Before Competition Groups | 0.38046 | 0 | 0 | 74.9615 | 0.0050754 | 15 | Industrial_2023_SC A_MW_Before Competition Groups_15 | Ventilation Optimization | 0.5075% | 0 | 0.38046 | Industrial_2023_SC A_MW_Before Competition Groups_Ventilation Optimization
Industrial | Ind ¦ VAV Conversion Project | 2023 | SC A | MW | Before Competition Groups | 0.34607 | 0 | 0 | 74.9615 | 0.0046166 | 16 | Industrial_2023_SC A_MW_Before Competition Groups_16 | VAV Conversion Project | 0.4617% | 0 | 0.34607 | Industrial_2023_SC A_MW_Before Competition Groups_VAV Conversion Project
Industrial | Ind ¦ Pulp and Paper Process Improvements | 2023 | SC A | MW | Before Competition Groups | 0.32303 | 0 | 0 | 74.9615 | 0.0043093 | 17 | Industrial_2023_SC A_MW_Before Competition Groups_17 | Pulp and Paper Process Improvements | 0.4309% | 0 | 0.32303 | Industrial_2023_SC A_MW_Before Competition Groups_Pulp and Paper Process Improvements
Industrial | Ind ¦ Process Heat Recovery | 2023 | SC A | MW | Before Competition Groups | 0.28924 | 0 | 0 | 74.9615 | 0.0038585 | 18 | Industrial_2023_SC A_MW_Before Competition Groups_18 | Process Heat Recovery | 0.3859% | 0 | 0.28924 | Industrial_2023_SC A_MW_Before Competition Groups_Process Heat Recovery
Industrial | Ind ¦ High Efficiency Battery Charger | 2023 | SC A | MW | Before Competition Groups | 0.21918 | 0 | 0 | 74.9615 | 0.0029239 | 19 | Industrial_2023_SC A_MW_Before Competition Groups_19 | High Efficiency Battery Charger | 0.2924% | 0 | 0.21918 | Industrial_2023_SC A_MW_Before Competition Groups_High Efficiency Battery Charger
Industrial | Ind ¦ Process Improvements | 2023 | SC A | MW | Before Competition Groups | 0.21694 | 0 | 0 | 74.9615 | 0.002894 | 20 | Industrial_2023_SC A_MW_Before Competition Groups_20 | Process Improvements | 0.2894% | 0 | 0.21694 | Industrial_2023_SC A_MW_Before Competition Groups_Process Improvements
Industrial | Ind ¦ Refrigeration Compressor VFD | 2023 | SC A | MW | Before Competition Groups | 0.21629 | 0 | 0 | 74.9615 | 0.0028854 | 21 | Industrial_2023_SC A_MW_Before Competition Groups_21 | Refrigeration Compressor VFD | 0.2885% | 0 | 0.21629 | Industrial_2023_SC A_MW_Before Competition Groups_Refrigeration Compressor VFD
Industrial | Ind ¦ Improved Controls - Process Heating | 2023 | SC A | MW | Before Competition Groups | 0.14083 | 0 | 0 | 74.9615 | 0.0018787 | 22 | Industrial_2023_SC A_MW_Before Competition Groups_22 | Improved Controls - Process Heating | 0.1879% | 0 | 0.14083 | Industrial_2023_SC A_MW_Before Competition Groups_Improved Controls - Process Heating
Industrial | Ind ¦ HE Lighting | 2023 | SC A | MW | Before Competition Groups | 0.13561 | 0 | 0 | 74.9615 | 0.001809 | 23 | Industrial_2023_SC A_MW_Before Competition Groups_23 | HE Lighting | 0.1809% | 0 | 0.13561 | Industrial_2023_SC A_MW_Before Competition Groups_HE Lighting
Industrial | Ind ¦ Cooling Tower Optimization | 2023 | SC A | MW | Before Competition Groups | 0.12862 | 0 | 0 | 74.9615 | 0.0017159 | 24 | Industrial_2023_SC A_MW_Before Competition Groups_24 | Cooling Tower Optimization | 0.1716% | 0 | 0.12862 | Industrial_2023_SC A_MW_Before Competition Groups_Cooling Tower Optimization
Industrial | Ind ¦ Engine Block Heater Timer | 2023 | SC A | MW | Before Competition Groups | 0.085195 | 0 | 0 | 74.9615 | 0.0011365 | 25 | Industrial_2023_SC A_MW_Before Competition Groups_25 | Engine Block Heater Timer | 0.1137% | 0 | 0.085195 | Industrial_2023_SC A_MW_Before Competition Groups_Engine Block Heater Timer
Industrial | Ind ¦ Dairy Pre-Cooler | 2023 | SC A | MW | Before Competition Groups | 0.053389 | 0 | 0 | 74.9615 | 0.00071222 | 26 | Industrial_2023_SC A_MW_Before Competition Groups_26 | Dairy Pre-Cooler | 0.07122% | 0 | 0.053389 | Industrial_2023_SC A_MW_Before Competition Groups_Dairy Pre-Cooler
Industrial | Ind ¦ Air Compressor Heat Recovery | 2023 | SC A | MW | Before Competition Groups | 0.038995 | 0 | 0 | 74.9615 | 0.0005202 | 27 | Industrial_2023_SC A_MW_Before Competition Groups_27 | Air Compressor Heat Recovery | 0.05202% | 0 | 0.038995 | Industrial_2023_SC A_MW_Before Competition Groups_Air Compressor Heat Recovery
Industrial | Ind ¦ Efficient Refrigeration Compressor | 2023 | SC A | MW | Before Competition Groups | 0.037243 | 0 | 0 | 74.9615 | 0.00049683 | 28 | Industrial_2023_SC A_MW_Before Competition Groups_28 | Efficient Refrigeration Compressor | 0.04968% | 0 | 0.037243 | Industrial_2023_SC A_MW_Before Competition Groups_Efficient Refrigeration Compressor
Industrial | Ind ¦ Efficient Irrigation | 2023 | SC A | MW | Before Competition Groups | 0.019904 | 0 | 0 | 74.9615 | 0.00026552 | 29 | Industrial_2023_SC A_MW_Before Competition Groups_29 | Efficient Irrigation | 0.02655% | 0 | 0.019904 | Industrial_2023_SC A_MW_Before Competition Groups_Efficient Irrigation
Industrial | Ind ¦ Free Cooling | 2023 | SC A | MW | Before Competition Groups | 0.002966 | 0 | 0 | 74.9615 | 3.9568e-05 | 30 | Industrial_2023_SC A_MW_Before Competition Groups_30 | Free Cooling | 0.003957% | 0 | 0.002966 | Industrial_2023_SC A_MW_Before Competition Groups_Free Cooling
Industrial | Ind ¦ Heat Lamps/Heat Pad | 2023 | SC A | MW | Before Competition Groups | 0 | 0 | 0 | 74.9615 | 0 | 31 | Industrial_2023_SC A_MW_Before Competition Groups_31 | Heat Lamps/Heat Pad | 0% | 0 | 0 | Industrial_2023_SC A_MW_Before Competition Groups_Heat Lamps/Heat Pad
Industrial | Ind ¦ Air Leak Survey and Repair | 2023 | SC B | MW | Before Competition Groups | 21.3979 | 0 | 0 | 131.962 | 0.16215 | 1 | Industrial_2023_SC B_MW_Before Competition Groups_1 | Air Leak Survey and Repair | 16.22% | 0 | 21.3979 | Industrial_2023_SC B_MW_Before Competition Groups_Air Leak Survey and Repair
Industrial | Ind ¦ Air Compressor Optimization | 2023 | SC B | MW | Before Competition Groups | 15.2099 | 0 | 0 | 131.962 | 0.11526 | 2 | Industrial_2023_SC B_MW_Before Competition Groups_2 | Air Compressor Optimization | 11.53% | 0 | 15.2099 | Industrial_2023_SC B_MW_Before Competition Groups_Air Compressor Optimization
Industrial | Ind ¦ Recommissioning | 2023 | SC B | MW | Before Competition Groups | 15.1454 | 0 | 0 | 131.962 | 0.11477 | 3 | Industrial_2023_SC B_MW_Before Competition Groups_3 | Recommissioning | 11.48% | 0 | 15.1454 | Industrial_2023_SC B_MW_Before Competition Groups_Recommissioning
Industrial | Ind ¦ SEM | 2023 | SC B | MW | Before Competition Groups | 15.1454 | 0 | 0 | 131.962 | 0.11477 | 4 | Industrial_2023_SC B_MW_Before Competition Groups_4 | SEM | 11.48% | 0 | 15.1454 | Industrial_2023_SC B_MW_Before Competition Groups_SEM
Industrial | Ind ¦ Pump System Optimization | 2023 | SC B | MW | Before Competition Groups | 12.359 | 0 | 0 | 131.962 | 0.093655 | 5 | Industrial_2023_SC B_MW_Before Competition Groups_5 | Pump System Optimization | 9.366% | 0 | 12.359 | Industrial_2023_SC B_MW_Before Competition Groups_Pump System Optimization
Industrial | Ind ¦ Efficient Compressed Air Nozzles | 2023 | SC B | MW | Before Competition Groups | 9.7516 | 0 | 0 | 131.962 | 0.073897 | 6 | Industrial_2023_SC B_MW_Before Competition Groups_6 | Efficient Compressed Air Nozzles | 7.39% | 0 | 9.7516 | Industrial_2023_SC B_MW_Before Competition Groups_Efficient Compressed Air Nozzles
Industrial | Ind ¦ High Efficiency HVAC Fans | 2023 | SC B | MW | Before Competition Groups | 6.8701 | 0 | 0 | 131.962 | 0.052061 | 7 | Industrial_2023_SC B_MW_Before Competition Groups_7 | High Efficiency HVAC Fans | 5.206% | 0 | 6.8701 | Industrial_2023_SC B_MW_Before Competition Groups_High Efficiency HVAC Fans
Industrial | Ind ¦ Pump Equipment Upgrade | 2023 | SC B | MW | Before Competition Groups | 6.0969 | 0 | 0 | 131.962 | 0.046202 | 8 | Industrial_2023_SC B_MW_Before Competition Groups_8 | Pump Equipment Upgrade | 4.62% | 0 | 6.0969 | Industrial_2023_SC B_MW_Before Competition Groups_Pump Equipment Upgrade
Industrial | Ind ¦ Fan System Optimization | 2023 | SC B | MW | Before Competition Groups | 5.5255 | 0 | 0 | 131.962 | 0.041872 | 9 | Industrial_2023_SC B_MW_Before Competition Groups_9 | Fan System Optimization | 4.187% | 0 | 5.5255 | Industrial_2023_SC B_MW_Before Competition Groups_Fan System Optimization
Industrial | Ind ¦ Greenhouse Grow Lights | 2023 | SC B | MW | Before Competition Groups | 4.4029 | 0 | 0 | 131.962 | 0.033365 | 10 | Industrial_2023_SC B_MW_Before Competition Groups_10 | Greenhouse Grow Lights | 3.336% | 0 | 4.4029 | Industrial_2023_SC B_MW_Before Competition Groups_Greenhouse Grow Lights
Industrial | Ind ¦ Improved Controls - Process Cooling | 2023 | SC B | MW | Before Competition Groups | 4.0714 | 0 | 0 | 131.962 | 0.030853 | 11 | Industrial_2023_SC B_MW_Before Competition Groups_11 | Improved Controls - Process Cooling | 3.085% | 0 | 4.0714 | Industrial_2023_SC B_MW_Before Competition Groups_Improved Controls - Process Cooling
Industrial | Ind ¦ Material Handling Improvements | 2023 | SC B | MW | Before Competition Groups | 2.2586 | 0 | 0 | 131.962 | 0.017116 | 12 | Industrial_2023_SC B_MW_Before Competition Groups_12 | Material Handling Improvements | 1.712% | 0 | 2.2586 | Industrial_2023_SC B_MW_Before Competition Groups_Material Handling Improvements
Industrial | Ind ¦ Pulp and Paper Process Improvements | 2023 | SC B | MW | Before Competition Groups | 2.1184 | 0 | 0 | 131.962 | 0.016053 | 13 | Industrial_2023_SC B_MW_Before Competition Groups_13 | Pulp and Paper Process Improvements | 1.605% | 0 | 2.1184 | Industrial_2023_SC B_MW_Before Competition Groups_Pulp and Paper Process Improvements
Industrial | Ind ¦ HE Lighting | 2023 | SC B | MW | Before Competition Groups | 1.8978 | 0 | 0 | 131.962 | 0.014382 | 14 | Industrial_2023_SC B_MW_Before Competition Groups_14 | HE Lighting | 1.438% | 0 | 1.8978 | Industrial_2023_SC B_MW_Before Competition Groups_HE Lighting
Industrial | Ind ¦ Cooling Tower Optimization | 2023 | SC B | MW | Before Competition Groups | 1.2172 | 0 | 0 | 131.962 | 0.009224 | 15 | Industrial_2023_SC B_MW_Before Competition Groups_15 | Cooling Tower Optimization | 0.9224% | 0 | 1.2172 | Industrial_2023_SC B_MW_Before Competition Groups_Cooling Tower Optimization
Industrial | Ind ¦ Refiner Plate Improvements | 2023 | SC B | MW | Before Competition Groups | 1.1349 | 0 | 0 | 131.962 | 0.0085998 | 16 | Industrial_2023_SC B_MW_Before Competition Groups_16 | Refiner Plate Improvements | 0.86% | 0 | 1.1349 | Industrial_2023_SC B_MW_Before Competition Groups_Refiner Plate Improvements
Industrial | Ind ¦ Free Cooling | 2023 | SC B | MW | Before Competition Groups | 1.1034 | 0 | 0 | 131.962 | 0.0083618 | 17 | Industrial_2023_SC B_MW_Before Competition Groups_17 | Free Cooling | 0.8362% | 0 | 1.1034 | Industrial_2023_SC B_MW_Before Competition Groups_Free Cooling
Industrial | Ind ¦ Process Optimization (Elec) | 2023 | SC B | MW | Before Competition Groups | 1.0531 | 0 | 0 | 131.962 | 0.0079807 | 18 | Industrial_2023_SC B_MW_Before Competition Groups_18 | Process Optimization (Elec) | 0.7981% | 0 | 1.0531 | Industrial_2023_SC B_MW_Before Competition Groups_Process Optimization (Elec)
Industrial | Ind ¦ Ventilation Optimization | 2023 | SC B | MW | Before Competition Groups | 0.98702 | 0 | 0 | 131.962 | 0.0074796 | 19 | Industrial_2023_SC B_MW_Before Competition Groups_19 | Ventilation Optimization | 0.748% | 0 | 0.98702 | Industrial_2023_SC B_MW_Before Competition Groups_Ventilation Optimization
Industrial | Ind ¦ VAV Conversion Project | 2023 | SC B | MW | Before Competition Groups | 0.94671 | 0 | 0 | 131.962 | 0.0071741 | 20 | Industrial_2023_SC B_MW_Before Competition Groups_20 | VAV Conversion Project | 0.7174% | 0 | 0.94671 | Industrial_2023_SC B_MW_Before Competition Groups_VAV Conversion Project
Industrial | Ind ¦ Process Heat Recovery | 2023 | SC B | MW | Before Competition Groups | 0.7752 | 0 | 0 | 131.962 | 0.0058744 | 21 | Industrial_2023_SC B_MW_Before Competition Groups_21 | Process Heat Recovery | 0.5874% | 0 | 0.7752 | Industrial_2023_SC B_MW_Before Competition Groups_Process Heat Recovery
Industrial | Ind ¦ High Efficiency Battery Charger | 2023 | SC B | MW | Before Competition Groups | 0.63555 | 0 | 0 | 131.962 | 0.0048161 | 22 | Industrial_2023_SC B_MW_Before Competition Groups_22 | High Efficiency Battery Charger | 0.4816% | 0 | 0.63555 | Industrial_2023_SC B_MW_Before Competition Groups_High Efficiency Battery Charger
Industrial | Ind ¦ Process Improvements | 2023 | SC B | MW | Before Competition Groups | 0.60751 | 0 | 0 | 131.962 | 0.0046036 | 23 | Industrial_2023_SC B_MW_Before Competition Groups_23 | Process Improvements | 0.4604% | 0 | 0.60751 | Industrial_2023_SC B_MW_Before Competition Groups_Process Improvements
Industrial | Ind ¦ Improved Controls - Process Heating | 2023 | SC B | MW | Before Competition Groups | 0.37757 | 0 | 0 | 131.962 | 0.0028612 | 24 | Industrial_2023_SC B_MW_Before Competition Groups_24 | Improved Controls - Process Heating | 0.2861% | 0 | 0.37757 | Industrial_2023_SC B_MW_Before Competition Groups_Improved Controls - Process Heating
Industrial | Ind ¦ Refrigeration Compressor VFD | 2023 | SC B | MW | Before Competition Groups | 0.35663 | 0 | 0 | 131.962 | 0.0027025 | 25 | Industrial_2023_SC B_MW_Before Competition Groups_25 | Refrigeration Compressor VFD | 0.2703% | 0 | 0.35663 | Industrial_2023_SC B_MW_Before Competition Groups_Refrigeration Compressor VFD
Industrial | Ind ¦ Engine Block Heater Timer | 2023 | SC B | MW | Before Competition Groups | 0.2287 | 0 | 0 | 131.962 | 0.0017331 | 26 | Industrial_2023_SC B_MW_Before Competition Groups_26 | Engine Block Heater Timer | 0.1733% | 0 | 0.2287 | Industrial_2023_SC B_MW_Before Competition Groups_Engine Block Heater Timer
Industrial | Ind ¦ Air Compressor Heat Recovery | 2023 | SC B | MW | Before Competition Groups | 0.10442 | 0 | 0 | 131.962 | 0.00079131 | 27 | Industrial_2023_SC B_MW_Before Competition Groups_27 | Air Compressor Heat Recovery | 0.07913% | 0 | 0.10442 | Industrial_2023_SC B_MW_Before Competition Groups_Air Compressor Heat Recovery
Industrial | Ind ¦ Dairy Pre-Cooler | 2023 | SC B | MW | Before Competition Groups | 0.07644 | 0 | 0 | 131.962 | 0.00057926 | 28 | Industrial_2023_SC B_MW_Before Competition Groups_28 | Dairy Pre-Cooler | 0.05793% | 0 | 0.07644 | Industrial_2023_SC B_MW_Before Competition Groups_Dairy Pre-Cooler
Industrial | Ind ¦ Efficient Irrigation | 2023 | SC B | MW | Before Competition Groups | 0.056749 | 0 | 0 | 131.962 | 0.00043004 | 29 | Industrial_2023_SC B_MW_Before Competition Groups_29 | Efficient Irrigation | 0.043% | 0 | 0.056749 | Industrial_2023_SC B_MW_Before Competition Groups_Efficient Irrigation
Industrial | Ind ¦ Efficient Refrigeration Compressor | 2023 | SC B | MW | Before Competition Groups | 0.049929 | 0 | 0 | 131.962 | 0.00037836 | 30 | Industrial_2023_SC B_MW_Before Competition Groups_30 | Efficient Refrigeration Compressor | 0.03784% | 0 | 0.049929 | Industrial_2023_SC B_MW_Before Competition Groups_Efficient Refrigeration Compressor
Industrial | Ind ¦ Heat Lamps/Heat Pad | 2023 | SC B | MW | Before Competition Groups | 0 | 0 | 0 | 131.962 | 0 | 31 | Industrial_2023_SC B_MW_Before Competition Groups_31 | Heat Lamps/Heat Pad | 0% | 0 | 0 | Industrial_2023_SC B_MW_Before Competition Groups_Heat Lamps/Heat Pad
Industrial | Ind ¦ Air Compressor Optimization | 2023 | SC C | MW | Before Competition Groups | 15.2099 | 0 | 0 | 79.3488 | 0.19168 | 1 | Industrial_2023_SC C_MW_Before Competition Groups_1 | Air Compressor Optimization | 19.17% | 0 | 15.2099 | Industrial_2023_SC C_MW_Before Competition Groups_Air Compressor Optimization
Industrial | Ind ¦ Pump System Optimization | 2023 | SC C | MW | Before Competition Groups | 12.359 | 0 | 0 | 79.3488 | 0.15575 | 2 | Industrial_2023_SC C_MW_Before Competition Groups_2 | Pump System Optimization | 15.58% | 0 | 12.359 | Industrial_2023_SC C_MW_Before Competition Groups_Pump System Optimization
Industrial | Ind ¦ Air Leak Survey and Repair | 2023 | SC C | MW | Before Competition Groups | 7.9889 | 0 | 0 | 79.3488 | 0.10068 | 3 | Industrial_2023_SC C_MW_Before Competition Groups_3 | Air Leak Survey and Repair | 10.07% | 0 | 7.9889 | Industrial_2023_SC C_MW_Before Competition Groups_Air Leak Survey and Repair
Industrial | Ind ¦ Pump Equipment Upgrade | 2023 | SC C | MW | Before Competition Groups | 6.0969 | 0 | 0 | 79.3488 | 0.076836 | 4 | Industrial_2023_SC C_MW_Before Competition Groups_4 | Pump Equipment Upgrade | 7.684% | 0 | 6.0969 | Industrial_2023_SC C_MW_Before Competition Groups_Pump Equipment Upgrade
Industrial | Ind ¦ Recommissioning | 2023 | SC C | MW | Before Competition Groups | 5.6546 | 0 | 0 | 79.3488 | 0.071263 | 5 | Industrial_2023_SC C_MW_Before Competition Groups_5 | Recommissioning | 7.126% | 0 | 5.6546 | Industrial_2023_SC C_MW_Before Competition Groups_Recommissioning
Industrial | Ind ¦ SEM | 2023 | SC C | MW | Before Competition Groups | 5.6546 | 0 | 0 | 79.3488 | 0.071263 | 6 | Industrial_2023_SC C_MW_Before Competition Groups_6 | SEM | 7.126% | 0 | 5.6546 | Industrial_2023_SC C_MW_Before Competition Groups_SEM
Industrial | Ind ¦ Fan System Optimization | 2023 | SC C | MW | Before Competition Groups | 5.5255 | 0 | 0 | 79.3488 | 0.069636 | 7 | Industrial_2023_SC C_MW_Before Competition Groups_7 | Fan System Optimization | 6.964% | 0 | 5.5255 | Industrial_2023_SC C_MW_Before Competition Groups_Fan System Optimization
Industrial | Ind ¦ High Efficiency HVAC Fans | 2023 | SC C | MW | Before Competition Groups | 3.7796 | 0 | 0 | 79.3488 | 0.047633 | 8 | Industrial_2023_SC C_MW_Before Competition Groups_8 | High Efficiency HVAC Fans | 4.763% | 0 | 3.7796 | Industrial_2023_SC C_MW_Before Competition Groups_High Efficiency HVAC Fans
Industrial | Ind ¦ Efficient Compressed Air Nozzles | 2023 | SC C | MW | Before Competition Groups | 3.6519 | 0 | 0 | 79.3488 | 0.046024 | 9 | Industrial_2023_SC C_MW_Before Competition Groups_9 | Efficient Compressed Air Nozzles | 4.602% | 0 | 3.6519 | Industrial_2023_SC C_MW_Before Competition Groups_Efficient Compressed Air Nozzles
Industrial | Ind ¦ Greenhouse Grow Lights | 2023 | SC C | MW | Before Competition Groups | 3.0308 | 0 | 0 | 79.3488 | 0.038196 | 10 | Industrial_2023_SC C_MW_Before Competition Groups_10 | Greenhouse Grow Lights | 3.82% | 0 | 3.0308 | Industrial_2023_SC C_MW_Before Competition Groups_Greenhouse Grow Lights
Industrial | Ind ¦ Improved Controls - Process Cooling | 2023 | SC C | MW | Before Competition Groups | 1.5199 | 0 | 0 | 79.3488 | 0.019155 | 11 | Industrial_2023_SC C_MW_Before Competition Groups_11 | Improved Controls - Process Cooling | 1.915% | 0 | 1.5199 | Industrial_2023_SC C_MW_Before Competition Groups_Improved Controls - Process Cooling
Industrial | Ind ¦ Material Handling Improvements | 2023 | SC C | MW | Before Competition Groups | 1.437 | 0 | 0 | 79.3488 | 0.018109 | 12 | Industrial_2023_SC C_MW_Before Competition Groups_12 | Material Handling Improvements | 1.811% | 0 | 1.437 | Industrial_2023_SC C_MW_Before Competition Groups_Material Handling Improvements
Industrial | Ind ¦ Cooling Tower Optimization | 2023 | SC C | MW | Before Competition Groups | 1.2172 | 0 | 0 | 79.3488 | 0.01534 | 13 | Industrial_2023_SC C_MW_Before Competition Groups_13 | Cooling Tower Optimization | 1.534% | 0 | 1.2172 | Industrial_2023_SC C_MW_Before Competition Groups_Cooling Tower Optimization
Industrial | Ind ¦ Process Optimization (Elec) | 2023 | SC C | MW | Before Competition Groups | 1.0531 | 0 | 0 | 79.3488 | 0.013272 | 14 | Industrial_2023_SC C_MW_Before Competition Groups_14 | Process Optimization (Elec) | 1.327% | 0 | 1.0531 | Industrial_2023_SC C_MW_Before Competition Groups_Process Optimization (Elec)
Industrial | Ind ¦ Ventilation Optimization | 2023 | SC C | MW | Before Competition Groups | 0.98702 | 0 | 0 | 79.3488 | 0.012439 | 15 | Industrial_2023_SC C_MW_Before Competition Groups_15 | Ventilation Optimization | 1.244% | 0 | 0.98702 | Industrial_2023_SC C_MW_Before Competition Groups_Ventilation Optimization
Industrial | Ind ¦ Pulp and Paper Process Improvements | 2023 | SC C | MW | Before Competition Groups | 0.78992 | 0 | 0 | 79.3488 | 0.009955 | 16 | Industrial_2023_SC C_MW_Before Competition Groups_16 | Pulp and Paper Process Improvements | 0.9955% | 0 | 0.78992 | Industrial_2023_SC C_MW_Before Competition Groups_Pulp and Paper Process Improvements
Industrial | Ind ¦ HE Lighting | 2023 | SC C | MW | Before Competition Groups | 0.71172 | 0 | 0 | 79.3488 | 0.0089695 | 17 | Industrial_2023_SC C_MW_Before Competition Groups_17 | HE Lighting | 0.897% | 0 | 0.71172 | Industrial_2023_SC C_MW_Before Competition Groups_HE Lighting
Industrial | Ind ¦ Refiner Plate Improvements | 2023 | SC C | MW | Before Competition Groups | 0.42337 | 0 | 0 | 79.3488 | 0.0053356 | 18 | Industrial_2023_SC C_MW_Before Competition Groups_18 | Refiner Plate Improvements | 0.5336% | 0 | 0.42337 | Industrial_2023_SC C_MW_Before Competition Groups_Refiner Plate Improvements
Industrial | Ind ¦ Free Cooling | 2023 | SC C | MW | Before Competition Groups | 0.41259 | 0 | 0 | 79.3488 | 0.0051998 | 19 | Industrial_2023_SC C_MW_Before Competition Groups_19 | Free Cooling | 0.52% | 0 | 0.41259 | Industrial_2023_SC C_MW_Before Competition Groups_Free Cooling
Industrial | Ind ¦ VAV Conversion Project | 2023 | SC C | MW | Before Competition Groups | 0.35343 | 0 | 0 | 79.3488 | 0.0044541 | 20 | Industrial_2023_SC C_MW_Before Competition Groups_20 | VAV Conversion Project | 0.4454% | 0 | 0.35343 | Industrial_2023_SC C_MW_Before Competition Groups_VAV Conversion Project
Industrial | Ind ¦ High Efficiency Battery Charger | 2023 | SC C | MW | Before Competition Groups | 0.32079 | 0 | 0 | 79.3488 | 0.0040428 | 21 | Industrial_2023_SC C_MW_Before Competition Groups_21 | High Efficiency Battery Charger | 0.4043% | 0 | 0.32079 | Industrial_2023_SC C_MW_Before Competition Groups_High Efficiency Battery Charger
Industrial | Ind ¦ Process Heat Recovery | 2023 | SC C | MW | Before Competition Groups | 0.28924 | 0 | 0 | 79.3488 | 0.0036452 | 22 | Industrial_2023_SC C_MW_Before Competition Groups_22 | Process Heat Recovery | 0.3645% | 0 | 0.28924 | Industrial_2023_SC C_MW_Before Competition Groups_Process Heat Recovery
Industrial | Ind ¦ Refrigeration Compressor VFD | 2023 | SC C | MW | Before Competition Groups | 0.26626 | 0 | 0 | 79.3488 | 0.0033556 | 23 | Industrial_2023_SC C_MW_Before Competition Groups_23 | Refrigeration Compressor VFD | 0.3356% | 0 | 0.26626 | Industrial_2023_SC C_MW_Before Competition Groups_Refrigeration Compressor VFD
Industrial | Ind ¦ Process Improvements | 2023 | SC C | MW | Before Competition Groups | 0.22681 | 0 | 0 | 79.3488 | 0.0028584 | 24 | Industrial_2023_SC C_MW_Before Competition Groups_24 | Process Improvements | 0.2858% | 0 | 0.22681 | Industrial_2023_SC C_MW_Before Competition Groups_Process Improvements
Industrial | Ind ¦ Improved Controls - Process Heating | 2023 | SC C | MW | Before Competition Groups | 0.14106 | 0 | 0 | 79.3488 | 0.0017778 | 25 | Industrial_2023_SC C_MW_Before Competition Groups_25 | Improved Controls - Process Heating | 0.1778% | 0 | 0.14106 | Industrial_2023_SC C_MW_Before Competition Groups_Improved Controls - Process Heating
Industrial | Ind ¦ Engine Block Heater Timer | 2023 | SC C | MW | Before Competition Groups | 0.085359 | 0 | 0 | 79.3488 | 0.0010757 | 26 | Industrial_2023_SC C_MW_Before Competition Groups_26 | Engine Block Heater Timer | 0.1076% | 0 | 0.085359 | Industrial_2023_SC C_MW_Before Competition Groups_Engine Block Heater Timer
Industrial | Ind ¦ Dairy Pre-Cooler | 2023 | SC C | MW | Before Competition Groups | 0.06471 | 0 | 0 | 79.3488 | 0.00081552 | 27 | Industrial_2023_SC C_MW_Before Competition Groups_27 | Dairy Pre-Cooler | 0.08155% | 0 | 0.06471 | Industrial_2023_SC C_MW_Before Competition Groups_Dairy Pre-Cooler
Industrial | Ind ¦ Air Compressor Heat Recovery | 2023 | SC C | MW | Before Competition Groups | 0.038995 | 0 | 0 | 79.3488 | 0.00049143 | 28 | Industrial_2023_SC C_MW_Before Competition Groups_28 | Air Compressor Heat Recovery | 0.04914% | 0 | 0.038995 | Industrial_2023_SC C_MW_Before Competition Groups_Air Compressor Heat Recovery
Industrial | Ind ¦ Efficient Refrigeration Compressor | 2023 | SC C | MW | Before Competition Groups | 0.037243 | 0 | 0 | 79.3488 | 0.00046936 | 29 | Industrial_2023_SC C_MW_Before Competition Groups_29 | Efficient Refrigeration Compressor | 0.04694% | 0 | 0.037243 | Industrial_2023_SC C_MW_Before Competition Groups_Efficient Refrigeration Compressor
Industrial | Ind ¦ Efficient Irrigation | 2023 | SC C | MW | Before Competition Groups | 0.021281 | 0 | 0 | 79.3488 | 0.00026819 | 30 | Industrial_2023_SC C_MW_Before Competition Groups_30 | Efficient Irrigation | 0.02682% | 0 | 0.021281 | Industrial_2023_SC C_MW_Before Competition Groups_Efficient Irrigation
Industrial | Ind ¦ Heat Lamps/Heat Pad | 2023 | SC C | MW | Before Competition Groups | 0 | 0 | 0 | 79.3488 | 0 | 31 | Industrial_2023_SC C_MW_Before Competition Groups_31 | Heat Lamps/Heat Pad | 0% | 0 | 0 | Industrial_2023_SC C_MW_Before Competition Groups_Heat Lamps/Heat Pad
Industrial | Ind ¦ Air Compressor Optimization | 2023 | SC D | MW | Before Competition Groups | 15.2099 | 0 | 0 | 74.9483 | 0.20294 | 1 | Industrial_2023_SC D_MW_Before Competition Groups_1 | Air Compressor Optimization | 20.29% | 0 | 15.2099 | Industrial_2023_SC D_MW_Before Competition Groups_Air Compressor Optimization
Industrial | Ind ¦ Pump System Optimization | 2023 | SC D | MW | Before Competition Groups | 12.1161 | 0 | 0 | 74.9483 | 0.16166 | 2 | Industrial_2023_SC D_MW_Before Competition Groups_2 | Pump System Optimization | 16.17% | 0 | 12.1161 | Industrial_2023_SC D_MW_Before Competition Groups_Pump System Optimization
Industrial | Ind ¦ Air Leak Survey and Repair | 2023 | SC D | MW | Before Competition Groups | 7.9754 | 0 | 0 | 74.9483 | 0.10641 | 3 | Industrial_2023_SC D_MW_Before Competition Groups_3 | Air Leak Survey and Repair | 10.64% | 0 | 7.9754 | Industrial_2023_SC D_MW_Before Competition Groups_Air Leak Survey and Repair
Industrial | Ind ¦ Pump Equipment Upgrade | 2023 | SC D | MW | Before Competition Groups | 5.7584 | 0 | 0 | 74.9483 | 0.076831 | 4 | Industrial_2023_SC D_MW_Before Competition Groups_4 | Pump Equipment Upgrade | 7.683% | 0 | 5.7584 | Industrial_2023_SC D_MW_Before Competition Groups_Pump Equipment Upgrade
Industrial | Ind ¦ SEM | 2023 | SC D | MW | Before Competition Groups | 5.6546 | 0 | 0 | 74.9483 | 0.075447 | 5 | Industrial_2023_SC D_MW_Before Competition Groups_5 | SEM | 7.545% | 0 | 5.6546 | Industrial_2023_SC D_MW_Before Competition Groups_SEM
Industrial | Ind ¦ Fan System Optimization | 2023 | SC D | MW | Before Competition Groups | 5.5255 | 0 | 0 | 74.9483 | 0.073725 | 6 | Industrial_2023_SC D_MW_Before Competition Groups_6 | Fan System Optimization | 7.372% | 0 | 5.5255 | Industrial_2023_SC D_MW_Before Competition Groups_Fan System Optimization
Industrial | Ind ¦ Recommissioning | 2023 | SC D | MW | Before Competition Groups | 5.4719 | 0 | 0 | 74.9483 | 0.073009 | 7 | Industrial_2023_SC D_MW_Before Competition Groups_7 | Recommissioning | 7.301% | 0 | 5.4719 | Industrial_2023_SC D_MW_Before Competition Groups_Recommissioning
Industrial | Ind ¦ Efficient Compressed Air Nozzles | 2023 | SC D | MW | Before Competition Groups | 3.6519 | 0 | 0 | 74.9483 | 0.048726 | 8 | Industrial_2023_SC D_MW_Before Competition Groups_8 | Efficient Compressed Air Nozzles | 4.873% | 0 | 3.6519 | Industrial_2023_SC D_MW_Before Competition Groups_Efficient Compressed Air Nozzles
Industrial | Ind ¦ High Efficiency HVAC Fans | 2023 | SC D | MW | Before Competition Groups | 3.6209 | 0 | 0 | 74.9483 | 0.048311 | 9 | Industrial_2023_SC D_MW_Before Competition Groups_9 | High Efficiency HVAC Fans | 4.831% | 0 | 3.6209 | Industrial_2023_SC D_MW_Before Competition Groups_High Efficiency HVAC Fans
Industrial | Ind ¦ Greenhouse Grow Lights | 2023 | SC D | MW | Before Competition Groups | 2.0332 | 0 | 0 | 74.9483 | 0.027128 | 10 | Industrial_2023_SC D_MW_Before Competition Groups_10 | Greenhouse Grow Lights | 2.713% | 0 | 2.0332 | Industrial_2023_SC D_MW_Before Competition Groups_Greenhouse Grow Lights
Industrial | Ind ¦ Improved Controls - Process Cooling | 2023 | SC D | MW | Before Competition Groups | 1.5199 | 0 | 0 | 74.9483 | 0.020279 | 11 | Industrial_2023_SC D_MW_Before Competition Groups_11 | Improved Controls - Process Cooling | 2.028% | 0 | 1.5199 | Industrial_2023_SC D_MW_Before Competition Groups_Improved Controls - Process Cooling
Industrial | Ind ¦ Material Handling Improvements | 2023 | SC D | MW | Before Competition Groups | 1.437 | 0 | 0 | 74.9483 | 0.019173 | 12 | Industrial_2023_SC D_MW_Before Competition Groups_12 | Material Handling Improvements | 1.917% | 0 | 1.437 | Industrial_2023_SC D_MW_Before Competition Groups_Material Handling Improvements
Industrial | Ind ¦ Cooling Tower Optimization | 2023 | SC D | MW | Before Competition Groups | 1.0944 | 0 | 0 | 74.9483 | 0.014602 | 13 | Industrial_2023_SC D_MW_Before Competition Groups_13 | Cooling Tower Optimization | 1.46% | 0 | 1.0944 | Industrial_2023_SC D_MW_Before Competition Groups_Cooling Tower Optimization
Industrial | Ind ¦ Process Optimization (Elec) | 2023 | SC D | MW | Before Competition Groups | 1.0531 | 0 | 0 | 74.9483 | 0.014052 | 14 | Industrial_2023_SC D_MW_Before Competition Groups_14 | Process Optimization (Elec) | 1.405% | 0 | 1.0531 | Industrial_2023_SC D_MW_Before Competition Groups_Process Optimization (Elec)
Industrial | Ind ¦ Ventilation Optimization | 2023 | SC D | MW | Before Competition Groups | 0.85614 | 0 | 0 | 74.9483 | 0.011423 | 15 | Industrial_2023_SC D_MW_Before Competition Groups_15 | Ventilation Optimization | 1.142% | 0 | 0.85614 | Industrial_2023_SC D_MW_Before Competition Groups_Ventilation Optimization
Industrial | Ind ¦ Refiner Plate Improvements | 2023 | SC D | MW | Before Competition Groups | 0.42337 | 0 | 0 | 74.9483 | 0.0056489 | 16 | Industrial_2023_SC D_MW_Before Competition Groups_16 | Refiner Plate Improvements | 0.5649% | 0 | 0.42337 | Industrial_2023_SC D_MW_Before Competition Groups_Refiner Plate Improvements
Industrial | Ind ¦ VAV Conversion Project | 2023 | SC D | MW | Before Competition Groups | 0.24252 | 0 | 0 | 74.9483 | 0.0032359 | 17 | Industrial_2023_SC D_MW_Before Competition Groups_17 | VAV Conversion Project | 0.3236% | 0 | 0.24252 | Industrial_2023_SC D_MW_Before Competition Groups_VAV Conversion Project
Industrial | Ind ¦ Process Heat Recovery | 2023 | SC D | MW | Before Competition Groups | 0.21886 | 0 | 0 | 74.9483 | 0.0029202 | 18 | Industrial_2023_SC D_MW_Before Competition Groups_18 | Process Heat Recovery | 0.292% | 0 | 0.21886 | Industrial_2023_SC D_MW_Before Competition Groups_Process Heat Recovery
Industrial | Ind ¦ Process Improvements | 2023 | SC D | MW | Before Competition Groups | 0.20006 | 0 | 0 | 74.9483 | 0.0026694 | 19 | Industrial_2023_SC D_MW_Before Competition Groups_19 | Process Improvements | 0.2669% | 0 | 0.20006 | Industrial_2023_SC D_MW_Before Competition Groups_Process Improvements
Industrial | Ind ¦ Refrigeration Compressor VFD | 2023 | SC D | MW | Before Competition Groups | 0.16207 | 0 | 0 | 74.9483 | 0.0021624 | 20 | Industrial_2023_SC D_MW_Before Competition Groups_20 | Refrigeration Compressor VFD | 0.2162% | 0 | 0.16207 | Industrial_2023_SC D_MW_Before Competition Groups_Refrigeration Compressor VFD
Industrial | Ind ¦ High Efficiency Battery Charger | 2023 | SC D | MW | Before Competition Groups | 0.15789 | 0 | 0 | 74.9483 | 0.0021067 | 21 | Industrial_2023_SC D_MW_Before Competition Groups_21 | High Efficiency Battery Charger | 0.2107% | 0 | 0.15789 | Industrial_2023_SC D_MW_Before Competition Groups_High Efficiency Battery Charger
Industrial | Ind ¦ Improved Controls - Process Heating | 2023 | SC D | MW | Before Competition Groups | 0.12673 | 0 | 0 | 74.9483 | 0.0016909 | 22 | Industrial_2023_SC D_MW_Before Competition Groups_22 | Improved Controls - Process Heating | 0.1691% | 0 | 0.12673 | Industrial_2023_SC D_MW_Before Competition Groups_Improved Controls - Process Heating
Industrial | Ind ¦ Pulp and Paper Process Improvements | 2023 | SC D | MW | Before Competition Groups | 0.10333 | 0 | 0 | 74.9483 | 0.0013787 | 23 | Industrial_2023_SC D_MW_Before Competition Groups_23 | Pulp and Paper Process Improvements | 0.1379% | 0 | 0.10333 | Industrial_2023_SC D_MW_Before Competition Groups_Pulp and Paper Process Improvements
Industrial | Ind ¦ Engine Block Heater Timer | 2023 | SC D | MW | Before Competition Groups | 0.081078 | 0 | 0 | 74.9483 | 0.0010818 | 24 | Industrial_2023_SC D_MW_Before Competition Groups_24 | Engine Block Heater Timer | 0.1082% | 0 | 0.081078 | Industrial_2023_SC D_MW_Before Competition Groups_Engine Block Heater Timer
Industrial | Ind ¦ HE Lighting | 2023 | SC D | MW | Before Competition Groups | 0.077335 | 0 | 0 | 74.9483 | 0.0010318 | 25 | Industrial_2023_SC D_MW_Before Competition Groups_25 | HE Lighting | 0.1032% | 0 | 0.077335 | Industrial_2023_SC D_MW_Before Competition Groups_HE Lighting
Industrial | Ind ¦ Free Cooling | 2023 | SC D | MW | Before Competition Groups | 0.059185 | 0 | 0 | 74.9483 | 0.00078968 | 26 | Industrial_2023_SC D_MW_Before Competition Groups_26 | Free Cooling | 0.07897% | 0 | 0.059185 | Industrial_2023_SC D_MW_Before Competition Groups_Free Cooling
Industrial | Ind ¦ Efficient Refrigeration Compressor | 2023 | SC D | MW | Before Competition Groups | 0.037023 | 0 | 0 | 74.9483 | 0.00049398 | 27 | Industrial_2023_SC D_MW_Before Competition Groups_27 | Efficient Refrigeration Compressor | 0.0494% | 0 | 0.037023 | Industrial_2023_SC D_MW_Before Competition Groups_Efficient Refrigeration Compressor
Industrial | Ind ¦ Air Compressor Heat Recovery | 2023 | SC D | MW | Before Competition Groups | 0.035572 | 0 | 0 | 74.9483 | 0.00047463 | 28 | Industrial_2023_SC D_MW_Before Competition Groups_28 | Air Compressor Heat Recovery | 0.04746% | 0 | 0.035572 | Industrial_2023_SC D_MW_Before Competition Groups_Air Compressor Heat Recovery
Industrial | Ind ¦ Dairy Pre-Cooler | 2023 | SC D | MW | Before Competition Groups | 0.031218 | 0 | 0 | 74.9483 | 0.00041653 | 29 | Industrial_2023_SC D_MW_Before Competition Groups_29 | Dairy Pre-Cooler | 0.04165% | 0 | 0.031218 | Industrial_2023_SC D_MW_Before Competition Groups_Dairy Pre-Cooler
Industrial | Ind ¦ Efficient Irrigation | 2023 | SC D | MW | Before Competition Groups | 0.013638 | 0 | 0 | 74.9483 | 0.00018196 | 30 | Industrial_2023_SC D_MW_Before Competition Groups_30 | Efficient Irrigation | 0.0182% | 0 | 0.013638 | Industrial_2023_SC D_MW_Before Competition Groups_Efficient Irrigation
Industrial | Ind ¦ Heat Lamps/Heat Pad | 2023 | SC D | MW | Before Competition Groups | 0 | 0 | 0 | 74.9483 | 0 | 31 | Industrial_2023_SC D_MW_Before Competition Groups_31 | Heat Lamps/Heat Pad | 0% | 0 | 0 | Industrial_2023_SC D_MW_Before Competition Groups_Heat Lamps/Heat Pad
Industrial | Ind ¦ Air Leak Survey and Repair | 2023 | Technical | MW | Before Competition Groups | 74.5433 | 0 | 0 | 640.7378 | 0.11634 | 1 | Industrial_2023_Technical_MW_Before Competition Groups_1 | Air Leak Survey and Repair | 11.63% | 0 | 74.5433 | Industrial_2023_Technical_MW_Before Competition Groups_Air Leak Survey and Repair
Industrial | Ind ¦ Pump System Optimization | 2023 | Technical | MW | Before Competition Groups | 70.6877 | 0 | 0 | 640.7378 | 0.11032 | 2 | Industrial_2023_Technical_MW_Before Competition Groups_2 | Pump System Optimization | 11.03% | 0 | 70.6877 | Industrial_2023_Technical_MW_Before Competition Groups_Pump System Optimization
Industrial | Ind ¦ HE Lighting | 2023 | Technical | MW | Before Competition Groups | 70.3044 | 0 | 0 | 640.7378 | 0.10972 | 3 | Industrial_2023_Technical_MW_Before Competition Groups_3 | HE Lighting | 10.97% | 0 | 70.3044 | Industrial_2023_Technical_MW_Before Competition Groups_HE Lighting
Industrial | Ind ¦ Recommissioning | 2023 | Technical | MW | Before Competition Groups | 53.9096 | 0 | 0 | 640.7378 | 0.084137 | 4 | Industrial_2023_Technical_MW_Before Competition Groups_4 | Recommissioning | 8.414% | 0 | 53.9096 | Industrial_2023_Technical_MW_Before Competition Groups_Recommissioning
Industrial | Ind ¦ SEM | 2023 | Technical | MW | Before Competition Groups | 53.9096 | 0 | 0 | 640.7378 | 0.084137 | 5 | Industrial_2023_Technical_MW_Before Competition Groups_5 | SEM | 8.414% | 0 | 53.9096 | Industrial_2023_Technical_MW_Before Competition Groups_SEM
Industrial | Ind ¦ Air Compressor Optimization | 2023 | Technical | MW | Before Competition Groups | 44.6261 | 0 | 0 | 640.7378 | 0.069648 | 6 | Industrial_2023_Technical_MW_Before Competition Groups_6 | Air Compressor Optimization | 6.965% | 0 | 44.6261 | Industrial_2023_Technical_MW_Before Competition Groups_Air Compressor Optimization
Industrial | Ind ¦ Efficient Compressed Air Nozzles | 2023 | Technical | MW | Before Competition Groups | 42.488 | 0 | 0 | 640.7378 | 0.066311 | 7 | Industrial_2023_Technical_MW_Before Competition Groups_7 | Efficient Compressed Air Nozzles | 6.631% | 0 | 42.488 | Industrial_2023_Technical_MW_Before Competition Groups_Efficient Compressed Air Nozzles
Industrial | Ind ¦ Pump Equipment Upgrade | 2023 | Technical | MW | Before Competition Groups | 33.3027 | 0 | 0 | 640.7378 | 0.051976 | 8 | Industrial_2023_Technical_MW_Before Competition Groups_8 | Pump Equipment Upgrade | 5.198% | 0 | 33.3027 | Industrial_2023_Technical_MW_Before Competition Groups_Pump Equipment Upgrade
Industrial | Ind ¦ High Efficiency HVAC Fans | 2023 | Technical | MW | Before Competition Groups | 22.7405 | 0 | 0 | 640.7378 | 0.035491 | 9 | Industrial_2023_Technical_MW_Before Competition Groups_9 | High Efficiency HVAC Fans | 3.549% | 0 | 22.7405 | Industrial_2023_Technical_MW_Before Competition Groups_High Efficiency HVAC Fans
Industrial | Ind ¦ Process Optimization (Elec) | 2023 | Technical | MW | Before Competition Groups | 22.0016 | 0 | 0 | 640.7378 | 0.034338 | 10 | Industrial_2023_Technical_MW_Before Competition Groups_10 | Process Optimization (Elec) | 3.434% | 0 | 22.0016 | Industrial_2023_Technical_MW_Before Competition Groups_Process Optimization (Elec)
Industrial | Ind ¦ Premium Efficient Motors | 2023 | Technical | MW | Before Competition Groups | 18.2675 | 0 | 0 | 640.7378 | 0.02851 | 11 | Industrial_2023_Technical_MW_Before Competition Groups_11 | Premium Efficient Motors | 2.851% | 0 | 18.2675 | Industrial_2023_Technical_MW_Before Competition Groups_Premium Efficient Motors
Industrial | Ind ¦ Greenhouse Grow Lights | 2023 | Technical | MW | Before Competition Groups | 18.1357 | 0 | 0 | 640.7378 | 0.028304 | 12 | Industrial_2023_Technical_MW_Before Competition Groups_12 | Greenhouse Grow Lights | 2.83% | 0 | 18.1357 | Industrial_2023_Technical_MW_Before Competition Groups_Greenhouse Grow Lights
Industrial | Ind ¦ Fan System Optimization | 2023 | Technical | MW | Before Competition Groups | 16.7289 | 0 | 0 | 640.7378 | 0.026109 | 13 | Industrial_2023_Technical_MW_Before Competition Groups_13 | Fan System Optimization | 2.611% | 0 | 16.7289 | Industrial_2023_Technical_MW_Before Competition Groups_Fan System Optimization
Industrial | Ind ¦ Improved Controls - Process Cooling | 2023 | Technical | MW | Before Competition Groups | 14.302 | 0 | 0 | 640.7378 | 0.022321 | 14 | Industrial_2023_Technical_MW_Before Competition Groups_14 | Improved Controls - Process Cooling | 2.232% | 0 | 14.302 | Industrial_2023_Technical_MW_Before Competition Groups_Improved Controls - Process Cooling
Industrial | Ind ¦ HE HVAC Controls | 2023 | Technical | MW | Before Competition Groups | 8.8904 | 0 | 0 | 640.7378 | 0.013875 | 15 | Industrial_2023_Technical_MW_Before Competition Groups_15 | HE HVAC Controls | 1.388% | 0 | 8.8904 | Industrial_2023_Technical_MW_Before Competition Groups_HE HVAC Controls
Industrial | Ind ¦ Pulp and Paper Process Improvements | 2023 | Technical | MW | Before Competition Groups | 8.1204 | 0 | 0 | 640.7378 | 0.012673 | 16 | Industrial_2023_Technical_MW_Before Competition Groups_16 | Pulp and Paper Process Improvements | 1.267% | 0 | 8.1204 | Industrial_2023_Technical_MW_Before Competition Groups_Pulp and Paper Process Improvements
Industrial | Ind ¦ Ventilation Optimization | 2023 | Technical | MW | Before Competition Groups | 8.0206 | 0 | 0 | 640.7378 | 0.012518 | 17 | Industrial_2023_Technical_MW_Before Competition Groups_17 | Ventilation Optimization | 1.252% | 0 | 8.0206 | Industrial_2023_Technical_MW_Before Competition Groups_Ventilation Optimization
Industrial | Ind ¦ Material Handling Improvements | 2023 | Technical | MW | Before Competition Groups | 6.3269 | 0 | 0 | 640.7378 | 0.0098744 | 18 | Industrial_2023_Technical_MW_Before Competition Groups_18 | Material Handling Improvements | 0.9874% | 0 | 6.3269 | Industrial_2023_Technical_MW_Before Competition Groups_Material Handling Improvements
Industrial | Ind ¦ Chiller Optimization | 2023 | Technical | MW | Before Competition Groups | 5.484 | 0 | 0 | 640.7378 | 0.0085589 | 19 | Industrial_2023_Technical_MW_Before Competition Groups_19 | Chiller Optimization | 0.8559% | 0 | 5.484 | Industrial_2023_Technical_MW_Before Competition Groups_Chiller Optimization
Industrial | Ind ¦ HVLS Fans | 2023 | Technical | MW | Before Competition Groups | 5.1602 | 0 | 0 | 640.7378 | 0.0080536 | 20 | Industrial_2023_Technical_MW_Before Competition Groups_20 | HVLS Fans | 0.8054% | 0 | 5.1602 | Industrial_2023_Technical_MW_Before Competition Groups_HVLS Fans
Industrial | Ind ¦ Refiner Plate Improvements | 2023 | Technical | MW | Before Competition Groups | 5.1521 | 0 | 0 | 640.7378 | 0.0080409 | 21 | Industrial_2023_Technical_MW_Before Competition Groups_21 | Refiner Plate Improvements | 0.8041% | 0 | 5.1521 | Industrial_2023_Technical_MW_Before Competition Groups_Refiner Plate Improvements
Industrial | Ind ¦ HE HVAC Units | 2023 | Technical | MW | Before Competition Groups | 5.008 | 0 | 0 | 640.7378 | 0.007816 | 22 | Industrial_2023_Technical_MW_Before Competition Groups_22 | HE HVAC Units | 0.7816% | 0 | 5.008 | Industrial_2023_Technical_MW_Before Competition Groups_HE HVAC Units
Industrial | Ind ¦ Cooling Tower Optimization | 2023 | Technical | MW | Before Competition Groups | 4.2713 | 0 | 0 | 640.7378 | 0.0066662 | 23 | Industrial_2023_Technical_MW_Before Competition Groups_23 | Cooling Tower Optimization | 0.6666% | 0 | 4.2713 | Industrial_2023_Technical_MW_Before Competition Groups_Cooling Tower Optimization
Industrial | Ind ¦ Free Cooling | 2023 | Technical | MW | Before Competition Groups | 3.577 | 0 | 0 | 640.7378 | 0.0055827 | 24 | Industrial_2023_Technical_MW_Before Competition Groups_24 | Free Cooling | 0.5583% | 0 | 3.577 | Industrial_2023_Technical_MW_Before Competition Groups_Free Cooling
Industrial | Ind ¦ VAV Conversion Project | 2023 | Technical | MW | Before Competition Groups | 3.3109 | 0 | 0 | 640.7378 | 0.0051673 | 25 | Industrial_2023_Technical_MW_Before Competition Groups_25 | VAV Conversion Project | 0.5167% | 0 | 3.3109 | Industrial_2023_Technical_MW_Before Competition Groups_VAV Conversion Project
Industrial | Ind ¦ Cold Storage Retrofit | 2023 | Technical | MW | Before Competition Groups | 2.9281 | 0 | 0 | 640.7378 | 0.0045698 | 26 | Industrial_2023_Technical_MW_Before Competition Groups_26 | Cold Storage Retrofit | 0.457% | 0 | 2.9281 | Industrial_2023_Technical_MW_Before Competition Groups_Cold Storage Retrofit
Industrial | Ind ¦ Process Heat Recovery | 2023 | Technical | MW | Before Competition Groups | 2.8272 | 0 | 0 | 640.7378 | 0.0044124 | 27 | Industrial_2023_Technical_MW_Before Competition Groups_27 | Process Heat Recovery | 0.4412% | 0 | 2.8272 | Industrial_2023_Technical_MW_Before Competition Groups_Process Heat Recovery
Industrial | Ind ¦ Synchronous Belts | 2023 | Technical | MW | Before Competition Groups | 2.7087 | 0 | 0 | 640.7378 | 0.0042274 | 28 | Industrial_2023_Technical_MW_Before Competition Groups_28 | Synchronous Belts | 0.4227% | 0 | 2.7087 | Industrial_2023_Technical_MW_Before Competition Groups_Synchronous Belts
Industrial | Ind ¦ High Efficiency Battery Charger | 2023 | Technical | MW | Before Competition Groups | 2.1998 | 0 | 0 | 640.7378 | 0.0034333 | 29 | Industrial_2023_Technical_MW_Before Competition Groups_29 | High Efficiency Battery Charger | 0.3433% | 0 | 2.1998 | Industrial_2023_Technical_MW_Before Competition Groups_High Efficiency Battery Charger
Industrial | Ind ¦ Process Improvements | 2023 | Technical | MW | Before Competition Groups | 2.1834 | 0 | 0 | 640.7378 | 0.0034077 | 30 | Industrial_2023_Technical_MW_Before Competition Groups_30 | Process Improvements | 0.3408% | 0 | 2.1834 | Industrial_2023_Technical_MW_Before Competition Groups_Process Improvements
Industrial | Ind ¦ Efficient Irrigation | 2023 | Technical | MW | Before Competition Groups | 1.8138 | 0 | 0 | 640.7378 | 0.0028308 | 31 | Industrial_2023_Technical_MW_Before Competition Groups_31 | Efficient Irrigation | 0.2831% | 0 | 1.8138 | Industrial_2023_Technical_MW_Before Competition Groups_Efficient Irrigation
Industrial | Ind ¦ Improved Controls - Process Heating | 2023 | Technical | MW | Before Competition Groups | 1.3145 | 0 | 0 | 640.7378 | 0.0020515 | 32 | Industrial_2023_Technical_MW_Before Competition Groups_32 | Improved Controls - Process Heating | 0.2052% | 0 | 1.3145 | Industrial_2023_Technical_MW_Before Competition Groups_Improved Controls - Process Heating
Industrial | Ind ¦ Refrigeration Compressor VFD | 2023 | Technical | MW | Before Competition Groups | 1.2038 | 0 | 0 | 640.7378 | 0.0018787 | 33 | Industrial_2023_Technical_MW_Before Competition Groups_33 | Refrigeration Compressor VFD | 0.1879% | 0 | 1.2038 | Industrial_2023_Technical_MW_Before Competition Groups_Refrigeration Compressor VFD
Industrial | Ind ¦ Efficient Transformer | 2023 | Technical | MW | Before Competition Groups | 1.1036 | 0 | 0 | 640.7378 | 0.0017224 | 34 | Industrial_2023_Technical_MW_Before Competition Groups_34 | Efficient Transformer | 0.1722% | 0 | 1.1036 | Industrial_2023_Technical_MW_Before Competition Groups_Efficient Transformer
Industrial | Ind ¦ High Efficiency Welders | 2023 | Technical | MW | Before Competition Groups | 0.89829 | 0 | 0 | 640.7378 | 0.001402 | 35 | Industrial_2023_Technical_MW_Before Competition Groups_35 | High Efficiency Welders | 0.1402% | 0 | 0.89829 | Industrial_2023_Technical_MW_Before Competition Groups_High Efficiency Welders
Industrial | Ind ¦ Engine Block Heater Timer | 2023 | Technical | MW | Before Competition Groups | 0.83215 | 0 | 0 | 640.7378 | 0.0012987 | 36 | Industrial_2023_Technical_MW_Before Competition Groups_36 | Engine Block Heater Timer | 0.1299% | 0 | 0.83215 | Industrial_2023_Technical_MW_Before Competition Groups_Engine Block Heater Timer
Industrial | Ind ¦ Dairy Pre-Cooler | 2023 | Technical | MW | Before Competition Groups | 0.49272 | 0 | 0 | 640.7378 | 0.000769 | 37 | Industrial_2023_Technical_MW_Before Competition Groups_37 | Dairy Pre-Cooler | 0.0769% | 0 | 0.49272 | Industrial_2023_Technical_MW_Before Competition Groups_Dairy Pre-Cooler
Industrial | Ind ¦ Air Compressor Heat Recovery | 2023 | Technical | MW | Before Competition Groups | 0.36759 | 0 | 0 | 640.7378 | 0.0005737 | 38 | Industrial_2023_Technical_MW_Before Competition Groups_38 | Air Compressor Heat Recovery | 0.05737% | 0 | 0.36759 | Industrial_2023_Technical_MW_Before Competition Groups_Air Compressor Heat Recovery
Industrial | Ind ¦ Optimize Compressed Air Dryer | 2023 | Technical | MW | Before Competition Groups | 0.26342 | 0 | 0 | 640.7378 | 0.00041112 | 39 | Industrial_2023_Technical_MW_Before Competition Groups_39 | Optimize Compressed Air Dryer | 0.04111% | 0 | 0.26342 | Industrial_2023_Technical_MW_Before Competition Groups_Optimize Compressed Air Dryer
Industrial | Ind ¦ Heat Lamps/Heat Pad | 2023 | Technical | MW | Before Competition Groups | 0.12323 | 0 | 0 | 640.7378 | 0.00019232 | 40 | Industrial_2023_Technical_MW_Before Competition Groups_40 | Heat Lamps/Heat Pad | 0.01923% | 0 | 0.12323 | Industrial_2023_Technical_MW_Before Competition Groups_Heat Lamps/Heat Pad
Industrial | Ind ¦ Creep Heat Controller | 2023 | Technical | MW | Before Competition Groups | 0.10543 | 0 | 0 | 640.7378 | 0.00016454 | 41 | Industrial_2023_Technical_MW_Before Competition Groups_41 | Creep Heat Controller | 0.01645% | 0 | 0.10543 | Industrial_2023_Technical_MW_Before Competition Groups_Creep Heat Controller
Industrial | Ind ¦ Efficient Refrigeration Compressor | 2023 | Technical | MW | Before Competition Groups | 0.10275 | 0 | 0 | 640.7378 | 0.00016036 | 42 | Industrial_2023_Technical_MW_Before Competition Groups_42 | Efficient Refrigeration Compressor | 0.01604% | 0 | 0.10275 | Industrial_2023_Technical_MW_Before Competition Groups_Efficient Refrigeration Compressor
Industrial | Ind ¦ Air Leak Survey and Repair | 2024 | Economic | MW | Before Competition Groups | 74.5623 | 0 | 0 | 521.9905 | 0.14284 | 1 | Industrial_2024_Economic_MW_Before Competition Groups_1 | Air Leak Survey and Repair | 14.28% | 0 | 74.5623 | Industrial_2024_Economic_MW_Before Competition Groups_Air Leak Survey and Repair
Industrial | Ind ¦ Pump System Optimization | 2024 | Economic | MW | Before Competition Groups | 72.4936 | 0 | 0 | 521.9905 | 0.13888 | 2 | Industrial_2024_Economic_MW_Before Competition Groups_2 | Pump System Optimization | 13.89% | 0 | 72.4936 | Industrial_2024_Economic_MW_Before Competition Groups_Pump System Optimization
Industrial | Ind ¦ Recommissioning | 2024 | Economic | MW | Before Competition Groups | 53.8097 | 0 | 0 | 521.9905 | 0.10309 | 3 | Industrial_2024_Economic_MW_Before Competition Groups_3 | Recommissioning | 10.31% | 0 | 53.8097 | Industrial_2024_Economic_MW_Before Competition Groups_Recommissioning
Industrial | Ind ¦ SEM | 2024 | Economic | MW | Before Competition Groups | 53.8097 | 0 | 0 | 521.9905 | 0.10309 | 4 | Industrial_2024_Economic_MW_Before Competition Groups_4 | SEM | 10.31% | 0 | 53.8097 | Industrial_2024_Economic_MW_Before Competition Groups_SEM
Industrial | Ind ¦ Air Compressor Optimization | 2024 | Economic | MW | Before Competition Groups | 46.5454 | 0 | 0 | 521.9905 | 0.089169 | 5 | Industrial_2024_Economic_MW_Before Competition Groups_5 | Air Compressor Optimization | 8.917% | 0 | 46.5454 | Industrial_2024_Economic_MW_Before Competition Groups_Air Compressor Optimization
Industrial | Ind ¦ Efficient Compressed Air Nozzles | 2024 | Economic | MW | Before Competition Groups | 44.5667 | 0 | 0 | 521.9905 | 0.085378 | 6 | Industrial_2024_Economic_MW_Before Competition Groups_6 | Efficient Compressed Air Nozzles | 8.538% | 0 | 44.5667 | Industrial_2024_Economic_MW_Before Competition Groups_Efficient Compressed Air Nozzles
Industrial | Ind ¦ High Efficiency HVAC Fans | 2024 | Economic | MW | Before Competition Groups | 23.5907 | 0 | 0 | 521.9905 | 0.045194 | 7 | Industrial_2024_Economic_MW_Before Competition Groups_7 | High Efficiency HVAC Fans | 4.519% | 0 | 23.5907 | Industrial_2024_Economic_MW_Before Competition Groups_High Efficiency HVAC Fans
Industrial | Ind ¦ HE Lighting | 2024 | Economic | MW | Before Competition Groups | 23.5558 | 0 | 0 | 521.9905 | 0.045127 | 8 | Industrial_2024_Economic_MW_Before Competition Groups_8 | HE Lighting | 4.513% | 0 | 23.5558 | Industrial_2024_Economic_MW_Before Competition Groups_HE Lighting
Industrial | Ind ¦ Process Optimization (Elec) | 2024 | Economic | MW | Before Competition Groups | 21.9581 | 0 | 0 | 521.9905 | 0.042066 | 9 | Industrial_2024_Economic_MW_Before Competition Groups_9 | Process Optimization (Elec) | 4.207% | 0 | 21.9581 | Industrial_2024_Economic_MW_Before Competition Groups_Process Optimization (Elec)
Industrial | Ind ¦ Greenhouse Grow Lights | 2024 | Economic | MW | Before Competition Groups | 18.7801 | 0 | 0 | 521.9905 | 0.035978 | 10 | Industrial_2024_Economic_MW_Before Competition Groups_10 | Greenhouse Grow Lights | 3.598% | 0 | 18.7801 | Industrial_2024_Economic_MW_Before Competition Groups_Greenhouse Grow Lights
Industrial | Ind ¦ Fan System Optimization | 2024 | Economic | MW | Before Competition Groups | 17.1964 | 0 | 0 | 521.9905 | 0.032944 | 11 | Industrial_2024_Economic_MW_Before Competition Groups_11 | Fan System Optimization | 3.294% | 0 | 17.1964 | Industrial_2024_Economic_MW_Before Competition Groups_Fan System Optimization
Industrial | Ind ¦ Improved Controls - Process Cooling | 2024 | Economic | MW | Before Competition Groups | 14.1928 | 0 | 0 | 521.9905 | 0.02719 | 12 | Industrial_2024_Economic_MW_Before Competition Groups_12 | Improved Controls - Process Cooling | 2.719% | 0 | 14.1928 | Industrial_2024_Economic_MW_Before Competition Groups_Improved Controls - Process Cooling
Industrial | Ind ¦ Pump Equipment Upgrade | 2024 | Economic | MW | Before Competition Groups | 11.2634 | 0 | 0 | 521.9905 | 0.021578 | 13 | Industrial_2024_Economic_MW_Before Competition Groups_13 | Pump Equipment Upgrade | 2.158% | 0 | 11.2634 | Industrial_2024_Economic_MW_Before Competition Groups_Pump Equipment Upgrade
Industrial | Ind ¦ Pulp and Paper Process Improvements | 2024 | Economic | MW | Before Competition Groups | 8.1193 | 0 | 0 | 521.9905 | 0.015555 | 14 | Industrial_2024_Economic_MW_Before Competition Groups_14 | Pulp and Paper Process Improvements | 1.555% | 0 | 8.1193 | Industrial_2024_Economic_MW_Before Competition Groups_Pulp and Paper Process Improvements
Industrial | Ind ¦ Material Handling Improvements | 2024 | Economic | MW | Before Competition Groups | 6.6489 | 0 | 0 | 521.9905 | 0.012738 | 15 | Industrial_2024_Economic_MW_Before Competition Groups_15 | Material Handling Improvements | 1.274% | 0 | 6.6489 | Industrial_2024_Economic_MW_Before Competition Groups_Material Handling Improvements
Industrial | Ind ¦ Refiner Plate Improvements | 2024 | Economic | MW | Before Competition Groups | 5.377 | 0 | 0 | 521.9905 | 0.010301 | 16 | Industrial_2024_Economic_MW_Before Competition Groups_16 | Refiner Plate Improvements | 1.03% | 0 | 5.377 | Industrial_2024_Economic_MW_Before Competition Groups_Refiner Plate Improvements
Industrial | Ind ¦ Cooling Tower Optimization | 2024 | Economic | MW | Before Competition Groups | 4.2667 | 0 | 0 | 521.9905 | 0.0081739 | 17 | Industrial_2024_Economic_MW_Before Competition Groups_17 | Cooling Tower Optimization | 0.8174% | 0 | 4.2667 | Industrial_2024_Economic_MW_Before Competition Groups_Cooling Tower Optimization
Industrial | Ind ¦ Free Cooling | 2024 | Economic | MW | Before Competition Groups | 3.5643 | 0 | 0 | 521.9905 | 0.0068282 | 18 | Industrial_2024_Economic_MW_Before Competition Groups_18 | Free Cooling | 0.6828% | 0 | 3.5643 | Industrial_2024_Economic_MW_Before Competition Groups_Free Cooling
Industrial | Ind ¦ VAV Conversion Project | 2024 | Economic | MW | Before Competition Groups | 3.2679 | 0 | 0 | 521.9905 | 0.0062605 | 19 | Industrial_2024_Economic_MW_Before Competition Groups_19 | VAV Conversion Project | 0.626% | 0 | 3.2679 | Industrial_2024_Economic_MW_Before Competition Groups_VAV Conversion Project
Industrial | Ind ¦ Process Heat Recovery | 2024 | Economic | MW | Before Competition Groups | 2.8245 | 0 | 0 | 521.9905 | 0.0054109 | 20 | Industrial_2024_Economic_MW_Before Competition Groups_20 | Process Heat Recovery | 0.5411% | 0 | 2.8245 | Industrial_2024_Economic_MW_Before Competition Groups_Process Heat Recovery
Industrial | Ind ¦ High Efficiency Battery Charger | 2024 | Economic | MW | Before Competition Groups | 2.2978 | 0 | 0 | 521.9905 | 0.004402 | 21 | Industrial_2024_Economic_MW_Before Competition Groups_21 | High Efficiency Battery Charger | 0.4402% | 0 | 2.2978 | Industrial_2024_Economic_MW_Before Competition Groups_High Efficiency Battery Charger
Industrial | Ind ¦ Ventilation Optimization | 2024 | Economic | MW | Before Competition Groups | 2.2957 | 0 | 0 | 521.9905 | 0.0043979 | 22 | Industrial_2024_Economic_MW_Before Competition Groups_22 | Ventilation Optimization | 0.4398% | 0 | 2.2957 | Industrial_2024_Economic_MW_Before Competition Groups_Ventilation Optimization
Industrial | Ind ¦ Process Improvements | 2024 | Economic | MW | Before Competition Groups | 2.1869 | 0 | 0 | 521.9905 | 0.0041896 | 23 | Industrial_2024_Economic_MW_Before Competition Groups_23 | Process Improvements | 0.419% | 0 | 2.1869 | Industrial_2024_Economic_MW_Before Competition Groups_Process Improvements
Industrial | Ind ¦ Improved Controls - Process Heating | 2024 | Economic | MW | Before Competition Groups | 1.3142 | 0 | 0 | 521.9905 | 0.0025177 | 24 | Industrial_2024_Economic_MW_Before Competition Groups_24 | Improved Controls - Process Heating | 0.2518% | 0 | 1.3142 | Industrial_2024_Economic_MW_Before Competition Groups_Improved Controls - Process Heating
Industrial | Ind ¦ Refrigeration Compressor VFD | 2024 | Economic | MW | Before Competition Groups | 1.2517 | 0 | 0 | 521.9905 | 0.0023979 | 25 | Industrial_2024_Economic_MW_Before Competition Groups_25 | Refrigeration Compressor VFD | 0.2398% | 0 | 1.2517 | Industrial_2024_Economic_MW_Before Competition Groups_Refrigeration Compressor VFD
Industrial | Ind ¦ Engine Block Heater Timer | 2024 | Economic | MW | Before Competition Groups | 0.83391 | 0 | 0 | 521.9905 | 0.0015976 | 26 | Industrial_2024_Economic_MW_Before Competition Groups_26 | Engine Block Heater Timer | 0.1598% | 0 | 0.83391 | Industrial_2024_Economic_MW_Before Competition Groups_Engine Block Heater Timer
Industrial | Ind ¦ Efficient Irrigation | 2024 | Economic | MW | Before Competition Groups | 0.72205 | 0 | 0 | 521.9905 | 0.0013833 | 27 | Industrial_2024_Economic_MW_Before Competition Groups_27 | Efficient Irrigation | 0.1383% | 0 | 0.72205 | Industrial_2024_Economic_MW_Before Competition Groups_Efficient Irrigation
Industrial | Ind ¦ Air Compressor Heat Recovery | 2024 | Economic | MW | Before Competition Groups | 0.36659 | 0 | 0 | 521.9905 | 0.0007023 | 28 | Industrial_2024_Economic_MW_Before Competition Groups_28 | Air Compressor Heat Recovery | 0.07023% | 0 | 0.36659 | Industrial_2024_Economic_MW_Before Competition Groups_Air Compressor Heat Recovery
Industrial | Ind ¦ Dairy Pre-Cooler | 2024 | Economic | MW | Before Competition Groups | 0.22188 | 0 | 0 | 521.9905 | 0.00042506 | 29 | Industrial_2024_Economic_MW_Before Competition Groups_29 | Dairy Pre-Cooler | 0.04251% | 0 | 0.22188 | Industrial_2024_Economic_MW_Before Competition Groups_Dairy Pre-Cooler
Industrial | Ind ¦ Efficient Refrigeration Compressor | 2024 | Economic | MW | Before Competition Groups | 0.10648 | 0 | 0 | 521.9905 | 0.00020399 | 30 | Industrial_2024_Economic_MW_Before Competition Groups_30 | Efficient Refrigeration Compressor | 0.0204% | 0 | 0.10648 | Industrial_2024_Economic_MW_Before Competition Groups_Efficient Refrigeration Compressor
Industrial | Ind ¦ Heat Lamps/Heat Pad | 2024 | Economic | MW | Before Competition Groups | 0 | 0 | 0 | 521.9905 | 0 | 31 | Industrial_2024_Economic_MW_Before Competition Groups_31 | Heat Lamps/Heat Pad | 0% | 0 | 0 | Industrial_2024_Economic_MW_Before Competition Groups_Heat Lamps/Heat Pad
Industrial | Ind ¦ Air Compressor Optimization | 2024 | SC A | MW | Before Competition Groups | 18.9681 | 0 | 0 | 94.1415 | 0.20148 | 1 | Industrial_2024_SC A_MW_Before Competition Groups_1 | Air Compressor Optimization | 20.15% | 0 | 18.9681 | Industrial_2024_SC A_MW_Before Competition Groups_Air Compressor Optimization
Industrial | Ind ¦ Pump System Optimization | 2024 | SC A | MW | Before Competition Groups | 15.9458 | 0 | 0 | 94.1415 | 0.16938 | 2 | Industrial_2024_SC A_MW_Before Competition Groups_2 | Pump System Optimization | 16.94% | 0 | 15.9458 | Industrial_2024_SC A_MW_Before Competition Groups_Pump System Optimization
Industrial | Ind ¦ Air Leak Survey and Repair | 2024 | SC A | MW | Before Competition Groups | 10.1077 | 0 | 0 | 94.1415 | 0.10737 | 3 | Industrial_2024_SC A_MW_Before Competition Groups_3 | Air Leak Survey and Repair | 10.74% | 0 | 10.1077 | Industrial_2024_SC A_MW_Before Competition Groups_Air Leak Survey and Repair
Industrial | Ind ¦ Pump Equipment Upgrade | 2024 | SC A | MW | Before Competition Groups | 7.211 | 0 | 0 | 94.1415 | 0.076597 | 4 | Industrial_2024_SC A_MW_Before Competition Groups_4 | Pump Equipment Upgrade | 7.66% | 0 | 7.211 | Industrial_2024_SC A_MW_Before Competition Groups_Pump Equipment Upgrade
Industrial | Ind ¦ Recommissioning | 2024 | SC A | MW | Before Competition Groups | 7.1578 | 0 | 0 | 94.1415 | 0.076032 | 5 | Industrial_2024_SC A_MW_Before Competition Groups_5 | Recommissioning | 7.603% | 0 | 7.1578 | Industrial_2024_SC A_MW_Before Competition Groups_Recommissioning
Industrial | Ind ¦ SEM | 2024 | SC A | MW | Before Competition Groups | 7.1578 | 0 | 0 | 94.1415 | 0.076032 | 6 | Industrial_2024_SC A_MW_Before Competition Groups_6 | SEM | 7.603% | 0 | 7.1578 | Industrial_2024_SC A_MW_Before Competition Groups_SEM
Industrial | Ind ¦ Fan System Optimization | 2024 | SC A | MW | Before Competition Groups | 6.3374 | 0 | 0 | 94.1415 | 0.067317 | 7 | Industrial_2024_SC A_MW_Before Competition Groups_7 | Fan System Optimization | 6.732% | 0 | 6.3374 | Industrial_2024_SC A_MW_Before Competition Groups_Fan System Optimization
Industrial | Ind ¦ Efficient Compressed Air Nozzles | 2024 | SC A | MW | Before Competition Groups | 4.7798 | 0 | 0 | 94.1415 | 0.050773 | 8 | Industrial_2024_SC A_MW_Before Competition Groups_8 | Efficient Compressed Air Nozzles | 5.077% | 0 | 4.7798 | Industrial_2024_SC A_MW_Before Competition Groups_Efficient Compressed Air Nozzles
Industrial | Ind ¦ High Efficiency HVAC Fans | 2024 | SC A | MW | Before Competition Groups | 4.712 | 0 | 0 | 94.1415 | 0.050053 | 9 | Industrial_2024_SC A_MW_Before Competition Groups_9 | High Efficiency HVAC Fans | 5.005% | 0 | 4.712 | Industrial_2024_SC A_MW_Before Competition Groups_High Efficiency HVAC Fans
Industrial | Ind ¦ Greenhouse Grow Lights | 2024 | SC A | MW | Before Competition Groups | 2.8512 | 0 | 0 | 94.1415 | 0.030287 | 10 | Industrial_2024_SC A_MW_Before Competition Groups_10 | Greenhouse Grow Lights | 3.029% | 0 | 2.8512 | Industrial_2024_SC A_MW_Before Competition Groups_Greenhouse Grow Lights
Industrial | Ind ¦ Improved Controls - Process Cooling | 2024 | SC A | MW | Before Competition Groups | 1.9211 | 0 | 0 | 94.1415 | 0.020407 | 11 | Industrial_2024_SC A_MW_Before Competition Groups_11 | Improved Controls - Process Cooling | 2.041% | 0 | 1.9211 | Industrial_2024_SC A_MW_Before Competition Groups_Improved Controls - Process Cooling
Industrial | Ind ¦ Material Handling Improvements | 2024 | SC A | MW | Before Competition Groups | 1.7579 | 0 | 0 | 94.1415 | 0.018673 | 12 | Industrial_2024_SC A_MW_Before Competition Groups_12 | Material Handling Improvements | 1.867% | 0 | 1.7579 | Industrial_2024_SC A_MW_Before Competition Groups_Material Handling Improvements
Industrial | Ind ¦ Process Optimization (Elec) | 2024 | SC A | MW | Before Competition Groups | 1.3181 | 0 | 0 | 94.1415 | 0.014002 | 13 | Industrial_2024_SC A_MW_Before Competition Groups_13 | Process Optimization (Elec) | 1.4% | 0 | 1.3181 | Industrial_2024_SC A_MW_Before Competition Groups_Process Optimization (Elec)
Industrial | Ind ¦ Refiner Plate Improvements | 2024 | SC A | MW | Before Competition Groups | 0.54985 | 0 | 0 | 94.1415 | 0.0058407 | 14 | Industrial_2024_SC A_MW_Before Competition Groups_14 | Refiner Plate Improvements | 0.5841% | 0 | 0.54985 | Industrial_2024_SC A_MW_Before Competition Groups_Refiner Plate Improvements
Industrial | Ind ¦ Ventilation Optimization | 2024 | SC A | MW | Before Competition Groups | 0.4928 | 0 | 0 | 94.1415 | 0.0052347 | 15 | Industrial_2024_SC A_MW_Before Competition Groups_15 | Ventilation Optimization | 0.5235% | 0 | 0.4928 | Industrial_2024_SC A_MW_Before Competition Groups_Ventilation Optimization
Industrial | Ind ¦ VAV Conversion Project | 2024 | SC A | MW | Before Competition Groups | 0.43771 | 0 | 0 | 94.1415 | 0.0046495 | 16 | Industrial_2024_SC A_MW_Before Competition Groups_16 | VAV Conversion Project | 0.4649% | 0 | 0.43771 | Industrial_2024_SC A_MW_Before Competition Groups_VAV Conversion Project
Industrial | Ind ¦ Pulp and Paper Process Improvements | 2024 | SC A | MW | Before Competition Groups | 0.40225 | 0 | 0 | 94.1415 | 0.0042729 | 17 | Industrial_2024_SC A_MW_Before Competition Groups_17 | Pulp and Paper Process Improvements | 0.4273% | 0 | 0.40225 | Industrial_2024_SC A_MW_Before Competition Groups_Pulp and Paper Process Improvements
Industrial | Ind ¦ Process Heat Recovery | 2024 | SC A | MW | Before Competition Groups | 0.3658 | 0 | 0 | 94.1415 | 0.0038856 | 18 | Industrial_2024_SC A_MW_Before Competition Groups_18 | Process Heat Recovery | 0.3886% | 0 | 0.3658 | Industrial_2024_SC A_MW_Before Competition Groups_Process Heat Recovery
Industrial | Ind ¦ High Efficiency Battery Charger | 2024 | SC A | MW | Before Competition Groups | 0.27789 | 0 | 0 | 94.1415 | 0.0029518 | 19 | Industrial_2024_SC A_MW_Before Competition Groups_19 | High Efficiency Battery Charger | 0.2952% | 0 | 0.27789 | Industrial_2024_SC A_MW_Before Competition Groups_High Efficiency Battery Charger
Industrial | Ind ¦ Process Improvements | 2024 | SC A | MW | Before Competition Groups | 0.27438 | 0 | 0 | 94.1415 | 0.0029145 | 20 | Industrial_2024_SC A_MW_Before Competition Groups_20 | Process Improvements | 0.2915% | 0 | 0.27438 | Industrial_2024_SC A_MW_Before Competition Groups_Process Improvements
Industrial | Ind ¦ Refrigeration Compressor VFD | 2024 | SC A | MW | Before Competition Groups | 0.25755 | 0 | 0 | 94.1415 | 0.0027358 | 21 | Industrial_2024_SC A_MW_Before Competition Groups_21 | Refrigeration Compressor VFD | 0.2736% | 0 | 0.25755 | Industrial_2024_SC A_MW_Before Competition Groups_Refrigeration Compressor VFD
Industrial | Ind ¦ HE Lighting | 2024 | SC A | MW | Before Competition Groups | 0.22032 | 0 | 0 | 94.1415 | 0.0023403 | 22 | Industrial_2024_SC A_MW_Before Competition Groups_22 | HE Lighting | 0.234% | 0 | 0.22032 | Industrial_2024_SC A_MW_Before Competition Groups_HE Lighting
Industrial | Ind ¦ Improved Controls - Process Heating | 2024 | SC A | MW | Before Competition Groups | 0.17882 | 0 | 0 | 94.1415 | 0.0018995 | 23 | Industrial_2024_SC A_MW_Before Competition Groups_23 | Improved Controls - Process Heating | 0.19% | 0 | 0.17882 | Industrial_2024_SC A_MW_Before Competition Groups_Improved Controls - Process Heating
Industrial | Ind ¦ Cooling Tower Optimization | 2024 | SC A | MW | Before Competition Groups | 0.15951 | 0 | 0 | 94.1415 | 0.0016944 | 24 | Industrial_2024_SC A_MW_Before Competition Groups_24 | Cooling Tower Optimization | 0.1694% | 0 | 0.15951 | Industrial_2024_SC A_MW_Before Competition Groups_Cooling Tower Optimization
Industrial | Ind ¦ Engine Block Heater Timer | 2024 | SC A | MW | Before Competition Groups | 0.10781 | 0 | 0 | 94.1415 | 0.0011451 | 25 | Industrial_2024_SC A_MW_Before Competition Groups_25 | Engine Block Heater Timer | 0.1145% | 0 | 0.10781 | Industrial_2024_SC A_MW_Before Competition Groups_Engine Block Heater Timer
Industrial | Ind ¦ Dairy Pre-Cooler | 2024 | SC A | MW | Before Competition Groups | 0.064612 | 0 | 0 | 94.1415 | 0.00068633 | 26 | Industrial_2024_SC A_MW_Before Competition Groups_26 | Dairy Pre-Cooler | 0.06863% | 0 | 0.064612 | Industrial_2024_SC A_MW_Before Competition Groups_Dairy Pre-Cooler
Industrial | Ind ¦ Air Compressor Heat Recovery | 2024 | SC A | MW | Before Competition Groups | 0.049321 | 0 | 0 | 94.1415 | 0.0005239 | 27 | Industrial_2024_SC A_MW_Before Competition Groups_27 | Air Compressor Heat Recovery | 0.05239% | 0 | 0.049321 | Industrial_2024_SC A_MW_Before Competition Groups_Air Compressor Heat Recovery
Industrial | Ind ¦ Efficient Refrigeration Compressor | 2024 | SC A | MW | Before Competition Groups | 0.04252 | 0 | 0 | 94.1415 | 0.00045166 | 28 | Industrial_2024_SC A_MW_Before Competition Groups_28 | Efficient Refrigeration Compressor | 0.04517% | 0 | 0.04252 | Industrial_2024_SC A_MW_Before Competition Groups_Efficient Refrigeration Compressor
Industrial | Ind ¦ Efficient Irrigation | 2024 | SC A | MW | Before Competition Groups | 0.031043 | 0 | 0 | 94.1415 | 0.00032975 | 29 | Industrial_2024_SC A_MW_Before Competition Groups_29 | Efficient Irrigation | 0.03298% | 0 | 0.031043 | Industrial_2024_SC A_MW_Before Competition Groups_Efficient Irrigation
Industrial | Ind ¦ Free Cooling | 2024 | SC A | MW | Before Competition Groups | 0.0036748 | 0 | 0 | 94.1415 | 3.9035e-05 | 30 | Industrial_2024_SC A_MW_Before Competition Groups_30 | Free Cooling | 0.003904% | 0 | 0.0036748 | Industrial_2024_SC A_MW_Before Competition Groups_Free Cooling
Industrial | Ind ¦ Heat Lamps/Heat Pad | 2024 | SC A | MW | Before Competition Groups | 0 | 0 | 0 | 94.1415 | 0 | 31 | Industrial_2024_SC A_MW_Before Competition Groups_31 | Heat Lamps/Heat Pad | 0% | 0 | 0 | Industrial_2024_SC A_MW_Before Competition Groups_Heat Lamps/Heat Pad
Industrial | Ind ¦ Air Leak Survey and Repair | 2024 | SC B | MW | Before Competition Groups | 26.8217 | 0 | 0 | 168.014 | 0.15964 | 1 | Industrial_2024_SC B_MW_Before Competition Groups_1 | Air Leak Survey and Repair | 15.96% | 0 | 26.8217 | Industrial_2024_SC B_MW_Before Competition Groups_Air Leak Survey and Repair
Industrial | Ind ¦ Recommissioning | 2024 | SC B | MW | Before Competition Groups | 18.993 | 0 | 0 | 168.014 | 0.11304 | 2 | Industrial_2024_SC B_MW_Before Competition Groups_2 | Recommissioning | 11.3% | 0 | 18.993 | Industrial_2024_SC B_MW_Before Competition Groups_Recommissioning
Industrial | Ind ¦ SEM | 2024 | SC B | MW | Before Competition Groups | 18.993 | 0 | 0 | 168.014 | 0.11304 | 3 | Industrial_2024_SC B_MW_Before Competition Groups_3 | SEM | 11.3% | 0 | 18.993 | Industrial_2024_SC B_MW_Before Competition Groups_SEM
Industrial | Ind ¦ Air Compressor Optimization | 2024 | SC B | MW | Before Competition Groups | 18.9681 | 0 | 0 | 168.014 | 0.1129 | 4 | Industrial_2024_SC B_MW_Before Competition Groups_4 | Air Compressor Optimization | 11.29% | 0 | 18.9681 | Industrial_2024_SC B_MW_Before Competition Groups_Air Compressor Optimization
Industrial | Ind ¦ Pump System Optimization | 2024 | SC B | MW | Before Competition Groups | 17.3589 | 0 | 0 | 168.014 | 0.10332 | 5 | Industrial_2024_SC B_MW_Before Competition Groups_5 | Pump System Optimization | 10.33% | 0 | 17.3589 | Industrial_2024_SC B_MW_Before Competition Groups_Pump System Optimization
Industrial | Ind ¦ Efficient Compressed Air Nozzles | 2024 | SC B | MW | Before Competition Groups | 12.6573 | 0 | 0 | 168.014 | 0.075335 | 6 | Industrial_2024_SC B_MW_Before Competition Groups_6 | Efficient Compressed Air Nozzles | 7.533% | 0 | 12.6573 | Industrial_2024_SC B_MW_Before Competition Groups_Efficient Compressed Air Nozzles
Industrial | Ind ¦ High Efficiency HVAC Fans | 2024 | SC B | MW | Before Competition Groups | 8.6465 | 0 | 0 | 168.014 | 0.051463 | 7 | Industrial_2024_SC B_MW_Before Competition Groups_7 | High Efficiency HVAC Fans | 5.146% | 0 | 8.6465 | Industrial_2024_SC B_MW_Before Competition Groups_High Efficiency HVAC Fans
Industrial | Ind ¦ Pump Equipment Upgrade | 2024 | SC B | MW | Before Competition Groups | 7.211 | 0 | 0 | 168.014 | 0.042919 | 8 | Industrial_2024_SC B_MW_Before Competition Groups_8 | Pump Equipment Upgrade | 4.292% | 0 | 7.211 | Industrial_2024_SC B_MW_Before Competition Groups_Pump Equipment Upgrade
Industrial | Ind ¦ Fan System Optimization | 2024 | SC B | MW | Before Competition Groups | 6.8824 | 0 | 0 | 168.014 | 0.040963 | 9 | Industrial_2024_SC B_MW_Before Competition Groups_9 | Fan System Optimization | 4.096% | 0 | 6.8824 | Industrial_2024_SC B_MW_Before Competition Groups_Fan System Optimization
Industrial | Ind ¦ Greenhouse Grow Lights | 2024 | SC B | MW | Before Competition Groups | 5.6532 | 0 | 0 | 168.014 | 0.033647 | 10 | Industrial_2024_SC B_MW_Before Competition Groups_10 | Greenhouse Grow Lights | 3.365% | 0 | 5.6532 | Industrial_2024_SC B_MW_Before Competition Groups_Greenhouse Grow Lights
Industrial | Ind ¦ Improved Controls - Process Cooling | 2024 | SC B | MW | Before Competition Groups | 5.1074 | 0 | 0 | 168.014 | 0.030399 | 11 | Industrial_2024_SC B_MW_Before Competition Groups_11 | Improved Controls - Process Cooling | 3.04% | 0 | 5.1074 | Industrial_2024_SC B_MW_Before Competition Groups_Improved Controls - Process Cooling
Industrial | Ind ¦ HE Lighting | 2024 | SC B | MW | Before Competition Groups | 3.0329 | 0 | 0 | 168.014 | 0.018051 | 12 | Industrial_2024_SC B_MW_Before Competition Groups_12 | HE Lighting | 1.805% | 0 | 3.0329 | Industrial_2024_SC B_MW_Before Competition Groups_HE Lighting
Industrial | Ind ¦ Material Handling Improvements | 2024 | SC B | MW | Before Competition Groups | 2.7906 | 0 | 0 | 168.014 | 0.016609 | 13 | Industrial_2024_SC B_MW_Before Competition Groups_13 | Material Handling Improvements | 1.661% | 0 | 2.7906 | Industrial_2024_SC B_MW_Before Competition Groups_Material Handling Improvements
Industrial | Ind ¦ Pulp and Paper Process Improvements | 2024 | SC B | MW | Before Competition Groups | 2.6528 | 0 | 0 | 168.014 | 0.015789 | 14 | Industrial_2024_SC B_MW_Before Competition Groups_14 | Pulp and Paper Process Improvements | 1.579% | 0 | 2.6528 | Industrial_2024_SC B_MW_Before Competition Groups_Pulp and Paper Process Improvements
Industrial | Ind ¦ Cooling Tower Optimization | 2024 | SC B | MW | Before Competition Groups | 1.5257 | 0 | 0 | 168.014 | 0.0090809 | 15 | Industrial_2024_SC B_MW_Before Competition Groups_15 | Cooling Tower Optimization | 0.9081% | 0 | 1.5257 | Industrial_2024_SC B_MW_Before Competition Groups_Cooling Tower Optimization
Industrial | Ind ¦ Refiner Plate Improvements | 2024 | SC B | MW | Before Competition Groups | 1.4636 | 0 | 0 | 168.014 | 0.0087112 | 16 | Industrial_2024_SC B_MW_Before Competition Groups_16 | Refiner Plate Improvements | 0.8711% | 0 | 1.4636 | Industrial_2024_SC B_MW_Before Competition Groups_Refiner Plate Improvements
Industrial | Ind ¦ Free Cooling | 2024 | SC B | MW | Before Competition Groups | 1.3864 | 0 | 0 | 168.014 | 0.0082515 | 17 | Industrial_2024_SC B_MW_Before Competition Groups_17 | Free Cooling | 0.8251% | 0 | 1.3864 | Industrial_2024_SC B_MW_Before Competition Groups_Free Cooling
Industrial | Ind ¦ Process Optimization (Elec) | 2024 | SC B | MW | Before Competition Groups | 1.3181 | 0 | 0 | 168.014 | 0.0078454 | 18 | Industrial_2024_SC B_MW_Before Competition Groups_18 | Process Optimization (Elec) | 0.7845% | 0 | 1.3181 | Industrial_2024_SC B_MW_Before Competition Groups_Process Optimization (Elec)
Industrial | Ind ¦ Ventilation Optimization | 2024 | SC B | MW | Before Competition Groups | 1.2358 | 0 | 0 | 168.014 | 0.0073554 | 19 | Industrial_2024_SC B_MW_Before Competition Groups_19 | Ventilation Optimization | 0.7355% | 0 | 1.2358 | Industrial_2024_SC B_MW_Before Competition Groups_Ventilation Optimization
Industrial | Ind ¦ VAV Conversion Project | 2024 | SC B | MW | Before Competition Groups | 1.1872 | 0 | 0 | 168.014 | 0.007066 | 20 | Industrial_2024_SC B_MW_Before Competition Groups_20 | VAV Conversion Project | 0.7066% | 0 | 1.1872 | Industrial_2024_SC B_MW_Before Competition Groups_VAV Conversion Project
Industrial | Ind ¦ Process Heat Recovery | 2024 | SC B | MW | Before Competition Groups | 0.97219 | 0 | 0 | 168.014 | 0.0057864 | 21 | Industrial_2024_SC B_MW_Before Competition Groups_21 | Process Heat Recovery | 0.5786% | 0 | 0.97219 | Industrial_2024_SC B_MW_Before Competition Groups_Process Heat Recovery
Industrial | Ind ¦ High Efficiency Battery Charger | 2024 | SC B | MW | Before Competition Groups | 0.80731 | 0 | 0 | 168.014 | 0.004805 | 22 | Industrial_2024_SC B_MW_Before Competition Groups_22 | High Efficiency Battery Charger | 0.4805% | 0 | 0.80731 | Industrial_2024_SC B_MW_Before Competition Groups_High Efficiency Battery Charger
Industrial | Ind ¦ Process Improvements | 2024 | SC B | MW | Before Competition Groups | 0.76202 | 0 | 0 | 168.014 | 0.0045355 | 23 | Industrial_2024_SC B_MW_Before Competition Groups_23 | Process Improvements | 0.4535% | 0 | 0.76202 | Industrial_2024_SC B_MW_Before Competition Groups_Process Improvements
Industrial | Ind ¦ Improved Controls - Process Heating | 2024 | SC B | MW | Before Competition Groups | 0.47446 | 0 | 0 | 168.014 | 0.0028239 | 24 | Industrial_2024_SC B_MW_Before Competition Groups_24 | Improved Controls - Process Heating | 0.2824% | 0 | 0.47446 | Industrial_2024_SC B_MW_Before Competition Groups_Improved Controls - Process Heating
Industrial | Ind ¦ Refrigeration Compressor VFD | 2024 | SC B | MW | Before Competition Groups | 0.45411 | 0 | 0 | 168.014 | 0.0027028 | 25 | Industrial_2024_SC B_MW_Before Competition Groups_25 | Refrigeration Compressor VFD | 0.2703% | 0 | 0.45411 | Industrial_2024_SC B_MW_Before Competition Groups_Refrigeration Compressor VFD
Industrial | Ind ¦ Engine Block Heater Timer | 2024 | SC B | MW | Before Competition Groups | 0.28685 | 0 | 0 | 168.014 | 0.0017073 | 26 | Industrial_2024_SC B_MW_Before Competition Groups_26 | Engine Block Heater Timer | 0.1707% | 0 | 0.28685 | Industrial_2024_SC B_MW_Before Competition Groups_Engine Block Heater Timer
Industrial | Ind ¦ Air Compressor Heat Recovery | 2024 | SC B | MW | Before Competition Groups | 0.13081 | 0 | 0 | 168.014 | 0.00077859 | 27 | Industrial_2024_SC B_MW_Before Competition Groups_27 | Air Compressor Heat Recovery | 0.07786% | 0 | 0.13081 | Industrial_2024_SC B_MW_Before Competition Groups_Air Compressor Heat Recovery
Industrial | Ind ¦ Dairy Pre-Cooler | 2024 | SC B | MW | Before Competition Groups | 0.094229 | 0 | 0 | 168.014 | 0.00056084 | 28 | Industrial_2024_SC B_MW_Before Competition Groups_28 | Dairy Pre-Cooler | 0.05608% | 0 | 0.094229 | Industrial_2024_SC B_MW_Before Competition Groups_Dairy Pre-Cooler
Industrial | Ind ¦ Efficient Irrigation | 2024 | SC B | MW | Before Competition Groups | 0.088147 | 0 | 0 | 168.014 | 0.00052464 | 29 | Industrial_2024_SC B_MW_Before Competition Groups_29 | Efficient Irrigation | 0.05246% | 0 | 0.088147 | Industrial_2024_SC B_MW_Before Competition Groups_Efficient Irrigation
Industrial | Ind ¦ Efficient Refrigeration Compressor | 2024 | SC B | MW | Before Competition Groups | 0.05836 | 0 | 0 | 168.014 | 0.00034736 | 30 | Industrial_2024_SC B_MW_Before Competition Groups_30 | Efficient Refrigeration Compressor | 0.03474% | 0 | 0.05836 | Industrial_2024_SC B_MW_Before Competition Groups_Efficient Refrigeration Compressor
Industrial | Ind ¦ Heat Lamps/Heat Pad | 2024 | SC B | MW | Before Competition Groups | 0 | 0 | 0 | 168.014 | 0 | 31 | Industrial_2024_SC B_MW_Before Competition Groups_31 | Heat Lamps/Heat Pad | 0% | 0 | 0 | Industrial_2024_SC B_MW_Before Competition Groups_Heat Lamps/Heat Pad
Industrial | Ind ¦ Air Compressor Optimization | 2024 | SC C | MW | Before Competition Groups | 18.9681 | 0 | 0 | 101.3329 | 0.18719 | 1 | Industrial_2024_SC C_MW_Before Competition Groups_1 | Air Compressor Optimization | 18.72% | 0 | 18.9681 | Industrial_2024_SC C_MW_Before Competition Groups_Air Compressor Optimization
Industrial | Ind ¦ Pump System Optimization | 2024 | SC C | MW | Before Competition Groups | 17.3589 | 0 | 0 | 101.3329 | 0.17131 | 2 | Industrial_2024_SC C_MW_Before Competition Groups_2 | Pump System Optimization | 17.13% | 0 | 17.3589 | Industrial_2024_SC C_MW_Before Competition Groups_Pump System Optimization
Industrial | Ind ¦ Air Leak Survey and Repair | 2024 | SC C | MW | Before Competition Groups | 10.1077 | 0 | 0 | 101.3329 | 0.099747 | 3 | Industrial_2024_SC C_MW_Before Competition Groups_3 | Air Leak Survey and Repair | 9.975% | 0 | 10.1077 | Industrial_2024_SC C_MW_Before Competition Groups_Air Leak Survey and Repair
Industrial | Ind ¦ Pump Equipment Upgrade | 2024 | SC C | MW | Before Competition Groups | 7.211 | 0 | 0 | 101.3329 | 0.071161 | 4 | Industrial_2024_SC C_MW_Before Competition Groups_4 | Pump Equipment Upgrade | 7.116% | 0 | 7.211 | Industrial_2024_SC C_MW_Before Competition Groups_Pump Equipment Upgrade
Industrial | Ind ¦ Recommissioning | 2024 | SC C | MW | Before Competition Groups | 7.1578 | 0 | 0 | 101.3329 | 0.070636 | 5 | Industrial_2024_SC C_MW_Before Competition Groups_5 | Recommissioning | 7.064% | 0 | 7.1578 | Industrial_2024_SC C_MW_Before Competition Groups_Recommissioning
Industrial | Ind ¦ SEM | 2024 | SC C | MW | Before Competition Groups | 7.1578 | 0 | 0 | 101.3329 | 0.070636 | 6 | Industrial_2024_SC C_MW_Before Competition Groups_6 | SEM | 7.064% | 0 | 7.1578 | Industrial_2024_SC C_MW_Before Competition Groups_SEM
Industrial | Ind ¦ Fan System Optimization | 2024 | SC C | MW | Before Competition Groups | 6.8824 | 0 | 0 | 101.3329 | 0.067918 | 7 | Industrial_2024_SC C_MW_Before Competition Groups_7 | Fan System Optimization | 6.792% | 0 | 6.8824 | Industrial_2024_SC C_MW_Before Competition Groups_Fan System Optimization
Industrial | Ind ¦ Efficient Compressed Air Nozzles | 2024 | SC C | MW | Before Competition Groups | 4.7798 | 0 | 0 | 101.3329 | 0.047169 | 8 | Industrial_2024_SC C_MW_Before Competition Groups_8 | Efficient Compressed Air Nozzles | 4.717% | 0 | 4.7798 | Industrial_2024_SC C_MW_Before Competition Groups_Efficient Compressed Air Nozzles
Industrial | Ind ¦ High Efficiency HVAC Fans | 2024 | SC C | MW | Before Competition Groups | 4.712 | 0 | 0 | 101.3329 | 0.046501 | 9 | Industrial_2024_SC C_MW_Before Competition Groups_9 | High Efficiency HVAC Fans | 4.65% | 0 | 4.712 | Industrial_2024_SC C_MW_Before Competition Groups_High Efficiency HVAC Fans
Industrial | Ind ¦ Greenhouse Grow Lights | 2024 | SC C | MW | Before Competition Groups | 3.6988 | 0 | 0 | 101.3329 | 0.036502 | 10 | Industrial_2024_SC C_MW_Before Competition Groups_10 | Greenhouse Grow Lights | 3.65% | 0 | 3.6988 | Industrial_2024_SC C_MW_Before Competition Groups_Greenhouse Grow Lights
Industrial | Ind ¦ Improved Controls - Process Cooling | 2024 | SC C | MW | Before Competition Groups | 1.9244 | 0 | 0 | 101.3329 | 0.018991 | 11 | Industrial_2024_SC C_MW_Before Competition Groups_11 | Improved Controls - Process Cooling | 1.899% | 0 | 1.9244 | Industrial_2024_SC C_MW_Before Competition Groups_Improved Controls - Process Cooling
Industrial | Ind ¦ Material Handling Improvements | 2024 | SC C | MW | Before Competition Groups | 1.7579 | 0 | 0 | 101.3329 | 0.017347 | 12 | Industrial_2024_SC C_MW_Before Competition Groups_12 | Material Handling Improvements | 1.735% | 0 | 1.7579 | Industrial_2024_SC C_MW_Before Competition Groups_Material Handling Improvements
Industrial | Ind ¦ Cooling Tower Optimization | 2024 | SC C | MW | Before Competition Groups | 1.5257 | 0 | 0 | 101.3329 | 0.015056 | 13 | Industrial_2024_SC C_MW_Before Competition Groups_13 | Cooling Tower Optimization | 1.506% | 0 | 1.5257 | Industrial_2024_SC C_MW_Before Competition Groups_Cooling Tower Optimization
Industrial | Ind ¦ Process Optimization (Elec) | 2024 | SC C | MW | Before Competition Groups | 1.3181 | 0 | 0 | 101.3329 | 0.013008 | 14 | Industrial_2024_SC C_MW_Before Competition Groups_14 | Process Optimization (Elec) | 1.301% | 0 | 1.3181 | Industrial_2024_SC C_MW_Before Competition Groups_Process Optimization (Elec)
Industrial | Ind ¦ Ventilation Optimization | 2024 | SC C | MW | Before Competition Groups | 1.2358 | 0 | 0 | 101.3329 | 0.012196 | 15 | Industrial_2024_SC C_MW_Before Competition Groups_15 | Ventilation Optimization | 1.22% | 0 | 1.2358 | Industrial_2024_SC C_MW_Before Competition Groups_Ventilation Optimization
Industrial | Ind ¦ HE Lighting | 2024 | SC C | MW | Before Competition Groups | 1.1414 | 0 | 0 | 101.3329 | 0.011264 | 16 | Industrial_2024_SC C_MW_Before Competition Groups_16 | HE Lighting | 1.126% | 0 | 1.1414 | Industrial_2024_SC C_MW_Before Competition Groups_HE Lighting
Industrial | Ind ¦ Pulp and Paper Process Improvements | 2024 | SC C | MW | Before Competition Groups | 0.99652 | 0 | 0 | 101.3329 | 0.0098341 | 17 | Industrial_2024_SC C_MW_Before Competition Groups_17 | Pulp and Paper Process Improvements | 0.9834% | 0 | 0.99652 | Industrial_2024_SC C_MW_Before Competition Groups_Pulp and Paper Process Improvements
Industrial | Ind ¦ Refiner Plate Improvements | 2024 | SC C | MW | Before Competition Groups | 0.54985 | 0 | 0 | 101.3329 | 0.0054262 | 18 | Industrial_2024_SC C_MW_Before Competition Groups_18 | Refiner Plate Improvements | 0.5426% | 0 | 0.54985 | Industrial_2024_SC C_MW_Before Competition Groups_Refiner Plate Improvements
Industrial | Ind ¦ Free Cooling | 2024 | SC C | MW | Before Competition Groups | 0.5244 | 0 | 0 | 101.3329 | 0.005175 | 19 | Industrial_2024_SC C_MW_Before Competition Groups_19 | Free Cooling | 0.5175% | 0 | 0.5244 | Industrial_2024_SC C_MW_Before Competition Groups_Free Cooling
Industrial | Ind ¦ VAV Conversion Project | 2024 | SC C | MW | Before Competition Groups | 0.44731 | 0 | 0 | 101.3329 | 0.0044142 | 20 | Industrial_2024_SC C_MW_Before Competition Groups_20 | VAV Conversion Project | 0.4414% | 0 | 0.44731 | Industrial_2024_SC C_MW_Before Competition Groups_VAV Conversion Project
Industrial | Ind ¦ High Efficiency Battery Charger | 2024 | SC C | MW | Before Competition Groups | 0.40761 | 0 | 0 | 101.3329 | 0.0040225 | 21 | Industrial_2024_SC C_MW_Before Competition Groups_21 | High Efficiency Battery Charger | 0.4022% | 0 | 0.40761 | Industrial_2024_SC C_MW_Before Competition Groups_High Efficiency Battery Charger
Industrial | Ind ¦ Process Heat Recovery | 2024 | SC C | MW | Before Competition Groups | 0.3658 | 0 | 0 | 101.3329 | 0.0036099 | 22 | Industrial_2024_SC C_MW_Before Competition Groups_22 | Process Heat Recovery | 0.361% | 0 | 0.3658 | Industrial_2024_SC C_MW_Before Competition Groups_Process Heat Recovery
Industrial | Ind ¦ Refrigeration Compressor VFD | 2024 | SC C | MW | Before Competition Groups | 0.32682 | 0 | 0 | 101.3329 | 0.0032252 | 23 | Industrial_2024_SC C_MW_Before Competition Groups_23 | Refrigeration Compressor VFD | 0.3225% | 0 | 0.32682 | Industrial_2024_SC C_MW_Before Competition Groups_Refrigeration Compressor VFD
Industrial | Ind ¦ Process Improvements | 2024 | SC C | MW | Before Competition Groups | 0.28718 | 0 | 0 | 101.3329 | 0.002834 | 24 | Industrial_2024_SC C_MW_Before Competition Groups_24 | Process Improvements | 0.2834% | 0 | 0.28718 | Industrial_2024_SC C_MW_Before Competition Groups_Process Improvements
Industrial | Ind ¦ Improved Controls - Process Heating | 2024 | SC C | MW | Before Competition Groups | 0.17913 | 0 | 0 | 101.3329 | 0.0017677 | 25 | Industrial_2024_SC C_MW_Before Competition Groups_25 | Improved Controls - Process Heating | 0.1768% | 0 | 0.17913 | Industrial_2024_SC C_MW_Before Competition Groups_Improved Controls - Process Heating
Industrial | Ind ¦ Engine Block Heater Timer | 2024 | SC C | MW | Before Competition Groups | 0.10802 | 0 | 0 | 101.3329 | 0.001066 | 26 | Industrial_2024_SC C_MW_Before Competition Groups_26 | Engine Block Heater Timer | 0.1066% | 0 | 0.10802 | Industrial_2024_SC C_MW_Before Competition Groups_Engine Block Heater Timer
Industrial | Ind ¦ Dairy Pre-Cooler | 2024 | SC C | MW | Before Competition Groups | 0.077747 | 0 | 0 | 101.3329 | 0.00076724 | 27 | Industrial_2024_SC C_MW_Before Competition Groups_27 | Dairy Pre-Cooler | 0.07672% | 0 | 0.077747 | Industrial_2024_SC C_MW_Before Competition Groups_Dairy Pre-Cooler
Industrial | Ind ¦ Air Compressor Heat Recovery | 2024 | SC C | MW | Before Competition Groups | 0.049321 | 0 | 0 | 101.3329 | 0.00048672 | 28 | Industrial_2024_SC C_MW_Before Competition Groups_28 | Air Compressor Heat Recovery | 0.04867% | 0 | 0.049321 | Industrial_2024_SC C_MW_Before Competition Groups_Air Compressor Heat Recovery
Industrial | Ind ¦ Efficient Refrigeration Compressor | 2024 | SC C | MW | Before Competition Groups | 0.04252 | 0 | 0 | 101.3329 | 0.00041961 | 29 | Industrial_2024_SC C_MW_Before Competition Groups_29 | Efficient Refrigeration Compressor | 0.04196% | 0 | 0.04252 | Industrial_2024_SC C_MW_Before Competition Groups_Efficient Refrigeration Compressor
Industrial | Ind ¦ Efficient Irrigation | 2024 | SC C | MW | Before Competition Groups | 0.03317 | 0 | 0 | 101.3329 | 0.00032734 | 30 | Industrial_2024_SC C_MW_Before Competition Groups_30 | Efficient Irrigation | 0.03273% | 0 | 0.03317 | Industrial_2024_SC C_MW_Before Competition Groups_Efficient Irrigation
Industrial | Ind ¦ Heat Lamps/Heat Pad | 2024 | SC C | MW | Before Competition Groups | 0 | 0 | 0 | 101.3329 | 0 | 31 | Industrial_2024_SC C_MW_Before Competition Groups_31 | Heat Lamps/Heat Pad | 0% | 0 | 0 | Industrial_2024_SC C_MW_Before Competition Groups_Heat Lamps/Heat Pad
Industrial | Ind ¦ Air Compressor Optimization | 2024 | SC D | MW | Before Competition Groups | 18.9681 | 0 | 0 | 93.6866 | 0.20246 | 1 | Industrial_2024_SC D_MW_Before Competition Groups_1 | Air Compressor Optimization | 20.25% | 0 | 18.9681 | Industrial_2024_SC D_MW_Before Competition Groups_Air Compressor Optimization
Industrial | Ind ¦ Pump System Optimization | 2024 | SC D | MW | Before Competition Groups | 15.1857 | 0 | 0 | 93.6866 | 0.16209 | 2 | Industrial_2024_SC D_MW_Before Competition Groups_2 | Pump System Optimization | 16.21% | 0 | 15.1857 | Industrial_2024_SC D_MW_Before Competition Groups_Pump System Optimization
Industrial | Ind ¦ Air Leak Survey and Repair | 2024 | SC D | MW | Before Competition Groups | 10.09 | 0 | 0 | 93.6866 | 0.1077 | 3 | Industrial_2024_SC D_MW_Before Competition Groups_3 | Air Leak Survey and Repair | 10.77% | 0 | 10.09 | Industrial_2024_SC D_MW_Before Competition Groups_Air Leak Survey and Repair
Industrial | Ind ¦ SEM | 2024 | SC D | MW | Before Competition Groups | 7.1578 | 0 | 0 | 93.6866 | 0.076402 | 4 | Industrial_2024_SC D_MW_Before Competition Groups_4 | SEM | 7.64% | 0 | 7.1578 | Industrial_2024_SC D_MW_Before Competition Groups_SEM
Industrial | Ind ¦ Recommissioning | 2024 | SC D | MW | Before Competition Groups | 6.9197 | 0 | 0 | 93.6866 | 0.07386 | 5 | Industrial_2024_SC D_MW_Before Competition Groups_5 | Recommissioning | 7.386% | 0 | 6.9197 | Industrial_2024_SC D_MW_Before Competition Groups_Recommissioning
Industrial | Ind ¦ Fan System Optimization | 2024 | SC D | MW | Before Competition Groups | 6.8824 | 0 | 0 | 93.6866 | 0.073462 | 6 | Industrial_2024_SC D_MW_Before Competition Groups_6 | Fan System Optimization | 7.346% | 0 | 6.8824 | Industrial_2024_SC D_MW_Before Competition Groups_Fan System Optimization
Industrial | Ind ¦ Pump Equipment Upgrade | 2024 | SC D | MW | Before Competition Groups | 6.8267 | 0 | 0 | 93.6866 | 0.072867 | 7 | Industrial_2024_SC D_MW_Before Competition Groups_7 | Pump Equipment Upgrade | 7.287% | 0 | 6.8267 | Industrial_2024_SC D_MW_Before Competition Groups_Pump Equipment Upgrade
Industrial | Ind ¦ Efficient Compressed Air Nozzles | 2024 | SC D | MW | Before Competition Groups | 4.7798 | 0 | 0 | 93.6866 | 0.051019 | 8 | Industrial_2024_SC D_MW_Before Competition Groups_8 | Efficient Compressed Air Nozzles | 5.102% | 0 | 4.7798 | Industrial_2024_SC D_MW_Before Competition Groups_Efficient Compressed Air Nozzles
Industrial | Ind ¦ High Efficiency HVAC Fans | 2024 | SC D | MW | Before Competition Groups | 4.506 | 0 | 0 | 93.6866 | 0.048096 | 9 | Industrial_2024_SC D_MW_Before Competition Groups_9 | High Efficiency HVAC Fans | 4.81% | 0 | 4.506 | Industrial_2024_SC D_MW_Before Competition Groups_High Efficiency HVAC Fans
Industrial | Ind ¦ Greenhouse Grow Lights | 2024 | SC D | MW | Before Competition Groups | 2.4048 | 0 | 0 | 93.6866 | 0.025668 | 10 | Industrial_2024_SC D_MW_Before Competition Groups_10 | Greenhouse Grow Lights | 2.567% | 0 | 2.4048 | Industrial_2024_SC D_MW_Before Competition Groups_Greenhouse Grow Lights
Industrial | Ind ¦ Improved Controls - Process Cooling | 2024 | SC D | MW | Before Competition Groups | 1.9244 | 0 | 0 | 93.6866 | 0.02054 | 11 | Industrial_2024_SC D_MW_Before Competition Groups_11 | Improved Controls - Process Cooling | 2.054% | 0 | 1.9244 | Industrial_2024_SC D_MW_Before Competition Groups_Improved Controls - Process Cooling
Industrial | Ind ¦ Material Handling Improvements | 2024 | SC D | MW | Before Competition Groups | 1.7579 | 0 | 0 | 93.6866 | 0.018763 | 12 | Industrial_2024_SC D_MW_Before Competition Groups_12 | Material Handling Improvements | 1.876% | 0 | 1.7579 | Industrial_2024_SC D_MW_Before Competition Groups_Material Handling Improvements
Industrial | Ind ¦ Cooling Tower Optimization | 2024 | SC D | MW | Before Competition Groups | 1.3745 | 0 | 0 | 93.6866 | 0.014671 | 13 | Industrial_2024_SC D_MW_Before Competition Groups_13 | Cooling Tower Optimization | 1.467% | 0 | 1.3745 | Industrial_2024_SC D_MW_Before Competition Groups_Cooling Tower Optimization
Industrial | Ind ¦ Process Optimization (Elec) | 2024 | SC D | MW | Before Competition Groups | 1.3181 | 0 | 0 | 93.6866 | 0.01407 | 14 | Industrial_2024_SC D_MW_Before Competition Groups_14 | Process Optimization (Elec) | 1.407% | 0 | 1.3181 | Industrial_2024_SC D_MW_Before Competition Groups_Process Optimization (Elec)
Industrial | Ind ¦ Ventilation Optimization | 2024 | SC D | MW | Before Competition Groups | 1.0771 | 0 | 0 | 93.6866 | 0.011497 | 15 | Industrial_2024_SC D_MW_Before Competition Groups_15 | Ventilation Optimization | 1.15% | 0 | 1.0771 | Industrial_2024_SC D_MW_Before Competition Groups_Ventilation Optimization
Industrial | Ind ¦ Refiner Plate Improvements | 2024 | SC D | MW | Before Competition Groups | 0.54985 | 0 | 0 | 93.6866 | 0.0058691 | 16 | Industrial_2024_SC D_MW_Before Competition Groups_16 | Refiner Plate Improvements | 0.5869% | 0 | 0.54985 | Industrial_2024_SC D_MW_Before Competition Groups_Refiner Plate Improvements
Industrial | Ind ¦ VAV Conversion Project | 2024 | SC D | MW | Before Competition Groups | 0.30531 | 0 | 0 | 93.6866 | 0.0032589 | 17 | Industrial_2024_SC D_MW_Before Competition Groups_17 | VAV Conversion Project | 0.3259% | 0 | 0.30531 | Industrial_2024_SC D_MW_Before Competition Groups_VAV Conversion Project
Industrial | Ind ¦ Process Heat Recovery | 2024 | SC D | MW | Before Competition Groups | 0.27589 | 0 | 0 | 93.6866 | 0.0029448 | 18 | Industrial_2024_SC D_MW_Before Competition Groups_18 | Process Heat Recovery | 0.2945% | 0 | 0.27589 | Industrial_2024_SC D_MW_Before Competition Groups_Process Heat Recovery
Industrial | Ind ¦ Process Improvements | 2024 | SC D | MW | Before Competition Groups | 0.25245 | 0 | 0 | 93.6866 | 0.0026946 | 19 | Industrial_2024_SC D_MW_Before Competition Groups_19 | Process Improvements | 0.2695% | 0 | 0.25245 | Industrial_2024_SC D_MW_Before Competition Groups_Process Improvements
Industrial | Ind ¦ High Efficiency Battery Charger | 2024 | SC D | MW | Before Competition Groups | 0.20092 | 0 | 0 | 93.6866 | 0.0021446 | 20 | Industrial_2024_SC D_MW_Before Competition Groups_20 | High Efficiency Battery Charger | 0.2145% | 0 | 0.20092 | Industrial_2024_SC D_MW_Before Competition Groups_High Efficiency Battery Charger
Industrial | Ind ¦ Refrigeration Compressor VFD | 2024 | SC D | MW | Before Competition Groups | 0.19438 | 0 | 0 | 93.6866 | 0.0020748 | 21 | Industrial_2024_SC D_MW_Before Competition Groups_21 | Refrigeration Compressor VFD | 0.2075% | 0 | 0.19438 | Industrial_2024_SC D_MW_Before Competition Groups_Refrigeration Compressor VFD
Industrial | Ind ¦ Improved Controls - Process Heating | 2024 | SC D | MW | Before Competition Groups | 0.16046 | 0 | 0 | 93.6866 | 0.0017127 | 22 | Industrial_2024_SC D_MW_Before Competition Groups_22 | Improved Controls - Process Heating | 0.1713% | 0 | 0.16046 | Industrial_2024_SC D_MW_Before Competition Groups_Improved Controls - Process Heating
Industrial | Ind ¦ Pulp and Paper Process Improvements | 2024 | SC D | MW | Before Competition Groups | 0.12666 | 0 | 0 | 93.6866 | 0.0013519 | 23 | Industrial_2024_SC D_MW_Before Competition Groups_23 | Pulp and Paper Process Improvements | 0.1352% | 0 | 0.12666 | Industrial_2024_SC D_MW_Before Competition Groups_Pulp and Paper Process Improvements
Industrial | Ind ¦ HE Lighting | 2024 | SC D | MW | Before Competition Groups | 0.12558 | 0 | 0 | 93.6866 | 0.0013404 | 24 | Industrial_2024_SC D_MW_Before Competition Groups_24 | HE Lighting | 0.134% | 0 | 0.12558 | Industrial_2024_SC D_MW_Before Competition Groups_HE Lighting
Industrial | Ind ¦ Engine Block Heater Timer | 2024 | SC D | MW | Before Competition Groups | 0.10247 | 0 | 0 | 93.6866 | 0.0010938 | 25 | Industrial_2024_SC D_MW_Before Competition Groups_25 | Engine Block Heater Timer | 0.1094% | 0 | 0.10247 | Industrial_2024_SC D_MW_Before Competition Groups_Engine Block Heater Timer
Industrial | Ind ¦ Free Cooling | 2024 | SC D | MW | Before Competition Groups | 0.072814 | 0 | 0 | 93.6866 | 0.00077721 | 26 | Industrial_2024_SC D_MW_Before Competition Groups_26 | Free Cooling | 0.07772% | 0 | 0.072814 | Industrial_2024_SC D_MW_Before Competition Groups_Free Cooling
Industrial | Ind ¦ Air Compressor Heat Recovery | 2024 | SC D | MW | Before Competition Groups | 0.044882 | 0 | 0 | 93.6866 | 0.00047906 | 27 | Industrial_2024_SC D_MW_Before Competition Groups_27 | Air Compressor Heat Recovery | 0.04791% | 0 | 0.044882 | Industrial_2024_SC D_MW_Before Competition Groups_Air Compressor Heat Recovery
Industrial | Ind ¦ Efficient Refrigeration Compressor | 2024 | SC D | MW | Before Competition Groups | 0.042231 | 0 | 0 | 93.6866 | 0.00045076 | 28 | Industrial_2024_SC D_MW_Before Competition Groups_28 | Efficient Refrigeration Compressor | 0.04508% | 0 | 0.042231 | Industrial_2024_SC D_MW_Before Competition Groups_Efficient Refrigeration Compressor
Industrial | Ind ¦ Dairy Pre-Cooler | 2024 | SC D | MW | Before Competition Groups | 0.038245 | 0 | 0 | 93.6866 | 0.00040822 | 29 | Industrial_2024_SC D_MW_Before Competition Groups_29 | Dairy Pre-Cooler | 0.04082% | 0 | 0.038245 | Industrial_2024_SC D_MW_Before Competition Groups_Dairy Pre-Cooler
Industrial | Ind ¦ Efficient Irrigation | 2024 | SC D | MW | Before Competition Groups | 0.021443 | 0 | 0 | 93.6866 | 0.00022888 | 30 | Industrial_2024_SC D_MW_Before Competition Groups_30 | Efficient Irrigation | 0.02289% | 0 | 0.021443 | Industrial_2024_SC D_MW_Before Competition Groups_Efficient Irrigation
Industrial | Ind ¦ Heat Lamps/Heat Pad | 2024 | SC D | MW | Before Competition Groups | 0 | 0 | 0 | 93.6866 | 0 | 31 | Industrial_2024_SC D_MW_Before Competition Groups_31 | Heat Lamps/Heat Pad | 0% | 0 | 0 | Industrial_2024_SC D_MW_Before Competition Groups_Heat Lamps/Heat Pad
Industrial | Ind ¦ Pump System Optimization | 2024 | Technical | MW | Before Competition Groups | 74.8806 | 0 | 0 | 657.1257 | 0.11395 | 1 | Industrial_2024_Technical_MW_Before Competition Groups_1 | Pump System Optimization | 11.4% | 0 | 74.8806 | Industrial_2024_Technical_MW_Before Competition Groups_Pump System Optimization
Industrial | Ind ¦ Air Leak Survey and Repair | 2024 | Technical | MW | Before Competition Groups | 74.5623 | 0 | 0 | 657.1257 | 0.11347 | 2 | Industrial_2024_Technical_MW_Before Competition Groups_2 | Air Leak Survey and Repair | 11.35% | 0 | 74.5623 | Industrial_2024_Technical_MW_Before Competition Groups_Air Leak Survey and Repair
Industrial | Ind ¦ HE Lighting | 2024 | Technical | MW | Before Competition Groups | 73.4988 | 0 | 0 | 657.1257 | 0.11185 | 3 | Industrial_2024_Technical_MW_Before Competition Groups_3 | HE Lighting | 11.18% | 0 | 73.4988 | Industrial_2024_Technical_MW_Before Competition Groups_HE Lighting
Industrial | Ind ¦ Recommissioning | 2024 | Technical | MW | Before Competition Groups | 53.8097 | 0 | 0 | 657.1257 | 0.081886 | 4 | Industrial_2024_Technical_MW_Before Competition Groups_4 | Recommissioning | 8.189% | 0 | 53.8097 | Industrial_2024_Technical_MW_Before Competition Groups_Recommissioning
Industrial | Ind ¦ SEM | 2024 | Technical | MW | Before Competition Groups | 53.8097 | 0 | 0 | 657.1257 | 0.081886 | 5 | Industrial_2024_Technical_MW_Before Competition Groups_5 | SEM | 8.189% | 0 | 53.8097 | Industrial_2024_Technical_MW_Before Competition Groups_SEM
Industrial | Ind ¦ Air Compressor Optimization | 2024 | Technical | MW | Before Competition Groups | 46.5454 | 0 | 0 | 657.1257 | 0.070832 | 6 | Industrial_2024_Technical_MW_Before Competition Groups_6 | Air Compressor Optimization | 7.083% | 0 | 46.5454 | Industrial_2024_Technical_MW_Before Competition Groups_Air Compressor Optimization
Industrial | Ind ¦ Efficient Compressed Air Nozzles | 2024 | Technical | MW | Before Competition Groups | 44.5667 | 0 | 0 | 657.1257 | 0.067821 | 7 | Industrial_2024_Technical_MW_Before Competition Groups_7 | Efficient Compressed Air Nozzles | 6.782% | 0 | 44.5667 | Industrial_2024_Technical_MW_Before Competition Groups_Efficient Compressed Air Nozzles
Industrial | Ind ¦ Pump Equipment Upgrade | 2024 | Technical | MW | Before Competition Groups | 34.6859 | 0 | 0 | 657.1257 | 0.052784 | 8 | Industrial_2024_Technical_MW_Before Competition Groups_8 | Pump Equipment Upgrade | 5.278% | 0 | 34.6859 | Industrial_2024_Technical_MW_Before Competition Groups_Pump Equipment Upgrade
Industrial | Ind ¦ High Efficiency HVAC Fans | 2024 | Technical | MW | Before Competition Groups | 23.5907 | 0 | 0 | 657.1257 | 0.0359 | 9 | Industrial_2024_Technical_MW_Before Competition Groups_9 | High Efficiency HVAC Fans | 3.59% | 0 | 23.5907 | Industrial_2024_Technical_MW_Before Competition Groups_High Efficiency HVAC Fans
Industrial | Ind ¦ Process Optimization (Elec) | 2024 | Technical | MW | Before Competition Groups | 21.9581 | 0 | 0 | 657.1257 | 0.033415 | 10 | Industrial_2024_Technical_MW_Before Competition Groups_10 | Process Optimization (Elec) | 3.342% | 0 | 21.9581 | Industrial_2024_Technical_MW_Before Competition Groups_Process Optimization (Elec)
Industrial | Ind ¦ Premium Efficient Motors | 2024 | Technical | MW | Before Competition Groups | 18.7874 | 0 | 0 | 657.1257 | 0.02859 | 11 | Industrial_2024_Technical_MW_Before Competition Groups_11 | Premium Efficient Motors | 2.859% | 0 | 18.7874 | Industrial_2024_Technical_MW_Before Competition Groups_Premium Efficient Motors
Industrial | Ind ¦ Greenhouse Grow Lights | 2024 | Technical | MW | Before Competition Groups | 18.7801 | 0 | 0 | 657.1257 | 0.028579 | 12 | Industrial_2024_Technical_MW_Before Competition Groups_12 | Greenhouse Grow Lights | 2.858% | 0 | 18.7801 | Industrial_2024_Technical_MW_Before Competition Groups_Greenhouse Grow Lights
Industrial | Ind ¦ Fan System Optimization | 2024 | Technical | MW | Before Competition Groups | 17.1964 | 0 | 0 | 657.1257 | 0.026169 | 13 | Industrial_2024_Technical_MW_Before Competition Groups_13 | Fan System Optimization | 2.617% | 0 | 17.1964 | Industrial_2024_Technical_MW_Before Competition Groups_Fan System Optimization
Industrial | Ind ¦ Improved Controls - Process Cooling | 2024 | Technical | MW | Before Competition Groups | 14.1928 | 0 | 0 | 657.1257 | 0.021598 | 14 | Industrial_2024_Technical_MW_Before Competition Groups_14 | Improved Controls - Process Cooling | 2.16% | 0 | 14.1928 | Industrial_2024_Technical_MW_Before Competition Groups_Improved Controls - Process Cooling
Industrial | Ind ¦ HE HVAC Controls | 2024 | Technical | MW | Before Competition Groups | 8.873 | 0 | 0 | 657.1257 | 0.013503 | 15 | Industrial_2024_Technical_MW_Before Competition Groups_15 | HE HVAC Controls | 1.35% | 0 | 8.873 | Industrial_2024_Technical_MW_Before Competition Groups_HE HVAC Controls
Industrial | Ind ¦ Ventilation Optimization | 2024 | Technical | MW | Before Competition Groups | 8.3623 | 0 | 0 | 657.1257 | 0.012726 | 16 | Industrial_2024_Technical_MW_Before Competition Groups_16 | Ventilation Optimization | 1.273% | 0 | 8.3623 | Industrial_2024_Technical_MW_Before Competition Groups_Ventilation Optimization
Industrial | Ind ¦ Pulp and Paper Process Improvements | 2024 | Technical | MW | Before Competition Groups | 8.1193 | 0 | 0 | 657.1257 | 0.012356 | 17 | Industrial_2024_Technical_MW_Before Competition Groups_17 | Pulp and Paper Process Improvements | 1.236% | 0 | 8.1193 | Industrial_2024_Technical_MW_Before Competition Groups_Pulp and Paper Process Improvements
Industrial | Ind ¦ Material Handling Improvements | 2024 | Technical | MW | Before Competition Groups | 6.6489 | 0 | 0 | 657.1257 | 0.010118 | 18 | Industrial_2024_Technical_MW_Before Competition Groups_18 | Material Handling Improvements | 1.012% | 0 | 6.6489 | Industrial_2024_Technical_MW_Before Competition Groups_Material Handling Improvements
Industrial | Ind ¦ Chiller Optimization | 2024 | Technical | MW | Before Competition Groups | 5.4748 | 0 | 0 | 657.1257 | 0.0083315 | 19 | Industrial_2024_Technical_MW_Before Competition Groups_19 | Chiller Optimization | 0.8331% | 0 | 5.4748 | Industrial_2024_Technical_MW_Before Competition Groups_Chiller Optimization
Industrial | Ind ¦ HVLS Fans | 2024 | Technical | MW | Before Competition Groups | 5.3932 | 0 | 0 | 657.1257 | 0.0082073 | 20 | Industrial_2024_Technical_MW_Before Competition Groups_20 | HVLS Fans | 0.8207% | 0 | 5.3932 | Industrial_2024_Technical_MW_Before Competition Groups_HVLS Fans
Industrial | Ind ¦ Refiner Plate Improvements | 2024 | Technical | MW | Before Competition Groups | 5.377 | 0 | 0 | 657.1257 | 0.0081826 | 21 | Industrial_2024_Technical_MW_Before Competition Groups_21 | Refiner Plate Improvements | 0.8183% | 0 | 5.377 | Industrial_2024_Technical_MW_Before Competition Groups_Refiner Plate Improvements
Industrial | Ind ¦ HE HVAC Units | 2024 | Technical | MW | Before Competition Groups | 5.1263 | 0 | 0 | 657.1257 | 0.007801 | 22 | Industrial_2024_Technical_MW_Before Competition Groups_22 | HE HVAC Units | 0.7801% | 0 | 5.1263 | Industrial_2024_Technical_MW_Before Competition Groups_HE HVAC Units
Industrial | Ind ¦ Cooling Tower Optimization | 2024 | Technical | MW | Before Competition Groups | 4.2667 | 0 | 0 | 657.1257 | 0.006493 | 23 | Industrial_2024_Technical_MW_Before Competition Groups_23 | Cooling Tower Optimization | 0.6493% | 0 | 4.2667 | Industrial_2024_Technical_MW_Before Competition Groups_Cooling Tower Optimization
Industrial | Ind ¦ Free Cooling | 2024 | Technical | MW | Before Competition Groups | 3.5643 | 0 | 0 | 657.1257 | 0.005424 | 24 | Industrial_2024_Technical_MW_Before Competition Groups_24 | Free Cooling | 0.5424% | 0 | 3.5643 | Industrial_2024_Technical_MW_Before Competition Groups_Free Cooling
Industrial | Ind ¦ VAV Conversion Project | 2024 | Technical | MW | Before Competition Groups | 3.2679 | 0 | 0 | 657.1257 | 0.004973 | 25 | Industrial_2024_Technical_MW_Before Competition Groups_25 | VAV Conversion Project | 0.4973% | 0 | 3.2679 | Industrial_2024_Technical_MW_Before Competition Groups_VAV Conversion Project
Industrial | Ind ¦ Cold Storage Retrofit | 2024 | Technical | MW | Before Competition Groups | 2.9253 | 0 | 0 | 657.1257 | 0.0044516 | 26 | Industrial_2024_Technical_MW_Before Competition Groups_26 | Cold Storage Retrofit | 0.4452% | 0 | 2.9253 | Industrial_2024_Technical_MW_Before Competition Groups_Cold Storage Retrofit
Industrial | Ind ¦ Process Heat Recovery | 2024 | Technical | MW | Before Competition Groups | 2.8245 | 0 | 0 | 657.1257 | 0.0042982 | 27 | Industrial_2024_Technical_MW_Before Competition Groups_27 | Process Heat Recovery | 0.4298% | 0 | 2.8245 | Industrial_2024_Technical_MW_Before Competition Groups_Process Heat Recovery
Industrial | Ind ¦ Synchronous Belts | 2024 | Technical | MW | Before Competition Groups | 2.7035 | 0 | 0 | 657.1257 | 0.0041141 | 28 | Industrial_2024_Technical_MW_Before Competition Groups_28 | Synchronous Belts | 0.4114% | 0 | 2.7035 | Industrial_2024_Technical_MW_Before Competition Groups_Synchronous Belts
Industrial | Ind ¦ High Efficiency Battery Charger | 2024 | Technical | MW | Before Competition Groups | 2.2978 | 0 | 0 | 657.1257 | 0.0034968 | 29 | Industrial_2024_Technical_MW_Before Competition Groups_29 | High Efficiency Battery Charger | 0.3497% | 0 | 2.2978 | Industrial_2024_Technical_MW_Before Competition Groups_High Efficiency Battery Charger
Industrial | Ind ¦ Process Improvements | 2024 | Technical | MW | Before Competition Groups | 2.1869 | 0 | 0 | 657.1257 | 0.003328 | 30 | Industrial_2024_Technical_MW_Before Competition Groups_30 | Process Improvements | 0.3328% | 0 | 2.1869 | Industrial_2024_Technical_MW_Before Competition Groups_Process Improvements
Industrial | Ind ¦ Efficient Irrigation | 2024 | Technical | MW | Before Competition Groups | 1.8814 | 0 | 0 | 657.1257 | 0.0028631 | 31 | Industrial_2024_Technical_MW_Before Competition Groups_31 | Efficient Irrigation | 0.2863% | 0 | 1.8814 | Industrial_2024_Technical_MW_Before Competition Groups_Efficient Irrigation
Industrial | Ind ¦ Improved Controls - Process Heating | 2024 | Technical | MW | Before Competition Groups | 1.3142 | 0 | 0 | 657.1257 | 0.002 | 32 | Industrial_2024_Technical_MW_Before Competition Groups_32 | Improved Controls - Process Heating | 0.2% | 0 | 1.3142 | Industrial_2024_Technical_MW_Before Competition Groups_Improved Controls - Process Heating
Industrial | Ind ¦ Refrigeration Compressor VFD | 2024 | Technical | MW | Before Competition Groups | 1.2517 | 0 | 0 | 657.1257 | 0.0019048 | 33 | Industrial_2024_Technical_MW_Before Competition Groups_33 | Refrigeration Compressor VFD | 0.1905% | 0 | 1.2517 | Industrial_2024_Technical_MW_Before Competition Groups_Refrigeration Compressor VFD
Industrial | Ind ¦ Efficient Transformer | 2024 | Technical | MW | Before Competition Groups | 1.1528 | 0 | 0 | 657.1257 | 0.0017543 | 34 | Industrial_2024_Technical_MW_Before Competition Groups_34 | Efficient Transformer | 0.1754% | 0 | 1.1528 | Industrial_2024_Technical_MW_Before Competition Groups_Efficient Transformer
Industrial | Ind ¦ High Efficiency Welders | 2024 | Technical | MW | Before Competition Groups | 0.93276 | 0 | 0 | 657.1257 | 0.0014195 | 35 | Industrial_2024_Technical_MW_Before Competition Groups_35 | High Efficiency Welders | 0.1419% | 0 | 0.93276 | Industrial_2024_Technical_MW_Before Competition Groups_High Efficiency Welders
Industrial | Ind ¦ Engine Block Heater Timer | 2024 | Technical | MW | Before Competition Groups | 0.83391 | 0 | 0 | 657.1257 | 0.001269 | 36 | Industrial_2024_Technical_MW_Before Competition Groups_36 | Engine Block Heater Timer | 0.1269% | 0 | 0.83391 | Industrial_2024_Technical_MW_Before Competition Groups_Engine Block Heater Timer
Industrial | Ind ¦ Dairy Pre-Cooler | 2024 | Technical | MW | Before Competition Groups | 0.5134 | 0 | 0 | 657.1257 | 0.00078128 | 37 | Industrial_2024_Technical_MW_Before Competition Groups_37 | Dairy Pre-Cooler | 0.07813% | 0 | 0.5134 | Industrial_2024_Technical_MW_Before Competition Groups_Dairy Pre-Cooler
Industrial | Ind ¦ Air Compressor Heat Recovery | 2024 | Technical | MW | Before Competition Groups | 0.36659 | 0 | 0 | 657.1257 | 0.00055787 | 38 | Industrial_2024_Technical_MW_Before Competition Groups_38 | Air Compressor Heat Recovery | 0.05579% | 0 | 0.36659 | Industrial_2024_Technical_MW_Before Competition Groups_Air Compressor Heat Recovery
Industrial | Ind ¦ Optimize Compressed Air Dryer | 2024 | Technical | MW | Before Competition Groups | 0.26318 | 0 | 0 | 657.1257 | 0.0004005 | 39 | Industrial_2024_Technical_MW_Before Competition Groups_39 | Optimize Compressed Air Dryer | 0.04005% | 0 | 0.26318 | Industrial_2024_Technical_MW_Before Competition Groups_Optimize Compressed Air Dryer
Industrial | Ind ¦ Heat Lamps/Heat Pad | 2024 | Technical | MW | Before Competition Groups | 0.12764 | 0 | 0 | 657.1257 | 0.00019423 | 40 | Industrial_2024_Technical_MW_Before Competition Groups_40 | Heat Lamps/Heat Pad | 0.01942% | 0 | 0.12764 | Industrial_2024_Technical_MW_Before Competition Groups_Heat Lamps/Heat Pad
Industrial | Ind ¦ Efficient Refrigeration Compressor | 2024 | Technical | MW | Before Competition Groups | 0.10648 | 0 | 0 | 657.1257 | 0.00016204 | 41 | Industrial_2024_Technical_MW_Before Competition Groups_41 | Efficient Refrigeration Compressor | 0.0162% | 0 | 0.10648 | Industrial_2024_Technical_MW_Before Competition Groups_Efficient Refrigeration Compressor
Industrial | Ind ¦ Creep Heat Controller | 2024 | Technical | MW | Before Competition Groups | 0.10538 | 0 | 0 | 657.1257 | 0.00016037 | 42 | Industrial_2024_Technical_MW_Before Competition Groups_42 | Creep Heat Controller | 0.01604% | 0 | 0.10538 | Industrial_2024_Technical_MW_Before Competition Groups_Creep Heat Controller
Industrial | Ind ¦ Pump System Optimization | 2025 | Economic | MW | Before Competition Groups | 75.4064 | 0 | 0 | 556.0163 | 0.13562 | 1 | Industrial_2025_Economic_MW_Before Competition Groups_1 | Pump System Optimization | 13.56% | 0 | 75.4064 | Industrial_2025_Economic_MW_Before Competition Groups_Pump System Optimization
Industrial | Ind ¦ Air Leak Survey and Repair | 2025 | Economic | MW | Before Competition Groups | 74.4053 | 0 | 0 | 556.0163 | 0.13382 | 2 | Industrial_2025_Economic_MW_Before Competition Groups_2 | Air Leak Survey and Repair | 13.38% | 0 | 74.4053 | Industrial_2025_Economic_MW_Before Competition Groups_Air Leak Survey and Repair
Industrial | Ind ¦ Recommissioning | 2025 | Economic | MW | Before Competition Groups | 53.5226 | 0 | 0 | 556.0163 | 0.096261 | 3 | Industrial_2025_Economic_MW_Before Competition Groups_3 | Recommissioning | 9.626% | 0 | 53.5226 | Industrial_2025_Economic_MW_Before Competition Groups_Recommissioning
Industrial | Ind ¦ SEM | 2025 | Economic | MW | Before Competition Groups | 53.5226 | 0 | 0 | 556.0163 | 0.096261 | 4 | Industrial_2025_Economic_MW_Before Competition Groups_4 | SEM | 9.626% | 0 | 53.5226 | Industrial_2025_Economic_MW_Before Competition Groups_SEM
Industrial | Ind ¦ Air Compressor Optimization | 2025 | Economic | MW | Before Competition Groups | 48.0032 | 0 | 0 | 556.0163 | 0.086334 | 5 | Industrial_2025_Economic_MW_Before Competition Groups_5 | Air Compressor Optimization | 8.633% | 0 | 48.0032 | Industrial_2025_Economic_MW_Before Competition Groups_Air Compressor Optimization
Industrial | Ind ¦ Efficient Compressed Air Nozzles | 2025 | Economic | MW | Before Competition Groups | 46.2477 | 0 | 0 | 556.0163 | 0.083177 | 6 | Industrial_2025_Economic_MW_Before Competition Groups_6 | Efficient Compressed Air Nozzles | 8.318% | 0 | 46.2477 | Industrial_2025_Economic_MW_Before Competition Groups_Efficient Compressed Air Nozzles
Industrial | Ind ¦ Pump Equipment Upgrade | 2025 | Economic | MW | Before Competition Groups | 35.7873 | 0 | 0 | 556.0163 | 0.064364 | 7 | Industrial_2025_Economic_MW_Before Competition Groups_7 | Pump Equipment Upgrade | 6.436% | 0 | 35.7873 | Industrial_2025_Economic_MW_Before Competition Groups_Pump Equipment Upgrade
Industrial | Ind ¦ HE Lighting | 2025 | Economic | MW | Before Competition Groups | 26.0688 | 0 | 0 | 556.0163 | 0.046885 | 8 | Industrial_2025_Economic_MW_Before Competition Groups_8 | HE Lighting | 4.688% | 0 | 26.0688 | Industrial_2025_Economic_MW_Before Competition Groups_HE Lighting
Industrial | Ind ¦ High Efficiency HVAC Fans | 2025 | Economic | MW | Before Competition Groups | 24.1166 | 0 | 0 | 556.0163 | 0.043374 | 9 | Industrial_2025_Economic_MW_Before Competition Groups_9 | High Efficiency HVAC Fans | 4.337% | 0 | 24.1166 | Industrial_2025_Economic_MW_Before Competition Groups_High Efficiency HVAC Fans
Industrial | Ind ¦ Process Optimization (Elec) | 2025 | Economic | MW | Before Competition Groups | 21.8412 | 0 | 0 | 556.0163 | 0.039282 | 10 | Industrial_2025_Economic_MW_Before Competition Groups_10 | Process Optimization (Elec) | 3.928% | 0 | 21.8412 | Industrial_2025_Economic_MW_Before Competition Groups_Process Optimization (Elec)
Industrial | Ind ¦ Greenhouse Grow Lights | 2025 | Economic | MW | Before Competition Groups | 19.2313 | 0 | 0 | 556.0163 | 0.034588 | 11 | Industrial_2025_Economic_MW_Before Competition Groups_11 | Greenhouse Grow Lights | 3.459% | 0 | 19.2313 | Industrial_2025_Economic_MW_Before Competition Groups_Greenhouse Grow Lights
Industrial | Ind ¦ Fan System Optimization | 2025 | Economic | MW | Before Competition Groups | 17.5408 | 0 | 0 | 556.0163 | 0.031547 | 12 | Industrial_2025_Economic_MW_Before Competition Groups_12 | Fan System Optimization | 3.155% | 0 | 17.5408 | Industrial_2025_Economic_MW_Before Competition Groups_Fan System Optimization
Industrial | Ind ¦ Improved Controls - Process Cooling | 2025 | Economic | MW | Before Competition Groups | 14.0189 | 0 | 0 | 556.0163 | 0.025213 | 13 | Industrial_2025_Economic_MW_Before Competition Groups_13 | Improved Controls - Process Cooling | 2.521% | 0 | 14.0189 | Industrial_2025_Economic_MW_Before Competition Groups_Improved Controls - Process Cooling
Industrial | Ind ¦ Pulp and Paper Process Improvements | 2025 | Economic | MW | Before Competition Groups | 8.0355 | 0 | 0 | 556.0163 | 0.014452 | 14 | Industrial_2025_Economic_MW_Before Competition Groups_14 | Pulp and Paper Process Improvements | 1.445% | 0 | 8.0355 | Industrial_2025_Economic_MW_Before Competition Groups_Pulp and Paper Process Improvements
Industrial | Ind ¦ Material Handling Improvements | 2025 | Economic | MW | Before Competition Groups | 6.8896 | 0 | 0 | 556.0163 | 0.012391 | 15 | Industrial_2025_Economic_MW_Before Competition Groups_15 | Material Handling Improvements | 1.239% | 0 | 6.8896 | Industrial_2025_Economic_MW_Before Competition Groups_Material Handling Improvements
Industrial | Ind ¦ Refiner Plate Improvements | 2025 | Economic | MW | Before Competition Groups | 5.5082 | 0 | 0 | 556.0163 | 0.0099066 | 16 | Industrial_2025_Economic_MW_Before Competition Groups_16 | Refiner Plate Improvements | 0.9907% | 0 | 5.5082 | Industrial_2025_Economic_MW_Before Competition Groups_Refiner Plate Improvements
Industrial | Ind ¦ Cooling Tower Optimization | 2025 | Economic | MW | Before Competition Groups | 4.2316 | 0 | 0 | 556.0163 | 0.0076106 | 17 | Industrial_2025_Economic_MW_Before Competition Groups_17 | Cooling Tower Optimization | 0.7611% | 0 | 4.2316 | Industrial_2025_Economic_MW_Before Competition Groups_Cooling Tower Optimization
Industrial | Ind ¦ Free Cooling | 2025 | Economic | MW | Before Competition Groups | 3.5427 | 0 | 0 | 556.0163 | 0.0063715 | 18 | Industrial_2025_Economic_MW_Before Competition Groups_18 | Free Cooling | 0.6372% | 0 | 3.5427 | Industrial_2025_Economic_MW_Before Competition Groups_Free Cooling
Industrial | Ind ¦ VAV Conversion Project | 2025 | Economic | MW | Before Competition Groups | 3.2111 | 0 | 0 | 556.0163 | 0.0057751 | 19 | Industrial_2025_Economic_MW_Before Competition Groups_19 | VAV Conversion Project | 0.5775% | 0 | 3.2111 | Industrial_2025_Economic_MW_Before Competition Groups_VAV Conversion Project
Industrial | Ind ¦ Process Heat Recovery | 2025 | Economic | MW | Before Competition Groups | 2.8139 | 0 | 0 | 556.0163 | 0.0050607 | 20 | Industrial_2025_Economic_MW_Before Competition Groups_20 | Process Heat Recovery | 0.5061% | 0 | 2.8139 | Industrial_2025_Economic_MW_Before Competition Groups_Process Heat Recovery
Industrial | Ind ¦ Ventilation Optimization | 2025 | Economic | MW | Before Competition Groups | 2.5962 | 0 | 0 | 556.0163 | 0.0046693 | 21 | Industrial_2025_Economic_MW_Before Competition Groups_21 | Ventilation Optimization | 0.4669% | 0 | 2.5962 | Industrial_2025_Economic_MW_Before Competition Groups_Ventilation Optimization
Industrial | Ind ¦ High Efficiency Battery Charger | 2025 | Economic | MW | Before Competition Groups | 2.3679 | 0 | 0 | 556.0163 | 0.0042587 | 22 | Industrial_2025_Economic_MW_Before Competition Groups_22 | High Efficiency Battery Charger | 0.4259% | 0 | 2.3679 | Industrial_2025_Economic_MW_Before Competition Groups_High Efficiency Battery Charger
Industrial | Ind ¦ Process Improvements | 2025 | Economic | MW | Before Competition Groups | 2.1838 | 0 | 0 | 556.0163 | 0.0039276 | 23 | Industrial_2025_Economic_MW_Before Competition Groups_23 | Process Improvements | 0.3928% | 0 | 2.1838 | Industrial_2025_Economic_MW_Before Competition Groups_Process Improvements
Industrial | Ind ¦ Improved Controls - Process Heating | 2025 | Economic | MW | Before Competition Groups | 1.312 | 0 | 0 | 556.0163 | 0.0023596 | 24 | Industrial_2025_Economic_MW_Before Competition Groups_24 | Improved Controls - Process Heating | 0.236% | 0 | 1.312 | Industrial_2025_Economic_MW_Before Competition Groups_Improved Controls - Process Heating
Industrial | Ind ¦ Refrigeration Compressor VFD | 2025 | Economic | MW | Before Competition Groups | 1.284 | 0 | 0 | 556.0163 | 0.0023093 | 25 | Industrial_2025_Economic_MW_Before Competition Groups_25 | Refrigeration Compressor VFD | 0.2309% | 0 | 1.284 | Industrial_2025_Economic_MW_Before Competition Groups_Refrigeration Compressor VFD
Industrial | Ind ¦ Engine Block Heater Timer | 2025 | Economic | MW | Before Competition Groups | 0.83307 | 0 | 0 | 556.0163 | 0.0014983 | 26 | Industrial_2025_Economic_MW_Before Competition Groups_26 | Engine Block Heater Timer | 0.1498% | 0 | 0.83307 | Industrial_2025_Economic_MW_Before Competition Groups_Engine Block Heater Timer
Industrial | Ind ¦ Efficient Irrigation | 2025 | Economic | MW | Before Competition Groups | 0.77984 | 0 | 0 | 556.0163 | 0.0014025 | 27 | Industrial_2025_Economic_MW_Before Competition Groups_27 | Efficient Irrigation | 0.1403% | 0 | 0.77984 | Industrial_2025_Economic_MW_Before Competition Groups_Efficient Irrigation
Industrial | Ind ¦ Air Compressor Heat Recovery | 2025 | Economic | MW | Before Competition Groups | 0.36345 | 0 | 0 | 556.0163 | 0.00065366 | 28 | Industrial_2025_Economic_MW_Before Competition Groups_28 | Air Compressor Heat Recovery | 0.06537% | 0 | 0.36345 | Industrial_2025_Economic_MW_Before Competition Groups_Air Compressor Heat Recovery
Industrial | Ind ¦ Dairy Pre-Cooler | 2025 | Economic | MW | Before Competition Groups | 0.23923 | 0 | 0 | 556.0163 | 0.00043026 | 29 | Industrial_2025_Economic_MW_Before Competition Groups_29 | Dairy Pre-Cooler | 0.04303% | 0 | 0.23923 | Industrial_2025_Economic_MW_Before Competition Groups_Dairy Pre-Cooler
Industrial | Ind ¦ Efficient Refrigeration Compressor | 2025 | Economic | MW | Before Competition Groups | 0.10937 | 0 | 0 | 556.0163 | 0.0001967 | 30 | Industrial_2025_Economic_MW_Before Competition Groups_30 | Efficient Refrigeration Compressor | 0.01967% | 0 | 0.10937 | Industrial_2025_Economic_MW_Before Competition Groups_Efficient Refrigeration Compressor
Industrial | Ind ¦ Heat Lamps/Heat Pad | 2025 | Economic | MW | Before Competition Groups | 0.0023722 | 0 | 0 | 556.0163 | 4.2664e-06 | 31 | Industrial_2025_Economic_MW_Before Competition Groups_31 | Heat Lamps/Heat Pad | 0.0004266% | 0 | 0.0023722 | Industrial_2025_Economic_MW_Before Competition Groups_Heat Lamps/Heat Pad
Industrial | Ind ¦ Air Compressor Optimization | 2025 | SC A | MW | Before Competition Groups | 22.6369 | 0 | 0 | 113.8436 | 0.19884 | 1 | Industrial_2025_SC A_MW_Before Competition Groups_1 | Air Compressor Optimization | 19.88% | 0 | 22.6369 | Industrial_2025_SC A_MW_Before Competition Groups_Air Compressor Optimization
Industrial | Ind ¦ Pump System Optimization | 2025 | SC A | MW | Before Competition Groups | 19.1847 | 0 | 0 | 113.8436 | 0.16852 | 2 | Industrial_2025_SC A_MW_Before Competition Groups_2 | Pump System Optimization | 16.85% | 0 | 19.1847 | Industrial_2025_SC A_MW_Before Competition Groups_Pump System Optimization
Industrial | Ind ¦ Air Leak Survey and Repair | 2025 | SC A | MW | Before Competition Groups | 12.4147 | 0 | 0 | 113.8436 | 0.10905 | 3 | Industrial_2025_SC A_MW_Before Competition Groups_3 | Air Leak Survey and Repair | 10.91% | 0 | 12.4147 | Industrial_2025_SC A_MW_Before Competition Groups_Air Leak Survey and Repair
Industrial | Ind ¦ Recommissioning | 2025 | SC A | MW | Before Competition Groups | 8.7905 | 0 | 0 | 113.8436 | 0.077216 | 4 | Industrial_2025_SC A_MW_Before Competition Groups_4 | Recommissioning | 7.722% | 0 | 8.7905 | Industrial_2025_SC A_MW_Before Competition Groups_Recommissioning
Industrial | Ind ¦ SEM | 2025 | SC A | MW | Before Competition Groups | 8.7905 | 0 | 0 | 113.8436 | 0.077216 | 5 | Industrial_2025_SC A_MW_Before Competition Groups_5 | SEM | 7.722% | 0 | 8.7905 | Industrial_2025_SC A_MW_Before Competition Groups_SEM
Industrial | Ind ¦ Pump Equipment Upgrade | 2025 | SC A | MW | Before Competition Groups | 8.6098 | 0 | 0 | 113.8436 | 0.075629 | 6 | Industrial_2025_SC A_MW_Before Competition Groups_6 | Pump Equipment Upgrade | 7.563% | 0 | 8.6098 | Industrial_2025_SC A_MW_Before Competition Groups_Pump Equipment Upgrade
Industrial | Ind ¦ Fan System Optimization | 2025 | SC A | MW | Before Competition Groups | 7.6211 | 0 | 0 | 113.8436 | 0.066943 | 7 | Industrial_2025_SC A_MW_Before Competition Groups_7 | Fan System Optimization | 6.694% | 0 | 7.6211 | Industrial_2025_SC A_MW_Before Competition Groups_Fan System Optimization
Industrial | Ind ¦ Efficient Compressed Air Nozzles | 2025 | SC A | MW | Before Competition Groups | 6.0392 | 0 | 0 | 113.8436 | 0.053048 | 8 | Industrial_2025_SC A_MW_Before Competition Groups_8 | Efficient Compressed Air Nozzles | 5.305% | 0 | 6.0392 | Industrial_2025_SC A_MW_Before Competition Groups_Efficient Compressed Air Nozzles
Industrial | Ind ¦ High Efficiency HVAC Fans | 2025 | SC A | MW | Before Competition Groups | 5.6259 | 0 | 0 | 113.8436 | 0.049418 | 9 | Industrial_2025_SC A_MW_Before Competition Groups_9 | High Efficiency HVAC Fans | 4.942% | 0 | 5.6259 | Industrial_2025_SC A_MW_Before Competition Groups_High Efficiency HVAC Fans
Industrial | Ind ¦ Greenhouse Grow Lights | 2025 | SC A | MW | Before Competition Groups | 3.2447 | 0 | 0 | 113.8436 | 0.028501 | 10 | Industrial_2025_SC A_MW_Before Competition Groups_10 | Greenhouse Grow Lights | 2.85% | 0 | 3.2447 | Industrial_2025_SC A_MW_Before Competition Groups_Greenhouse Grow Lights
Industrial | Ind ¦ Improved Controls - Process Cooling | 2025 | SC A | MW | Before Competition Groups | 2.3603 | 0 | 0 | 113.8436 | 0.020733 | 11 | Industrial_2025_SC A_MW_Before Competition Groups_11 | Improved Controls - Process Cooling | 2.073% | 0 | 2.3603 | Industrial_2025_SC A_MW_Before Competition Groups_Improved Controls - Process Cooling
Industrial | Ind ¦ Material Handling Improvements | 2025 | SC A | MW | Before Competition Groups | 2.0621 | 0 | 0 | 113.8436 | 0.018114 | 12 | Industrial_2025_SC A_MW_Before Competition Groups_12 | Material Handling Improvements | 1.811% | 0 | 2.0621 | Industrial_2025_SC A_MW_Before Competition Groups_Material Handling Improvements
Industrial | Ind ¦ Process Optimization (Elec) | 2025 | SC A | MW | Before Competition Groups | 1.603 | 0 | 0 | 113.8436 | 0.014081 | 13 | Industrial_2025_SC A_MW_Before Competition Groups_13 | Process Optimization (Elec) | 1.408% | 0 | 1.603 | Industrial_2025_SC A_MW_Before Competition Groups_Process Optimization (Elec)
Industrial | Ind ¦ Refiner Plate Improvements | 2025 | SC A | MW | Before Competition Groups | 0.68766 | 0 | 0 | 113.8436 | 0.0060403 | 14 | Industrial_2025_SC A_MW_Before Competition Groups_14 | Refiner Plate Improvements | 0.604% | 0 | 0.68766 | Industrial_2025_SC A_MW_Before Competition Groups_Refiner Plate Improvements
Industrial | Ind ¦ Ventilation Optimization | 2025 | SC A | MW | Before Competition Groups | 0.61392 | 0 | 0 | 113.8436 | 0.0053926 | 15 | Industrial_2025_SC A_MW_Before Competition Groups_15 | Ventilation Optimization | 0.5393% | 0 | 0.61392 | Industrial_2025_SC A_MW_Before Competition Groups_Ventilation Optimization
Industrial | Ind ¦ VAV Conversion Project | 2025 | SC A | MW | Before Competition Groups | 0.53665 | 0 | 0 | 113.8436 | 0.0047139 | 16 | Industrial_2025_SC A_MW_Before Competition Groups_16 | VAV Conversion Project | 0.4714% | 0 | 0.53665 | Industrial_2025_SC A_MW_Before Competition Groups_VAV Conversion Project
Industrial | Ind ¦ Pulp and Paper Process Improvements | 2025 | SC A | MW | Before Competition Groups | 0.49169 | 0 | 0 | 113.8436 | 0.004319 | 17 | Industrial_2025_SC A_MW_Before Competition Groups_17 | Pulp and Paper Process Improvements | 0.4319% | 0 | 0.49169 | Industrial_2025_SC A_MW_Before Competition Groups_Pulp and Paper Process Improvements
Industrial | Ind ¦ Process Heat Recovery | 2025 | SC A | MW | Before Competition Groups | 0.44855 | 0 | 0 | 113.8436 | 0.00394 | 18 | Industrial_2025_SC A_MW_Before Competition Groups_18 | Process Heat Recovery | 0.394% | 0 | 0.44855 | Industrial_2025_SC A_MW_Before Competition Groups_Process Heat Recovery
Industrial | Ind ¦ Process Improvements | 2025 | SC A | MW | Before Competition Groups | 0.33654 | 0 | 0 | 113.8436 | 0.0029562 | 19 | Industrial_2025_SC A_MW_Before Competition Groups_19 | Process Improvements | 0.2956% | 0 | 0.33654 | Industrial_2025_SC A_MW_Before Competition Groups_Process Improvements
Industrial | Ind ¦ High Efficiency Battery Charger | 2025 | SC A | MW | Before Competition Groups | 0.33414 | 0 | 0 | 113.8436 | 0.002935 | 20 | Industrial_2025_SC A_MW_Before Competition Groups_20 | High Efficiency Battery Charger | 0.2935% | 0 | 0.33414 | Industrial_2025_SC A_MW_Before Competition Groups_High Efficiency Battery Charger
Industrial | Ind ¦ HE Lighting | 2025 | SC A | MW | Before Competition Groups | 0.33268 | 0 | 0 | 113.8436 | 0.0029222 | 21 | Industrial_2025_SC A_MW_Before Competition Groups_21 | HE Lighting | 0.2922% | 0 | 0.33268 | Industrial_2025_SC A_MW_Before Competition Groups_HE Lighting
Industrial | Ind ¦ Refrigeration Compressor VFD | 2025 | SC A | MW | Before Competition Groups | 0.29181 | 0 | 0 | 113.8436 | 0.0025633 | 22 | Industrial_2025_SC A_MW_Before Competition Groups_22 | Refrigeration Compressor VFD | 0.2563% | 0 | 0.29181 | Industrial_2025_SC A_MW_Before Competition Groups_Refrigeration Compressor VFD
Industrial | Ind ¦ Improved Controls - Process Heating | 2025 | SC A | MW | Before Competition Groups | 0.22036 | 0 | 0 | 113.8436 | 0.0019357 | 23 | Industrial_2025_SC A_MW_Before Competition Groups_23 | Improved Controls - Process Heating | 0.1936% | 0 | 0.22036 | Industrial_2025_SC A_MW_Before Competition Groups_Improved Controls - Process Heating
Industrial | Ind ¦ Cooling Tower Optimization | 2025 | SC A | MW | Before Competition Groups | 0.19513 | 0 | 0 | 113.8436 | 0.001714 | 24 | Industrial_2025_SC A_MW_Before Competition Groups_24 | Cooling Tower Optimization | 0.1714% | 0 | 0.19513 | Industrial_2025_SC A_MW_Before Competition Groups_Cooling Tower Optimization
Industrial | Ind ¦ Engine Block Heater Timer | 2025 | SC A | MW | Before Competition Groups | 0.13225 | 0 | 0 | 113.8436 | 0.0011616 | 25 | Industrial_2025_SC A_MW_Before Competition Groups_25 | Engine Block Heater Timer | 0.1162% | 0 | 0.13225 | Industrial_2025_SC A_MW_Before Competition Groups_Engine Block Heater Timer
Industrial | Ind ¦ Dairy Pre-Cooler | 2025 | SC A | MW | Before Competition Groups | 0.07613 | 0 | 0 | 113.8436 | 0.00066873 | 26 | Industrial_2025_SC A_MW_Before Competition Groups_26 | Dairy Pre-Cooler | 0.06687% | 0 | 0.07613 | Industrial_2025_SC A_MW_Before Competition Groups_Dairy Pre-Cooler
Industrial | Ind ¦ Air Compressor Heat Recovery | 2025 | SC A | MW | Before Competition Groups | 0.060556 | 0 | 0 | 113.8436 | 0.00053192 | 27 | Industrial_2025_SC A_MW_Before Competition Groups_27 | Air Compressor Heat Recovery | 0.05319% | 0 | 0.060556 | Industrial_2025_SC A_MW_Before Competition Groups_Air Compressor Heat Recovery
Industrial | Ind ¦ Efficient Refrigeration Compressor | 2025 | SC A | MW | Before Competition Groups | 0.047372 | 0 | 0 | 113.8436 | 0.00041612 | 28 | Industrial_2025_SC A_MW_Before Competition Groups_28 | Efficient Refrigeration Compressor | 0.04161% | 0 | 0.047372 | Industrial_2025_SC A_MW_Before Competition Groups_Efficient Refrigeration Compressor
Industrial | Ind ¦ Efficient Irrigation | 2025 | SC A | MW | Before Competition Groups | 0.044329 | 0 | 0 | 113.8436 | 0.00038939 | 29 | Industrial_2025_SC A_MW_Before Competition Groups_29 | Efficient Irrigation | 0.03894% | 0 | 0.044329 | Industrial_2025_SC A_MW_Before Competition Groups_Efficient Irrigation
Industrial | Ind ¦ Heat Lamps/Heat Pad | 2025 | SC A | MW | Before Competition Groups | 0.0057503 | 0 | 0 | 113.8436 | 5.0511e-05 | 30 | Industrial_2025_SC A_MW_Before Competition Groups_30 | Heat Lamps/Heat Pad | 0.005051% | 0 | 0.0057503 | Industrial_2025_SC A_MW_Before Competition Groups_Heat Lamps/Heat Pad
Industrial | Ind ¦ Free Cooling | 2025 | SC A | MW | Before Competition Groups | 0.0045521 | 0 | 0 | 113.8436 | 3.9986e-05 | 31 | Industrial_2025_SC A_MW_Before Competition Groups_31 | Free Cooling | 0.003999% | 0 | 0.0045521 | Industrial_2025_SC A_MW_Before Competition Groups_Free Cooling
Industrial | Ind ¦ Air Leak Survey and Repair | 2025 | SC B | MW | Before Competition Groups | 32.3958 | 0 | 0 | 205.3659 | 0.15775 | 1 | Industrial_2025_SC B_MW_Before Competition Groups_1 | Air Leak Survey and Repair | 15.77% | 0 | 32.3958 | Industrial_2025_SC B_MW_Before Competition Groups_Air Leak Survey and Repair
Industrial | Ind ¦ Recommissioning | 2025 | SC B | MW | Before Competition Groups | 22.9369 | 0 | 0 | 205.3659 | 0.11169 | 2 | Industrial_2025_SC B_MW_Before Competition Groups_2 | Recommissioning | 11.17% | 0 | 22.9369 | Industrial_2025_SC B_MW_Before Competition Groups_Recommissioning
Industrial | Ind ¦ SEM | 2025 | SC B | MW | Before Competition Groups | 22.9369 | 0 | 0 | 205.3659 | 0.11169 | 3 | Industrial_2025_SC B_MW_Before Competition Groups_3 | SEM | 11.17% | 0 | 22.9369 | Industrial_2025_SC B_MW_Before Competition Groups_SEM
Industrial | Ind ¦ Air Compressor Optimization | 2025 | SC B | MW | Before Competition Groups | 22.6369 | 0 | 0 | 205.3659 | 0.11023 | 4 | Industrial_2025_SC B_MW_Before Competition Groups_4 | Air Compressor Optimization | 11.02% | 0 | 22.6369 | Industrial_2025_SC B_MW_Before Competition Groups_Air Compressor Optimization
Industrial | Ind ¦ Pump System Optimization | 2025 | SC B | MW | Before Competition Groups | 22.1385 | 0 | 0 | 205.3659 | 0.1078 | 5 | Industrial_2025_SC B_MW_Before Competition Groups_5 | Pump System Optimization | 10.78% | 0 | 22.1385 | Industrial_2025_SC B_MW_Before Competition Groups_Pump System Optimization
Industrial | Ind ¦ Efficient Compressed Air Nozzles | 2025 | SC B | MW | Before Competition Groups | 15.7481 | 0 | 0 | 205.3659 | 0.076683 | 6 | Industrial_2025_SC B_MW_Before Competition Groups_6 | Efficient Compressed Air Nozzles | 7.668% | 0 | 15.7481 | Industrial_2025_SC B_MW_Before Competition Groups_Efficient Compressed Air Nozzles
Industrial | Ind ¦ High Efficiency HVAC Fans | 2025 | SC B | MW | Before Competition Groups | 10.3698 | 0 | 0 | 205.3659 | 0.050494 | 7 | Industrial_2025_SC B_MW_Before Competition Groups_7 | High Efficiency HVAC Fans | 5.049% | 0 | 10.3698 | Industrial_2025_SC B_MW_Before Competition Groups_High Efficiency HVAC Fans
Industrial | Ind ¦ Pump Equipment Upgrade | 2025 | SC B | MW | Before Competition Groups | 9.2851 | 0 | 0 | 205.3659 | 0.045212 | 8 | Industrial_2025_SC B_MW_Before Competition Groups_8 | Pump Equipment Upgrade | 4.521% | 0 | 9.2851 | Industrial_2025_SC B_MW_Before Competition Groups_Pump Equipment Upgrade
Industrial | Ind ¦ Fan System Optimization | 2025 | SC B | MW | Before Competition Groups | 8.2402 | 0 | 0 | 205.3659 | 0.040125 | 9 | Industrial_2025_SC B_MW_Before Competition Groups_9 | Fan System Optimization | 4.012% | 0 | 8.2402 | Industrial_2025_SC B_MW_Before Competition Groups_Fan System Optimization
Industrial | Ind ¦ Greenhouse Grow Lights | 2025 | SC B | MW | Before Competition Groups | 6.9052 | 0 | 0 | 205.3659 | 0.033624 | 10 | Industrial_2025_SC B_MW_Before Competition Groups_10 | Greenhouse Grow Lights | 3.362% | 0 | 6.9052 | Industrial_2025_SC B_MW_Before Competition Groups_Greenhouse Grow Lights
Industrial | Ind ¦ Improved Controls - Process Cooling | 2025 | SC B | MW | Before Competition Groups | 6.1715 | 0 | 0 | 205.3659 | 0.030051 | 11 | Industrial_2025_SC B_MW_Before Competition Groups_11 | Improved Controls - Process Cooling | 3.005% | 0 | 6.1715 | Industrial_2025_SC B_MW_Before Competition Groups_Improved Controls - Process Cooling
Industrial | Ind ¦ HE Lighting | 2025 | SC B | MW | Before Competition Groups | 4.2647 | 0 | 0 | 205.3659 | 0.020766 | 12 | Industrial_2025_SC B_MW_Before Competition Groups_12 | HE Lighting | 2.077% | 0 | 4.2647 | Industrial_2025_SC B_MW_Before Competition Groups_HE Lighting
Industrial | Ind ¦ Material Handling Improvements | 2025 | SC B | MW | Before Competition Groups | 3.2973 | 0 | 0 | 205.3659 | 0.016056 | 13 | Industrial_2025_SC B_MW_Before Competition Groups_13 | Material Handling Improvements | 1.606% | 0 | 3.2973 | Industrial_2025_SC B_MW_Before Competition Groups_Material Handling Improvements
Industrial | Ind ¦ Pulp and Paper Process Improvements | 2025 | SC B | MW | Before Competition Groups | 3.2049 | 0 | 0 | 205.3659 | 0.015606 | 14 | Industrial_2025_SC B_MW_Before Competition Groups_14 | Pulp and Paper Process Improvements | 1.561% | 0 | 3.2049 | Industrial_2025_SC B_MW_Before Competition Groups_Pulp and Paper Process Improvements
Industrial | Ind ¦ Cooling Tower Optimization | 2025 | SC B | MW | Before Competition Groups | 1.843 | 0 | 0 | 205.3659 | 0.0089741 | 15 | Industrial_2025_SC B_MW_Before Competition Groups_15 | Cooling Tower Optimization | 0.8974% | 0 | 1.843 | Industrial_2025_SC B_MW_Before Competition Groups_Cooling Tower Optimization
Industrial | Ind ¦ Refiner Plate Improvements | 2025 | SC B | MW | Before Competition Groups | 1.806 | 0 | 0 | 205.3659 | 0.0087941 | 16 | Industrial_2025_SC B_MW_Before Competition Groups_16 | Refiner Plate Improvements | 0.8794% | 0 | 1.806 | Industrial_2025_SC B_MW_Before Competition Groups_Refiner Plate Improvements
Industrial | Ind ¦ Free Cooling | 2025 | SC B | MW | Before Competition Groups | 1.6762 | 0 | 0 | 205.3659 | 0.008162 | 17 | Industrial_2025_SC B_MW_Before Competition Groups_17 | Free Cooling | 0.8162% | 0 | 1.6762 | Industrial_2025_SC B_MW_Before Competition Groups_Free Cooling
Industrial | Ind ¦ Process Optimization (Elec) | 2025 | SC B | MW | Before Competition Groups | 1.603 | 0 | 0 | 205.3659 | 0.0078055 | 18 | Industrial_2025_SC B_MW_Before Competition Groups_18 | Process Optimization (Elec) | 0.7806% | 0 | 1.603 | Industrial_2025_SC B_MW_Before Competition Groups_Process Optimization (Elec)
Industrial | Ind ¦ Ventilation Optimization | 2025 | SC B | MW | Before Competition Groups | 1.4673 | 0 | 0 | 205.3659 | 0.0071447 | 19 | Industrial_2025_SC B_MW_Before Competition Groups_19 | Ventilation Optimization | 0.7145% | 0 | 1.4673 | Industrial_2025_SC B_MW_Before Competition Groups_Ventilation Optimization
Industrial | Ind ¦ VAV Conversion Project | 2025 | SC B | MW | Before Competition Groups | 1.4323 | 0 | 0 | 205.3659 | 0.0069745 | 20 | Industrial_2025_SC B_MW_Before Competition Groups_20 | VAV Conversion Project | 0.6974% | 0 | 1.4323 | Industrial_2025_SC B_MW_Before Competition Groups_VAV Conversion Project
Industrial | Ind ¦ Process Heat Recovery | 2025 | SC B | MW | Before Competition Groups | 1.1739 | 0 | 0 | 205.3659 | 0.005716 | 21 | Industrial_2025_SC B_MW_Before Competition Groups_21 | Process Heat Recovery | 0.5716% | 0 | 1.1739 | Industrial_2025_SC B_MW_Before Competition Groups_Process Heat Recovery
Industrial | Ind ¦ High Efficiency Battery Charger | 2025 | SC B | MW | Before Competition Groups | 0.97531 | 0 | 0 | 205.3659 | 0.0047491 | 22 | Industrial_2025_SC B_MW_Before Competition Groups_22 | High Efficiency Battery Charger | 0.4749% | 0 | 0.97531 | Industrial_2025_SC B_MW_Before Competition Groups_High Efficiency Battery Charger
Industrial | Ind ¦ Process Improvements | 2025 | SC B | MW | Before Competition Groups | 0.91969 | 0 | 0 | 205.3659 | 0.0044783 | 23 | Industrial_2025_SC B_MW_Before Competition Groups_23 | Process Improvements | 0.4478% | 0 | 0.91969 | Industrial_2025_SC B_MW_Before Competition Groups_Process Improvements
Industrial | Ind ¦ Improved Controls - Process Heating | 2025 | SC B | MW | Before Competition Groups | 0.57405 | 0 | 0 | 205.3659 | 0.0027952 | 24 | Industrial_2025_SC B_MW_Before Competition Groups_24 | Improved Controls - Process Heating | 0.2795% | 0 | 0.57405 | Industrial_2025_SC B_MW_Before Competition Groups_Improved Controls - Process Heating
Industrial | Ind ¦ Refrigeration Compressor VFD | 2025 | SC B | MW | Before Competition Groups | 0.54797 | 0 | 0 | 205.3659 | 0.0026682 | 25 | Industrial_2025_SC B_MW_Before Competition Groups_25 | Refrigeration Compressor VFD | 0.2668% | 0 | 0.54797 | Industrial_2025_SC B_MW_Before Competition Groups_Refrigeration Compressor VFD
Industrial | Ind ¦ Engine Block Heater Timer | 2025 | SC B | MW | Before Competition Groups | 0.34627 | 0 | 0 | 205.3659 | 0.0016861 | 26 | Industrial_2025_SC B_MW_Before Competition Groups_26 | Engine Block Heater Timer | 0.1686% | 0 | 0.34627 | Industrial_2025_SC B_MW_Before Competition Groups_Engine Block Heater Timer
Industrial | Ind ¦ Air Compressor Heat Recovery | 2025 | SC B | MW | Before Competition Groups | 0.15788 | 0 | 0 | 205.3659 | 0.00076878 | 27 | Industrial_2025_SC B_MW_Before Competition Groups_27 | Air Compressor Heat Recovery | 0.07688% | 0 | 0.15788 | Industrial_2025_SC B_MW_Before Competition Groups_Air Compressor Heat Recovery
Industrial | Ind ¦ Efficient Irrigation | 2025 | SC B | MW | Before Competition Groups | 0.12444 | 0 | 0 | 205.3659 | 0.00060595 | 28 | Industrial_2025_SC B_MW_Before Competition Groups_28 | Efficient Irrigation | 0.0606% | 0 | 0.12444 | Industrial_2025_SC B_MW_Before Competition Groups_Efficient Irrigation
Industrial | Ind ¦ Dairy Pre-Cooler | 2025 | SC B | MW | Before Competition Groups | 0.11163 | 0 | 0 | 205.3659 | 0.00054357 | 29 | Industrial_2025_SC B_MW_Before Competition Groups_29 | Dairy Pre-Cooler | 0.05436% | 0 | 0.11163 | Industrial_2025_SC B_MW_Before Competition Groups_Dairy Pre-Cooler
Industrial | Ind ¦ Efficient Refrigeration Compressor | 2025 | SC B | MW | Before Competition Groups | 0.066231 | 0 | 0 | 205.3659 | 0.0003225 | 30 | Industrial_2025_SC B_MW_Before Competition Groups_30 | Efficient Refrigeration Compressor | 0.03225% | 0 | 0.066231 | Industrial_2025_SC B_MW_Before Competition Groups_Efficient Refrigeration Compressor
Industrial | Ind ¦ Heat Lamps/Heat Pad | 2025 | SC B | MW | Before Competition Groups | 0.0089254 | 0 | 0 | 205.3659 | 4.3461e-05 | 31 | Industrial_2025_SC B_MW_Before Competition Groups_31 | Heat Lamps/Heat Pad | 0.004346% | 0 | 0.0089254 | Industrial_2025_SC B_MW_Before Competition Groups_Heat Lamps/Heat Pad
Industrial | Ind ¦ Air Compressor Optimization | 2025 | SC C | MW | Before Competition Groups | 22.6369 | 0 | 0 | 124.6652 | 0.18158 | 1 | Industrial_2025_SC C_MW_Before Competition Groups_1 | Air Compressor Optimization | 18.16% | 0 | 22.6369 | Industrial_2025_SC C_MW_Before Competition Groups_Air Compressor Optimization
Industrial | Ind ¦ Pump System Optimization | 2025 | SC C | MW | Before Competition Groups | 22.1385 | 0 | 0 | 124.6652 | 0.17758 | 2 | Industrial_2025_SC C_MW_Before Competition Groups_2 | Pump System Optimization | 17.76% | 0 | 22.1385 | Industrial_2025_SC C_MW_Before Competition Groups_Pump System Optimization
Industrial | Ind ¦ Air Leak Survey and Repair | 2025 | SC C | MW | Before Competition Groups | 12.4147 | 0 | 0 | 124.6652 | 0.099585 | 3 | Industrial_2025_SC C_MW_Before Competition Groups_3 | Air Leak Survey and Repair | 9.958% | 0 | 12.4147 | Industrial_2025_SC C_MW_Before Competition Groups_Air Leak Survey and Repair
Industrial | Ind ¦ Pump Equipment Upgrade | 2025 | SC C | MW | Before Competition Groups | 9.2851 | 0 | 0 | 124.6652 | 0.07448 | 4 | Industrial_2025_SC C_MW_Before Competition Groups_4 | Pump Equipment Upgrade | 7.448% | 0 | 9.2851 | Industrial_2025_SC C_MW_Before Competition Groups_Pump Equipment Upgrade
Industrial | Ind ¦ Recommissioning | 2025 | SC C | MW | Before Competition Groups | 8.7905 | 0 | 0 | 124.6652 | 0.070513 | 5 | Industrial_2025_SC C_MW_Before Competition Groups_5 | Recommissioning | 7.051% | 0 | 8.7905 | Industrial_2025_SC C_MW_Before Competition Groups_Recommissioning
Industrial | Ind ¦ SEM | 2025 | SC C | MW | Before Competition Groups | 8.7905 | 0 | 0 | 124.6652 | 0.070513 | 6 | Industrial_2025_SC C_MW_Before Competition Groups_6 | SEM | 7.051% | 0 | 8.7905 | Industrial_2025_SC C_MW_Before Competition Groups_SEM
Industrial | Ind ¦ Fan System Optimization | 2025 | SC C | MW | Before Competition Groups | 8.2402 | 0 | 0 | 124.6652 | 0.066099 | 7 | Industrial_2025_SC C_MW_Before Competition Groups_7 | Fan System Optimization | 6.61% | 0 | 8.2402 | Industrial_2025_SC C_MW_Before Competition Groups_Fan System Optimization
Industrial | Ind ¦ Efficient Compressed Air Nozzles | 2025 | SC C | MW | Before Competition Groups | 6.0392 | 0 | 0 | 124.6652 | 0.048444 | 8 | Industrial_2025_SC C_MW_Before Competition Groups_8 | Efficient Compressed Air Nozzles | 4.844% | 0 | 6.0392 | Industrial_2025_SC C_MW_Before Competition Groups_Efficient Compressed Air Nozzles
Industrial | Ind ¦ High Efficiency HVAC Fans | 2025 | SC C | MW | Before Competition Groups | 5.6259 | 0 | 0 | 124.6652 | 0.045128 | 9 | Industrial_2025_SC C_MW_Before Competition Groups_9 | High Efficiency HVAC Fans | 4.513% | 0 | 5.6259 | Industrial_2025_SC C_MW_Before Competition Groups_High Efficiency HVAC Fans
Industrial | Ind ¦ Greenhouse Grow Lights | 2025 | SC C | MW | Before Competition Groups | 4.3564 | 0 | 0 | 124.6652 | 0.034945 | 10 | Industrial_2025_SC C_MW_Before Competition Groups_10 | Greenhouse Grow Lights | 3.494% | 0 | 4.3564 | Industrial_2025_SC C_MW_Before Competition Groups_Greenhouse Grow Lights
Industrial | Ind ¦ Improved Controls - Process Cooling | 2025 | SC C | MW | Before Competition Groups | 2.3644 | 0 | 0 | 124.6652 | 0.018966 | 11 | Industrial_2025_SC C_MW_Before Competition Groups_11 | Improved Controls - Process Cooling | 1.897% | 0 | 2.3644 | Industrial_2025_SC C_MW_Before Competition Groups_Improved Controls - Process Cooling
Industrial | Ind ¦ Material Handling Improvements | 2025 | SC C | MW | Before Competition Groups | 2.0621 | 0 | 0 | 124.6652 | 0.016541 | 12 | Industrial_2025_SC C_MW_Before Competition Groups_12 | Material Handling Improvements | 1.654% | 0 | 2.0621 | Industrial_2025_SC C_MW_Before Competition Groups_Material Handling Improvements
Industrial | Ind ¦ Cooling Tower Optimization | 2025 | SC C | MW | Before Competition Groups | 1.843 | 0 | 0 | 124.6652 | 0.014783 | 13 | Industrial_2025_SC C_MW_Before Competition Groups_13 | Cooling Tower Optimization | 1.478% | 0 | 1.843 | Industrial_2025_SC C_MW_Before Competition Groups_Cooling Tower Optimization
Industrial | Ind ¦ HE Lighting | 2025 | SC C | MW | Before Competition Groups | 1.6211 | 0 | 0 | 124.6652 | 0.013003 | 14 | Industrial_2025_SC C_MW_Before Competition Groups_14 | HE Lighting | 1.3% | 0 | 1.6211 | Industrial_2025_SC C_MW_Before Competition Groups_HE Lighting
Industrial | Ind ¦ Process Optimization (Elec) | 2025 | SC C | MW | Before Competition Groups | 1.603 | 0 | 0 | 124.6652 | 0.012858 | 15 | Industrial_2025_SC C_MW_Before Competition Groups_15 | Process Optimization (Elec) | 1.286% | 0 | 1.603 | Industrial_2025_SC C_MW_Before Competition Groups_Process Optimization (Elec)
Industrial | Ind ¦ Ventilation Optimization | 2025 | SC C | MW | Before Competition Groups | 1.4673 | 0 | 0 | 124.6652 | 0.01177 | 16 | Industrial_2025_SC C_MW_Before Competition Groups_16 | Ventilation Optimization | 1.177% | 0 | 1.4673 | Industrial_2025_SC C_MW_Before Competition Groups_Ventilation Optimization
Industrial | Ind ¦ Pulp and Paper Process Improvements | 2025 | SC C | MW | Before Competition Groups | 1.221 | 0 | 0 | 124.6652 | 0.0097939 | 17 | Industrial_2025_SC C_MW_Before Competition Groups_17 | Pulp and Paper Process Improvements | 0.9794% | 0 | 1.221 | Industrial_2025_SC C_MW_Before Competition Groups_Pulp and Paper Process Improvements
Industrial | Ind ¦ Refiner Plate Improvements | 2025 | SC C | MW | Before Competition Groups | 0.68766 | 0 | 0 | 124.6652 | 0.005516 | 18 | Industrial_2025_SC C_MW_Before Competition Groups_18 | Refiner Plate Improvements | 0.5516% | 0 | 0.68766 | Industrial_2025_SC C_MW_Before Competition Groups_Refiner Plate Improvements
Industrial | Ind ¦ Free Cooling | 2025 | SC C | MW | Before Competition Groups | 0.64677 | 0 | 0 | 124.6652 | 0.005188 | 19 | Industrial_2025_SC C_MW_Before Competition Groups_19 | Free Cooling | 0.5188% | 0 | 0.64677 | Industrial_2025_SC C_MW_Before Competition Groups_Free Cooling
Industrial | Ind ¦ VAV Conversion Project | 2025 | SC C | MW | Before Competition Groups | 0.54866 | 0 | 0 | 124.6652 | 0.004401 | 20 | Industrial_2025_SC C_MW_Before Competition Groups_20 | VAV Conversion Project | 0.4401% | 0 | 0.54866 | Industrial_2025_SC C_MW_Before Competition Groups_VAV Conversion Project
Industrial | Ind ¦ High Efficiency Battery Charger | 2025 | SC C | MW | Before Competition Groups | 0.49356 | 0 | 0 | 124.6652 | 0.0039591 | 21 | Industrial_2025_SC C_MW_Before Competition Groups_21 | High Efficiency Battery Charger | 0.3959% | 0 | 0.49356 | Industrial_2025_SC C_MW_Before Competition Groups_High Efficiency Battery Charger
Industrial | Ind ¦ Process Heat Recovery | 2025 | SC C | MW | Before Competition Groups | 0.44855 | 0 | 0 | 124.6652 | 0.003598 | 22 | Industrial_2025_SC C_MW_Before Competition Groups_22 | Process Heat Recovery | 0.3598% | 0 | 0.44855 | Industrial_2025_SC C_MW_Before Competition Groups_Process Heat Recovery
Industrial | Ind ¦ Refrigeration Compressor VFD | 2025 | SC C | MW | Before Competition Groups | 0.38195 | 0 | 0 | 124.6652 | 0.0030638 | 23 | Industrial_2025_SC C_MW_Before Competition Groups_23 | Refrigeration Compressor VFD | 0.3064% | 0 | 0.38195 | Industrial_2025_SC C_MW_Before Competition Groups_Refrigeration Compressor VFD
Industrial | Ind ¦ Process Improvements | 2025 | SC C | MW | Before Competition Groups | 0.35245 | 0 | 0 | 124.6652 | 0.0028272 | 24 | Industrial_2025_SC C_MW_Before Competition Groups_24 | Process Improvements | 0.2827% | 0 | 0.35245 | Industrial_2025_SC C_MW_Before Competition Groups_Process Improvements
Industrial | Ind ¦ Improved Controls - Process Heating | 2025 | SC C | MW | Before Competition Groups | 0.22074 | 0 | 0 | 124.6652 | 0.0017707 | 25 | Industrial_2025_SC C_MW_Before Competition Groups_25 | Improved Controls - Process Heating | 0.1771% | 0 | 0.22074 | Industrial_2025_SC C_MW_Before Competition Groups_Improved Controls - Process Heating
Industrial | Ind ¦ Engine Block Heater Timer | 2025 | SC C | MW | Before Competition Groups | 0.13251 | 0 | 0 | 124.6652 | 0.001063 | 26 | Industrial_2025_SC C_MW_Before Competition Groups_26 | Engine Block Heater Timer | 0.1063% | 0 | 0.13251 | Industrial_2025_SC C_MW_Before Competition Groups_Engine Block Heater Timer
Industrial | Ind ¦ Dairy Pre-Cooler | 2025 | SC C | MW | Before Competition Groups | 0.09063 | 0 | 0 | 124.6652 | 0.00072698 | 27 | Industrial_2025_SC C_MW_Before Competition Groups_27 | Dairy Pre-Cooler | 0.0727% | 0 | 0.09063 | Industrial_2025_SC C_MW_Before Competition Groups_Dairy Pre-Cooler
Industrial | Ind ¦ Air Compressor Heat Recovery | 2025 | SC C | MW | Before Competition Groups | 0.060556 | 0 | 0 | 124.6652 | 0.00048575 | 28 | Industrial_2025_SC C_MW_Before Competition Groups_28 | Air Compressor Heat Recovery | 0.04857% | 0 | 0.060556 | Industrial_2025_SC C_MW_Before Competition Groups_Air Compressor Heat Recovery
Industrial | Ind ¦ Efficient Refrigeration Compressor | 2025 | SC C | MW | Before Competition Groups | 0.047372 | 0 | 0 | 124.6652 | 0.00038 | 29 | Industrial_2025_SC C_MW_Before Competition Groups_29 | Efficient Refrigeration Compressor | 0.038% | 0 | 0.047372 | Industrial_2025_SC C_MW_Before Competition Groups_Efficient Refrigeration Compressor
Industrial | Ind ¦ Efficient Irrigation | 2025 | SC C | MW | Before Competition Groups | 0.047295 | 0 | 0 | 124.6652 | 0.00037937 | 30 | Industrial_2025_SC C_MW_Before Competition Groups_30 | Efficient Irrigation | 0.03794% | 0 | 0.047295 | Industrial_2025_SC C_MW_Before Competition Groups_Efficient Irrigation
Industrial | Ind ¦ Heat Lamps/Heat Pad | 2025 | SC C | MW | Before Competition Groups | 0.0066937 | 0 | 0 | 124.6652 | 5.3693e-05 | 31 | Industrial_2025_SC C_MW_Before Competition Groups_31 | Heat Lamps/Heat Pad | 0.005369% | 0 | 0.0066937 | Industrial_2025_SC C_MW_Before Competition Groups_Heat Lamps/Heat Pad
Industrial | Ind ¦ Air Compressor Optimization | 2025 | SC D | MW | Before Competition Groups | 22.6369 | 0 | 0 | 112.5443 | 0.20114 | 1 | Industrial_2025_SC D_MW_Before Competition Groups_1 | Air Compressor Optimization | 20.11% | 0 | 22.6369 | Industrial_2025_SC D_MW_Before Competition Groups_Air Compressor Optimization
Industrial | Ind ¦ Pump System Optimization | 2025 | SC D | MW | Before Competition Groups | 17.7894 | 0 | 0 | 112.5443 | 0.15807 | 2 | Industrial_2025_SC D_MW_Before Competition Groups_2 | Pump System Optimization | 15.81% | 0 | 17.7894 | Industrial_2025_SC D_MW_Before Competition Groups_Pump System Optimization
Industrial | Ind ¦ Air Leak Survey and Repair | 2025 | SC D | MW | Before Competition Groups | 12.3926 | 0 | 0 | 112.5443 | 0.11011 | 3 | Industrial_2025_SC D_MW_Before Competition Groups_3 | Air Leak Survey and Repair | 11.01% | 0 | 12.3926 | Industrial_2025_SC D_MW_Before Competition Groups_Air Leak Survey and Repair
Industrial | Ind ¦ SEM | 2025 | SC D | MW | Before Competition Groups | 8.7905 | 0 | 0 | 112.5443 | 0.078107 | 4 | Industrial_2025_SC D_MW_Before Competition Groups_4 | SEM | 7.811% | 0 | 8.7905 | Industrial_2025_SC D_MW_Before Competition Groups_SEM
Industrial | Ind ¦ Recommissioning | 2025 | SC D | MW | Before Competition Groups | 8.4922 | 0 | 0 | 112.5443 | 0.075456 | 5 | Industrial_2025_SC D_MW_Before Competition Groups_5 | Recommissioning | 7.546% | 0 | 8.4922 | Industrial_2025_SC D_MW_Before Competition Groups_Recommissioning
Industrial | Ind ¦ Fan System Optimization | 2025 | SC D | MW | Before Competition Groups | 8.2402 | 0 | 0 | 112.5443 | 0.073218 | 6 | Industrial_2025_SC D_MW_Before Competition Groups_6 | Fan System Optimization | 7.322% | 0 | 8.2402 | Industrial_2025_SC D_MW_Before Competition Groups_Fan System Optimization
Industrial | Ind ¦ Pump Equipment Upgrade | 2025 | SC D | MW | Before Competition Groups | 7.9513 | 0 | 0 | 112.5443 | 0.07065 | 7 | Industrial_2025_SC D_MW_Before Competition Groups_7 | Pump Equipment Upgrade | 7.065% | 0 | 7.9513 | Industrial_2025_SC D_MW_Before Competition Groups_Pump Equipment Upgrade
Industrial | Ind ¦ Efficient Compressed Air Nozzles | 2025 | SC D | MW | Before Competition Groups | 6.0392 | 0 | 0 | 112.5443 | 0.053661 | 8 | Industrial_2025_SC D_MW_Before Competition Groups_8 | Efficient Compressed Air Nozzles | 5.366% | 0 | 6.0392 | Industrial_2025_SC D_MW_Before Competition Groups_Efficient Compressed Air Nozzles
Industrial | Ind ¦ High Efficiency HVAC Fans | 2025 | SC D | MW | Before Competition Groups | 5.3693 | 0 | 0 | 112.5443 | 0.047708 | 9 | Industrial_2025_SC D_MW_Before Competition Groups_9 | High Efficiency HVAC Fans | 4.771% | 0 | 5.3693 | Industrial_2025_SC D_MW_Before Competition Groups_High Efficiency HVAC Fans
Industrial | Ind ¦ Greenhouse Grow Lights | 2025 | SC D | MW | Before Competition Groups | 2.7554 | 0 | 0 | 112.5443 | 0.024483 | 10 | Industrial_2025_SC D_MW_Before Competition Groups_10 | Greenhouse Grow Lights | 2.448% | 0 | 2.7554 | Industrial_2025_SC D_MW_Before Competition Groups_Greenhouse Grow Lights
Industrial | Ind ¦ Improved Controls - Process Cooling | 2025 | SC D | MW | Before Competition Groups | 2.3644 | 0 | 0 | 112.5443 | 0.021008 | 11 | Industrial_2025_SC D_MW_Before Competition Groups_11 | Improved Controls - Process Cooling | 2.101% | 0 | 2.3644 | Industrial_2025_SC D_MW_Before Competition Groups_Improved Controls - Process Cooling
Industrial | Ind ¦ Material Handling Improvements | 2025 | SC D | MW | Before Competition Groups | 2.0621 | 0 | 0 | 112.5443 | 0.018323 | 12 | Industrial_2025_SC D_MW_Before Competition Groups_12 | Material Handling Improvements | 1.832% | 0 | 2.0621 | Industrial_2025_SC D_MW_Before Competition Groups_Material Handling Improvements
Industrial | Ind ¦ Cooling Tower Optimization | 2025 | SC D | MW | Before Competition Groups | 1.6689 | 0 | 0 | 112.5443 | 0.014828 | 13 | Industrial_2025_SC D_MW_Before Competition Groups_13 | Cooling Tower Optimization | 1.483% | 0 | 1.6689 | Industrial_2025_SC D_MW_Before Competition Groups_Cooling Tower Optimization
Industrial | Ind ¦ Process Optimization (Elec) | 2025 | SC D | MW | Before Competition Groups | 1.603 | 0 | 0 | 112.5443 | 0.014243 | 14 | Industrial_2025_SC D_MW_Before Competition Groups_14 | Process Optimization (Elec) | 1.424% | 0 | 1.603 | Industrial_2025_SC D_MW_Before Competition Groups_Process Optimization (Elec)
Industrial | Ind ¦ Ventilation Optimization | 2025 | SC D | MW | Before Competition Groups | 1.2865 | 0 | 0 | 112.5443 | 0.011431 | 15 | Industrial_2025_SC D_MW_Before Competition Groups_15 | Ventilation Optimization | 1.143% | 0 | 1.2865 | Industrial_2025_SC D_MW_Before Competition Groups_Ventilation Optimization
Industrial | Ind ¦ Refiner Plate Improvements | 2025 | SC D | MW | Before Competition Groups | 0.68766 | 0 | 0 | 112.5443 | 0.0061101 | 16 | Industrial_2025_SC D_MW_Before Competition Groups_16 | Refiner Plate Improvements | 0.611% | 0 | 0.68766 | Industrial_2025_SC D_MW_Before Competition Groups_Refiner Plate Improvements
Industrial | Ind ¦ VAV Conversion Project | 2025 | SC D | MW | Before Competition Groups | 0.37462 | 0 | 0 | 112.5443 | 0.0033286 | 17 | Industrial_2025_SC D_MW_Before Competition Groups_17 | VAV Conversion Project | 0.3329% | 0 | 0.37462 | Industrial_2025_SC D_MW_Before Competition Groups_VAV Conversion Project
Industrial | Ind ¦ Process Heat Recovery | 2025 | SC D | MW | Before Competition Groups | 0.33878 | 0 | 0 | 112.5443 | 0.0030102 | 18 | Industrial_2025_SC D_MW_Before Competition Groups_18 | Process Heat Recovery | 0.301% | 0 | 0.33878 | Industrial_2025_SC D_MW_Before Competition Groups_Process Heat Recovery
Industrial | Ind ¦ Process Improvements | 2025 | SC D | MW | Before Competition Groups | 0.30916 | 0 | 0 | 112.5443 | 0.002747 | 19 | Industrial_2025_SC D_MW_Before Competition Groups_19 | Process Improvements | 0.2747% | 0 | 0.30916 | Industrial_2025_SC D_MW_Before Competition Groups_Process Improvements
Industrial | Ind ¦ High Efficiency Battery Charger | 2025 | SC D | MW | Before Competition Groups | 0.2404 | 0 | 0 | 112.5443 | 0.0021361 | 20 | Industrial_2025_SC D_MW_Before Competition Groups_20 | High Efficiency Battery Charger | 0.2136% | 0 | 0.2404 | Industrial_2025_SC D_MW_Before Competition Groups_High Efficiency Battery Charger
Industrial | Ind ¦ Refrigeration Compressor VFD | 2025 | SC D | MW | Before Competition Groups | 0.22226 | 0 | 0 | 112.5443 | 0.0019749 | 21 | Industrial_2025_SC D_MW_Before Competition Groups_21 | Refrigeration Compressor VFD | 0.1975% | 0 | 0.22226 | Industrial_2025_SC D_MW_Before Competition Groups_Refrigeration Compressor VFD
Industrial | Ind ¦ Improved Controls - Process Heating | 2025 | SC D | MW | Before Competition Groups | 0.19736 | 0 | 0 | 112.5443 | 0.0017536 | 22 | Industrial_2025_SC D_MW_Before Competition Groups_22 | Improved Controls - Process Heating | 0.1754% | 0 | 0.19736 | Industrial_2025_SC D_MW_Before Competition Groups_Improved Controls - Process Heating
Industrial | Ind ¦ HE Lighting | 2025 | SC D | MW | Before Competition Groups | 0.18347 | 0 | 0 | 112.5443 | 0.0016302 | 23 | Industrial_2025_SC D_MW_Before Competition Groups_23 | HE Lighting | 0.163% | 0 | 0.18347 | Industrial_2025_SC D_MW_Before Competition Groups_HE Lighting
Industrial | Ind ¦ Pulp and Paper Process Improvements | 2025 | SC D | MW | Before Competition Groups | 0.15219 | 0 | 0 | 112.5443 | 0.0013523 | 24 | Industrial_2025_SC D_MW_Before Competition Groups_24 | Pulp and Paper Process Improvements | 0.1352% | 0 | 0.15219 | Industrial_2025_SC D_MW_Before Competition Groups_Pulp and Paper Process Improvements
Industrial | Ind ¦ Engine Block Heater Timer | 2025 | SC D | MW | Before Competition Groups | 0.12562 | 0 | 0 | 112.5443 | 0.0011162 | 25 | Industrial_2025_SC D_MW_Before Competition Groups_25 | Engine Block Heater Timer | 0.1116% | 0 | 0.12562 | Industrial_2025_SC D_MW_Before Competition Groups_Engine Block Heater Timer
Industrial | Ind ¦ Free Cooling | 2025 | SC D | MW | Before Competition Groups | 0.087756 | 0 | 0 | 112.5443 | 0.00077975 | 26 | Industrial_2025_SC D_MW_Before Competition Groups_26 | Free Cooling | 0.07797% | 0 | 0.087756 | Industrial_2025_SC D_MW_Before Competition Groups_Free Cooling
Industrial | Ind ¦ Air Compressor Heat Recovery | 2025 | SC D | MW | Before Competition Groups | 0.055022 | 0 | 0 | 112.5443 | 0.00048889 | 27 | Industrial_2025_SC D_MW_Before Competition Groups_27 | Air Compressor Heat Recovery | 0.04889% | 0 | 0.055022 | Industrial_2025_SC D_MW_Before Competition Groups_Air Compressor Heat Recovery
Industrial | Ind ¦ Efficient Refrigeration Compressor | 2025 | SC D | MW | Before Competition Groups | 0.047007 | 0 | 0 | 112.5443 | 0.00041768 | 28 | Industrial_2025_SC D_MW_Before Competition Groups_28 | Efficient Refrigeration Compressor | 0.04177% | 0 | 0.047007 | Industrial_2025_SC D_MW_Before Competition Groups_Efficient Refrigeration Compressor
Industrial | Ind ¦ Dairy Pre-Cooler | 2025 | SC D | MW | Before Competition Groups | 0.045874 | 0 | 0 | 112.5443 | 0.00040761 | 29 | Industrial_2025_SC D_MW_Before Competition Groups_29 | Dairy Pre-Cooler | 0.04076% | 0 | 0.045874 | Industrial_2025_SC D_MW_Before Competition Groups_Dairy Pre-Cooler
Industrial | Ind ¦ Efficient Irrigation | 2025 | SC D | MW | Before Competition Groups | 0.0312 | 0 | 0 | 112.5443 | 0.00027722 | 30 | Industrial_2025_SC D_MW_Before Competition Groups_30 | Efficient Irrigation | 0.02772% | 0 | 0.0312 | Industrial_2025_SC D_MW_Before Competition Groups_Efficient Irrigation
Industrial | Ind ¦ Heat Lamps/Heat Pad | 2025 | SC D | MW | Before Competition Groups | 0.0040496 | 0 | 0 | 112.5443 | 3.5982e-05 | 31 | Industrial_2025_SC D_MW_Before Competition Groups_31 | Heat Lamps/Heat Pad | 0.003598% | 0 | 0.0040496 | Industrial_2025_SC D_MW_Before Competition Groups_Heat Lamps/Heat Pad
Industrial | Ind ¦ Pump System Optimization | 2025 | Technical | MW | Before Competition Groups | 77.8698 | 0 | 0 | 668.1484 | 0.11655 | 1 | Industrial_2025_Technical_MW_Before Competition Groups_1 | Pump System Optimization | 11.65% | 0 | 77.8698 | Industrial_2025_Technical_MW_Before Competition Groups_Pump System Optimization
Industrial | Ind ¦ HE Lighting | 2025 | Technical | MW | Before Competition Groups | 75.8201 | 0 | 0 | 668.1484 | 0.11348 | 2 | Industrial_2025_Technical_MW_Before Competition Groups_2 | HE Lighting | 11.35% | 0 | 75.8201 | Industrial_2025_Technical_MW_Before Competition Groups_HE Lighting
Industrial | Ind ¦ Air Leak Survey and Repair | 2025 | Technical | MW | Before Competition Groups | 74.4053 | 0 | 0 | 668.1484 | 0.11136 | 3 | Industrial_2025_Technical_MW_Before Competition Groups_3 | Air Leak Survey and Repair | 11.14% | 0 | 74.4053 | Industrial_2025_Technical_MW_Before Competition Groups_Air Leak Survey and Repair
Industrial | Ind ¦ Recommissioning | 2025 | Technical | MW | Before Competition Groups | 53.5226 | 0 | 0 | 668.1484 | 0.080106 | 4 | Industrial_2025_Technical_MW_Before Competition Groups_4 | Recommissioning | 8.011% | 0 | 53.5226 | Industrial_2025_Technical_MW_Before Competition Groups_Recommissioning
Industrial | Ind ¦ SEM | 2025 | Technical | MW | Before Competition Groups | 53.5226 | 0 | 0 | 668.1484 | 0.080106 | 5 | Industrial_2025_Technical_MW_Before Competition Groups_5 | SEM | 8.011% | 0 | 53.5226 | Industrial_2025_Technical_MW_Before Competition Groups_SEM
Industrial | Ind ¦ Air Compressor Optimization | 2025 | Technical | MW | Before Competition Groups | 48.0032 | 0 | 0 | 668.1484 | 0.071845 | 6 | Industrial_2025_Technical_MW_Before Competition Groups_6 | Air Compressor Optimization | 7.185% | 0 | 48.0032 | Industrial_2025_Technical_MW_Before Competition Groups_Air Compressor Optimization
Industrial | Ind ¦ Efficient Compressed Air Nozzles | 2025 | Technical | MW | Before Competition Groups | 46.2477 | 0 | 0 | 668.1484 | 0.069218 | 7 | Industrial_2025_Technical_MW_Before Competition Groups_7 | Efficient Compressed Air Nozzles | 6.922% | 0 | 46.2477 | Industrial_2025_Technical_MW_Before Competition Groups_Efficient Compressed Air Nozzles
Industrial | Ind ¦ Pump Equipment Upgrade | 2025 | Technical | MW | Before Competition Groups | 35.7873 | 0 | 0 | 668.1484 | 0.053562 | 8 | Industrial_2025_Technical_MW_Before Competition Groups_8 | Pump Equipment Upgrade | 5.356% | 0 | 35.7873 | Industrial_2025_Technical_MW_Before Competition Groups_Pump Equipment Upgrade
Industrial | Ind ¦ High Efficiency HVAC Fans | 2025 | Technical | MW | Before Competition Groups | 24.1166 | 0 | 0 | 668.1484 | 0.036095 | 9 | Industrial_2025_Technical_MW_Before Competition Groups_9 | High Efficiency HVAC Fans | 3.609% | 0 | 24.1166 | Industrial_2025_Technical_MW_Before Competition Groups_High Efficiency HVAC Fans
Industrial | Ind ¦ Process Optimization (Elec) | 2025 | Technical | MW | Before Competition Groups | 21.8412 | 0 | 0 | 668.1484 | 0.032689 | 10 | Industrial_2025_Technical_MW_Before Competition Groups_10 | Process Optimization (Elec) | 3.269% | 0 | 21.8412 | Industrial_2025_Technical_MW_Before Competition Groups_Process Optimization (Elec)
Industrial | Ind ¦ Greenhouse Grow Lights | 2025 | Technical | MW | Before Competition Groups | 19.2313 | 0 | 0 | 668.1484 | 0.028783 | 11 | Industrial_2025_Technical_MW_Before Competition Groups_11 | Greenhouse Grow Lights | 2.878% | 0 | 19.2313 | Industrial_2025_Technical_MW_Before Competition Groups_Greenhouse Grow Lights
Industrial | Ind ¦ Premium Efficient Motors | 2025 | Technical | MW | Before Competition Groups | 19.1388 | 0 | 0 | 668.1484 | 0.028644 | 12 | Industrial_2025_Technical_MW_Before Competition Groups_12 | Premium Efficient Motors | 2.864% | 0 | 19.1388 | Industrial_2025_Technical_MW_Before Competition Groups_Premium Efficient Motors
Industrial | Ind ¦ Fan System Optimization | 2025 | Technical | MW | Before Competition Groups | 17.5408 | 0 | 0 | 668.1484 | 0.026253 | 13 | Industrial_2025_Technical_MW_Before Competition Groups_13 | Fan System Optimization | 2.625% | 0 | 17.5408 | Industrial_2025_Technical_MW_Before Competition Groups_Fan System Optimization
Industrial | Ind ¦ Improved Controls - Process Cooling | 2025 | Technical | MW | Before Competition Groups | 14.0189 | 0 | 0 | 668.1484 | 0.020982 | 14 | Industrial_2025_Technical_MW_Before Competition Groups_14 | Improved Controls - Process Cooling | 2.098% | 0 | 14.0189 | Industrial_2025_Technical_MW_Before Competition Groups_Improved Controls - Process Cooling
Industrial | Ind ¦ HE HVAC Controls | 2025 | Technical | MW | Before Competition Groups | 8.835 | 0 | 0 | 668.1484 | 0.013223 | 15 | Industrial_2025_Technical_MW_Before Competition Groups_15 | HE HVAC Controls | 1.322% | 0 | 8.835 | Industrial_2025_Technical_MW_Before Competition Groups_HE HVAC Controls
Industrial | Ind ¦ Ventilation Optimization | 2025 | Technical | MW | Before Competition Groups | 8.6204 | 0 | 0 | 668.1484 | 0.012902 | 16 | Industrial_2025_Technical_MW_Before Competition Groups_16 | Ventilation Optimization | 1.29% | 0 | 8.6204 | Industrial_2025_Technical_MW_Before Competition Groups_Ventilation Optimization
Industrial | Ind ¦ Pulp and Paper Process Improvements | 2025 | Technical | MW | Before Competition Groups | 8.0355 | 0 | 0 | 668.1484 | 0.012027 | 17 | Industrial_2025_Technical_MW_Before Competition Groups_17 | Pulp and Paper Process Improvements | 1.203% | 0 | 8.0355 | Industrial_2025_Technical_MW_Before Competition Groups_Pulp and Paper Process Improvements
Industrial | Ind ¦ Material Handling Improvements | 2025 | Technical | MW | Before Competition Groups | 6.8896 | 0 | 0 | 668.1484 | 0.010311 | 18 | Industrial_2025_Technical_MW_Before Competition Groups_18 | Material Handling Improvements | 1.031% | 0 | 6.8896 | Industrial_2025_Technical_MW_Before Competition Groups_Material Handling Improvements
Industrial | Ind ¦ HVLS Fans | 2025 | Technical | MW | Before Competition Groups | 5.5809 | 0 | 0 | 668.1484 | 0.0083528 | 19 | Industrial_2025_Technical_MW_Before Competition Groups_19 | HVLS Fans | 0.8353% | 0 | 5.5809 | Industrial_2025_Technical_MW_Before Competition Groups_HVLS Fans
Industrial | Ind ¦ Refiner Plate Improvements | 2025 | Technical | MW | Before Competition Groups | 5.5082 | 0 | 0 | 668.1484 | 0.008244 | 20 | Industrial_2025_Technical_MW_Before Competition Groups_20 | Refiner Plate Improvements | 0.8244% | 0 | 5.5082 | Industrial_2025_Technical_MW_Before Competition Groups_Refiner Plate Improvements
Industrial | Ind ¦ Chiller Optimization | 2025 | Technical | MW | Before Competition Groups | 5.4286 | 0 | 0 | 668.1484 | 0.0081248 | 21 | Industrial_2025_Technical_MW_Before Competition Groups_21 | Chiller Optimization | 0.8125% | 0 | 5.4286 | Industrial_2025_Technical_MW_Before Competition Groups_Chiller Optimization
Industrial | Ind ¦ HE HVAC Units | 2025 | Technical | MW | Before Competition Groups | 5.221 | 0 | 0 | 668.1484 | 0.0078141 | 22 | Industrial_2025_Technical_MW_Before Competition Groups_22 | HE HVAC Units | 0.7814% | 0 | 5.221 | Industrial_2025_Technical_MW_Before Competition Groups_HE HVAC Units
Industrial | Ind ¦ Cooling Tower Optimization | 2025 | Technical | MW | Before Competition Groups | 4.2316 | 0 | 0 | 668.1484 | 0.0063334 | 23 | Industrial_2025_Technical_MW_Before Competition Groups_23 | Cooling Tower Optimization | 0.6333% | 0 | 4.2316 | Industrial_2025_Technical_MW_Before Competition Groups_Cooling Tower Optimization
Industrial | Ind ¦ Free Cooling | 2025 | Technical | MW | Before Competition Groups | 3.5427 | 0 | 0 | 668.1484 | 0.0053022 | 24 | Industrial_2025_Technical_MW_Before Competition Groups_24 | Free Cooling | 0.5302% | 0 | 3.5427 | Industrial_2025_Technical_MW_Before Competition Groups_Free Cooling
Industrial | Ind ¦ VAV Conversion Project | 2025 | Technical | MW | Before Competition Groups | 3.2111 | 0 | 0 | 668.1484 | 0.0048059 | 25 | Industrial_2025_Technical_MW_Before Competition Groups_25 | VAV Conversion Project | 0.4806% | 0 | 3.2111 | Industrial_2025_Technical_MW_Before Competition Groups_VAV Conversion Project
Industrial | Ind ¦ Cold Storage Retrofit | 2025 | Technical | MW | Before Competition Groups | 2.9127 | 0 | 0 | 668.1484 | 0.0043594 | 26 | Industrial_2025_Technical_MW_Before Competition Groups_26 | Cold Storage Retrofit | 0.4359% | 0 | 2.9127 | Industrial_2025_Technical_MW_Before Competition Groups_Cold Storage Retrofit
Industrial | Ind ¦ Process Heat Recovery | 2025 | Technical | MW | Before Competition Groups | 2.8139 | 0 | 0 | 668.1484 | 0.0042114 | 27 | Industrial_2025_Technical_MW_Before Competition Groups_27 | Process Heat Recovery | 0.4211% | 0 | 2.8139 | Industrial_2025_Technical_MW_Before Competition Groups_Process Heat Recovery
Industrial | Ind ¦ Synchronous Belts | 2025 | Technical | MW | Before Competition Groups | 2.6836 | 0 | 0 | 668.1484 | 0.0040164 | 28 | Industrial_2025_Technical_MW_Before Competition Groups_28 | Synchronous Belts | 0.4016% | 0 | 2.6836 | Industrial_2025_Technical_MW_Before Competition Groups_Synchronous Belts
Industrial | Ind ¦ High Efficiency Battery Charger | 2025 | Technical | MW | Before Competition Groups | 2.3679 | 0 | 0 | 668.1484 | 0.003544 | 29 | Industrial_2025_Technical_MW_Before Competition Groups_29 | High Efficiency Battery Charger | 0.3544% | 0 | 2.3679 | Industrial_2025_Technical_MW_Before Competition Groups_High Efficiency Battery Charger
Industrial | Ind ¦ Process Improvements | 2025 | Technical | MW | Before Competition Groups | 2.1838 | 0 | 0 | 668.1484 | 0.0032684 | 30 | Industrial_2025_Technical_MW_Before Competition Groups_30 | Process Improvements | 0.3268% | 0 | 2.1838 | Industrial_2025_Technical_MW_Before Competition Groups_Process Improvements
Industrial | Ind ¦ Efficient Irrigation | 2025 | Technical | MW | Before Competition Groups | 1.9397 | 0 | 0 | 668.1484 | 0.0029032 | 31 | Industrial_2025_Technical_MW_Before Competition Groups_31 | Efficient Irrigation | 0.2903% | 0 | 1.9397 | Industrial_2025_Technical_MW_Before Competition Groups_Efficient Irrigation
Industrial | Ind ¦ Improved Controls - Process Heating | 2025 | Technical | MW | Before Competition Groups | 1.312 | 0 | 0 | 668.1484 | 0.0019636 | 32 | Industrial_2025_Technical_MW_Before Competition Groups_32 | Improved Controls - Process Heating | 0.1964% | 0 | 1.312 | Industrial_2025_Technical_MW_Before Competition Groups_Improved Controls - Process Heating
Industrial | Ind ¦ Refrigeration Compressor VFD | 2025 | Technical | MW | Before Competition Groups | 1.284 | 0 | 0 | 668.1484 | 0.0019217 | 33 | Industrial_2025_Technical_MW_Before Competition Groups_33 | Refrigeration Compressor VFD | 0.1922% | 0 | 1.284 | Industrial_2025_Technical_MW_Before Competition Groups_Refrigeration Compressor VFD
Industrial | Ind ¦ Efficient Transformer | 2025 | Technical | MW | Before Competition Groups | 1.1879 | 0 | 0 | 668.1484 | 0.001778 | 34 | Industrial_2025_Technical_MW_Before Competition Groups_34 | Efficient Transformer | 0.1778% | 0 | 1.1879 | Industrial_2025_Technical_MW_Before Competition Groups_Efficient Transformer
Industrial | Ind ¦ High Efficiency Welders | 2025 | Technical | MW | Before Competition Groups | 0.95869 | 0 | 0 | 668.1484 | 0.0014349 | 35 | Industrial_2025_Technical_MW_Before Competition Groups_35 | High Efficiency Welders | 0.1435% | 0 | 0.95869 | Industrial_2025_Technical_MW_Before Competition Groups_High Efficiency Welders
Industrial | Ind ¦ Engine Block Heater Timer | 2025 | Technical | MW | Before Competition Groups | 0.83307 | 0 | 0 | 668.1484 | 0.0012468 | 36 | Industrial_2025_Technical_MW_Before Competition Groups_36 | Engine Block Heater Timer | 0.1247% | 0 | 0.83307 | Industrial_2025_Technical_MW_Before Competition Groups_Engine Block Heater Timer
Industrial | Ind ¦ Dairy Pre-Cooler | 2025 | Technical | MW | Before Competition Groups | 0.53089 | 0 | 0 | 668.1484 | 0.00079457 | 37 | Industrial_2025_Technical_MW_Before Competition Groups_37 | Dairy Pre-Cooler | 0.07946% | 0 | 0.53089 | Industrial_2025_Technical_MW_Before Competition Groups_Dairy Pre-Cooler
Industrial | Ind ¦ Air Compressor Heat Recovery | 2025 | Technical | MW | Before Competition Groups | 0.36345 | 0 | 0 | 668.1484 | 0.00054396 | 38 | Industrial_2025_Technical_MW_Before Competition Groups_38 | Air Compressor Heat Recovery | 0.0544% | 0 | 0.36345 | Industrial_2025_Technical_MW_Before Competition Groups_Air Compressor Heat Recovery
Industrial | Ind ¦ Optimize Compressed Air Dryer | 2025 | Technical | MW | Before Competition Groups | 0.26155 | 0 | 0 | 668.1484 | 0.00039145 | 39 | Industrial_2025_Technical_MW_Before Competition Groups_39 | Optimize Compressed Air Dryer | 0.03914% | 0 | 0.26155 | Industrial_2025_Technical_MW_Before Competition Groups_Optimize Compressed Air Dryer
Industrial | Ind ¦ Heat Lamps/Heat Pad | 2025 | Technical | MW | Before Competition Groups | 0.12987 | 0 | 0 | 668.1484 | 0.00019437 | 40 | Industrial_2025_Technical_MW_Before Competition Groups_40 | Heat Lamps/Heat Pad | 0.01944% | 0 | 0.12987 | Industrial_2025_Technical_MW_Before Competition Groups_Heat Lamps/Heat Pad
Industrial | Ind ¦ Efficient Refrigeration Compressor | 2025 | Technical | MW | Before Competition Groups | 0.10937 | 0 | 0 | 668.1484 | 0.00016369 | 41 | Industrial_2025_Technical_MW_Before Competition Groups_41 | Efficient Refrigeration Compressor | 0.01637% | 0 | 0.10937 | Industrial_2025_Technical_MW_Before Competition Groups_Efficient Refrigeration Compressor
Industrial | Ind ¦ Creep Heat Controller | 2025 | Technical | MW | Before Competition Groups | 0.10536 | 0 | 0 | 668.1484 | 0.00015768 | 42 | Industrial_2025_Technical_MW_Before Competition Groups_42 | Creep Heat Controller | 0.01577% | 0 | 0.10536 | Industrial_2025_Technical_MW_Before Competition Groups_Creep Heat Controller
Industrial | Ind ¦ Pump System Optimization | 2026 | Economic | MW | Before Competition Groups | 77.901 | 0 | 0 | 565.9667 | 0.13764 | 1 | Industrial_2026_Economic_MW_Before Competition Groups_1 | Pump System Optimization | 13.76% | 0 | 77.901 | Industrial_2026_Economic_MW_Before Competition Groups_Pump System Optimization
Industrial | Ind ¦ Air Leak Survey and Repair | 2026 | Economic | MW | Before Competition Groups | 74.5193 | 0 | 0 | 565.9667 | 0.13167 | 2 | Industrial_2026_Economic_MW_Before Competition Groups_2 | Air Leak Survey and Repair | 13.17% | 0 | 74.5193 | Industrial_2026_Economic_MW_Before Competition Groups_Air Leak Survey and Repair
Industrial | Ind ¦ Recommissioning | 2026 | Economic | MW | Before Competition Groups | 53.1987 | 0 | 0 | 565.9667 | 0.093996 | 3 | Industrial_2026_Economic_MW_Before Competition Groups_3 | Recommissioning | 9.4% | 0 | 53.1987 | Industrial_2026_Economic_MW_Before Competition Groups_Recommissioning
Industrial | Ind ¦ SEM | 2026 | Economic | MW | Before Competition Groups | 53.1987 | 0 | 0 | 565.9667 | 0.093996 | 4 | Industrial_2026_Economic_MW_Before Competition Groups_4 | SEM | 9.4% | 0 | 53.1987 | Industrial_2026_Economic_MW_Before Competition Groups_SEM
Industrial | Ind ¦ Air Compressor Optimization | 2026 | Economic | MW | Before Competition Groups | 49.3842 | 0 | 0 | 565.9667 | 0.087256 | 5 | Industrial_2026_Economic_MW_Before Competition Groups_5 | Air Compressor Optimization | 8.726% | 0 | 49.3842 | Industrial_2026_Economic_MW_Before Competition Groups_Air Compressor Optimization
Industrial | Ind ¦ Efficient Compressed Air Nozzles | 2026 | Economic | MW | Before Competition Groups | 47.9601 | 0 | 0 | 565.9667 | 0.08474 | 6 | Industrial_2026_Economic_MW_Before Competition Groups_6 | Efficient Compressed Air Nozzles | 8.474% | 0 | 47.9601 | Industrial_2026_Economic_MW_Before Competition Groups_Efficient Compressed Air Nozzles
Industrial | Ind ¦ Pump Equipment Upgrade | 2026 | Economic | MW | Before Competition Groups | 36.8819 | 0 | 0 | 565.9667 | 0.065166 | 7 | Industrial_2026_Economic_MW_Before Competition Groups_7 | Pump Equipment Upgrade | 6.517% | 0 | 36.8819 | Industrial_2026_Economic_MW_Before Competition Groups_Pump Equipment Upgrade
Industrial | Ind ¦ HE Lighting | 2026 | Economic | MW | Before Competition Groups | 28.3926 | 0 | 0 | 565.9667 | 0.050167 | 8 | Industrial_2026_Economic_MW_Before Competition Groups_8 | HE Lighting | 5.017% | 0 | 28.3926 | Industrial_2026_Economic_MW_Before Competition Groups_HE Lighting
Industrial | Ind ¦ High Efficiency HVAC Fans | 2026 | Economic | MW | Before Competition Groups | 24.4198 | 0 | 0 | 565.9667 | 0.043147 | 9 | Industrial_2026_Economic_MW_Before Competition Groups_9 | High Efficiency HVAC Fans | 4.315% | 0 | 24.4198 | Industrial_2026_Economic_MW_Before Competition Groups_High Efficiency HVAC Fans
Industrial | Ind ¦ Process Optimization (Elec) | 2026 | Economic | MW | Before Competition Groups | 21.6841 | 0 | 0 | 565.9667 | 0.038313 | 10 | Industrial_2026_Economic_MW_Before Competition Groups_10 | Process Optimization (Elec) | 3.831% | 0 | 21.6841 | Industrial_2026_Economic_MW_Before Competition Groups_Process Optimization (Elec)
Industrial | Ind ¦ Greenhouse Grow Lights | 2026 | Economic | MW | Before Competition Groups | 19.6482 | 0 | 0 | 565.9667 | 0.034716 | 11 | Industrial_2026_Economic_MW_Before Competition Groups_11 | Greenhouse Grow Lights | 3.472% | 0 | 19.6482 | Industrial_2026_Economic_MW_Before Competition Groups_Greenhouse Grow Lights
Industrial | Ind ¦ Fan System Optimization | 2026 | Economic | MW | Before Competition Groups | 17.9113 | 0 | 0 | 565.9667 | 0.031647 | 12 | Industrial_2026_Economic_MW_Before Competition Groups_12 | Fan System Optimization | 3.165% | 0 | 17.9113 | Industrial_2026_Economic_MW_Before Competition Groups_Fan System Optimization
Industrial | Ind ¦ Improved Controls - Process Cooling | 2026 | Economic | MW | Before Competition Groups | 13.8795 | 0 | 0 | 565.9667 | 0.024523 | 13 | Industrial_2026_Economic_MW_Before Competition Groups_13 | Improved Controls - Process Cooling | 2.452% | 0 | 13.8795 | Industrial_2026_Economic_MW_Before Competition Groups_Improved Controls - Process Cooling
Industrial | Ind ¦ Pulp and Paper Process Improvements | 2026 | Economic | MW | Before Competition Groups | 8.018 | 0 | 0 | 565.9667 | 0.014167 | 14 | Industrial_2026_Economic_MW_Before Competition Groups_14 | Pulp and Paper Process Improvements | 1.417% | 0 | 8.018 | Industrial_2026_Economic_MW_Before Competition Groups_Pulp and Paper Process Improvements
Industrial | Ind ¦ Material Handling Improvements | 2026 | Economic | MW | Before Competition Groups | 7.0962 | 0 | 0 | 565.9667 | 0.012538 | 15 | Industrial_2026_Economic_MW_Before Competition Groups_15 | Material Handling Improvements | 1.254% | 0 | 7.0962 | Industrial_2026_Economic_MW_Before Competition Groups_Material Handling Improvements
Industrial | Ind ¦ Refiner Plate Improvements | 2026 | Economic | MW | Before Competition Groups | 5.6859 | 0 | 0 | 565.9667 | 0.010046 | 16 | Industrial_2026_Economic_MW_Before Competition Groups_16 | Refiner Plate Improvements | 1.005% | 0 | 5.6859 | Industrial_2026_Economic_MW_Before Competition Groups_Refiner Plate Improvements
Industrial | Ind ¦ Cooling Tower Optimization | 2026 | Economic | MW | Before Competition Groups | 4.2246 | 0 | 0 | 565.9667 | 0.0074644 | 17 | Industrial_2026_Economic_MW_Before Competition Groups_17 | Cooling Tower Optimization | 0.7464% | 0 | 4.2246 | Industrial_2026_Economic_MW_Before Competition Groups_Cooling Tower Optimization
Industrial | Ind ¦ Free Cooling | 2026 | Economic | MW | Before Competition Groups | 3.534 | 0 | 0 | 565.9667 | 0.0062442 | 18 | Industrial_2026_Economic_MW_Before Competition Groups_18 | Free Cooling | 0.6244% | 0 | 3.534 | Industrial_2026_Economic_MW_Before Competition Groups_Free Cooling
Industrial | Ind ¦ VAV Conversion Project | 2026 | Economic | MW | Before Competition Groups | 3.1239 | 0 | 0 | 565.9667 | 0.0055197 | 19 | Industrial_2026_Economic_MW_Before Competition Groups_19 | VAV Conversion Project | 0.552% | 0 | 3.1239 | Industrial_2026_Economic_MW_Before Competition Groups_VAV Conversion Project
Industrial | Ind ¦ Ventilation Optimization | 2026 | Economic | MW | Before Competition Groups | 2.9033 | 0 | 0 | 565.9667 | 0.0051299 | 20 | Industrial_2026_Economic_MW_Before Competition Groups_20 | Ventilation Optimization | 0.513% | 0 | 2.9033 | Industrial_2026_Economic_MW_Before Competition Groups_Ventilation Optimization
Industrial | Ind ¦ Process Heat Recovery | 2026 | Economic | MW | Before Competition Groups | 2.786 | 0 | 0 | 565.9667 | 0.0049225 | 21 | Industrial_2026_Economic_MW_Before Competition Groups_21 | Process Heat Recovery | 0.4922% | 0 | 2.786 | Industrial_2026_Economic_MW_Before Competition Groups_Process Heat Recovery
Industrial | Ind ¦ High Efficiency Battery Charger | 2026 | Economic | MW | Before Competition Groups | 2.4224 | 0 | 0 | 565.9667 | 0.0042802 | 22 | Industrial_2026_Economic_MW_Before Competition Groups_22 | High Efficiency Battery Charger | 0.428% | 0 | 2.4224 | Industrial_2026_Economic_MW_Before Competition Groups_High Efficiency Battery Charger
Industrial | Ind ¦ Process Improvements | 2026 | Economic | MW | Before Competition Groups | 2.1678 | 0 | 0 | 565.9667 | 0.0038303 | 23 | Industrial_2026_Economic_MW_Before Competition Groups_23 | Process Improvements | 0.383% | 0 | 2.1678 | Industrial_2026_Economic_MW_Before Competition Groups_Process Improvements
Industrial | Ind ¦ Refrigeration Compressor VFD | 2026 | Economic | MW | Before Competition Groups | 1.3188 | 0 | 0 | 565.9667 | 0.0023302 | 24 | Industrial_2026_Economic_MW_Before Competition Groups_24 | Refrigeration Compressor VFD | 0.233% | 0 | 1.3188 | Industrial_2026_Economic_MW_Before Competition Groups_Refrigeration Compressor VFD
Industrial | Ind ¦ Improved Controls - Process Heating | 2026 | Economic | MW | Before Competition Groups | 1.3117 | 0 | 0 | 565.9667 | 0.0023176 | 25 | Industrial_2026_Economic_MW_Before Competition Groups_25 | Improved Controls - Process Heating | 0.2318% | 0 | 1.3117 | Industrial_2026_Economic_MW_Before Competition Groups_Improved Controls - Process Heating
Industrial | Ind ¦ Efficient Irrigation | 2026 | Economic | MW | Before Competition Groups | 0.83403 | 0 | 0 | 565.9667 | 0.0014736 | 26 | Industrial_2026_Economic_MW_Before Competition Groups_26 | Efficient Irrigation | 0.1474% | 0 | 0.83403 | Industrial_2026_Economic_MW_Before Competition Groups_Efficient Irrigation
Industrial | Ind ¦ Engine Block Heater Timer | 2026 | Economic | MW | Before Competition Groups | 0.82749 | 0 | 0 | 565.9667 | 0.0014621 | 27 | Industrial_2026_Economic_MW_Before Competition Groups_27 | Engine Block Heater Timer | 0.1462% | 0 | 0.82749 | Industrial_2026_Economic_MW_Before Competition Groups_Engine Block Heater Timer
Industrial | Ind ¦ Air Compressor Heat Recovery | 2026 | Economic | MW | Before Competition Groups | 0.36183 | 0 | 0 | 565.9667 | 0.00063931 | 28 | Industrial_2026_Economic_MW_Before Competition Groups_28 | Air Compressor Heat Recovery | 0.06393% | 0 | 0.36183 | Industrial_2026_Economic_MW_Before Competition Groups_Air Compressor Heat Recovery
Industrial | Ind ¦ Dairy Pre-Cooler | 2026 | Economic | MW | Before Competition Groups | 0.25494 | 0 | 0 | 565.9667 | 0.00045046 | 29 | Industrial_2026_Economic_MW_Before Competition Groups_29 | Dairy Pre-Cooler | 0.04505% | 0 | 0.25494 | Industrial_2026_Economic_MW_Before Competition Groups_Dairy Pre-Cooler
Industrial | Ind ¦ Efficient Refrigeration Compressor | 2026 | Economic | MW | Before Competition Groups | 0.11206 | 0 | 0 | 565.9667 | 0.000198 | 30 | Industrial_2026_Economic_MW_Before Competition Groups_30 | Efficient Refrigeration Compressor | 0.0198% | 0 | 0.11206 | Industrial_2026_Economic_MW_Before Competition Groups_Efficient Refrigeration Compressor
Industrial | Ind ¦ Heat Lamps/Heat Pad | 2026 | Economic | MW | Before Competition Groups | 0.0042699 | 0 | 0 | 565.9667 | 7.5444e-06 | 31 | Industrial_2026_Economic_MW_Before Competition Groups_31 | Heat Lamps/Heat Pad | 0.0007544% | 0 | 0.0042699 | Industrial_2026_Economic_MW_Before Competition Groups_Heat Lamps/Heat Pad
Industrial | Ind ¦ Air Compressor Optimization | 2026 | SC A | MW | Before Competition Groups | 26.2995 | 0 | 0 | 134.0655 | 0.19617 | 1 | Industrial_2026_SC A_MW_Before Competition Groups_1 | Air Compressor Optimization | 19.62% | 0 | 26.2995 | Industrial_2026_SC A_MW_Before Competition Groups_Air Compressor Optimization
Industrial | Ind ¦ Pump System Optimization | 2026 | SC A | MW | Before Competition Groups | 22.217 | 0 | 0 | 134.0655 | 0.16572 | 2 | Industrial_2026_SC A_MW_Before Competition Groups_2 | Pump System Optimization | 16.57% | 0 | 22.217 | Industrial_2026_SC A_MW_Before Competition Groups_Pump System Optimization
Industrial | Ind ¦ Air Leak Survey and Repair | 2026 | SC A | MW | Before Competition Groups | 14.9052 | 0 | 0 | 134.0655 | 0.11118 | 3 | Industrial_2026_SC A_MW_Before Competition Groups_3 | Air Leak Survey and Repair | 11.12% | 0 | 14.9052 | Industrial_2026_SC A_MW_Before Competition Groups_Air Leak Survey and Repair
Industrial | Ind ¦ Recommissioning | 2026 | SC A | MW | Before Competition Groups | 10.5517 | 0 | 0 | 134.0655 | 0.078706 | 4 | Industrial_2026_SC A_MW_Before Competition Groups_4 | Recommissioning | 7.871% | 0 | 10.5517 | Industrial_2026_SC A_MW_Before Competition Groups_Recommissioning
Industrial | Ind ¦ SEM | 2026 | SC A | MW | Before Competition Groups | 10.5517 | 0 | 0 | 134.0655 | 0.078706 | 5 | Industrial_2026_SC A_MW_Before Competition Groups_5 | SEM | 7.871% | 0 | 10.5517 | Industrial_2026_SC A_MW_Before Competition Groups_SEM
Industrial | Ind ¦ Pump Equipment Upgrade | 2026 | SC A | MW | Before Competition Groups | 9.972 | 0 | 0 | 134.0655 | 0.074381 | 6 | Industrial_2026_SC A_MW_Before Competition Groups_6 | Pump Equipment Upgrade | 7.438% | 0 | 9.972 | Industrial_2026_SC A_MW_Before Competition Groups_Pump Equipment Upgrade
Industrial | Ind ¦ Fan System Optimization | 2026 | SC A | MW | Before Competition Groups | 8.9033 | 0 | 0 | 134.0655 | 0.06641 | 7 | Industrial_2026_SC A_MW_Before Competition Groups_7 | Fan System Optimization | 6.641% | 0 | 8.9033 | Industrial_2026_SC A_MW_Before Competition Groups_Fan System Optimization
Industrial | Ind ¦ Efficient Compressed Air Nozzles | 2026 | SC A | MW | Before Competition Groups | 7.4582 | 0 | 0 | 134.0655 | 0.055631 | 8 | Industrial_2026_SC A_MW_Before Competition Groups_8 | Efficient Compressed Air Nozzles | 5.563% | 0 | 7.4582 | Industrial_2026_SC A_MW_Before Competition Groups_Efficient Compressed Air Nozzles
Industrial | Ind ¦ High Efficiency HVAC Fans | 2026 | SC A | MW | Before Competition Groups | 6.5807 | 0 | 0 | 134.0655 | 0.049086 | 9 | Industrial_2026_SC A_MW_Before Competition Groups_9 | High Efficiency HVAC Fans | 4.909% | 0 | 6.5807 | Industrial_2026_SC A_MW_Before Competition Groups_High Efficiency HVAC Fans
Industrial | Ind ¦ Greenhouse Grow Lights | 2026 | SC A | MW | Before Competition Groups | 3.6546 | 0 | 0 | 134.0655 | 0.02726 | 10 | Industrial_2026_SC A_MW_Before Competition Groups_10 | Greenhouse Grow Lights | 2.726% | 0 | 3.6546 | Industrial_2026_SC A_MW_Before Competition Groups_Greenhouse Grow Lights
Industrial | Ind ¦ Improved Controls - Process Cooling | 2026 | SC A | MW | Before Competition Groups | 2.8343 | 0 | 0 | 134.0655 | 0.021141 | 11 | Industrial_2026_SC A_MW_Before Competition Groups_11 | Improved Controls - Process Cooling | 2.114% | 0 | 2.8343 | Industrial_2026_SC A_MW_Before Competition Groups_Improved Controls - Process Cooling
Industrial | Ind ¦ Material Handling Improvements | 2026 | SC A | MW | Before Competition Groups | 2.3718 | 0 | 0 | 134.0655 | 0.017692 | 12 | Industrial_2026_SC A_MW_Before Competition Groups_12 | Material Handling Improvements | 1.769% | 0 | 2.3718 | Industrial_2026_SC A_MW_Before Competition Groups_Material Handling Improvements
Industrial | Ind ¦ Process Optimization (Elec) | 2026 | SC A | MW | Before Competition Groups | 1.9087 | 0 | 0 | 134.0655 | 0.014237 | 13 | Industrial_2026_SC A_MW_Before Competition Groups_13 | Process Optimization (Elec) | 1.424% | 0 | 1.9087 | Industrial_2026_SC A_MW_Before Competition Groups_Process Optimization (Elec)
Industrial | Ind ¦ Refiner Plate Improvements | 2026 | SC A | MW | Before Competition Groups | 0.84468 | 0 | 0 | 134.0655 | 0.0063005 | 14 | Industrial_2026_SC A_MW_Before Competition Groups_14 | Refiner Plate Improvements | 0.63% | 0 | 0.84468 | Industrial_2026_SC A_MW_Before Competition Groups_Refiner Plate Improvements
Industrial | Ind ¦ Ventilation Optimization | 2026 | SC A | MW | Before Competition Groups | 0.73334 | 0 | 0 | 134.0655 | 0.00547 | 15 | Industrial_2026_SC A_MW_Before Competition Groups_15 | Ventilation Optimization | 0.547% | 0 | 0.73334 | Industrial_2026_SC A_MW_Before Competition Groups_Ventilation Optimization
Industrial | Ind ¦ VAV Conversion Project | 2026 | SC A | MW | Before Competition Groups | 0.64295 | 0 | 0 | 134.0655 | 0.0047958 | 16 | Industrial_2026_SC A_MW_Before Competition Groups_16 | VAV Conversion Project | 0.4796% | 0 | 0.64295 | Industrial_2026_SC A_MW_Before Competition Groups_VAV Conversion Project
Industrial | Ind ¦ Pulp and Paper Process Improvements | 2026 | SC A | MW | Before Competition Groups | 0.58225 | 0 | 0 | 134.0655 | 0.0043431 | 17 | Industrial_2026_SC A_MW_Before Competition Groups_17 | Pulp and Paper Process Improvements | 0.4343% | 0 | 0.58225 | Industrial_2026_SC A_MW_Before Competition Groups_Pulp and Paper Process Improvements
Industrial | Ind ¦ Process Heat Recovery | 2026 | SC A | MW | Before Competition Groups | 0.53763 | 0 | 0 | 134.0655 | 0.0040102 | 18 | Industrial_2026_SC A_MW_Before Competition Groups_18 | Process Heat Recovery | 0.401% | 0 | 0.53763 | Industrial_2026_SC A_MW_Before Competition Groups_Process Heat Recovery
Industrial | Ind ¦ HE Lighting | 2026 | SC A | MW | Before Competition Groups | 0.45157 | 0 | 0 | 134.0655 | 0.0033683 | 19 | Industrial_2026_SC A_MW_Before Competition Groups_19 | HE Lighting | 0.3368% | 0 | 0.45157 | Industrial_2026_SC A_MW_Before Competition Groups_HE Lighting
Industrial | Ind ¦ Process Improvements | 2026 | SC A | MW | Before Competition Groups | 0.40336 | 0 | 0 | 134.0655 | 0.0030087 | 20 | Industrial_2026_SC A_MW_Before Competition Groups_20 | Process Improvements | 0.3009% | 0 | 0.40336 | Industrial_2026_SC A_MW_Before Competition Groups_Process Improvements
Industrial | Ind ¦ High Efficiency Battery Charger | 2026 | SC A | MW | Before Competition Groups | 0.39158 | 0 | 0 | 134.0655 | 0.0029208 | 21 | Industrial_2026_SC A_MW_Before Competition Groups_21 | High Efficiency Battery Charger | 0.2921% | 0 | 0.39158 | Industrial_2026_SC A_MW_Before Competition Groups_High Efficiency Battery Charger
Industrial | Ind ¦ Refrigeration Compressor VFD | 2026 | SC A | MW | Before Competition Groups | 0.3268 | 0 | 0 | 134.0655 | 0.0024376 | 22 | Industrial_2026_SC A_MW_Before Competition Groups_22 | Refrigeration Compressor VFD | 0.2438% | 0 | 0.3268 | Industrial_2026_SC A_MW_Before Competition Groups_Refrigeration Compressor VFD
Industrial | Ind ¦ Improved Controls - Process Heating | 2026 | SC A | MW | Before Competition Groups | 0.26537 | 0 | 0 | 134.0655 | 0.0019794 | 23 | Industrial_2026_SC A_MW_Before Competition Groups_23 | Improved Controls - Process Heating | 0.1979% | 0 | 0.26537 | Industrial_2026_SC A_MW_Before Competition Groups_Improved Controls - Process Heating
Industrial | Ind ¦ Cooling Tower Optimization | 2026 | SC A | MW | Before Competition Groups | 0.22912 | 0 | 0 | 134.0655 | 0.001709 | 24 | Industrial_2026_SC A_MW_Before Competition Groups_24 | Cooling Tower Optimization | 0.1709% | 0 | 0.22912 | Industrial_2026_SC A_MW_Before Competition Groups_Cooling Tower Optimization
Industrial | Ind ¦ Engine Block Heater Timer | 2026 | SC A | MW | Before Competition Groups | 0.15856 | 0 | 0 | 134.0655 | 0.0011827 | 25 | Industrial_2026_SC A_MW_Before Competition Groups_25 | Engine Block Heater Timer | 0.1183% | 0 | 0.15856 | Industrial_2026_SC A_MW_Before Competition Groups_Engine Block Heater Timer
Industrial | Ind ¦ Dairy Pre-Cooler | 2026 | SC A | MW | Before Competition Groups | 0.087769 | 0 | 0 | 134.0655 | 0.00065467 | 26 | Industrial_2026_SC A_MW_Before Competition Groups_26 | Dairy Pre-Cooler | 0.06547% | 0 | 0.087769 | Industrial_2026_SC A_MW_Before Competition Groups_Dairy Pre-Cooler
Industrial | Ind ¦ Air Compressor Heat Recovery | 2026 | SC A | MW | Before Competition Groups | 0.072661 | 0 | 0 | 134.0655 | 0.00054198 | 27 | Industrial_2026_SC A_MW_Before Competition Groups_27 | Air Compressor Heat Recovery | 0.0542% | 0 | 0.072661 | Industrial_2026_SC A_MW_Before Competition Groups_Air Compressor Heat Recovery
Industrial | Ind ¦ Efficient Irrigation | 2026 | SC A | MW | Before Competition Groups | 0.060468 | 0 | 0 | 134.0655 | 0.00045103 | 28 | Industrial_2026_SC A_MW_Before Competition Groups_28 | Efficient Irrigation | 0.0451% | 0 | 0.060468 | Industrial_2026_SC A_MW_Before Competition Groups_Efficient Irrigation
Industrial | Ind ¦ Efficient Refrigeration Compressor | 2026 | SC A | MW | Before Competition Groups | 0.052289 | 0 | 0 | 134.0655 | 0.00039003 | 29 | Industrial_2026_SC A_MW_Before Competition Groups_29 | Efficient Refrigeration Compressor | 0.039% | 0 | 0.052289 | Industrial_2026_SC A_MW_Before Competition Groups_Efficient Refrigeration Compressor
Industrial | Ind ¦ Heat Lamps/Heat Pad | 2026 | SC A | MW | Before Competition Groups | 0.010985 | 0 | 0 | 134.0655 | 8.1937e-05 | 30 | Industrial_2026_SC A_MW_Before Competition Groups_30 | Heat Lamps/Heat Pad | 0.008194% | 0 | 0.010985 | Industrial_2026_SC A_MW_Before Competition Groups_Heat Lamps/Heat Pad
Industrial | Ind ¦ Free Cooling | 2026 | SC A | MW | Before Competition Groups | 0.0053338 | 0 | 0 | 134.0655 | 3.9785e-05 | 31 | Industrial_2026_SC A_MW_Before Competition Groups_31 | Free Cooling | 0.003979% | 0 | 0.0053338 | Industrial_2026_SC A_MW_Before Competition Groups_Free Cooling
Industrial | Ind ¦ Air Leak Survey and Repair | 2026 | SC B | MW | Before Competition Groups | 37.9533 | 0 | 0 | 243.3527 | 0.15596 | 1 | Industrial_2026_SC B_MW_Before Competition Groups_1 | Air Leak Survey and Repair | 15.6% | 0 | 37.9533 | Industrial_2026_SC B_MW_Before Competition Groups_Air Leak Survey and Repair
Industrial | Ind ¦ Pump System Optimization | 2026 | SC B | MW | Before Competition Groups | 27.0142 | 0 | 0 | 243.3527 | 0.11101 | 2 | Industrial_2026_SC B_MW_Before Competition Groups_2 | Pump System Optimization | 11.1% | 0 | 27.0142 | Industrial_2026_SC B_MW_Before Competition Groups_Pump System Optimization
Industrial | Ind ¦ Recommissioning | 2026 | SC B | MW | Before Competition Groups | 26.8659 | 0 | 0 | 243.3527 | 0.1104 | 3 | Industrial_2026_SC B_MW_Before Competition Groups_3 | Recommissioning | 11.04% | 0 | 26.8659 | Industrial_2026_SC B_MW_Before Competition Groups_Recommissioning
Industrial | Ind ¦ SEM | 2026 | SC B | MW | Before Competition Groups | 26.8659 | 0 | 0 | 243.3527 | 0.1104 | 4 | Industrial_2026_SC B_MW_Before Competition Groups_4 | SEM | 11.04% | 0 | 26.8659 | Industrial_2026_SC B_MW_Before Competition Groups_SEM
Industrial | Ind ¦ Air Compressor Optimization | 2026 | SC B | MW | Before Competition Groups | 26.2995 | 0 | 0 | 243.3527 | 0.10807 | 5 | Industrial_2026_SC B_MW_Before Competition Groups_5 | Air Compressor Optimization | 10.81% | 0 | 26.2995 | Industrial_2026_SC B_MW_Before Competition Groups_Air Compressor Optimization
Industrial | Ind ¦ Efficient Compressed Air Nozzles | 2026 | SC B | MW | Before Competition Groups | 19.0092 | 0 | 0 | 243.3527 | 0.078114 | 6 | Industrial_2026_SC B_MW_Before Competition Groups_6 | Efficient Compressed Air Nozzles | 7.811% | 0 | 19.0092 | Industrial_2026_SC B_MW_Before Competition Groups_Efficient Compressed Air Nozzles
Industrial | Ind ¦ High Efficiency HVAC Fans | 2026 | SC B | MW | Before Competition Groups | 12.0807 | 0 | 0 | 243.3527 | 0.049643 | 7 | Industrial_2026_SC B_MW_Before Competition Groups_7 | High Efficiency HVAC Fans | 4.964% | 0 | 12.0807 | Industrial_2026_SC B_MW_Before Competition Groups_High Efficiency HVAC Fans
Industrial | Ind ¦ Pump Equipment Upgrade | 2026 | SC B | MW | Before Competition Groups | 11.497 | 0 | 0 | 243.3527 | 0.047244 | 8 | Industrial_2026_SC B_MW_Before Competition Groups_8 | Pump Equipment Upgrade | 4.724% | 0 | 11.497 | Industrial_2026_SC B_MW_Before Competition Groups_Pump Equipment Upgrade
Industrial | Ind ¦ Fan System Optimization | 2026 | SC B | MW | Before Competition Groups | 9.593 | 0 | 0 | 243.3527 | 0.03942 | 9 | Industrial_2026_SC B_MW_Before Competition Groups_9 | Fan System Optimization | 3.942% | 0 | 9.593 | Industrial_2026_SC B_MW_Before Competition Groups_Fan System Optimization
Industrial | Ind ¦ Greenhouse Grow Lights | 2026 | SC B | MW | Before Competition Groups | 8.2081 | 0 | 0 | 243.3527 | 0.033729 | 10 | Industrial_2026_SC B_MW_Before Competition Groups_10 | Greenhouse Grow Lights | 3.373% | 0 | 8.2081 | Industrial_2026_SC B_MW_Before Competition Groups_Greenhouse Grow Lights
Industrial | Ind ¦ Improved Controls - Process Cooling | 2026 | SC B | MW | Before Competition Groups | 7.233 | 0 | 0 | 243.3527 | 0.029722 | 11 | Industrial_2026_SC B_MW_Before Competition Groups_11 | Improved Controls - Process Cooling | 2.972% | 0 | 7.233 | Industrial_2026_SC B_MW_Before Competition Groups_Improved Controls - Process Cooling
Industrial | Ind ¦ HE Lighting | 2026 | SC B | MW | Before Competition Groups | 5.6906 | 0 | 0 | 243.3527 | 0.023384 | 12 | Industrial_2026_SC B_MW_Before Competition Groups_12 | HE Lighting | 2.338% | 0 | 5.6906 | Industrial_2026_SC B_MW_Before Competition Groups_HE Lighting
Industrial | Ind ¦ Material Handling Improvements | 2026 | SC B | MW | Before Competition Groups | 3.7949 | 0 | 0 | 243.3527 | 0.015594 | 13 | Industrial_2026_SC B_MW_Before Competition Groups_13 | Material Handling Improvements | 1.559% | 0 | 3.7949 | Industrial_2026_SC B_MW_Before Competition Groups_Material Handling Improvements
Industrial | Ind ¦ Pulp and Paper Process Improvements | 2026 | SC B | MW | Before Competition Groups | 3.7623 | 0 | 0 | 243.3527 | 0.01546 | 14 | Industrial_2026_SC B_MW_Before Competition Groups_14 | Pulp and Paper Process Improvements | 1.546% | 0 | 3.7623 | Industrial_2026_SC B_MW_Before Competition Groups_Pulp and Paper Process Improvements
Industrial | Ind ¦ Refiner Plate Improvements | 2026 | SC B | MW | Before Competition Groups | 2.1737 | 0 | 0 | 243.3527 | 0.0089321 | 15 | Industrial_2026_SC B_MW_Before Competition Groups_15 | Refiner Plate Improvements | 0.8932% | 0 | 2.1737 | Industrial_2026_SC B_MW_Before Competition Groups_Refiner Plate Improvements
Industrial | Ind ¦ Cooling Tower Optimization | 2026 | SC B | MW | Before Competition Groups | 2.1589 | 0 | 0 | 243.3527 | 0.0088716 | 16 | Industrial_2026_SC B_MW_Before Competition Groups_16 | Cooling Tower Optimization | 0.8872% | 0 | 2.1589 | Industrial_2026_SC B_MW_Before Competition Groups_Cooling Tower Optimization
Industrial | Ind ¦ Free Cooling | 2026 | SC B | MW | Before Competition Groups | 1.963 | 0 | 0 | 243.3527 | 0.0080665 | 17 | Industrial_2026_SC B_MW_Before Competition Groups_17 | Free Cooling | 0.8067% | 0 | 1.963 | Industrial_2026_SC B_MW_Before Competition Groups_Free Cooling
Industrial | Ind ¦ Process Optimization (Elec) | 2026 | SC B | MW | Before Competition Groups | 1.9087 | 0 | 0 | 243.3527 | 0.0078434 | 18 | Industrial_2026_SC B_MW_Before Competition Groups_18 | Process Optimization (Elec) | 0.7843% | 0 | 1.9087 | Industrial_2026_SC B_MW_Before Competition Groups_Process Optimization (Elec)
Industrial | Ind ¦ Ventilation Optimization | 2026 | SC B | MW | Before Competition Groups | 1.7138 | 0 | 0 | 243.3527 | 0.0070426 | 19 | Industrial_2026_SC B_MW_Before Competition Groups_19 | Ventilation Optimization | 0.7043% | 0 | 1.7138 | Industrial_2026_SC B_MW_Before Competition Groups_Ventilation Optimization
Industrial | Ind ¦ VAV Conversion Project | 2026 | SC B | MW | Before Competition Groups | 1.6759 | 0 | 0 | 243.3527 | 0.0068868 | 20 | Industrial_2026_SC B_MW_Before Competition Groups_20 | VAV Conversion Project | 0.6887% | 0 | 1.6759 | Industrial_2026_SC B_MW_Before Competition Groups_VAV Conversion Project
Industrial | Ind ¦ Process Heat Recovery | 2026 | SC B | MW | Before Competition Groups | 1.3754 | 0 | 0 | 243.3527 | 0.0056518 | 21 | Industrial_2026_SC B_MW_Before Competition Groups_21 | Process Heat Recovery | 0.5652% | 0 | 1.3754 | Industrial_2026_SC B_MW_Before Competition Groups_Process Heat Recovery
Industrial | Ind ¦ High Efficiency Battery Charger | 2026 | SC B | MW | Before Competition Groups | 1.1433 | 0 | 0 | 243.3527 | 0.0046982 | 22 | Industrial_2026_SC B_MW_Before Competition Groups_22 | High Efficiency Battery Charger | 0.4698% | 0 | 1.1433 | Industrial_2026_SC B_MW_Before Competition Groups_High Efficiency Battery Charger
Industrial | Ind ¦ Process Improvements | 2026 | SC B | MW | Before Competition Groups | 1.0765 | 0 | 0 | 243.3527 | 0.0044237 | 23 | Industrial_2026_SC B_MW_Before Competition Groups_23 | Process Improvements | 0.4424% | 0 | 1.0765 | Industrial_2026_SC B_MW_Before Competition Groups_Process Improvements
Industrial | Ind ¦ Improved Controls - Process Heating | 2026 | SC B | MW | Before Competition Groups | 0.6732 | 0 | 0 | 243.3527 | 0.0027664 | 24 | Industrial_2026_SC B_MW_Before Competition Groups_24 | Improved Controls - Process Heating | 0.2766% | 0 | 0.6732 | Industrial_2026_SC B_MW_Before Competition Groups_Improved Controls - Process Heating
Industrial | Ind ¦ Refrigeration Compressor VFD | 2026 | SC B | MW | Before Competition Groups | 0.64572 | 0 | 0 | 243.3527 | 0.0026534 | 25 | Industrial_2026_SC B_MW_Before Competition Groups_25 | Refrigeration Compressor VFD | 0.2653% | 0 | 0.64572 | Industrial_2026_SC B_MW_Before Competition Groups_Refrigeration Compressor VFD
Industrial | Ind ¦ Engine Block Heater Timer | 2026 | SC B | MW | Before Competition Groups | 0.4055 | 0 | 0 | 243.3527 | 0.0016663 | 26 | Industrial_2026_SC B_MW_Before Competition Groups_26 | Engine Block Heater Timer | 0.1666% | 0 | 0.4055 | Industrial_2026_SC B_MW_Before Competition Groups_Engine Block Heater Timer
Industrial | Ind ¦ Air Compressor Heat Recovery | 2026 | SC B | MW | Before Competition Groups | 0.18478 | 0 | 0 | 243.3527 | 0.00075929 | 27 | Industrial_2026_SC B_MW_Before Competition Groups_27 | Air Compressor Heat Recovery | 0.07593% | 0 | 0.18478 | Industrial_2026_SC B_MW_Before Competition Groups_Air Compressor Heat Recovery
Industrial | Ind ¦ Efficient Irrigation | 2026 | SC B | MW | Before Competition Groups | 0.16684 | 0 | 0 | 243.3527 | 0.00068558 | 28 | Industrial_2026_SC B_MW_Before Competition Groups_28 | Efficient Irrigation | 0.06856% | 0 | 0.16684 | Industrial_2026_SC B_MW_Before Competition Groups_Efficient Irrigation
Industrial | Ind ¦ Dairy Pre-Cooler | 2026 | SC B | MW | Before Competition Groups | 0.12917 | 0 | 0 | 243.3527 | 0.00053077 | 29 | Industrial_2026_SC B_MW_Before Competition Groups_29 | Dairy Pre-Cooler | 0.05308% | 0 | 0.12917 | Industrial_2026_SC B_MW_Before Competition Groups_Dairy Pre-Cooler
Industrial | Ind ¦ Efficient Refrigeration Compressor | 2026 | SC B | MW | Before Competition Groups | 0.073877 | 0 | 0 | 243.3527 | 0.00030358 | 30 | Industrial_2026_SC B_MW_Before Competition Groups_30 | Efficient Refrigeration Compressor | 0.03036% | 0 | 0.073877 | Industrial_2026_SC B_MW_Before Competition Groups_Efficient Refrigeration Compressor
Industrial | Ind ¦ Heat Lamps/Heat Pad | 2026 | SC B | MW | Before Competition Groups | 0.016863 | 0 | 0 | 243.3527 | 6.9295e-05 | 31 | Industrial_2026_SC B_MW_Before Competition Groups_31 | Heat Lamps/Heat Pad | 0.00693% | 0 | 0.016863 | Industrial_2026_SC B_MW_Before Competition Groups_Heat Lamps/Heat Pad
Industrial | Ind ¦ Pump System Optimization | 2026 | SC C | MW | Before Competition Groups | 27.0142 | 0 | 0 | 149.1671 | 0.1811 | 1 | Industrial_2026_SC C_MW_Before Competition Groups_1 | Pump System Optimization | 18.11% | 0 | 27.0142 | Industrial_2026_SC C_MW_Before Competition Groups_Pump System Optimization
Industrial | Ind ¦ Air Compressor Optimization | 2026 | SC C | MW | Before Competition Groups | 26.2995 | 0 | 0 | 149.1671 | 0.17631 | 2 | Industrial_2026_SC C_MW_Before Competition Groups_2 | Air Compressor Optimization | 17.63% | 0 | 26.2995 | Industrial_2026_SC C_MW_Before Competition Groups_Air Compressor Optimization
Industrial | Ind ¦ Air Leak Survey and Repair | 2026 | SC C | MW | Before Competition Groups | 14.9052 | 0 | 0 | 149.1671 | 0.099923 | 3 | Industrial_2026_SC C_MW_Before Competition Groups_3 | Air Leak Survey and Repair | 9.992% | 0 | 14.9052 | Industrial_2026_SC C_MW_Before Competition Groups_Air Leak Survey and Repair
Industrial | Ind ¦ Pump Equipment Upgrade | 2026 | SC C | MW | Before Competition Groups | 11.497 | 0 | 0 | 149.1671 | 0.077075 | 4 | Industrial_2026_SC C_MW_Before Competition Groups_4 | Pump Equipment Upgrade | 7.707% | 0 | 11.497 | Industrial_2026_SC C_MW_Before Competition Groups_Pump Equipment Upgrade
Industrial | Ind ¦ Recommissioning | 2026 | SC C | MW | Before Competition Groups | 10.5517 | 0 | 0 | 149.1671 | 0.070738 | 5 | Industrial_2026_SC C_MW_Before Competition Groups_5 | Recommissioning | 7.074% | 0 | 10.5517 | Industrial_2026_SC C_MW_Before Competition Groups_Recommissioning
Industrial | Ind ¦ SEM | 2026 | SC C | MW | Before Competition Groups | 10.5517 | 0 | 0 | 149.1671 | 0.070738 | 6 | Industrial_2026_SC C_MW_Before Competition Groups_6 | SEM | 7.074% | 0 | 10.5517 | Industrial_2026_SC C_MW_Before Competition Groups_SEM
Industrial | Ind ¦ Fan System Optimization | 2026 | SC C | MW | Before Competition Groups | 9.593 | 0 | 0 | 149.1671 | 0.064311 | 7 | Industrial_2026_SC C_MW_Before Competition Groups_7 | Fan System Optimization | 6.431% | 0 | 9.593 | Industrial_2026_SC C_MW_Before Competition Groups_Fan System Optimization
Industrial | Ind ¦ Efficient Compressed Air Nozzles | 2026 | SC C | MW | Before Competition Groups | 7.4582 | 0 | 0 | 149.1671 | 0.049999 | 8 | Industrial_2026_SC C_MW_Before Competition Groups_8 | Efficient Compressed Air Nozzles | 5% | 0 | 7.4582 | Industrial_2026_SC C_MW_Before Competition Groups_Efficient Compressed Air Nozzles
Industrial | Ind ¦ High Efficiency HVAC Fans | 2026 | SC C | MW | Before Competition Groups | 6.5807 | 0 | 0 | 149.1671 | 0.044116 | 9 | Industrial_2026_SC C_MW_Before Competition Groups_9 | High Efficiency HVAC Fans | 4.412% | 0 | 6.5807 | Industrial_2026_SC C_MW_Before Competition Groups_High Efficiency HVAC Fans
Industrial | Ind ¦ Greenhouse Grow Lights | 2026 | SC C | MW | Before Competition Groups | 5.062 | 0 | 0 | 149.1671 | 0.033935 | 10 | Industrial_2026_SC C_MW_Before Competition Groups_10 | Greenhouse Grow Lights | 3.393% | 0 | 5.062 | Industrial_2026_SC C_MW_Before Competition Groups_Greenhouse Grow Lights
Industrial | Ind ¦ Improved Controls - Process Cooling | 2026 | SC C | MW | Before Competition Groups | 2.8393 | 0 | 0 | 149.1671 | 0.019034 | 11 | Industrial_2026_SC C_MW_Before Competition Groups_11 | Improved Controls - Process Cooling | 1.903% | 0 | 2.8393 | Industrial_2026_SC C_MW_Before Competition Groups_Improved Controls - Process Cooling
Industrial | Ind ¦ Material Handling Improvements | 2026 | SC C | MW | Before Competition Groups | 2.3718 | 0 | 0 | 149.1671 | 0.015901 | 12 | Industrial_2026_SC C_MW_Before Competition Groups_12 | Material Handling Improvements | 1.59% | 0 | 2.3718 | Industrial_2026_SC C_MW_Before Competition Groups_Material Handling Improvements
Industrial | Ind ¦ HE Lighting | 2026 | SC C | MW | Before Competition Groups | 2.1999 | 0 | 0 | 149.1671 | 0.014748 | 13 | Industrial_2026_SC C_MW_Before Competition Groups_13 | HE Lighting | 1.475% | 0 | 2.1999 | Industrial_2026_SC C_MW_Before Competition Groups_HE Lighting
Industrial | Ind ¦ Cooling Tower Optimization | 2026 | SC C | MW | Before Competition Groups | 2.1589 | 0 | 0 | 149.1671 | 0.014473 | 14 | Industrial_2026_SC C_MW_Before Competition Groups_14 | Cooling Tower Optimization | 1.447% | 0 | 2.1589 | Industrial_2026_SC C_MW_Before Competition Groups_Cooling Tower Optimization
Industrial | Ind ¦ Process Optimization (Elec) | 2026 | SC C | MW | Before Competition Groups | 1.9087 | 0 | 0 | 149.1671 | 0.012796 | 15 | Industrial_2026_SC C_MW_Before Competition Groups_15 | Process Optimization (Elec) | 1.28% | 0 | 1.9087 | Industrial_2026_SC C_MW_Before Competition Groups_Process Optimization (Elec)
Industrial | Ind ¦ Ventilation Optimization | 2026 | SC C | MW | Before Competition Groups | 1.7138 | 0 | 0 | 149.1671 | 0.011489 | 16 | Industrial_2026_SC C_MW_Before Competition Groups_16 | Ventilation Optimization | 1.149% | 0 | 1.7138 | Industrial_2026_SC C_MW_Before Competition Groups_Ventilation Optimization
Industrial | Ind ¦ Pulp and Paper Process Improvements | 2026 | SC C | MW | Before Competition Groups | 1.4638 | 0 | 0 | 149.1671 | 0.0098135 | 17 | Industrial_2026_SC C_MW_Before Competition Groups_17 | Pulp and Paper Process Improvements | 0.9813% | 0 | 1.4638 | Industrial_2026_SC C_MW_Before Competition Groups_Pulp and Paper Process Improvements
Industrial | Ind ¦ Refiner Plate Improvements | 2026 | SC C | MW | Before Competition Groups | 0.84468 | 0 | 0 | 149.1671 | 0.0056626 | 18 | Industrial_2026_SC C_MW_Before Competition Groups_18 | Refiner Plate Improvements | 0.5663% | 0 | 0.84468 | Industrial_2026_SC C_MW_Before Competition Groups_Refiner Plate Improvements
Industrial | Ind ¦ Free Cooling | 2026 | SC C | MW | Before Competition Groups | 0.77931 | 0 | 0 | 149.1671 | 0.0052244 | 19 | Industrial_2026_SC C_MW_Before Competition Groups_19 | Free Cooling | 0.5224% | 0 | 0.77931 | Industrial_2026_SC C_MW_Before Competition Groups_Free Cooling
Industrial | Ind ¦ VAV Conversion Project | 2026 | SC C | MW | Before Competition Groups | 0.65764 | 0 | 0 | 149.1671 | 0.0044088 | 20 | Industrial_2026_SC C_MW_Before Competition Groups_20 | VAV Conversion Project | 0.4409% | 0 | 0.65764 | Industrial_2026_SC C_MW_Before Competition Groups_VAV Conversion Project
Industrial | Ind ¦ High Efficiency Battery Charger | 2026 | SC C | MW | Before Competition Groups | 0.5843 | 0 | 0 | 149.1671 | 0.0039171 | 21 | Industrial_2026_SC C_MW_Before Competition Groups_21 | High Efficiency Battery Charger | 0.3917% | 0 | 0.5843 | Industrial_2026_SC C_MW_Before Competition Groups_High Efficiency Battery Charger
Industrial | Ind ¦ Process Heat Recovery | 2026 | SC C | MW | Before Competition Groups | 0.53763 | 0 | 0 | 149.1671 | 0.0036042 | 22 | Industrial_2026_SC C_MW_Before Competition Groups_22 | Process Heat Recovery | 0.3604% | 0 | 0.53763 | Industrial_2026_SC C_MW_Before Competition Groups_Process Heat Recovery
Industrial | Ind ¦ Refrigeration Compressor VFD | 2026 | SC C | MW | Before Competition Groups | 0.4401 | 0 | 0 | 149.1671 | 0.0029504 | 23 | Industrial_2026_SC C_MW_Before Competition Groups_23 | Refrigeration Compressor VFD | 0.295% | 0 | 0.4401 | Industrial_2026_SC C_MW_Before Competition Groups_Refrigeration Compressor VFD
Industrial | Ind ¦ Process Improvements | 2026 | SC C | MW | Before Competition Groups | 0.42275 | 0 | 0 | 149.1671 | 0.0028341 | 24 | Industrial_2026_SC C_MW_Before Competition Groups_24 | Process Improvements | 0.2834% | 0 | 0.42275 | Industrial_2026_SC C_MW_Before Competition Groups_Process Improvements
Industrial | Ind ¦ Improved Controls - Process Heating | 2026 | SC C | MW | Before Competition Groups | 0.26584 | 0 | 0 | 149.1671 | 0.0017822 | 25 | Industrial_2026_SC C_MW_Before Competition Groups_25 | Improved Controls - Process Heating | 0.1782% | 0 | 0.26584 | Industrial_2026_SC C_MW_Before Competition Groups_Improved Controls - Process Heating
Industrial | Ind ¦ Engine Block Heater Timer | 2026 | SC C | MW | Before Competition Groups | 0.15889 | 0 | 0 | 149.1671 | 0.0010652 | 26 | Industrial_2026_SC C_MW_Before Competition Groups_26 | Engine Block Heater Timer | 0.1065% | 0 | 0.15889 | Industrial_2026_SC C_MW_Before Competition Groups_Engine Block Heater Timer
Industrial | Ind ¦ Dairy Pre-Cooler | 2026 | SC C | MW | Before Competition Groups | 0.10397 | 0 | 0 | 149.1671 | 0.00069699 | 27 | Industrial_2026_SC C_MW_Before Competition Groups_27 | Dairy Pre-Cooler | 0.0697% | 0 | 0.10397 | Industrial_2026_SC C_MW_Before Competition Groups_Dairy Pre-Cooler
Industrial | Ind ¦ Air Compressor Heat Recovery | 2026 | SC C | MW | Before Competition Groups | 0.072661 | 0 | 0 | 149.1671 | 0.00048711 | 28 | Industrial_2026_SC C_MW_Before Competition Groups_28 | Air Compressor Heat Recovery | 0.04871% | 0 | 0.072661 | Industrial_2026_SC C_MW_Before Competition Groups_Air Compressor Heat Recovery
Industrial | Ind ¦ Efficient Irrigation | 2026 | SC C | MW | Before Competition Groups | 0.064493 | 0 | 0 | 149.1671 | 0.00043235 | 29 | Industrial_2026_SC C_MW_Before Competition Groups_29 | Efficient Irrigation | 0.04324% | 0 | 0.064493 | Industrial_2026_SC C_MW_Before Competition Groups_Efficient Irrigation
Industrial | Ind ¦ Efficient Refrigeration Compressor | 2026 | SC C | MW | Before Competition Groups | 0.052289 | 0 | 0 | 149.1671 | 0.00035054 | 30 | Industrial_2026_SC C_MW_Before Competition Groups_30 | Efficient Refrigeration Compressor | 0.03505% | 0 | 0.052289 | Industrial_2026_SC C_MW_Before Competition Groups_Efficient Refrigeration Compressor
Industrial | Ind ¦ Heat Lamps/Heat Pad | 2026 | SC C | MW | Before Competition Groups | 0.012796 | 0 | 0 | 149.1671 | 8.578e-05 | 31 | Industrial_2026_SC C_MW_Before Competition Groups_31 | Heat Lamps/Heat Pad | 0.008578% | 0 | 0.012796 | Industrial_2026_SC C_MW_Before Competition Groups_Heat Lamps/Heat Pad
Industrial | Ind ¦ Air Compressor Optimization | 2026 | SC D | MW | Before Competition Groups | 26.2995 | 0 | 0 | 131.9137 | 0.19937 | 1 | Industrial_2026_SC D_MW_Before Competition Groups_1 | Air Compressor Optimization | 19.94% | 0 | 26.2995 | Industrial_2026_SC D_MW_Before Competition Groups_Air Compressor Optimization
Industrial | Ind ¦ Pump System Optimization | 2026 | SC D | MW | Before Competition Groups | 20.1946 | 0 | 0 | 131.9137 | 0.15309 | 2 | Industrial_2026_SC D_MW_Before Competition Groups_2 | Pump System Optimization | 15.31% | 0 | 20.1946 | Industrial_2026_SC D_MW_Before Competition Groups_Pump System Optimization
Industrial | Ind ¦ Air Leak Survey and Repair | 2026 | SC D | MW | Before Competition Groups | 14.8781 | 0 | 0 | 131.9137 | 0.11279 | 3 | Industrial_2026_SC D_MW_Before Competition Groups_3 | Air Leak Survey and Repair | 11.28% | 0 | 14.8781 | Industrial_2026_SC D_MW_Before Competition Groups_Air Leak Survey and Repair
Industrial | Ind ¦ SEM | 2026 | SC D | MW | Before Competition Groups | 10.5517 | 0 | 0 | 131.9137 | 0.07999 | 4 | Industrial_2026_SC D_MW_Before Competition Groups_4 | SEM | 7.999% | 0 | 10.5517 | Industrial_2026_SC D_MW_Before Competition Groups_SEM
Industrial | Ind ¦ Recommissioning | 2026 | SC D | MW | Before Competition Groups | 10.1863 | 0 | 0 | 131.9137 | 0.07722 | 5 | Industrial_2026_SC D_MW_Before Competition Groups_5 | Recommissioning | 7.722% | 0 | 10.1863 | Industrial_2026_SC D_MW_Before Competition Groups_Recommissioning
Industrial | Ind ¦ Fan System Optimization | 2026 | SC D | MW | Before Competition Groups | 9.593 | 0 | 0 | 131.9137 | 0.072722 | 6 | Industrial_2026_SC D_MW_Before Competition Groups_6 | Fan System Optimization | 7.272% | 0 | 9.593 | Industrial_2026_SC D_MW_Before Competition Groups_Fan System Optimization
Industrial | Ind ¦ Pump Equipment Upgrade | 2026 | SC D | MW | Before Competition Groups | 9.0418 | 0 | 0 | 131.9137 | 0.068543 | 7 | Industrial_2026_SC D_MW_Before Competition Groups_7 | Pump Equipment Upgrade | 6.854% | 0 | 9.0418 | Industrial_2026_SC D_MW_Before Competition Groups_Pump Equipment Upgrade
Industrial | Ind ¦ Efficient Compressed Air Nozzles | 2026 | SC D | MW | Before Competition Groups | 7.4582 | 0 | 0 | 131.9137 | 0.056539 | 8 | Industrial_2026_SC D_MW_Before Competition Groups_8 | Efficient Compressed Air Nozzles | 5.654% | 0 | 7.4582 | Industrial_2026_SC D_MW_Before Competition Groups_Efficient Compressed Air Nozzles
Industrial | Ind ¦ High Efficiency HVAC Fans | 2026 | SC D | MW | Before Competition Groups | 6.2676 | 0 | 0 | 131.9137 | 0.047513 | 9 | Industrial_2026_SC D_MW_Before Competition Groups_9 | High Efficiency HVAC Fans | 4.751% | 0 | 6.2676 | Industrial_2026_SC D_MW_Before Competition Groups_High Efficiency HVAC Fans
Industrial | Ind ¦ Greenhouse Grow Lights | 2026 | SC D | MW | Before Competition Groups | 3.1147 | 0 | 0 | 131.9137 | 0.023612 | 10 | Industrial_2026_SC D_MW_Before Competition Groups_10 | Greenhouse Grow Lights | 2.361% | 0 | 3.1147 | Industrial_2026_SC D_MW_Before Competition Groups_Greenhouse Grow Lights
Industrial | Ind ¦ Improved Controls - Process Cooling | 2026 | SC D | MW | Before Competition Groups | 2.8393 | 0 | 0 | 131.9137 | 0.021524 | 11 | Industrial_2026_SC D_MW_Before Competition Groups_11 | Improved Controls - Process Cooling | 2.152% | 0 | 2.8393 | Industrial_2026_SC D_MW_Before Competition Groups_Improved Controls - Process Cooling
Industrial | Ind ¦ Material Handling Improvements | 2026 | SC D | MW | Before Competition Groups | 2.3718 | 0 | 0 | 131.9137 | 0.01798 | 12 | Industrial_2026_SC D_MW_Before Competition Groups_12 | Material Handling Improvements | 1.798% | 0 | 2.3718 | Industrial_2026_SC D_MW_Before Competition Groups_Material Handling Improvements
Industrial | Ind ¦ Cooling Tower Optimization | 2026 | SC D | MW | Before Competition Groups | 1.9643 | 0 | 0 | 131.9137 | 0.014891 | 13 | Industrial_2026_SC D_MW_Before Competition Groups_13 | Cooling Tower Optimization | 1.489% | 0 | 1.9643 | Industrial_2026_SC D_MW_Before Competition Groups_Cooling Tower Optimization
Industrial | Ind ¦ Process Optimization (Elec) | 2026 | SC D | MW | Before Competition Groups | 1.9087 | 0 | 0 | 131.9137 | 0.014469 | 14 | Industrial_2026_SC D_MW_Before Competition Groups_14 | Process Optimization (Elec) | 1.447% | 0 | 1.9087 | Industrial_2026_SC D_MW_Before Competition Groups_Process Optimization (Elec)
Industrial | Ind ¦ Ventilation Optimization | 2026 | SC D | MW | Before Competition Groups | 1.5074 | 0 | 0 | 131.9137 | 0.011427 | 15 | Industrial_2026_SC D_MW_Before Competition Groups_15 | Ventilation Optimization | 1.143% | 0 | 1.5074 | Industrial_2026_SC D_MW_Before Competition Groups_Ventilation Optimization
Industrial | Ind ¦ Refiner Plate Improvements | 2026 | SC D | MW | Before Competition Groups | 0.84468 | 0 | 0 | 131.9137 | 0.0064032 | 16 | Industrial_2026_SC D_MW_Before Competition Groups_16 | Refiner Plate Improvements | 0.6403% | 0 | 0.84468 | Industrial_2026_SC D_MW_Before Competition Groups_Refiner Plate Improvements
Industrial | Ind ¦ VAV Conversion Project | 2026 | SC D | MW | Before Competition Groups | 0.44719 | 0 | 0 | 131.9137 | 0.00339 | 17 | Industrial_2026_SC D_MW_Before Competition Groups_17 | VAV Conversion Project | 0.339% | 0 | 0.44719 | Industrial_2026_SC D_MW_Before Competition Groups_VAV Conversion Project
Industrial | Ind ¦ Process Heat Recovery | 2026 | SC D | MW | Before Competition Groups | 0.40508 | 0 | 0 | 131.9137 | 0.0030708 | 18 | Industrial_2026_SC D_MW_Before Competition Groups_18 | Process Heat Recovery | 0.3071% | 0 | 0.40508 | Industrial_2026_SC D_MW_Before Competition Groups_Process Heat Recovery
Industrial | Ind ¦ Process Improvements | 2026 | SC D | MW | Before Competition Groups | 0.3699 | 0 | 0 | 131.9137 | 0.0028041 | 19 | Industrial_2026_SC D_MW_Before Competition Groups_19 | Process Improvements | 0.2804% | 0 | 0.3699 | Industrial_2026_SC D_MW_Before Competition Groups_Process Improvements
Industrial | Ind ¦ High Efficiency Battery Charger | 2026 | SC D | MW | Before Competition Groups | 0.28059 | 0 | 0 | 131.9137 | 0.0021271 | 20 | Industrial_2026_SC D_MW_Before Competition Groups_20 | High Efficiency Battery Charger | 0.2127% | 0 | 0.28059 | Industrial_2026_SC D_MW_Before Competition Groups_High Efficiency Battery Charger
Industrial | Ind ¦ HE Lighting | 2026 | SC D | MW | Before Competition Groups | 0.25026 | 0 | 0 | 131.9137 | 0.0018972 | 21 | Industrial_2026_SC D_MW_Before Competition Groups_21 | HE Lighting | 0.1897% | 0 | 0.25026 | Industrial_2026_SC D_MW_Before Competition Groups_HE Lighting
Industrial | Ind ¦ Refrigeration Compressor VFD | 2026 | SC D | MW | Before Competition Groups | 0.25009 | 0 | 0 | 131.9137 | 0.0018959 | 22 | Industrial_2026_SC D_MW_Before Competition Groups_22 | Refrigeration Compressor VFD | 0.1896% | 0 | 0.25009 | Industrial_2026_SC D_MW_Before Competition Groups_Refrigeration Compressor VFD
Industrial | Ind ¦ Improved Controls - Process Heating | 2026 | SC D | MW | Before Competition Groups | 0.23717 | 0 | 0 | 131.9137 | 0.0017979 | 23 | Industrial_2026_SC D_MW_Before Competition Groups_23 | Improved Controls - Process Heating | 0.1798% | 0 | 0.23717 | Industrial_2026_SC D_MW_Before Competition Groups_Improved Controls - Process Heating
Industrial | Ind ¦ Pulp and Paper Process Improvements | 2026 | SC D | MW | Before Competition Groups | 0.17721 | 0 | 0 | 131.9137 | 0.0013434 | 24 | Industrial_2026_SC D_MW_Before Competition Groups_24 | Pulp and Paper Process Improvements | 0.1343% | 0 | 0.17721 | Industrial_2026_SC D_MW_Before Competition Groups_Pulp and Paper Process Improvements
Industrial | Ind ¦ Engine Block Heater Timer | 2026 | SC D | MW | Before Competition Groups | 0.15049 | 0 | 0 | 131.9137 | 0.0011408 | 25 | Industrial_2026_SC D_MW_Before Competition Groups_25 | Engine Block Heater Timer | 0.1141% | 0 | 0.15049 | Industrial_2026_SC D_MW_Before Competition Groups_Engine Block Heater Timer
Industrial | Ind ¦ Free Cooling | 2026 | SC D | MW | Before Competition Groups | 0.10248 | 0 | 0 | 131.9137 | 0.00077685 | 26 | Industrial_2026_SC D_MW_Before Competition Groups_26 | Free Cooling | 0.07768% | 0 | 0.10248 | Industrial_2026_SC D_MW_Before Competition Groups_Free Cooling
Industrial | Ind ¦ Air Compressor Heat Recovery | 2026 | SC D | MW | Before Competition Groups | 0.065904 | 0 | 0 | 131.9137 | 0.0004996 | 27 | Industrial_2026_SC D_MW_Before Competition Groups_27 | Air Compressor Heat Recovery | 0.04996% | 0 | 0.065904 | Industrial_2026_SC D_MW_Before Competition Groups_Air Compressor Heat Recovery
Industrial | Ind ¦ Dairy Pre-Cooler | 2026 | SC D | MW | Before Competition Groups | 0.053312 | 0 | 0 | 131.9137 | 0.00040415 | 28 | Industrial_2026_SC D_MW_Before Competition Groups_28 | Dairy Pre-Cooler | 0.04041% | 0 | 0.053312 | Industrial_2026_SC D_MW_Before Competition Groups_Dairy Pre-Cooler
Industrial | Ind ¦ Efficient Refrigeration Compressor | 2026 | SC D | MW | Before Competition Groups | 0.051841 | 0 | 0 | 131.9137 | 0.00039299 | 29 | Industrial_2026_SC D_MW_Before Competition Groups_29 | Efficient Refrigeration Compressor | 0.0393% | 0 | 0.051841 | Industrial_2026_SC D_MW_Before Competition Groups_Efficient Refrigeration Compressor
Industrial | Ind ¦ Efficient Irrigation | 2026 | SC D | MW | Before Competition Groups | 0.04272 | 0 | 0 | 131.9137 | 0.00032385 | 30 | Industrial_2026_SC D_MW_Before Competition Groups_30 | Efficient Irrigation | 0.03238% | 0 | 0.04272 | Industrial_2026_SC D_MW_Before Competition Groups_Efficient Irrigation
Industrial | Ind ¦ Heat Lamps/Heat Pad | 2026 | SC D | MW | Before Competition Groups | 0.0076385 | 0 | 0 | 131.9137 | 5.7905e-05 | 31 | Industrial_2026_SC D_MW_Before Competition Groups_31 | Heat Lamps/Heat Pad | 0.005791% | 0 | 0.0076385 | Industrial_2026_SC D_MW_Before Competition Groups_Heat Lamps/Heat Pad
Industrial | Ind ¦ Pump System Optimization | 2026 | Technical | MW | Before Competition Groups | 80.4481 | 0 | 0 | 678.074 | 0.11864 | 1 | Industrial_2026_Technical_MW_Before Competition Groups_1 | Pump System Optimization | 11.86% | 0 | 80.4481 | Industrial_2026_Technical_MW_Before Competition Groups_Pump System Optimization
Industrial | Ind ¦ HE Lighting | 2026 | Technical | MW | Before Competition Groups | 77.6619 | 0 | 0 | 678.074 | 0.11453 | 2 | Industrial_2026_Technical_MW_Before Competition Groups_2 | HE Lighting | 11.45% | 0 | 77.6619 | Industrial_2026_Technical_MW_Before Competition Groups_HE Lighting
Industrial | Ind ¦ Air Leak Survey and Repair | 2026 | Technical | MW | Before Competition Groups | 74.5193 | 0 | 0 | 678.074 | 0.1099 | 3 | Industrial_2026_Technical_MW_Before Competition Groups_3 | Air Leak Survey and Repair | 10.99% | 0 | 74.5193 | Industrial_2026_Technical_MW_Before Competition Groups_Air Leak Survey and Repair
Industrial | Ind ¦ Recommissioning | 2026 | Technical | MW | Before Competition Groups | 53.1987 | 0 | 0 | 678.074 | 0.078456 | 4 | Industrial_2026_Technical_MW_Before Competition Groups_4 | Recommissioning | 7.846% | 0 | 53.1987 | Industrial_2026_Technical_MW_Before Competition Groups_Recommissioning
Industrial | Ind ¦ SEM | 2026 | Technical | MW | Before Competition Groups | 53.1987 | 0 | 0 | 678.074 | 0.078456 | 5 | Industrial_2026_Technical_MW_Before Competition Groups_5 | SEM | 7.846% | 0 | 53.1987 | Industrial_2026_Technical_MW_Before Competition Groups_SEM
Industrial | Ind ¦ Air Compressor Optimization | 2026 | Technical | MW | Before Competition Groups | 49.3842 | 0 | 0 | 678.074 | 0.07283 | 6 | Industrial_2026_Technical_MW_Before Competition Groups_6 | Air Compressor Optimization | 7.283% | 0 | 49.3842 | Industrial_2026_Technical_MW_Before Competition Groups_Air Compressor Optimization
Industrial | Ind ¦ Efficient Compressed Air Nozzles | 2026 | Technical | MW | Before Competition Groups | 47.9601 | 0 | 0 | 678.074 | 0.07073 | 7 | Industrial_2026_Technical_MW_Before Competition Groups_7 | Efficient Compressed Air Nozzles | 7.073% | 0 | 47.9601 | Industrial_2026_Technical_MW_Before Competition Groups_Efficient Compressed Air Nozzles
Industrial | Ind ¦ Pump Equipment Upgrade | 2026 | Technical | MW | Before Competition Groups | 36.8819 | 0 | 0 | 678.074 | 0.054392 | 8 | Industrial_2026_Technical_MW_Before Competition Groups_8 | Pump Equipment Upgrade | 5.439% | 0 | 36.8819 | Industrial_2026_Technical_MW_Before Competition Groups_Pump Equipment Upgrade
Industrial | Ind ¦ High Efficiency HVAC Fans | 2026 | Technical | MW | Before Competition Groups | 24.4198 | 0 | 0 | 678.074 | 0.036013 | 9 | Industrial_2026_Technical_MW_Before Competition Groups_9 | High Efficiency HVAC Fans | 3.601% | 0 | 24.4198 | Industrial_2026_Technical_MW_Before Competition Groups_High Efficiency HVAC Fans
Industrial | Ind ¦ Process Optimization (Elec) | 2026 | Technical | MW | Before Competition Groups | 21.6841 | 0 | 0 | 678.074 | 0.031979 | 10 | Industrial_2026_Technical_MW_Before Competition Groups_10 | Process Optimization (Elec) | 3.198% | 0 | 21.6841 | Industrial_2026_Technical_MW_Before Competition Groups_Process Optimization (Elec)
Industrial | Ind ¦ Greenhouse Grow Lights | 2026 | Technical | MW | Before Competition Groups | 19.6482 | 0 | 0 | 678.074 | 0.028977 | 11 | Industrial_2026_Technical_MW_Before Competition Groups_11 | Greenhouse Grow Lights | 2.898% | 0 | 19.6482 | Industrial_2026_Technical_MW_Before Competition Groups_Greenhouse Grow Lights
Industrial | Ind ¦ Premium Efficient Motors | 2026 | Technical | MW | Before Competition Groups | 19.2472 | 0 | 0 | 678.074 | 0.028385 | 12 | Industrial_2026_Technical_MW_Before Competition Groups_12 | Premium Efficient Motors | 2.839% | 0 | 19.2472 | Industrial_2026_Technical_MW_Before Competition Groups_Premium Efficient Motors
Industrial | Ind ¦ Fan System Optimization | 2026 | Technical | MW | Before Competition Groups | 17.9113 | 0 | 0 | 678.074 | 0.026415 | 13 | Industrial_2026_Technical_MW_Before Competition Groups_13 | Fan System Optimization | 2.641% | 0 | 17.9113 | Industrial_2026_Technical_MW_Before Competition Groups_Fan System Optimization
Industrial | Ind ¦ Improved Controls - Process Cooling | 2026 | Technical | MW | Before Competition Groups | 13.8795 | 0 | 0 | 678.074 | 0.020469 | 14 | Industrial_2026_Technical_MW_Before Competition Groups_14 | Improved Controls - Process Cooling | 2.047% | 0 | 13.8795 | Industrial_2026_Technical_MW_Before Competition Groups_Improved Controls - Process Cooling
Industrial | Ind ¦ Ventilation Optimization | 2026 | Technical | MW | Before Competition Groups | 8.9147 | 0 | 0 | 678.074 | 0.013147 | 15 | Industrial_2026_Technical_MW_Before Competition Groups_15 | Ventilation Optimization | 1.315% | 0 | 8.9147 | Industrial_2026_Technical_MW_Before Competition Groups_Ventilation Optimization
Industrial | Ind ¦ HE HVAC Controls | 2026 | Technical | MW | Before Competition Groups | 8.8103 | 0 | 0 | 678.074 | 0.012993 | 16 | Industrial_2026_Technical_MW_Before Competition Groups_16 | HE HVAC Controls | 1.299% | 0 | 8.8103 | Industrial_2026_Technical_MW_Before Competition Groups_HE HVAC Controls
Industrial | Ind ¦ Pulp and Paper Process Improvements | 2026 | Technical | MW | Before Competition Groups | 8.018 | 0 | 0 | 678.074 | 0.011825 | 17 | Industrial_2026_Technical_MW_Before Competition Groups_17 | Pulp and Paper Process Improvements | 1.182% | 0 | 8.018 | Industrial_2026_Technical_MW_Before Competition Groups_Pulp and Paper Process Improvements
Industrial | Ind ¦ Material Handling Improvements | 2026 | Technical | MW | Before Competition Groups | 7.0962 | 0 | 0 | 678.074 | 0.010465 | 18 | Industrial_2026_Technical_MW_Before Competition Groups_18 | Material Handling Improvements | 1.047% | 0 | 7.0962 | Industrial_2026_Technical_MW_Before Competition Groups_Material Handling Improvements
Industrial | Ind ¦ HVLS Fans | 2026 | Technical | MW | Before Competition Groups | 5.7639 | 0 | 0 | 678.074 | 0.0085005 | 19 | Industrial_2026_Technical_MW_Before Competition Groups_19 | HVLS Fans | 0.85% | 0 | 5.7639 | Industrial_2026_Technical_MW_Before Competition Groups_HVLS Fans
Industrial | Ind ¦ Refiner Plate Improvements | 2026 | Technical | MW | Before Competition Groups | 5.6859 | 0 | 0 | 678.074 | 0.0083853 | 20 | Industrial_2026_Technical_MW_Before Competition Groups_20 | Refiner Plate Improvements | 0.8385% | 0 | 5.6859 | Industrial_2026_Technical_MW_Before Competition Groups_Refiner Plate Improvements
Industrial | Ind ¦ Chiller Optimization | 2026 | Technical | MW | Before Competition Groups | 5.4133 | 0 | 0 | 678.074 | 0.0079833 | 21 | Industrial_2026_Technical_MW_Before Competition Groups_21 | Chiller Optimization | 0.7983% | 0 | 5.4133 | Industrial_2026_Technical_MW_Before Competition Groups_Chiller Optimization
Industrial | Ind ¦ HE HVAC Units | 2026 | Technical | MW | Before Competition Groups | 5.3191 | 0 | 0 | 678.074 | 0.0078444 | 22 | Industrial_2026_Technical_MW_Before Competition Groups_22 | HE HVAC Units | 0.7844% | 0 | 5.3191 | Industrial_2026_Technical_MW_Before Competition Groups_HE HVAC Units
Industrial | Ind ¦ Cooling Tower Optimization | 2026 | Technical | MW | Before Competition Groups | 4.2246 | 0 | 0 | 678.074 | 0.0062303 | 23 | Industrial_2026_Technical_MW_Before Competition Groups_23 | Cooling Tower Optimization | 0.623% | 0 | 4.2246 | Industrial_2026_Technical_MW_Before Competition Groups_Cooling Tower Optimization
Industrial | Ind ¦ Free Cooling | 2026 | Technical | MW | Before Competition Groups | 3.534 | 0 | 0 | 678.074 | 0.0052118 | 24 | Industrial_2026_Technical_MW_Before Competition Groups_24 | Free Cooling | 0.5212% | 0 | 3.534 | Industrial_2026_Technical_MW_Before Competition Groups_Free Cooling
Industrial | Ind ¦ VAV Conversion Project | 2026 | Technical | MW | Before Competition Groups | 3.1239 | 0 | 0 | 678.074 | 0.0046071 | 25 | Industrial_2026_Technical_MW_Before Competition Groups_25 | VAV Conversion Project | 0.4607% | 0 | 3.1239 | Industrial_2026_Technical_MW_Before Competition Groups_VAV Conversion Project
Industrial | Ind ¦ Cold Storage Retrofit | 2026 | Technical | MW | Before Competition Groups | 2.9072 | 0 | 0 | 678.074 | 0.0042874 | 26 | Industrial_2026_Technical_MW_Before Competition Groups_26 | Cold Storage Retrofit | 0.4287% | 0 | 2.9072 | Industrial_2026_Technical_MW_Before Competition Groups_Cold Storage Retrofit
Industrial | Ind ¦ Process Heat Recovery | 2026 | Technical | MW | Before Competition Groups | 2.786 | 0 | 0 | 678.074 | 0.0041086 | 27 | Industrial_2026_Technical_MW_Before Competition Groups_27 | Process Heat Recovery | 0.4109% | 0 | 2.786 | Industrial_2026_Technical_MW_Before Competition Groups_Process Heat Recovery
Industrial | Ind ¦ Synchronous Belts | 2026 | Technical | MW | Before Competition Groups | 2.677 | 0 | 0 | 678.074 | 0.003948 | 28 | Industrial_2026_Technical_MW_Before Competition Groups_28 | Synchronous Belts | 0.3948% | 0 | 2.677 | Industrial_2026_Technical_MW_Before Competition Groups_Synchronous Belts
Industrial | Ind ¦ High Efficiency Battery Charger | 2026 | Technical | MW | Before Competition Groups | 2.4224 | 0 | 0 | 678.074 | 0.0035725 | 29 | Industrial_2026_Technical_MW_Before Competition Groups_29 | High Efficiency Battery Charger | 0.3573% | 0 | 2.4224 | Industrial_2026_Technical_MW_Before Competition Groups_High Efficiency Battery Charger
Industrial | Ind ¦ Process Improvements | 2026 | Technical | MW | Before Competition Groups | 2.1678 | 0 | 0 | 678.074 | 0.0031971 | 30 | Industrial_2026_Technical_MW_Before Competition Groups_30 | Process Improvements | 0.3197% | 0 | 2.1678 | Industrial_2026_Technical_MW_Before Competition Groups_Process Improvements
Industrial | Ind ¦ Efficient Irrigation | 2026 | Technical | MW | Before Competition Groups | 1.9943 | 0 | 0 | 678.074 | 0.0029411 | 31 | Industrial_2026_Technical_MW_Before Competition Groups_31 | Efficient Irrigation | 0.2941% | 0 | 1.9943 | Industrial_2026_Technical_MW_Before Competition Groups_Efficient Irrigation
Industrial | Ind ¦ Refrigeration Compressor VFD | 2026 | Technical | MW | Before Competition Groups | 1.3188 | 0 | 0 | 678.074 | 0.001945 | 32 | Industrial_2026_Technical_MW_Before Competition Groups_32 | Refrigeration Compressor VFD | 0.1945% | 0 | 1.3188 | Industrial_2026_Technical_MW_Before Competition Groups_Refrigeration Compressor VFD
Industrial | Ind ¦ Improved Controls - Process Heating | 2026 | Technical | MW | Before Competition Groups | 1.3117 | 0 | 0 | 678.074 | 0.0019344 | 33 | Industrial_2026_Technical_MW_Before Competition Groups_33 | Improved Controls - Process Heating | 0.1934% | 0 | 1.3117 | Industrial_2026_Technical_MW_Before Competition Groups_Improved Controls - Process Heating
Industrial | Ind ¦ Efficient Transformer | 2026 | Technical | MW | Before Competition Groups | 1.2153 | 0 | 0 | 678.074 | 0.0017923 | 34 | Industrial_2026_Technical_MW_Before Competition Groups_34 | Efficient Transformer | 0.1792% | 0 | 1.2153 | Industrial_2026_Technical_MW_Before Competition Groups_Efficient Transformer
Industrial | Ind ¦ High Efficiency Welders | 2026 | Technical | MW | Before Competition Groups | 0.98051 | 0 | 0 | 678.074 | 0.001446 | 35 | Industrial_2026_Technical_MW_Before Competition Groups_35 | High Efficiency Welders | 0.1446% | 0 | 0.98051 | Industrial_2026_Technical_MW_Before Competition Groups_High Efficiency Welders
Industrial | Ind ¦ Engine Block Heater Timer | 2026 | Technical | MW | Before Competition Groups | 0.82749 | 0 | 0 | 678.074 | 0.0012204 | 36 | Industrial_2026_Technical_MW_Before Competition Groups_36 | Engine Block Heater Timer | 0.122% | 0 | 0.82749 | Industrial_2026_Technical_MW_Before Competition Groups_Engine Block Heater Timer
Industrial | Ind ¦ Dairy Pre-Cooler | 2026 | Technical | MW | Before Competition Groups | 0.54669 | 0 | 0 | 678.074 | 0.00080625 | 37 | Industrial_2026_Technical_MW_Before Competition Groups_37 | Dairy Pre-Cooler | 0.08062% | 0 | 0.54669 | Industrial_2026_Technical_MW_Before Competition Groups_Dairy Pre-Cooler
Industrial | Ind ¦ Air Compressor Heat Recovery | 2026 | Technical | MW | Before Competition Groups | 0.36183 | 0 | 0 | 678.074 | 0.00053361 | 38 | Industrial_2026_Technical_MW_Before Competition Groups_38 | Air Compressor Heat Recovery | 0.05336% | 0 | 0.36183 | Industrial_2026_Technical_MW_Before Competition Groups_Air Compressor Heat Recovery
Industrial | Ind ¦ Optimize Compressed Air Dryer | 2026 | Technical | MW | Before Competition Groups | 0.26122 | 0 | 0 | 678.074 | 0.00038523 | 39 | Industrial_2026_Technical_MW_Before Competition Groups_39 | Optimize Compressed Air Dryer | 0.03852% | 0 | 0.26122 | Industrial_2026_Technical_MW_Before Competition Groups_Optimize Compressed Air Dryer
Industrial | Ind ¦ Heat Lamps/Heat Pad | 2026 | Technical | MW | Before Competition Groups | 0.13158 | 0 | 0 | 678.074 | 0.00019405 | 40 | Industrial_2026_Technical_MW_Before Competition Groups_40 | Heat Lamps/Heat Pad | 0.0194% | 0 | 0.13158 | Industrial_2026_Technical_MW_Before Competition Groups_Heat Lamps/Heat Pad
Industrial | Ind ¦ Efficient Refrigeration Compressor | 2026 | Technical | MW | Before Competition Groups | 0.11206 | 0 | 0 | 678.074 | 0.00016526 | 41 | Industrial_2026_Technical_MW_Before Competition Groups_41 | Efficient Refrigeration Compressor | 0.01653% | 0 | 0.11206 | Industrial_2026_Technical_MW_Before Competition Groups_Efficient Refrigeration Compressor
Industrial | Ind ¦ Creep Heat Controller | 2026 | Technical | MW | Before Competition Groups | 0.1053 | 0 | 0 | 678.074 | 0.00015529 | 42 | Industrial_2026_Technical_MW_Before Competition Groups_42 | Creep Heat Controller | 0.01553% | 0 | 0.1053 | Industrial_2026_Technical_MW_Before Competition Groups_Creep Heat Controller
Industrial | Ind ¦ Pump System Optimization | 2027 | Economic | MW | Before Competition Groups | 80.1827 | 0 | 0 | 576.1571 | 0.13917 | 1 | Industrial_2027_Economic_MW_Before Competition Groups_1 | Pump System Optimization | 13.92% | 0 | 80.1827 | Industrial_2027_Economic_MW_Before Competition Groups_Pump System Optimization
Industrial | Ind ¦ Air Leak Survey and Repair | 2027 | Economic | MW | Before Competition Groups | 74.5022 | 0 | 0 | 576.1571 | 0.12931 | 2 | Industrial_2027_Economic_MW_Before Competition Groups_2 | Air Leak Survey and Repair | 12.93% | 0 | 74.5022 | Industrial_2027_Economic_MW_Before Competition Groups_Air Leak Survey and Repair
Industrial | Ind ¦ Recommissioning | 2027 | Economic | MW | Before Competition Groups | 52.9324 | 0 | 0 | 576.1571 | 0.091871 | 3 | Industrial_2027_Economic_MW_Before Competition Groups_3 | Recommissioning | 9.187% | 0 | 52.9324 | Industrial_2027_Economic_MW_Before Competition Groups_Recommissioning
Industrial | Ind ¦ SEM | 2027 | Economic | MW | Before Competition Groups | 52.9324 | 0 | 0 | 576.1571 | 0.091871 | 4 | Industrial_2027_Economic_MW_Before Competition Groups_4 | SEM | 9.187% | 0 | 52.9324 | Industrial_2027_Economic_MW_Before Competition Groups_SEM
Industrial | Ind ¦ Air Compressor Optimization | 2027 | Economic | MW | Before Competition Groups | 50.6356 | 0 | 0 | 576.1571 | 0.087885 | 5 | Industrial_2027_Economic_MW_Before Competition Groups_5 | Air Compressor Optimization | 8.789% | 0 | 50.6356 | Industrial_2027_Economic_MW_Before Competition Groups_Air Compressor Optimization
Industrial | Ind ¦ Efficient Compressed Air Nozzles | 2027 | Economic | MW | Before Competition Groups | 49.427 | 0 | 0 | 576.1571 | 0.085787 | 6 | Industrial_2027_Economic_MW_Before Competition Groups_6 | Efficient Compressed Air Nozzles | 8.579% | 0 | 49.427 | Industrial_2027_Economic_MW_Before Competition Groups_Efficient Compressed Air Nozzles
Industrial | Ind ¦ Pump Equipment Upgrade | 2027 | Economic | MW | Before Competition Groups | 37.8919 | 0 | 0 | 576.1571 | 0.065767 | 7 | Industrial_2027_Economic_MW_Before Competition Groups_7 | Pump Equipment Upgrade | 6.577% | 0 | 37.8919 | Industrial_2027_Economic_MW_Before Competition Groups_Pump Equipment Upgrade
Industrial | Ind ¦ HE Lighting | 2027 | Economic | MW | Before Competition Groups | 30.496 | 0 | 0 | 576.1571 | 0.05293 | 8 | Industrial_2027_Economic_MW_Before Competition Groups_8 | HE Lighting | 5.293% | 0 | 30.496 | Industrial_2027_Economic_MW_Before Competition Groups_HE Lighting
Industrial | Ind ¦ High Efficiency HVAC Fans | 2027 | Economic | MW | Before Competition Groups | 24.7249 | 0 | 0 | 576.1571 | 0.042914 | 9 | Industrial_2027_Economic_MW_Before Competition Groups_9 | High Efficiency HVAC Fans | 4.291% | 0 | 24.7249 | Industrial_2027_Economic_MW_Before Competition Groups_High Efficiency HVAC Fans
Industrial | Ind ¦ Process Optimization (Elec) | 2027 | Economic | MW | Before Competition Groups | 21.5523 | 0 | 0 | 576.1571 | 0.037407 | 10 | Industrial_2027_Economic_MW_Before Competition Groups_10 | Process Optimization (Elec) | 3.741% | 0 | 21.5523 | Industrial_2027_Economic_MW_Before Competition Groups_Process Optimization (Elec)
Industrial | Ind ¦ Greenhouse Grow Lights | 2027 | Economic | MW | Before Competition Groups | 20.0264 | 0 | 0 | 576.1571 | 0.034759 | 11 | Industrial_2027_Economic_MW_Before Competition Groups_11 | Greenhouse Grow Lights | 3.476% | 0 | 20.0264 | Industrial_2027_Economic_MW_Before Competition Groups_Greenhouse Grow Lights
Industrial | Ind ¦ Fan System Optimization | 2027 | Economic | MW | Before Competition Groups | 18.215 | 0 | 0 | 576.1571 | 0.031615 | 12 | Industrial_2027_Economic_MW_Before Competition Groups_12 | Fan System Optimization | 3.161% | 0 | 18.215 | Industrial_2027_Economic_MW_Before Competition Groups_Fan System Optimization
Industrial | Ind ¦ Improved Controls - Process Cooling | 2027 | Economic | MW | Before Competition Groups | 13.7661 | 0 | 0 | 576.1571 | 0.023893 | 13 | Industrial_2027_Economic_MW_Before Competition Groups_13 | Improved Controls - Process Cooling | 2.389% | 0 | 13.7661 | Industrial_2027_Economic_MW_Before Competition Groups_Improved Controls - Process Cooling
Industrial | Ind ¦ Pulp and Paper Process Improvements | 2027 | Economic | MW | Before Competition Groups | 8.0379 | 0 | 0 | 576.1571 | 0.013951 | 14 | Industrial_2027_Economic_MW_Before Competition Groups_14 | Pulp and Paper Process Improvements | 1.395% | 0 | 8.0379 | Industrial_2027_Economic_MW_Before Competition Groups_Pulp and Paper Process Improvements
Industrial | Ind ¦ Material Handling Improvements | 2027 | Economic | MW | Before Competition Groups | 7.2885 | 0 | 0 | 576.1571 | 0.01265 | 15 | Industrial_2027_Economic_MW_Before Competition Groups_15 | Material Handling Improvements | 1.265% | 0 | 7.2885 | Industrial_2027_Economic_MW_Before Competition Groups_Material Handling Improvements
Industrial | Ind ¦ Refiner Plate Improvements | 2027 | Economic | MW | Before Competition Groups | 5.9113 | 0 | 0 | 576.1571 | 0.01026 | 16 | Industrial_2027_Economic_MW_Before Competition Groups_16 | Refiner Plate Improvements | 1.026% | 0 | 5.9113 | Industrial_2027_Economic_MW_Before Competition Groups_Refiner Plate Improvements
Industrial | Ind ¦ Cooling Tower Optimization | 2027 | Economic | MW | Before Competition Groups | 4.2089 | 0 | 0 | 576.1571 | 0.0073051 | 17 | Industrial_2027_Economic_MW_Before Competition Groups_17 | Cooling Tower Optimization | 0.7305% | 0 | 4.2089 | Industrial_2027_Economic_MW_Before Competition Groups_Cooling Tower Optimization
Industrial | Ind ¦ Free Cooling | 2027 | Economic | MW | Before Competition Groups | 3.522 | 0 | 0 | 576.1571 | 0.0061129 | 18 | Industrial_2027_Economic_MW_Before Competition Groups_18 | Free Cooling | 0.6113% | 0 | 3.522 | Industrial_2027_Economic_MW_Before Competition Groups_Free Cooling
Industrial | Ind ¦ Ventilation Optimization | 2027 | Economic | MW | Before Competition Groups | 3.1651 | 0 | 0 | 576.1571 | 0.0054934 | 19 | Industrial_2027_Economic_MW_Before Competition Groups_19 | Ventilation Optimization | 0.5493% | 0 | 3.1651 | Industrial_2027_Economic_MW_Before Competition Groups_Ventilation Optimization
Industrial | Ind ¦ VAV Conversion Project | 2027 | Economic | MW | Before Competition Groups | 3.0498 | 0 | 0 | 576.1571 | 0.0052933 | 20 | Industrial_2027_Economic_MW_Before Competition Groups_20 | VAV Conversion Project | 0.5293% | 0 | 3.0498 | Industrial_2027_Economic_MW_Before Competition Groups_VAV Conversion Project
Industrial | Ind ¦ Process Heat Recovery | 2027 | Economic | MW | Before Competition Groups | 2.7679 | 0 | 0 | 576.1571 | 0.0048041 | 21 | Industrial_2027_Economic_MW_Before Competition Groups_21 | Process Heat Recovery | 0.4804% | 0 | 2.7679 | Industrial_2027_Economic_MW_Before Competition Groups_Process Heat Recovery
Industrial | Ind ¦ High Efficiency Battery Charger | 2027 | Economic | MW | Before Competition Groups | 2.4791 | 0 | 0 | 576.1571 | 0.0043029 | 22 | Industrial_2027_Economic_MW_Before Competition Groups_22 | High Efficiency Battery Charger | 0.4303% | 0 | 2.4791 | Industrial_2027_Economic_MW_Before Competition Groups_High Efficiency Battery Charger
Industrial | Ind ¦ Process Improvements | 2027 | Economic | MW | Before Competition Groups | 2.1631 | 0 | 0 | 576.1571 | 0.0037543 | 23 | Industrial_2027_Economic_MW_Before Competition Groups_23 | Process Improvements | 0.3754% | 0 | 2.1631 | Industrial_2027_Economic_MW_Before Competition Groups_Process Improvements
Industrial | Ind ¦ Efficient Irrigation | 2027 | Economic | MW | Before Competition Groups | 2.0445 | 0 | 0 | 576.1571 | 0.0035485 | 24 | Industrial_2027_Economic_MW_Before Competition Groups_24 | Efficient Irrigation | 0.3548% | 0 | 2.0445 | Industrial_2027_Economic_MW_Before Competition Groups_Efficient Irrigation
Industrial | Ind ¦ Refrigeration Compressor VFD | 2027 | Economic | MW | Before Competition Groups | 1.3487 | 0 | 0 | 576.1571 | 0.0023409 | 25 | Industrial_2027_Economic_MW_Before Competition Groups_25 | Refrigeration Compressor VFD | 0.2341% | 0 | 1.3487 | Industrial_2027_Economic_MW_Before Competition Groups_Refrigeration Compressor VFD
Industrial | Ind ¦ Improved Controls - Process Heating | 2027 | Economic | MW | Before Competition Groups | 1.3104 | 0 | 0 | 576.1571 | 0.0022744 | 26 | Industrial_2027_Economic_MW_Before Competition Groups_26 | Improved Controls - Process Heating | 0.2274% | 0 | 1.3104 | Industrial_2027_Economic_MW_Before Competition Groups_Improved Controls - Process Heating
Industrial | Ind ¦ Engine Block Heater Timer | 2027 | Economic | MW | Before Competition Groups | 0.82603 | 0 | 0 | 576.1571 | 0.0014337 | 27 | Industrial_2027_Economic_MW_Before Competition Groups_27 | Engine Block Heater Timer | 0.1434% | 0 | 0.82603 | Industrial_2027_Economic_MW_Before Competition Groups_Engine Block Heater Timer
Industrial | Ind ¦ Air Compressor Heat Recovery | 2027 | Economic | MW | Before Competition Groups | 0.35957 | 0 | 0 | 576.1571 | 0.00062408 | 28 | Industrial_2027_Economic_MW_Before Competition Groups_28 | Air Compressor Heat Recovery | 0.06241% | 0 | 0.35957 | Industrial_2027_Economic_MW_Before Competition Groups_Air Compressor Heat Recovery
Industrial | Ind ¦ Dairy Pre-Cooler | 2027 | Economic | MW | Before Competition Groups | 0.26903 | 0 | 0 | 576.1571 | 0.00046694 | 29 | Industrial_2027_Economic_MW_Before Competition Groups_29 | Dairy Pre-Cooler | 0.04669% | 0 | 0.26903 | Industrial_2027_Economic_MW_Before Competition Groups_Dairy Pre-Cooler
Industrial | Ind ¦ Efficient Refrigeration Compressor | 2027 | Economic | MW | Before Competition Groups | 0.11452 | 0 | 0 | 576.1571 | 0.00019876 | 30 | Industrial_2027_Economic_MW_Before Competition Groups_30 | Efficient Refrigeration Compressor | 0.01988% | 0 | 0.11452 | Industrial_2027_Economic_MW_Before Competition Groups_Efficient Refrigeration Compressor
Industrial | Ind ¦ Heat Lamps/Heat Pad | 2027 | Economic | MW | Before Competition Groups | 0.0057881 | 0 | 0 | 576.1571 | 1.0046e-05 | 31 | Industrial_2027_Economic_MW_Before Competition Groups_31 | Heat Lamps/Heat Pad | 0.001005% | 0 | 0.0057881 | Industrial_2027_Economic_MW_Before Competition Groups_Heat Lamps/Heat Pad
Industrial | Ind ¦ Air Compressor Optimization | 2027 | SC A | MW | Before Competition Groups | 29.8067 | 0 | 0 | 154.7167 | 0.19265 | 1 | Industrial_2027_SC A_MW_Before Competition Groups_1 | Air Compressor Optimization | 19.27% | 0 | 29.8067 | Industrial_2027_SC A_MW_Before Competition Groups_Air Compressor Optimization
Industrial | Ind ¦ Pump System Optimization | 2027 | SC A | MW | Before Competition Groups | 25.1613 | 0 | 0 | 154.7167 | 0.16263 | 2 | Industrial_2027_SC A_MW_Before Competition Groups_2 | Pump System Optimization | 16.26% | 0 | 25.1613 | Industrial_2027_SC A_MW_Before Competition Groups_Pump System Optimization
Industrial | Ind ¦ Air Leak Survey and Repair | 2027 | SC A | MW | Before Competition Groups | 17.5725 | 0 | 0 | 154.7167 | 0.11358 | 3 | Industrial_2027_SC A_MW_Before Competition Groups_3 | Air Leak Survey and Repair | 11.36% | 0 | 17.5725 | Industrial_2027_SC A_MW_Before Competition Groups_Air Leak Survey and Repair
Industrial | Ind ¦ Recommissioning | 2027 | SC A | MW | Before Competition Groups | 12.4393 | 0 | 0 | 154.7167 | 0.080401 | 4 | Industrial_2027_SC A_MW_Before Competition Groups_4 | Recommissioning | 8.04% | 0 | 12.4393 | Industrial_2027_SC A_MW_Before Competition Groups_Recommissioning
Industrial | Ind ¦ SEM | 2027 | SC A | MW | Before Competition Groups | 12.4393 | 0 | 0 | 154.7167 | 0.080401 | 5 | Industrial_2027_SC A_MW_Before Competition Groups_5 | SEM | 8.04% | 0 | 12.4393 | Industrial_2027_SC A_MW_Before Competition Groups_SEM
Industrial | Ind ¦ Pump Equipment Upgrade | 2027 | SC A | MW | Before Competition Groups | 11.3064 | 0 | 0 | 154.7167 | 0.073078 | 6 | Industrial_2027_SC A_MW_Before Competition Groups_6 | Pump Equipment Upgrade | 7.308% | 0 | 11.3064 | Industrial_2027_SC A_MW_Before Competition Groups_Pump Equipment Upgrade
Industrial | Ind ¦ Fan System Optimization | 2027 | SC A | MW | Before Competition Groups | 10.1392 | 0 | 0 | 154.7167 | 0.065534 | 7 | Industrial_2027_SC A_MW_Before Competition Groups_7 | Fan System Optimization | 6.553% | 0 | 10.1392 | Industrial_2027_SC A_MW_Before Competition Groups_Fan System Optimization
Industrial | Ind ¦ Efficient Compressed Air Nozzles | 2027 | SC A | MW | Before Competition Groups | 9.0169 | 0 | 0 | 154.7167 | 0.05828 | 8 | Industrial_2027_SC A_MW_Before Competition Groups_8 | Efficient Compressed Air Nozzles | 5.828% | 0 | 9.0169 | Industrial_2027_SC A_MW_Before Competition Groups_Efficient Compressed Air Nozzles
Industrial | Ind ¦ High Efficiency HVAC Fans | 2027 | SC A | MW | Before Competition Groups | 7.5809 | 0 | 0 | 154.7167 | 0.048999 | 9 | Industrial_2027_SC A_MW_Before Competition Groups_9 | High Efficiency HVAC Fans | 4.9% | 0 | 7.5809 | Industrial_2027_SC A_MW_Before Competition Groups_High Efficiency HVAC Fans
Industrial | Ind ¦ Greenhouse Grow Lights | 2027 | SC A | MW | Before Competition Groups | 4.0775 | 0 | 0 | 154.7167 | 0.026354 | 10 | Industrial_2027_SC A_MW_Before Competition Groups_10 | Greenhouse Grow Lights | 2.635% | 0 | 4.0775 | Industrial_2027_SC A_MW_Before Competition Groups_Greenhouse Grow Lights
Industrial | Ind ¦ Improved Controls - Process Cooling | 2027 | SC A | MW | Before Competition Groups | 3.3434 | 0 | 0 | 154.7167 | 0.02161 | 11 | Industrial_2027_SC A_MW_Before Competition Groups_11 | Improved Controls - Process Cooling | 2.161% | 0 | 3.3434 | Industrial_2027_SC A_MW_Before Competition Groups_Improved Controls - Process Cooling
Industrial | Ind ¦ Material Handling Improvements | 2027 | SC A | MW | Before Competition Groups | 2.6822 | 0 | 0 | 154.7167 | 0.017336 | 12 | Industrial_2027_SC A_MW_Before Competition Groups_12 | Material Handling Improvements | 1.734% | 0 | 2.6822 | Industrial_2027_SC A_MW_Before Competition Groups_Material Handling Improvements
Industrial | Ind ¦ Process Optimization (Elec) | 2027 | SC A | MW | Before Competition Groups | 2.2368 | 0 | 0 | 154.7167 | 0.014457 | 13 | Industrial_2027_SC A_MW_Before Competition Groups_13 | Process Optimization (Elec) | 1.446% | 0 | 2.2368 | Industrial_2027_SC A_MW_Before Competition Groups_Process Optimization (Elec)
Industrial | Ind ¦ Refiner Plate Improvements | 2027 | SC A | MW | Before Competition Groups | 1.0258 | 0 | 0 | 154.7167 | 0.0066299 | 14 | Industrial_2027_SC A_MW_Before Competition Groups_14 | Refiner Plate Improvements | 0.663% | 0 | 1.0258 | Industrial_2027_SC A_MW_Before Competition Groups_Refiner Plate Improvements
Industrial | Ind ¦ Ventilation Optimization | 2027 | SC A | MW | Before Competition Groups | 0.83904 | 0 | 0 | 154.7167 | 0.0054231 | 15 | Industrial_2027_SC A_MW_Before Competition Groups_15 | Ventilation Optimization | 0.5423% | 0 | 0.83904 | Industrial_2027_SC A_MW_Before Competition Groups_Ventilation Optimization
Industrial | Ind ¦ VAV Conversion Project | 2027 | SC A | MW | Before Competition Groups | 0.75681 | 0 | 0 | 154.7167 | 0.0048916 | 16 | Industrial_2027_SC A_MW_Before Competition Groups_16 | VAV Conversion Project | 0.4892% | 0 | 0.75681 | Industrial_2027_SC A_MW_Before Competition Groups_VAV Conversion Project
Industrial | Ind ¦ Pulp and Paper Process Improvements | 2027 | SC A | MW | Before Competition Groups | 0.67753 | 0 | 0 | 154.7167 | 0.0043792 | 17 | Industrial_2027_SC A_MW_Before Competition Groups_17 | Pulp and Paper Process Improvements | 0.4379% | 0 | 0.67753 | Industrial_2027_SC A_MW_Before Competition Groups_Pulp and Paper Process Improvements
Industrial | Ind ¦ Process Heat Recovery | 2027 | SC A | MW | Before Competition Groups | 0.63316 | 0 | 0 | 154.7167 | 0.0040924 | 18 | Industrial_2027_SC A_MW_Before Competition Groups_18 | Process Heat Recovery | 0.4092% | 0 | 0.63316 | Industrial_2027_SC A_MW_Before Competition Groups_Process Heat Recovery
Industrial | Ind ¦ HE Lighting | 2027 | SC A | MW | Before Competition Groups | 0.58872 | 0 | 0 | 154.7167 | 0.0038052 | 19 | Industrial_2027_SC A_MW_Before Competition Groups_19 | HE Lighting | 0.3805% | 0 | 0.58872 | Industrial_2027_SC A_MW_Before Competition Groups_HE Lighting
Industrial | Ind ¦ Process Improvements | 2027 | SC A | MW | Before Competition Groups | 0.47499 | 0 | 0 | 154.7167 | 0.0030701 | 20 | Industrial_2027_SC A_MW_Before Competition Groups_20 | Process Improvements | 0.307% | 0 | 0.47499 | Industrial_2027_SC A_MW_Before Competition Groups_Process Improvements
Industrial | Ind ¦ High Efficiency Battery Charger | 2027 | SC A | MW | Before Competition Groups | 0.45028 | 0 | 0 | 154.7167 | 0.0029103 | 21 | Industrial_2027_SC A_MW_Before Competition Groups_21 | High Efficiency Battery Charger | 0.291% | 0 | 0.45028 | Industrial_2027_SC A_MW_Before Competition Groups_High Efficiency Battery Charger
Industrial | Ind ¦ Refrigeration Compressor VFD | 2027 | SC A | MW | Before Competition Groups | 0.35756 | 0 | 0 | 154.7167 | 0.0023111 | 22 | Industrial_2027_SC A_MW_Before Competition Groups_22 | Refrigeration Compressor VFD | 0.2311% | 0 | 0.35756 | Industrial_2027_SC A_MW_Before Competition Groups_Refrigeration Compressor VFD
Industrial | Ind ¦ Improved Controls - Process Heating | 2027 | SC A | MW | Before Competition Groups | 0.31371 | 0 | 0 | 154.7167 | 0.0020276 | 23 | Industrial_2027_SC A_MW_Before Competition Groups_23 | Improved Controls - Process Heating | 0.2028% | 0 | 0.31371 | Industrial_2027_SC A_MW_Before Competition Groups_Improved Controls - Process Heating
Industrial | Ind ¦ Cooling Tower Optimization | 2027 | SC A | MW | Before Competition Groups | 0.26369 | 0 | 0 | 154.7167 | 0.0017043 | 24 | Industrial_2027_SC A_MW_Before Competition Groups_24 | Cooling Tower Optimization | 0.1704% | 0 | 0.26369 | Industrial_2027_SC A_MW_Before Competition Groups_Cooling Tower Optimization
Industrial | Ind ¦ Engine Block Heater Timer | 2027 | SC A | MW | Before Competition Groups | 0.18679 | 0 | 0 | 154.7167 | 0.0012073 | 25 | Industrial_2027_SC A_MW_Before Competition Groups_25 | Engine Block Heater Timer | 0.1207% | 0 | 0.18679 | Industrial_2027_SC A_MW_Before Competition Groups_Engine Block Heater Timer
Industrial | Ind ¦ Dairy Pre-Cooler | 2027 | SC A | MW | Before Competition Groups | 0.099588 | 0 | 0 | 154.7167 | 0.00064368 | 26 | Industrial_2027_SC A_MW_Before Competition Groups_26 | Dairy Pre-Cooler | 0.06437% | 0 | 0.099588 | Industrial_2027_SC A_MW_Before Competition Groups_Dairy Pre-Cooler
Industrial | Ind ¦ Air Compressor Heat Recovery | 2027 | SC A | MW | Before Competition Groups | 0.08559 | 0 | 0 | 154.7167 | 0.00055321 | 27 | Industrial_2027_SC A_MW_Before Competition Groups_27 | Air Compressor Heat Recovery | 0.05532% | 0 | 0.08559 | Industrial_2027_SC A_MW_Before Competition Groups_Air Compressor Heat Recovery
Industrial | Ind ¦ Efficient Irrigation | 2027 | SC A | MW | Before Competition Groups | 0.082052 | 0 | 0 | 154.7167 | 0.00053034 | 28 | Industrial_2027_SC A_MW_Before Competition Groups_28 | Efficient Irrigation | 0.05303% | 0 | 0.082052 | Industrial_2027_SC A_MW_Before Competition Groups_Efficient Irrigation
Industrial | Ind ¦ Efficient Refrigeration Compressor | 2027 | SC A | MW | Before Competition Groups | 0.057239 | 0 | 0 | 154.7167 | 0.00036996 | 29 | Industrial_2027_SC A_MW_Before Competition Groups_29 | Efficient Refrigeration Compressor | 0.037% | 0 | 0.057239 | Industrial_2027_SC A_MW_Before Competition Groups_Efficient Refrigeration Compressor
Industrial | Ind ¦ Heat Lamps/Heat Pad | 2027 | SC A | MW | Before Competition Groups | 0.01579 | 0 | 0 | 154.7167 | 0.00010206 | 30 | Industrial_2027_SC A_MW_Before Competition Groups_30 | Heat Lamps/Heat Pad | 0.01021% | 0 | 0.01579 | Industrial_2027_SC A_MW_Before Competition Groups_Heat Lamps/Heat Pad
Industrial | Ind ¦ Free Cooling | 2027 | SC A | MW | Before Competition Groups | 0.0061156 | 0 | 0 | 154.7167 | 3.9528e-05 | 31 | Industrial_2027_SC A_MW_Before Competition Groups_31 | Free Cooling | 0.003953% | 0 | 0.0061156 | Industrial_2027_SC A_MW_Before Competition Groups_Free Cooling
Industrial | Ind ¦ Air Leak Survey and Repair | 2027 | SC B | MW | Before Competition Groups | 43.3311 | 0 | 0 | 281.0265 | 0.15419 | 1 | Industrial_2027_SC B_MW_Before Competition Groups_1 | Air Leak Survey and Repair | 15.42% | 0 | 43.3311 | Industrial_2027_SC B_MW_Before Competition Groups_Air Leak Survey and Repair
Industrial | Ind ¦ Pump System Optimization | 2027 | SC B | MW | Before Competition Groups | 32.0172 | 0 | 0 | 281.0265 | 0.11393 | 2 | Industrial_2027_SC B_MW_Before Competition Groups_2 | Pump System Optimization | 11.39% | 0 | 32.0172 | Industrial_2027_SC B_MW_Before Competition Groups_Pump System Optimization
Industrial | Ind ¦ Recommissioning | 2027 | SC B | MW | Before Competition Groups | 30.6698 | 0 | 0 | 281.0265 | 0.10914 | 3 | Industrial_2027_SC B_MW_Before Competition Groups_3 | Recommissioning | 10.91% | 0 | 30.6698 | Industrial_2027_SC B_MW_Before Competition Groups_Recommissioning
Industrial | Ind ¦ SEM | 2027 | SC B | MW | Before Competition Groups | 30.6698 | 0 | 0 | 281.0265 | 0.10914 | 4 | Industrial_2027_SC B_MW_Before Competition Groups_4 | SEM | 10.91% | 0 | 30.6698 | Industrial_2027_SC B_MW_Before Competition Groups_SEM
Industrial | Ind ¦ Air Compressor Optimization | 2027 | SC B | MW | Before Competition Groups | 29.8067 | 0 | 0 | 281.0265 | 0.10606 | 5 | Industrial_2027_SC B_MW_Before Competition Groups_5 | Air Compressor Optimization | 10.61% | 0 | 29.8067 | Industrial_2027_SC B_MW_Before Competition Groups_Air Compressor Optimization
Industrial | Ind ¦ Efficient Compressed Air Nozzles | 2027 | SC B | MW | Before Competition Groups | 22.2978 | 0 | 0 | 281.0265 | 0.079344 | 6 | Industrial_2027_SC B_MW_Before Competition Groups_6 | Efficient Compressed Air Nozzles | 7.934% | 0 | 22.2978 | Industrial_2027_SC B_MW_Before Competition Groups_Efficient Compressed Air Nozzles
Industrial | Ind ¦ Pump Equipment Upgrade | 2027 | SC B | MW | Before Competition Groups | 13.8162 | 0 | 0 | 281.0265 | 0.049163 | 7 | Industrial_2027_SC B_MW_Before Competition Groups_7 | Pump Equipment Upgrade | 4.916% | 0 | 13.8162 | Industrial_2027_SC B_MW_Before Competition Groups_Pump Equipment Upgrade
Industrial | Ind ¦ High Efficiency HVAC Fans | 2027 | SC B | MW | Before Competition Groups | 13.7503 | 0 | 0 | 281.0265 | 0.048929 | 8 | Industrial_2027_SC B_MW_Before Competition Groups_8 | High Efficiency HVAC Fans | 4.893% | 0 | 13.7503 | Industrial_2027_SC B_MW_Before Competition Groups_High Efficiency HVAC Fans
Industrial | Ind ¦ Fan System Optimization | 2027 | SC B | MW | Before Competition Groups | 10.8809 | 0 | 0 | 281.0265 | 0.038719 | 9 | Industrial_2027_SC B_MW_Before Competition Groups_9 | Fan System Optimization | 3.872% | 0 | 10.8809 | Industrial_2027_SC B_MW_Before Competition Groups_Fan System Optimization
Industrial | Ind ¦ Greenhouse Grow Lights | 2027 | SC B | MW | Before Competition Groups | 9.5234 | 0 | 0 | 281.0265 | 0.033888 | 10 | Industrial_2027_SC B_MW_Before Competition Groups_10 | Greenhouse Grow Lights | 3.389% | 0 | 9.5234 | Industrial_2027_SC B_MW_Before Competition Groups_Greenhouse Grow Lights
Industrial | Ind ¦ Improved Controls - Process Cooling | 2027 | SC B | MW | Before Competition Groups | 8.2633 | 0 | 0 | 281.0265 | 0.029404 | 11 | Industrial_2027_SC B_MW_Before Competition Groups_11 | Improved Controls - Process Cooling | 2.94% | 0 | 8.2633 | Industrial_2027_SC B_MW_Before Competition Groups_Improved Controls - Process Cooling
Industrial | Ind ¦ HE Lighting | 2027 | SC B | MW | Before Competition Groups | 7.2545 | 0 | 0 | 281.0265 | 0.025814 | 12 | Industrial_2027_SC B_MW_Before Competition Groups_12 | HE Lighting | 2.581% | 0 | 7.2545 | Industrial_2027_SC B_MW_Before Competition Groups_HE Lighting
Industrial | Ind ¦ Pulp and Paper Process Improvements | 2027 | SC B | MW | Before Competition Groups | 4.3098 | 0 | 0 | 281.0265 | 0.015336 | 13 | Industrial_2027_SC B_MW_Before Competition Groups_13 | Pulp and Paper Process Improvements | 1.534% | 0 | 4.3098 | Industrial_2027_SC B_MW_Before Competition Groups_Pulp and Paper Process Improvements
Industrial | Ind ¦ Material Handling Improvements | 2027 | SC B | MW | Before Competition Groups | 4.2695 | 0 | 0 | 281.0265 | 0.015192 | 14 | Industrial_2027_SC B_MW_Before Competition Groups_14 | Material Handling Improvements | 1.519% | 0 | 4.2695 | Industrial_2027_SC B_MW_Before Competition Groups_Material Handling Improvements
Industrial | Ind ¦ Refiner Plate Improvements | 2027 | SC B | MW | Before Competition Groups | 2.5679 | 0 | 0 | 281.0265 | 0.0091374 | 15 | Industrial_2027_SC B_MW_Before Competition Groups_15 | Refiner Plate Improvements | 0.9137% | 0 | 2.5679 | Industrial_2027_SC B_MW_Before Competition Groups_Refiner Plate Improvements
Industrial | Ind ¦ Cooling Tower Optimization | 2027 | SC B | MW | Before Competition Groups | 2.4634 | 0 | 0 | 281.0265 | 0.0087657 | 16 | Industrial_2027_SC B_MW_Before Competition Groups_16 | Cooling Tower Optimization | 0.8766% | 0 | 2.4634 | Industrial_2027_SC B_MW_Before Competition Groups_Cooling Tower Optimization
Industrial | Ind ¦ Free Cooling | 2027 | SC B | MW | Before Competition Groups | 2.2376 | 0 | 0 | 281.0265 | 0.0079621 | 17 | Industrial_2027_SC B_MW_Before Competition Groups_17 | Free Cooling | 0.7962% | 0 | 2.2376 | Industrial_2027_SC B_MW_Before Competition Groups_Free Cooling
Industrial | Ind ¦ Process Optimization (Elec) | 2027 | SC B | MW | Before Competition Groups | 2.2368 | 0 | 0 | 281.0265 | 0.0079592 | 18 | Industrial_2027_SC B_MW_Before Competition Groups_18 | Process Optimization (Elec) | 0.7959% | 0 | 2.2368 | Industrial_2027_SC B_MW_Before Competition Groups_Process Optimization (Elec)
Industrial | Ind ¦ Ventilation Optimization | 2027 | SC B | MW | Before Competition Groups | 1.9333 | 0 | 0 | 281.0265 | 0.0068793 | 19 | Industrial_2027_SC B_MW_Before Competition Groups_19 | Ventilation Optimization | 0.6879% | 0 | 1.9333 | Industrial_2027_SC B_MW_Before Competition Groups_Ventilation Optimization
Industrial | Ind ¦ VAV Conversion Project | 2027 | SC B | MW | Before Competition Groups | 1.9119 | 0 | 0 | 281.0265 | 0.0068031 | 20 | Industrial_2027_SC B_MW_Before Competition Groups_20 | VAV Conversion Project | 0.6803% | 0 | 1.9119 | Industrial_2027_SC B_MW_Before Competition Groups_VAV Conversion Project
Industrial | Ind ¦ Process Heat Recovery | 2027 | SC B | MW | Before Competition Groups | 1.5717 | 0 | 0 | 281.0265 | 0.0055929 | 21 | Industrial_2027_SC B_MW_Before Competition Groups_21 | Process Heat Recovery | 0.5593% | 0 | 1.5717 | Industrial_2027_SC B_MW_Before Competition Groups_Process Heat Recovery
Industrial | Ind ¦ High Efficiency Battery Charger | 2027 | SC B | MW | Before Competition Groups | 1.3068 | 0 | 0 | 281.0265 | 0.0046501 | 22 | Industrial_2027_SC B_MW_Before Competition Groups_22 | High Efficiency Battery Charger | 0.465% | 0 | 1.3068 | Industrial_2027_SC B_MW_Before Competition Groups_High Efficiency Battery Charger
Industrial | Ind ¦ Process Improvements | 2027 | SC B | MW | Before Competition Groups | 1.2284 | 0 | 0 | 281.0265 | 0.0043711 | 23 | Industrial_2027_SC B_MW_Before Competition Groups_23 | Process Improvements | 0.4371% | 0 | 1.2284 | Industrial_2027_SC B_MW_Before Competition Groups_Process Improvements
Industrial | Ind ¦ Improved Controls - Process Heating | 2027 | SC B | MW | Before Competition Groups | 0.76881 | 0 | 0 | 281.0265 | 0.0027357 | 24 | Industrial_2027_SC B_MW_Before Competition Groups_24 | Improved Controls - Process Heating | 0.2736% | 0 | 0.76881 | Industrial_2027_SC B_MW_Before Competition Groups_Improved Controls - Process Heating
Industrial | Ind ¦ Refrigeration Compressor VFD | 2027 | SC B | MW | Before Competition Groups | 0.74048 | 0 | 0 | 281.0265 | 0.0026349 | 25 | Industrial_2027_SC B_MW_Before Competition Groups_25 | Refrigeration Compressor VFD | 0.2635% | 0 | 0.74048 | Industrial_2027_SC B_MW_Before Competition Groups_Refrigeration Compressor VFD
Industrial | Ind ¦ Engine Block Heater Timer | 2027 | SC B | MW | Before Competition Groups | 0.46304 | 0 | 0 | 281.0265 | 0.0016477 | 26 | Industrial_2027_SC B_MW_Before Competition Groups_26 | Engine Block Heater Timer | 0.1648% | 0 | 0.46304 | Industrial_2027_SC B_MW_Before Competition Groups_Engine Block Heater Timer
Industrial | Ind ¦ Efficient Irrigation | 2027 | SC B | MW | Before Competition Groups | 0.27408 | 0 | 0 | 281.0265 | 0.00097527 | 27 | Industrial_2027_SC B_MW_Before Competition Groups_27 | Efficient Irrigation | 0.09753% | 0 | 0.27408 | Industrial_2027_SC B_MW_Before Competition Groups_Efficient Irrigation
Industrial | Ind ¦ Air Compressor Heat Recovery | 2027 | SC B | MW | Before Competition Groups | 0.21068 | 0 | 0 | 281.0265 | 0.00074967 | 28 | Industrial_2027_SC B_MW_Before Competition Groups_28 | Air Compressor Heat Recovery | 0.07497% | 0 | 0.21068 | Industrial_2027_SC B_MW_Before Competition Groups_Air Compressor Heat Recovery
Industrial | Ind ¦ Dairy Pre-Cooler | 2027 | SC B | MW | Before Competition Groups | 0.14633 | 0 | 0 | 281.0265 | 0.00052069 | 29 | Industrial_2027_SC B_MW_Before Competition Groups_29 | Dairy Pre-Cooler | 0.05207% | 0 | 0.14633 | Industrial_2027_SC B_MW_Before Competition Groups_Dairy Pre-Cooler
Industrial | Ind ¦ Efficient Refrigeration Compressor | 2027 | SC B | MW | Before Competition Groups | 0.0811 | 0 | 0 | 281.0265 | 0.00028858 | 30 | Industrial_2027_SC B_MW_Before Competition Groups_30 | Efficient Refrigeration Compressor | 0.02886% | 0 | 0.0811 | Industrial_2027_SC B_MW_Before Competition Groups_Efficient Refrigeration Compressor
Industrial | Ind ¦ Heat Lamps/Heat Pad | 2027 | SC B | MW | Before Competition Groups | 0.023836 | 0 | 0 | 281.0265 | 8.4817e-05 | 31 | Industrial_2027_SC B_MW_Before Competition Groups_31 | Heat Lamps/Heat Pad | 0.008482% | 0 | 0.023836 | Industrial_2027_SC B_MW_Before Competition Groups_Heat Lamps/Heat Pad
Industrial | Ind ¦ Pump System Optimization | 2027 | SC C | MW | Before Competition Groups | 32.0172 | 0 | 0 | 174.558 | 0.18342 | 1 | Industrial_2027_SC C_MW_Before Competition Groups_1 | Pump System Optimization | 18.34% | 0 | 32.0172 | Industrial_2027_SC C_MW_Before Competition Groups_Pump System Optimization
Industrial | Ind ¦ Air Compressor Optimization | 2027 | SC C | MW | Before Competition Groups | 29.8067 | 0 | 0 | 174.558 | 0.17076 | 2 | Industrial_2027_SC C_MW_Before Competition Groups_2 | Air Compressor Optimization | 17.08% | 0 | 29.8067 | Industrial_2027_SC C_MW_Before Competition Groups_Air Compressor Optimization
Industrial | Ind ¦ Air Leak Survey and Repair | 2027 | SC C | MW | Before Competition Groups | 17.5725 | 0 | 0 | 174.558 | 0.10067 | 3 | Industrial_2027_SC C_MW_Before Competition Groups_3 | Air Leak Survey and Repair | 10.07% | 0 | 17.5725 | Industrial_2027_SC C_MW_Before Competition Groups_Air Leak Survey and Repair
Industrial | Ind ¦ Pump Equipment Upgrade | 2027 | SC C | MW | Before Competition Groups | 13.8162 | 0 | 0 | 174.558 | 0.079149 | 4 | Industrial_2027_SC C_MW_Before Competition Groups_4 | Pump Equipment Upgrade | 7.915% | 0 | 13.8162 | Industrial_2027_SC C_MW_Before Competition Groups_Pump Equipment Upgrade
Industrial | Ind ¦ Recommissioning | 2027 | SC C | MW | Before Competition Groups | 12.4393 | 0 | 0 | 174.558 | 0.071262 | 5 | Industrial_2027_SC C_MW_Before Competition Groups_5 | Recommissioning | 7.126% | 0 | 12.4393 | Industrial_2027_SC C_MW_Before Competition Groups_Recommissioning
Industrial | Ind ¦ SEM | 2027 | SC C | MW | Before Competition Groups | 12.4393 | 0 | 0 | 174.558 | 0.071262 | 6 | Industrial_2027_SC C_MW_Before Competition Groups_6 | SEM | 7.126% | 0 | 12.4393 | Industrial_2027_SC C_MW_Before Competition Groups_SEM
Industrial | Ind ¦ Fan System Optimization | 2027 | SC C | MW | Before Competition Groups | 10.8809 | 0 | 0 | 174.558 | 0.062334 | 7 | Industrial_2027_SC C_MW_Before Competition Groups_7 | Fan System Optimization | 6.233% | 0 | 10.8809 | Industrial_2027_SC C_MW_Before Competition Groups_Fan System Optimization
Industrial | Ind ¦ Efficient Compressed Air Nozzles | 2027 | SC C | MW | Before Competition Groups | 9.0169 | 0 | 0 | 174.558 | 0.051655 | 8 | Industrial_2027_SC C_MW_Before Competition Groups_8 | Efficient Compressed Air Nozzles | 5.166% | 0 | 9.0169 | Industrial_2027_SC C_MW_Before Competition Groups_Efficient Compressed Air Nozzles
Industrial | Ind ¦ High Efficiency HVAC Fans | 2027 | SC C | MW | Before Competition Groups | 7.5809 | 0 | 0 | 174.558 | 0.043429 | 9 | Industrial_2027_SC C_MW_Before Competition Groups_9 | High Efficiency HVAC Fans | 4.343% | 0 | 7.5809 | Industrial_2027_SC C_MW_Before Competition Groups_High Efficiency HVAC Fans
Industrial | Ind ¦ Greenhouse Grow Lights | 2027 | SC C | MW | Before Competition Groups | 5.8099 | 0 | 0 | 174.558 | 0.033284 | 10 | Industrial_2027_SC C_MW_Before Competition Groups_10 | Greenhouse Grow Lights | 3.328% | 0 | 5.8099 | Industrial_2027_SC C_MW_Before Competition Groups_Greenhouse Grow Lights
Industrial | Ind ¦ Improved Controls - Process Cooling | 2027 | SC C | MW | Before Competition Groups | 3.3494 | 0 | 0 | 174.558 | 0.019188 | 11 | Industrial_2027_SC C_MW_Before Competition Groups_11 | Improved Controls - Process Cooling | 1.919% | 0 | 3.3494 | Industrial_2027_SC C_MW_Before Competition Groups_Improved Controls - Process Cooling
Industrial | Ind ¦ HE Lighting | 2027 | SC C | MW | Before Competition Groups | 2.8723 | 0 | 0 | 174.558 | 0.016455 | 12 | Industrial_2027_SC C_MW_Before Competition Groups_12 | HE Lighting | 1.645% | 0 | 2.8723 | Industrial_2027_SC C_MW_Before Competition Groups_HE Lighting
Industrial | Ind ¦ Material Handling Improvements | 2027 | SC C | MW | Before Competition Groups | 2.6822 | 0 | 0 | 174.558 | 0.015366 | 13 | Industrial_2027_SC C_MW_Before Competition Groups_13 | Material Handling Improvements | 1.537% | 0 | 2.6822 | Industrial_2027_SC C_MW_Before Competition Groups_Material Handling Improvements
Industrial | Ind ¦ Cooling Tower Optimization | 2027 | SC C | MW | Before Competition Groups | 2.4634 | 0 | 0 | 174.558 | 0.014112 | 14 | Industrial_2027_SC C_MW_Before Competition Groups_14 | Cooling Tower Optimization | 1.411% | 0 | 2.4634 | Industrial_2027_SC C_MW_Before Competition Groups_Cooling Tower Optimization
Industrial | Ind ¦ Process Optimization (Elec) | 2027 | SC C | MW | Before Competition Groups | 2.2368 | 0 | 0 | 174.558 | 0.012814 | 15 | Industrial_2027_SC C_MW_Before Competition Groups_15 | Process Optimization (Elec) | 1.281% | 0 | 2.2368 | Industrial_2027_SC C_MW_Before Competition Groups_Process Optimization (Elec)
Industrial | Ind ¦ Ventilation Optimization | 2027 | SC C | MW | Before Competition Groups | 1.9333 | 0 | 0 | 174.558 | 0.011075 | 16 | Industrial_2027_SC C_MW_Before Competition Groups_16 | Ventilation Optimization | 1.108% | 0 | 1.9333 | Industrial_2027_SC C_MW_Before Competition Groups_Ventilation Optimization
Industrial | Ind ¦ Pulp and Paper Process Improvements | 2027 | SC C | MW | Before Competition Groups | 1.7248 | 0 | 0 | 174.558 | 0.0098812 | 17 | Industrial_2027_SC C_MW_Before Competition Groups_17 | Pulp and Paper Process Improvements | 0.9881% | 0 | 1.7248 | Industrial_2027_SC C_MW_Before Competition Groups_Pulp and Paper Process Improvements
Industrial | Ind ¦ Refiner Plate Improvements | 2027 | SC C | MW | Before Competition Groups | 1.0258 | 0 | 0 | 174.558 | 0.0058763 | 18 | Industrial_2027_SC C_MW_Before Competition Groups_18 | Refiner Plate Improvements | 0.5876% | 0 | 1.0258 | Industrial_2027_SC C_MW_Before Competition Groups_Refiner Plate Improvements
Industrial | Ind ¦ Free Cooling | 2027 | SC C | MW | Before Competition Groups | 0.92162 | 0 | 0 | 174.558 | 0.0052797 | 19 | Industrial_2027_SC C_MW_Before Competition Groups_19 | Free Cooling | 0.528% | 0 | 0.92162 | Industrial_2027_SC C_MW_Before Competition Groups_Free Cooling
Industrial | Ind ¦ VAV Conversion Project | 2027 | SC C | MW | Before Competition Groups | 0.77438 | 0 | 0 | 174.558 | 0.0044362 | 20 | Industrial_2027_SC C_MW_Before Competition Groups_20 | VAV Conversion Project | 0.4436% | 0 | 0.77438 | Industrial_2027_SC C_MW_Before Competition Groups_VAV Conversion Project
Industrial | Ind ¦ High Efficiency Battery Charger | 2027 | SC C | MW | Before Competition Groups | 0.67911 | 0 | 0 | 174.558 | 0.0038905 | 21 | Industrial_2027_SC C_MW_Before Competition Groups_21 | High Efficiency Battery Charger | 0.389% | 0 | 0.67911 | Industrial_2027_SC C_MW_Before Competition Groups_High Efficiency Battery Charger
Industrial | Ind ¦ Process Heat Recovery | 2027 | SC C | MW | Before Competition Groups | 0.63316 | 0 | 0 | 174.558 | 0.0036272 | 22 | Industrial_2027_SC C_MW_Before Competition Groups_22 | Process Heat Recovery | 0.3627% | 0 | 0.63316 | Industrial_2027_SC C_MW_Before Competition Groups_Process Heat Recovery
Industrial | Ind ¦ Process Improvements | 2027 | SC C | MW | Before Competition Groups | 0.49812 | 0 | 0 | 174.558 | 0.0028536 | 23 | Industrial_2027_SC C_MW_Before Competition Groups_23 | Process Improvements | 0.2854% | 0 | 0.49812 | Industrial_2027_SC C_MW_Before Competition Groups_Process Improvements
Industrial | Ind ¦ Refrigeration Compressor VFD | 2027 | SC C | MW | Before Competition Groups | 0.49612 | 0 | 0 | 174.558 | 0.0028421 | 24 | Industrial_2027_SC C_MW_Before Competition Groups_24 | Refrigeration Compressor VFD | 0.2842% | 0 | 0.49612 | Industrial_2027_SC C_MW_Before Competition Groups_Refrigeration Compressor VFD
Industrial | Ind ¦ Improved Controls - Process Heating | 2027 | SC C | MW | Before Competition Groups | 0.31427 | 0 | 0 | 174.558 | 0.0018004 | 25 | Industrial_2027_SC C_MW_Before Competition Groups_25 | Improved Controls - Process Heating | 0.18% | 0 | 0.31427 | Industrial_2027_SC C_MW_Before Competition Groups_Improved Controls - Process Heating
Industrial | Ind ¦ Engine Block Heater Timer | 2027 | SC C | MW | Before Competition Groups | 0.18718 | 0 | 0 | 174.558 | 0.0010723 | 26 | Industrial_2027_SC C_MW_Before Competition Groups_26 | Engine Block Heater Timer | 0.1072% | 0 | 0.18718 | Industrial_2027_SC C_MW_Before Competition Groups_Engine Block Heater Timer
Industrial | Ind ¦ Dairy Pre-Cooler | 2027 | SC C | MW | Before Competition Groups | 0.11753 | 0 | 0 | 174.558 | 0.0006733 | 27 | Industrial_2027_SC C_MW_Before Competition Groups_27 | Dairy Pre-Cooler | 0.06733% | 0 | 0.11753 | Industrial_2027_SC C_MW_Before Competition Groups_Dairy Pre-Cooler
Industrial | Ind ¦ Efficient Irrigation | 2027 | SC C | MW | Before Competition Groups | 0.10751 | 0 | 0 | 174.558 | 0.00061587 | 28 | Industrial_2027_SC C_MW_Before Competition Groups_28 | Efficient Irrigation | 0.06159% | 0 | 0.10751 | Industrial_2027_SC C_MW_Before Competition Groups_Efficient Irrigation
Industrial | Ind ¦ Air Compressor Heat Recovery | 2027 | SC C | MW | Before Competition Groups | 0.08559 | 0 | 0 | 174.558 | 0.00049033 | 29 | Industrial_2027_SC C_MW_Before Competition Groups_29 | Air Compressor Heat Recovery | 0.04903% | 0 | 0.08559 | Industrial_2027_SC C_MW_Before Competition Groups_Air Compressor Heat Recovery
Industrial | Ind ¦ Efficient Refrigeration Compressor | 2027 | SC C | MW | Before Competition Groups | 0.057239 | 0 | 0 | 174.558 | 0.00032791 | 30 | Industrial_2027_SC C_MW_Before Competition Groups_30 | Efficient Refrigeration Compressor | 0.03279% | 0 | 0.057239 | Industrial_2027_SC C_MW_Before Competition Groups_Efficient Refrigeration Compressor
Industrial | Ind ¦ Heat Lamps/Heat Pad | 2027 | SC C | MW | Before Competition Groups | 0.018375 | 0 | 0 | 174.558 | 0.00010527 | 31 | Industrial_2027_SC C_MW_Before Competition Groups_31 | Heat Lamps/Heat Pad | 0.01053% | 0 | 0.018375 | Industrial_2027_SC C_MW_Before Competition Groups_Heat Lamps/Heat Pad
Industrial | Ind ¦ Air Compressor Optimization | 2027 | SC D | MW | Before Competition Groups | 29.8067 | 0 | 0 | 151.599 | 0.19662 | 1 | Industrial_2027_SC D_MW_Before Competition Groups_1 | Air Compressor Optimization | 19.66% | 0 | 29.8067 | Industrial_2027_SC D_MW_Before Competition Groups_Air Compressor Optimization
Industrial | Ind ¦ Pump System Optimization | 2027 | SC D | MW | Before Competition Groups | 22.4784 | 0 | 0 | 151.599 | 0.14828 | 2 | Industrial_2027_SC D_MW_Before Competition Groups_2 | Pump System Optimization | 14.83% | 0 | 22.4784 | Industrial_2027_SC D_MW_Before Competition Groups_Pump System Optimization
Industrial | Ind ¦ Air Leak Survey and Repair | 2027 | SC D | MW | Before Competition Groups | 17.5401 | 0 | 0 | 151.599 | 0.1157 | 3 | Industrial_2027_SC D_MW_Before Competition Groups_3 | Air Leak Survey and Repair | 11.57% | 0 | 17.5401 | Industrial_2027_SC D_MW_Before Competition Groups_Air Leak Survey and Repair
Industrial | Ind ¦ SEM | 2027 | SC D | MW | Before Competition Groups | 12.4393 | 0 | 0 | 151.599 | 0.082054 | 4 | Industrial_2027_SC D_MW_Before Competition Groups_4 | SEM | 8.205% | 0 | 12.4393 | Industrial_2027_SC D_MW_Before Competition Groups_SEM
Industrial | Ind ¦ Recommissioning | 2027 | SC D | MW | Before Competition Groups | 12.0018 | 0 | 0 | 151.599 | 0.079168 | 5 | Industrial_2027_SC D_MW_Before Competition Groups_5 | Recommissioning | 7.917% | 0 | 12.0018 | Industrial_2027_SC D_MW_Before Competition Groups_Recommissioning
Industrial | Ind ¦ Fan System Optimization | 2027 | SC D | MW | Before Competition Groups | 10.8809 | 0 | 0 | 151.599 | 0.071775 | 6 | Industrial_2027_SC D_MW_Before Competition Groups_6 | Fan System Optimization | 7.177% | 0 | 10.8809 | Industrial_2027_SC D_MW_Before Competition Groups_Fan System Optimization
Industrial | Ind ¦ Pump Equipment Upgrade | 2027 | SC D | MW | Before Competition Groups | 10.0901 | 0 | 0 | 151.599 | 0.066558 | 7 | Industrial_2027_SC D_MW_Before Competition Groups_7 | Pump Equipment Upgrade | 6.656% | 0 | 10.0901 | Industrial_2027_SC D_MW_Before Competition Groups_Pump Equipment Upgrade
Industrial | Ind ¦ Efficient Compressed Air Nozzles | 2027 | SC D | MW | Before Competition Groups | 9.0169 | 0 | 0 | 151.599 | 0.059478 | 8 | Industrial_2027_SC D_MW_Before Competition Groups_8 | Efficient Compressed Air Nozzles | 5.948% | 0 | 9.0169 | Industrial_2027_SC D_MW_Before Competition Groups_Efficient Compressed Air Nozzles
Industrial | Ind ¦ High Efficiency HVAC Fans | 2027 | SC D | MW | Before Competition Groups | 7.207 | 0 | 0 | 151.599 | 0.04754 | 9 | Industrial_2027_SC D_MW_Before Competition Groups_9 | High Efficiency HVAC Fans | 4.754% | 0 | 7.207 | Industrial_2027_SC D_MW_Before Competition Groups_High Efficiency HVAC Fans
Industrial | Ind ¦ Greenhouse Grow Lights | 2027 | SC D | MW | Before Competition Groups | 3.4852 | 0 | 0 | 151.599 | 0.022989 | 10 | Industrial_2027_SC D_MW_Before Competition Groups_10 | Greenhouse Grow Lights | 2.299% | 0 | 3.4852 | Industrial_2027_SC D_MW_Before Competition Groups_Greenhouse Grow Lights
Industrial | Ind ¦ Improved Controls - Process Cooling | 2027 | SC D | MW | Before Competition Groups | 3.3494 | 0 | 0 | 151.599 | 0.022094 | 11 | Industrial_2027_SC D_MW_Before Competition Groups_11 | Improved Controls - Process Cooling | 2.209% | 0 | 3.3494 | Industrial_2027_SC D_MW_Before Competition Groups_Improved Controls - Process Cooling
Industrial | Ind ¦ Material Handling Improvements | 2027 | SC D | MW | Before Competition Groups | 2.6822 | 0 | 0 | 151.599 | 0.017693 | 12 | Industrial_2027_SC D_MW_Before Competition Groups_12 | Material Handling Improvements | 1.769% | 0 | 2.6822 | Industrial_2027_SC D_MW_Before Competition Groups_Material Handling Improvements
Industrial | Ind ¦ Cooling Tower Optimization | 2027 | SC D | MW | Before Competition Groups | 2.2544 | 0 | 0 | 151.599 | 0.014871 | 13 | Industrial_2027_SC D_MW_Before Competition Groups_13 | Cooling Tower Optimization | 1.487% | 0 | 2.2544 | Industrial_2027_SC D_MW_Before Competition Groups_Cooling Tower Optimization
Industrial | Ind ¦ Process Optimization (Elec) | 2027 | SC D | MW | Before Competition Groups | 2.2368 | 0 | 0 | 151.599 | 0.014754 | 14 | Industrial_2027_SC D_MW_Before Competition Groups_14 | Process Optimization (Elec) | 1.475% | 0 | 2.2368 | Industrial_2027_SC D_MW_Before Competition Groups_Process Optimization (Elec)
Industrial | Ind ¦ Ventilation Optimization | 2027 | SC D | MW | Before Competition Groups | 1.7039 | 0 | 0 | 151.599 | 0.01124 | 15 | Industrial_2027_SC D_MW_Before Competition Groups_15 | Ventilation Optimization | 1.124% | 0 | 1.7039 | Industrial_2027_SC D_MW_Before Competition Groups_Ventilation Optimization
Industrial | Ind ¦ Refiner Plate Improvements | 2027 | SC D | MW | Before Competition Groups | 1.0258 | 0 | 0 | 151.599 | 0.0067662 | 16 | Industrial_2027_SC D_MW_Before Competition Groups_16 | Refiner Plate Improvements | 0.6766% | 0 | 1.0258 | Industrial_2027_SC D_MW_Before Competition Groups_Refiner Plate Improvements
Industrial | Ind ¦ VAV Conversion Project | 2027 | SC D | MW | Before Competition Groups | 0.52459 | 0 | 0 | 151.599 | 0.0034603 | 17 | Industrial_2027_SC D_MW_Before Competition Groups_17 | VAV Conversion Project | 0.346% | 0 | 0.52459 | Industrial_2027_SC D_MW_Before Competition Groups_VAV Conversion Project
Industrial | Ind ¦ Process Heat Recovery | 2027 | SC D | MW | Before Competition Groups | 0.47599 | 0 | 0 | 151.599 | 0.0031398 | 18 | Industrial_2027_SC D_MW_Before Competition Groups_18 | Process Heat Recovery | 0.314% | 0 | 0.47599 | Industrial_2027_SC D_MW_Before Competition Groups_Process Heat Recovery
Industrial | Ind ¦ Process Improvements | 2027 | SC D | MW | Before Competition Groups | 0.43496 | 0 | 0 | 151.599 | 0.0028691 | 19 | Industrial_2027_SC D_MW_Before Competition Groups_19 | Process Improvements | 0.2869% | 0 | 0.43496 | Industrial_2027_SC D_MW_Before Competition Groups_Process Improvements
Industrial | Ind ¦ HE Lighting | 2027 | SC D | MW | Before Competition Groups | 0.32764 | 0 | 0 | 151.599 | 0.0021612 | 20 | Industrial_2027_SC D_MW_Before Competition Groups_20 | HE Lighting | 0.2161% | 0 | 0.32764 | Industrial_2027_SC D_MW_Before Competition Groups_HE Lighting
Industrial | Ind ¦ High Efficiency Battery Charger | 2027 | SC D | MW | Before Competition Groups | 0.32111 | 0 | 0 | 151.599 | 0.0021181 | 21 | Industrial_2027_SC D_MW_Before Competition Groups_21 | High Efficiency Battery Charger | 0.2118% | 0 | 0.32111 | Industrial_2027_SC D_MW_Before Competition Groups_High Efficiency Battery Charger
Industrial | Ind ¦ Improved Controls - Process Heating | 2027 | SC D | MW | Before Competition Groups | 0.27991 | 0 | 0 | 151.599 | 0.0018464 | 22 | Industrial_2027_SC D_MW_Before Competition Groups_22 | Improved Controls - Process Heating | 0.1846% | 0 | 0.27991 | Industrial_2027_SC D_MW_Before Competition Groups_Improved Controls - Process Heating
Industrial | Ind ¦ Refrigeration Compressor VFD | 2027 | SC D | MW | Before Competition Groups | 0.27447 | 0 | 0 | 151.599 | 0.0018105 | 23 | Industrial_2027_SC D_MW_Before Competition Groups_23 | Refrigeration Compressor VFD | 0.1811% | 0 | 0.27447 | Industrial_2027_SC D_MW_Before Competition Groups_Refrigeration Compressor VFD
Industrial | Ind ¦ Pulp and Paper Process Improvements | 2027 | SC D | MW | Before Competition Groups | 0.20273 | 0 | 0 | 151.599 | 0.0013373 | 24 | Industrial_2027_SC D_MW_Before Competition Groups_24 | Pulp and Paper Process Improvements | 0.1337% | 0 | 0.20273 | Industrial_2027_SC D_MW_Before Competition Groups_Pulp and Paper Process Improvements
Industrial | Ind ¦ Engine Block Heater Timer | 2027 | SC D | MW | Before Competition Groups | 0.17715 | 0 | 0 | 151.599 | 0.0011685 | 25 | Industrial_2027_SC D_MW_Before Competition Groups_25 | Engine Block Heater Timer | 0.1169% | 0 | 0.17715 | Industrial_2027_SC D_MW_Before Competition Groups_Engine Block Heater Timer
Industrial | Ind ¦ Free Cooling | 2027 | SC D | MW | Before Competition Groups | 0.11754 | 0 | 0 | 151.599 | 0.00077534 | 26 | Industrial_2027_SC D_MW_Before Competition Groups_26 | Free Cooling | 0.07753% | 0 | 0.11754 | Industrial_2027_SC D_MW_Before Competition Groups_Free Cooling
Industrial | Ind ¦ Air Compressor Heat Recovery | 2027 | SC D | MW | Before Competition Groups | 0.077521 | 0 | 0 | 151.599 | 0.00051135 | 27 | Industrial_2027_SC D_MW_Before Competition Groups_27 | Air Compressor Heat Recovery | 0.05114% | 0 | 0.077521 | Industrial_2027_SC D_MW_Before Competition Groups_Air Compressor Heat Recovery
Industrial | Ind ¦ Dairy Pre-Cooler | 2027 | SC D | MW | Before Competition Groups | 0.060855 | 0 | 0 | 151.599 | 0.00040142 | 28 | Industrial_2027_SC D_MW_Before Competition Groups_28 | Dairy Pre-Cooler | 0.04014% | 0 | 0.060855 | Industrial_2027_SC D_MW_Before Competition Groups_Dairy Pre-Cooler
Industrial | Ind ¦ Efficient Irrigation | 2027 | SC D | MW | Before Competition Groups | 0.058017 | 0 | 0 | 151.599 | 0.0003827 | 29 | Industrial_2027_SC D_MW_Before Competition Groups_29 | Efficient Irrigation | 0.03827% | 0 | 0.058017 | Industrial_2027_SC D_MW_Before Competition Groups_Efficient Irrigation
Industrial | Ind ¦ Efficient Refrigeration Compressor | 2027 | SC D | MW | Before Competition Groups | 0.0567 | 0 | 0 | 151.599 | 0.00037401 | 30 | Industrial_2027_SC D_MW_Before Competition Groups_30 | Efficient Refrigeration Compressor | 0.0374% | 0 | 0.0567 | Industrial_2027_SC D_MW_Before Competition Groups_Efficient Refrigeration Compressor
Industrial | Ind ¦ Heat Lamps/Heat Pad | 2027 | SC D | MW | Before Competition Groups | 0.010977 | 0 | 0 | 151.599 | 7.2406e-05 | 31 | Industrial_2027_SC D_MW_Before Competition Groups_31 | Heat Lamps/Heat Pad | 0.007241% | 0 | 0.010977 | Industrial_2027_SC D_MW_Before Competition Groups_Heat Lamps/Heat Pad
Industrial | Ind ¦ Pump System Optimization | 2027 | Technical | MW | Before Competition Groups | 82.8202 | 0 | 0 | 687.2432 | 0.12051 | 1 | Industrial_2027_Technical_MW_Before Competition Groups_1 | Pump System Optimization | 12.05% | 0 | 82.8202 | Industrial_2027_Technical_MW_Before Competition Groups_Pump System Optimization
Industrial | Ind ¦ HE Lighting | 2027 | Technical | MW | Before Competition Groups | 79.4373 | 0 | 0 | 687.2432 | 0.11559 | 2 | Industrial_2027_Technical_MW_Before Competition Groups_2 | HE Lighting | 11.56% | 0 | 79.4373 | Industrial_2027_Technical_MW_Before Competition Groups_HE Lighting
Industrial | Ind ¦ Air Leak Survey and Repair | 2027 | Technical | MW | Before Competition Groups | 74.5022 | 0 | 0 | 687.2432 | 0.10841 | 3 | Industrial_2027_Technical_MW_Before Competition Groups_3 | Air Leak Survey and Repair | 10.84% | 0 | 74.5022 | Industrial_2027_Technical_MW_Before Competition Groups_Air Leak Survey and Repair
Industrial | Ind ¦ Recommissioning | 2027 | Technical | MW | Before Competition Groups | 52.9324 | 0 | 0 | 687.2432 | 0.077021 | 4 | Industrial_2027_Technical_MW_Before Competition Groups_4 | Recommissioning | 7.702% | 0 | 52.9324 | Industrial_2027_Technical_MW_Before Competition Groups_Recommissioning
Industrial | Ind ¦ SEM | 2027 | Technical | MW | Before Competition Groups | 52.9324 | 0 | 0 | 687.2432 | 0.077021 | 5 | Industrial_2027_Technical_MW_Before Competition Groups_5 | SEM | 7.702% | 0 | 52.9324 | Industrial_2027_Technical_MW_Before Competition Groups_SEM
Industrial | Ind ¦ Air Compressor Optimization | 2027 | Technical | MW | Before Competition Groups | 50.6356 | 0 | 0 | 687.2432 | 0.073679 | 6 | Industrial_2027_Technical_MW_Before Competition Groups_6 | Air Compressor Optimization | 7.368% | 0 | 50.6356 | Industrial_2027_Technical_MW_Before Competition Groups_Air Compressor Optimization
Industrial | Ind ¦ Efficient Compressed Air Nozzles | 2027 | Technical | MW | Before Competition Groups | 49.427 | 0 | 0 | 687.2432 | 0.071921 | 7 | Industrial_2027_Technical_MW_Before Competition Groups_7 | Efficient Compressed Air Nozzles | 7.192% | 0 | 49.427 | Industrial_2027_Technical_MW_Before Competition Groups_Efficient Compressed Air Nozzles
Industrial | Ind ¦ Pump Equipment Upgrade | 2027 | Technical | MW | Before Competition Groups | 37.8919 | 0 | 0 | 687.2432 | 0.055136 | 8 | Industrial_2027_Technical_MW_Before Competition Groups_8 | Pump Equipment Upgrade | 5.514% | 0 | 37.8919 | Industrial_2027_Technical_MW_Before Competition Groups_Pump Equipment Upgrade
Industrial | Ind ¦ High Efficiency HVAC Fans | 2027 | Technical | MW | Before Competition Groups | 24.7249 | 0 | 0 | 687.2432 | 0.035977 | 9 | Industrial_2027_Technical_MW_Before Competition Groups_9 | High Efficiency HVAC Fans | 3.598% | 0 | 24.7249 | Industrial_2027_Technical_MW_Before Competition Groups_High Efficiency HVAC Fans
Industrial | Ind ¦ Process Optimization (Elec) | 2027 | Technical | MW | Before Competition Groups | 21.5523 | 0 | 0 | 687.2432 | 0.031361 | 10 | Industrial_2027_Technical_MW_Before Competition Groups_10 | Process Optimization (Elec) | 3.136% | 0 | 21.5523 | Industrial_2027_Technical_MW_Before Competition Groups_Process Optimization (Elec)
Industrial | Ind ¦ Greenhouse Grow Lights | 2027 | Technical | MW | Before Competition Groups | 20.0264 | 0 | 0 | 687.2432 | 0.02914 | 11 | Industrial_2027_Technical_MW_Before Competition Groups_11 | Greenhouse Grow Lights | 2.914% | 0 | 20.0264 | Industrial_2027_Technical_MW_Before Competition Groups_Greenhouse Grow Lights
Industrial | Ind ¦ Premium Efficient Motors | 2027 | Technical | MW | Before Competition Groups | 19.4384 | 0 | 0 | 687.2432 | 0.028285 | 12 | Industrial_2027_Technical_MW_Before Competition Groups_12 | Premium Efficient Motors | 2.828% | 0 | 19.4384 | Industrial_2027_Technical_MW_Before Competition Groups_Premium Efficient Motors
Industrial | Ind ¦ Fan System Optimization | 2027 | Technical | MW | Before Competition Groups | 18.215 | 0 | 0 | 687.2432 | 0.026504 | 13 | Industrial_2027_Technical_MW_Before Competition Groups_13 | Fan System Optimization | 2.65% | 0 | 18.215 | Industrial_2027_Technical_MW_Before Competition Groups_Fan System Optimization
Industrial | Ind ¦ Improved Controls - Process Cooling | 2027 | Technical | MW | Before Competition Groups | 13.7661 | 0 | 0 | 687.2432 | 0.020031 | 14 | Industrial_2027_Technical_MW_Before Competition Groups_14 | Improved Controls - Process Cooling | 2.003% | 0 | 13.7661 | Industrial_2027_Technical_MW_Before Competition Groups_Improved Controls - Process Cooling
Industrial | Ind ¦ Ventilation Optimization | 2027 | Technical | MW | Before Competition Groups | 9.1528 | 0 | 0 | 687.2432 | 0.013318 | 15 | Industrial_2027_Technical_MW_Before Competition Groups_15 | Ventilation Optimization | 1.332% | 0 | 9.1528 | Industrial_2027_Technical_MW_Before Competition Groups_Ventilation Optimization
Industrial | Ind ¦ HE HVAC Controls | 2027 | Technical | MW | Before Competition Groups | 8.78 | 0 | 0 | 687.2432 | 0.012776 | 16 | Industrial_2027_Technical_MW_Before Competition Groups_16 | HE HVAC Controls | 1.278% | 0 | 8.78 | Industrial_2027_Technical_MW_Before Competition Groups_HE HVAC Controls
Industrial | Ind ¦ Pulp and Paper Process Improvements | 2027 | Technical | MW | Before Competition Groups | 8.0379 | 0 | 0 | 687.2432 | 0.011696 | 17 | Industrial_2027_Technical_MW_Before Competition Groups_17 | Pulp and Paper Process Improvements | 1.17% | 0 | 8.0379 | Industrial_2027_Technical_MW_Before Competition Groups_Pulp and Paper Process Improvements
Industrial | Ind ¦ Material Handling Improvements | 2027 | Technical | MW | Before Competition Groups | 7.2885 | 0 | 0 | 687.2432 | 0.010605 | 18 | Industrial_2027_Technical_MW_Before Competition Groups_18 | Material Handling Improvements | 1.061% | 0 | 7.2885 | Industrial_2027_Technical_MW_Before Competition Groups_Material Handling Improvements
Industrial | Ind ¦ HVLS Fans | 2027 | Technical | MW | Before Competition Groups | 5.9211 | 0 | 0 | 687.2432 | 0.0086157 | 19 | Industrial_2027_Technical_MW_Before Competition Groups_19 | HVLS Fans | 0.8616% | 0 | 5.9211 | Industrial_2027_Technical_MW_Before Competition Groups_HVLS Fans
Industrial | Ind ¦ Refiner Plate Improvements | 2027 | Technical | MW | Before Competition Groups | 5.9113 | 0 | 0 | 687.2432 | 0.0086014 | 20 | Industrial_2027_Technical_MW_Before Competition Groups_20 | Refiner Plate Improvements | 0.8601% | 0 | 5.9113 | Industrial_2027_Technical_MW_Before Competition Groups_Refiner Plate Improvements
Industrial | Ind ¦ HE HVAC Units | 2027 | Technical | MW | Before Competition Groups | 5.4005 | 0 | 0 | 687.2432 | 0.0078582 | 21 | Industrial_2027_Technical_MW_Before Competition Groups_21 | HE HVAC Units | 0.7858% | 0 | 5.4005 | Industrial_2027_Technical_MW_Before Competition Groups_HE HVAC Units
Industrial | Ind ¦ Chiller Optimization | 2027 | Technical | MW | Before Competition Groups | 5.3875 | 0 | 0 | 687.2432 | 0.0078393 | 22 | Industrial_2027_Technical_MW_Before Competition Groups_22 | Chiller Optimization | 0.7839% | 0 | 5.3875 | Industrial_2027_Technical_MW_Before Competition Groups_Chiller Optimization
Industrial | Ind ¦ Cooling Tower Optimization | 2027 | Technical | MW | Before Competition Groups | 4.2089 | 0 | 0 | 687.2432 | 0.0061243 | 23 | Industrial_2027_Technical_MW_Before Competition Groups_23 | Cooling Tower Optimization | 0.6124% | 0 | 4.2089 | Industrial_2027_Technical_MW_Before Competition Groups_Cooling Tower Optimization
Industrial | Ind ¦ Free Cooling | 2027 | Technical | MW | Before Competition Groups | 3.522 | 0 | 0 | 687.2432 | 0.0051248 | 24 | Industrial_2027_Technical_MW_Before Competition Groups_24 | Free Cooling | 0.5125% | 0 | 3.522 | Industrial_2027_Technical_MW_Before Competition Groups_Free Cooling
Industrial | Ind ¦ VAV Conversion Project | 2027 | Technical | MW | Before Competition Groups | 3.0498 | 0 | 0 | 687.2432 | 0.0044377 | 25 | Industrial_2027_Technical_MW_Before Competition Groups_25 | VAV Conversion Project | 0.4438% | 0 | 3.0498 | Industrial_2027_Technical_MW_Before Competition Groups_VAV Conversion Project
Industrial | Ind ¦ Cold Storage Retrofit | 2027 | Technical | MW | Before Competition Groups | 2.8957 | 0 | 0 | 687.2432 | 0.0042136 | 26 | Industrial_2027_Technical_MW_Before Competition Groups_26 | Cold Storage Retrofit | 0.4214% | 0 | 2.8957 | Industrial_2027_Technical_MW_Before Competition Groups_Cold Storage Retrofit
Industrial | Ind ¦ Process Heat Recovery | 2027 | Technical | MW | Before Competition Groups | 2.7679 | 0 | 0 | 687.2432 | 0.0040276 | 27 | Industrial_2027_Technical_MW_Before Competition Groups_27 | Process Heat Recovery | 0.4028% | 0 | 2.7679 | Industrial_2027_Technical_MW_Before Competition Groups_Process Heat Recovery
Industrial | Ind ¦ Synchronous Belts | 2027 | Technical | MW | Before Competition Groups | 2.667 | 0 | 0 | 687.2432 | 0.0038808 | 28 | Industrial_2027_Technical_MW_Before Competition Groups_28 | Synchronous Belts | 0.3881% | 0 | 2.667 | Industrial_2027_Technical_MW_Before Competition Groups_Synchronous Belts
Industrial | Ind ¦ High Efficiency Battery Charger | 2027 | Technical | MW | Before Competition Groups | 2.4791 | 0 | 0 | 687.2432 | 0.0036073 | 29 | Industrial_2027_Technical_MW_Before Competition Groups_29 | High Efficiency Battery Charger | 0.3607% | 0 | 2.4791 | Industrial_2027_Technical_MW_Before Competition Groups_High Efficiency Battery Charger
Industrial | Ind ¦ Process Improvements | 2027 | Technical | MW | Before Competition Groups | 2.1631 | 0 | 0 | 687.2432 | 0.0031475 | 30 | Industrial_2027_Technical_MW_Before Competition Groups_30 | Process Improvements | 0.3147% | 0 | 2.1631 | Industrial_2027_Technical_MW_Before Competition Groups_Process Improvements
Industrial | Ind ¦ Efficient Irrigation | 2027 | Technical | MW | Before Competition Groups | 2.0445 | 0 | 0 | 687.2432 | 0.0029749 | 31 | Industrial_2027_Technical_MW_Before Competition Groups_31 | Efficient Irrigation | 0.2975% | 0 | 2.0445 | Industrial_2027_Technical_MW_Before Competition Groups_Efficient Irrigation
Industrial | Ind ¦ Refrigeration Compressor VFD | 2027 | Technical | MW | Before Competition Groups | 1.3487 | 0 | 0 | 687.2432 | 0.0019625 | 32 | Industrial_2027_Technical_MW_Before Competition Groups_32 | Refrigeration Compressor VFD | 0.1963% | 0 | 1.3487 | Industrial_2027_Technical_MW_Before Competition Groups_Refrigeration Compressor VFD
Industrial | Ind ¦ Improved Controls - Process Heating | 2027 | Technical | MW | Before Competition Groups | 1.3104 | 0 | 0 | 687.2432 | 0.0019067 | 33 | Industrial_2027_Technical_MW_Before Competition Groups_33 | Improved Controls - Process Heating | 0.1907% | 0 | 1.3104 | Industrial_2027_Technical_MW_Before Competition Groups_Improved Controls - Process Heating
Industrial | Ind ¦ Efficient Transformer | 2027 | Technical | MW | Before Competition Groups | 1.2437 | 0 | 0 | 687.2432 | 0.0018097 | 34 | Industrial_2027_Technical_MW_Before Competition Groups_34 | Efficient Transformer | 0.181% | 0 | 1.2437 | Industrial_2027_Technical_MW_Before Competition Groups_Efficient Transformer
Industrial | Ind ¦ High Efficiency Welders | 2027 | Technical | MW | Before Competition Groups | 1.0012 | 0 | 0 | 687.2432 | 0.0014568 | 35 | Industrial_2027_Technical_MW_Before Competition Groups_35 | High Efficiency Welders | 0.1457% | 0 | 1.0012 | Industrial_2027_Technical_MW_Before Competition Groups_High Efficiency Welders
Industrial | Ind ¦ Engine Block Heater Timer | 2027 | Technical | MW | Before Competition Groups | 0.82603 | 0 | 0 | 687.2432 | 0.001202 | 36 | Industrial_2027_Technical_MW_Before Competition Groups_36 | Engine Block Heater Timer | 0.1202% | 0 | 0.82603 | Industrial_2027_Technical_MW_Before Competition Groups_Engine Block Heater Timer
Industrial | Ind ¦ Dairy Pre-Cooler | 2027 | Technical | MW | Before Competition Groups | 0.56076 | 0 | 0 | 687.2432 | 0.00081595 | 37 | Industrial_2027_Technical_MW_Before Competition Groups_37 | Dairy Pre-Cooler | 0.0816% | 0 | 0.56076 | Industrial_2027_Technical_MW_Before Competition Groups_Dairy Pre-Cooler
Industrial | Ind ¦ Air Compressor Heat Recovery | 2027 | Technical | MW | Before Competition Groups | 0.35957 | 0 | 0 | 687.2432 | 0.0005232 | 38 | Industrial_2027_Technical_MW_Before Competition Groups_38 | Air Compressor Heat Recovery | 0.05232% | 0 | 0.35957 | Industrial_2027_Technical_MW_Before Competition Groups_Air Compressor Heat Recovery
Industrial | Ind ¦ Optimize Compressed Air Dryer | 2027 | Technical | MW | Before Competition Groups | 0.26039 | 0 | 0 | 687.2432 | 0.00037889 | 39 | Industrial_2027_Technical_MW_Before Competition Groups_39 | Optimize Compressed Air Dryer | 0.03789% | 0 | 0.26039 | Industrial_2027_Technical_MW_Before Competition Groups_Optimize Compressed Air Dryer
Industrial | Ind ¦ Heat Lamps/Heat Pad | 2027 | Technical | MW | Before Competition Groups | 0.13284 | 0 | 0 | 687.2432 | 0.00019329 | 40 | Industrial_2027_Technical_MW_Before Competition Groups_40 | Heat Lamps/Heat Pad | 0.01933% | 0 | 0.13284 | Industrial_2027_Technical_MW_Before Competition Groups_Heat Lamps/Heat Pad
Industrial | Ind ¦ Efficient Refrigeration Compressor | 2027 | Technical | MW | Before Competition Groups | 0.11452 | 0 | 0 | 687.2432 | 0.00016663 | 41 | Industrial_2027_Technical_MW_Before Competition Groups_41 | Efficient Refrigeration Compressor | 0.01666% | 0 | 0.11452 | Industrial_2027_Technical_MW_Before Competition Groups_Efficient Refrigeration Compressor
Industrial | Ind ¦ Creep Heat Controller | 2027 | Technical | MW | Before Competition Groups | 0.10517 | 0 | 0 | 687.2432 | 0.00015303 | 42 | Industrial_2027_Technical_MW_Before Competition Groups_42 | Creep Heat Controller | 0.0153% | 0 | 0.10517 | Industrial_2027_Technical_MW_Before Competition Groups_Creep Heat Controller
Industrial | Ind ¦ Pump System Optimization | 2028 | Economic | MW | Before Competition Groups | 82.689 | 0 | 0 | 585.6785 | 0.14118 | 1 | Industrial_2028_Economic_MW_Before Competition Groups_1 | Pump System Optimization | 14.12% | 0 | 82.689 | Industrial_2028_Economic_MW_Before Competition Groups_Pump System Optimization
Industrial | Ind ¦ Air Leak Survey and Repair | 2028 | Economic | MW | Before Competition Groups | 74.5193 | 0 | 0 | 585.6785 | 0.12724 | 2 | Industrial_2028_Economic_MW_Before Competition Groups_2 | Air Leak Survey and Repair | 12.72% | 0 | 74.5193 | Industrial_2028_Economic_MW_Before Competition Groups_Air Leak Survey and Repair
Industrial | Ind ¦ Recommissioning | 2028 | Economic | MW | Before Competition Groups | 52.7851 | 0 | 0 | 585.6785 | 0.090126 | 3 | Industrial_2028_Economic_MW_Before Competition Groups_3 | Recommissioning | 9.013% | 0 | 52.7851 | Industrial_2028_Economic_MW_Before Competition Groups_Recommissioning
Industrial | Ind ¦ SEM | 2028 | Economic | MW | Before Competition Groups | 52.7851 | 0 | 0 | 585.6785 | 0.090126 | 4 | Industrial_2028_Economic_MW_Before Competition Groups_4 | SEM | 9.013% | 0 | 52.7851 | Industrial_2028_Economic_MW_Before Competition Groups_SEM
Industrial | Ind ¦ Air Compressor Optimization | 2028 | Economic | MW | Before Competition Groups | 51.9078 | 0 | 0 | 585.6785 | 0.088629 | 5 | Industrial_2028_Economic_MW_Before Competition Groups_5 | Air Compressor Optimization | 8.863% | 0 | 51.9078 | Industrial_2028_Economic_MW_Before Competition Groups_Air Compressor Optimization
Industrial | Ind ¦ Efficient Compressed Air Nozzles | 2028 | Economic | MW | Before Competition Groups | 50.7555 | 0 | 0 | 585.6785 | 0.086661 | 6 | Industrial_2028_Economic_MW_Before Competition Groups_6 | Efficient Compressed Air Nozzles | 8.666% | 0 | 50.7555 | Industrial_2028_Economic_MW_Before Competition Groups_Efficient Compressed Air Nozzles
Industrial | Ind ¦ Pump Equipment Upgrade | 2028 | Economic | MW | Before Competition Groups | 38.8428 | 0 | 0 | 585.6785 | 0.066321 | 7 | Industrial_2028_Economic_MW_Before Competition Groups_7 | Pump Equipment Upgrade | 6.632% | 0 | 38.8428 | Industrial_2028_Economic_MW_Before Competition Groups_Pump Equipment Upgrade
Industrial | Ind ¦ HE Lighting | 2028 | Economic | MW | Before Competition Groups | 32.628 | 0 | 0 | 585.6785 | 0.05571 | 8 | Industrial_2028_Economic_MW_Before Competition Groups_8 | HE Lighting | 5.571% | 0 | 32.628 | Industrial_2028_Economic_MW_Before Competition Groups_HE Lighting
Industrial | Ind ¦ High Efficiency HVAC Fans | 2028 | Economic | MW | Before Competition Groups | 25.1277 | 0 | 0 | 585.6785 | 0.042904 | 9 | Industrial_2028_Economic_MW_Before Competition Groups_9 | High Efficiency HVAC Fans | 4.29% | 0 | 25.1277 | Industrial_2028_Economic_MW_Before Competition Groups_High Efficiency HVAC Fans
Industrial | Ind ¦ Process Optimization (Elec) | 2028 | Economic | MW | Before Competition Groups | 21.4716 | 0 | 0 | 585.6785 | 0.036661 | 10 | Industrial_2028_Economic_MW_Before Competition Groups_10 | Process Optimization (Elec) | 3.666% | 0 | 21.4716 | Industrial_2028_Economic_MW_Before Competition Groups_Process Optimization (Elec)
Industrial | Ind ¦ Greenhouse Grow Lights | 2028 | Economic | MW | Before Competition Groups | 20.3739 | 0 | 0 | 585.6785 | 0.034787 | 11 | Industrial_2028_Economic_MW_Before Competition Groups_11 | Greenhouse Grow Lights | 3.479% | 0 | 20.3739 | Industrial_2028_Economic_MW_Before Competition Groups_Greenhouse Grow Lights
Industrial | Ind ¦ Fan System Optimization | 2028 | Economic | MW | Before Competition Groups | 18.4776 | 0 | 0 | 585.6785 | 0.031549 | 12 | Industrial_2028_Economic_MW_Before Competition Groups_12 | Fan System Optimization | 3.155% | 0 | 18.4776 | Industrial_2028_Economic_MW_Before Competition Groups_Fan System Optimization
Industrial | Ind ¦ Improved Controls - Process Cooling | 2028 | Economic | MW | Before Competition Groups | 13.709 | 0 | 0 | 585.6785 | 0.023407 | 13 | Industrial_2028_Economic_MW_Before Competition Groups_13 | Improved Controls - Process Cooling | 2.341% | 0 | 13.709 | Industrial_2028_Economic_MW_Before Competition Groups_Improved Controls - Process Cooling
Industrial | Ind ¦ Pulp and Paper Process Improvements | 2028 | Economic | MW | Before Competition Groups | 8.0554 | 0 | 0 | 585.6785 | 0.013754 | 14 | Industrial_2028_Economic_MW_Before Competition Groups_14 | Pulp and Paper Process Improvements | 1.375% | 0 | 8.0554 | Industrial_2028_Economic_MW_Before Competition Groups_Pulp and Paper Process Improvements
Industrial | Ind ¦ Material Handling Improvements | 2028 | Economic | MW | Before Competition Groups | 7.4812 | 0 | 0 | 585.6785 | 0.012774 | 15 | Industrial_2028_Economic_MW_Before Competition Groups_15 | Material Handling Improvements | 1.277% | 0 | 7.4812 | Industrial_2028_Economic_MW_Before Competition Groups_Material Handling Improvements
Industrial | Ind ¦ Refiner Plate Improvements | 2028 | Economic | MW | Before Competition Groups | 6.1107 | 0 | 0 | 585.6785 | 0.010434 | 16 | Industrial_2028_Economic_MW_Before Competition Groups_16 | Refiner Plate Improvements | 1.043% | 0 | 6.1107 | Industrial_2028_Economic_MW_Before Competition Groups_Refiner Plate Improvements
Industrial | Ind ¦ Cooling Tower Optimization | 2028 | Economic | MW | Before Competition Groups | 4.187 | 0 | 0 | 585.6785 | 0.0071489 | 17 | Industrial_2028_Economic_MW_Before Competition Groups_17 | Cooling Tower Optimization | 0.7149% | 0 | 4.187 | Industrial_2028_Economic_MW_Before Competition Groups_Cooling Tower Optimization
Industrial | Ind ¦ Free Cooling | 2028 | Economic | MW | Before Competition Groups | 3.5149 | 0 | 0 | 585.6785 | 0.0060013 | 18 | Industrial_2028_Economic_MW_Before Competition Groups_18 | Free Cooling | 0.6001% | 0 | 3.5149 | Industrial_2028_Economic_MW_Before Competition Groups_Free Cooling
Industrial | Ind ¦ Ventilation Optimization | 2028 | Economic | MW | Before Competition Groups | 3.4129 | 0 | 0 | 585.6785 | 0.0058272 | 19 | Industrial_2028_Economic_MW_Before Competition Groups_19 | Ventilation Optimization | 0.5827% | 0 | 3.4129 | Industrial_2028_Economic_MW_Before Competition Groups_Ventilation Optimization
Industrial | Ind ¦ VAV Conversion Project | 2028 | Economic | MW | Before Competition Groups | 2.9957 | 0 | 0 | 585.6785 | 0.0051149 | 20 | Industrial_2028_Economic_MW_Before Competition Groups_20 | VAV Conversion Project | 0.5115% | 0 | 2.9957 | Industrial_2028_Economic_MW_Before Competition Groups_VAV Conversion Project
Industrial | Ind ¦ Process Heat Recovery | 2028 | Economic | MW | Before Competition Groups | 2.7624 | 0 | 0 | 585.6785 | 0.0047165 | 21 | Industrial_2028_Economic_MW_Before Competition Groups_21 | Process Heat Recovery | 0.4717% | 0 | 2.7624 | Industrial_2028_Economic_MW_Before Competition Groups_Process Heat Recovery
Industrial | Ind ¦ High Efficiency Battery Charger | 2028 | Economic | MW | Before Competition Groups | 2.5459 | 0 | 0 | 585.6785 | 0.0043469 | 22 | Industrial_2028_Economic_MW_Before Competition Groups_22 | High Efficiency Battery Charger | 0.4347% | 0 | 2.5459 | Industrial_2028_Economic_MW_Before Competition Groups_High Efficiency Battery Charger
Industrial | Ind ¦ Process Improvements | 2028 | Economic | MW | Before Competition Groups | 2.1667 | 0 | 0 | 585.6785 | 0.0036995 | 23 | Industrial_2028_Economic_MW_Before Competition Groups_23 | Process Improvements | 0.3699% | 0 | 2.1667 | Industrial_2028_Economic_MW_Before Competition Groups_Process Improvements
Industrial | Ind ¦ Efficient Irrigation | 2028 | Economic | MW | Before Competition Groups | 2.0909 | 0 | 0 | 585.6785 | 0.00357 | 24 | Industrial_2028_Economic_MW_Before Competition Groups_24 | Efficient Irrigation | 0.357% | 0 | 2.0909 | Industrial_2028_Economic_MW_Before Competition Groups_Efficient Irrigation
Industrial | Ind ¦ Refrigeration Compressor VFD | 2028 | Economic | MW | Before Competition Groups | 1.3828 | 0 | 0 | 585.6785 | 0.002361 | 25 | Industrial_2028_Economic_MW_Before Competition Groups_25 | Refrigeration Compressor VFD | 0.2361% | 0 | 1.3828 | Industrial_2028_Economic_MW_Before Competition Groups_Refrigeration Compressor VFD
Industrial | Ind ¦ Improved Controls - Process Heating | 2028 | Economic | MW | Before Competition Groups | 1.3093 | 0 | 0 | 585.6785 | 0.0022356 | 26 | Industrial_2028_Economic_MW_Before Competition Groups_26 | Improved Controls - Process Heating | 0.2236% | 0 | 1.3093 | Industrial_2028_Economic_MW_Before Competition Groups_Improved Controls - Process Heating
Industrial | Ind ¦ Engine Block Heater Timer | 2028 | Economic | MW | Before Competition Groups | 0.82782 | 0 | 0 | 585.6785 | 0.0014134 | 27 | Industrial_2028_Economic_MW_Before Competition Groups_27 | Engine Block Heater Timer | 0.1413% | 0 | 0.82782 | Industrial_2028_Economic_MW_Before Competition Groups_Engine Block Heater Timer
Industrial | Ind ¦ Air Compressor Heat Recovery | 2028 | Economic | MW | Before Competition Groups | 0.3573 | 0 | 0 | 585.6785 | 0.00061006 | 28 | Industrial_2028_Economic_MW_Before Competition Groups_28 | Air Compressor Heat Recovery | 0.06101% | 0 | 0.3573 | Industrial_2028_Economic_MW_Before Competition Groups_Air Compressor Heat Recovery
Industrial | Ind ¦ Dairy Pre-Cooler | 2028 | Economic | MW | Before Competition Groups | 0.2817 | 0 | 0 | 585.6785 | 0.00048098 | 29 | Industrial_2028_Economic_MW_Before Competition Groups_29 | Dairy Pre-Cooler | 0.0481% | 0 | 0.2817 | Industrial_2028_Economic_MW_Before Competition Groups_Dairy Pre-Cooler
Industrial | Ind ¦ Efficient Refrigeration Compressor | 2028 | Economic | MW | Before Competition Groups | 0.11678 | 0 | 0 | 585.6785 | 0.00019939 | 30 | Industrial_2028_Economic_MW_Before Competition Groups_30 | Efficient Refrigeration Compressor | 0.01994% | 0 | 0.11678 | Industrial_2028_Economic_MW_Before Competition Groups_Efficient Refrigeration Compressor
Industrial | Ind ¦ Heat Lamps/Heat Pad | 2028 | Economic | MW | Before Competition Groups | 0.0070026 | 0 | 0 | 585.6785 | 1.1956e-05 | 31 | Industrial_2028_Economic_MW_Before Competition Groups_31 | Heat Lamps/Heat Pad | 0.001196% | 0 | 0.0070026 | Industrial_2028_Economic_MW_Before Competition Groups_Heat Lamps/Heat Pad
Industrial | Ind ¦ Air Compressor Optimization | 2028 | SC A | MW | Before Competition Groups | 33.1566 | 0 | 0 | 175.9948 | 0.1884 | 1 | Industrial_2028_SC A_MW_Before Competition Groups_1 | Air Compressor Optimization | 18.84% | 0 | 33.1566 | Industrial_2028_SC A_MW_Before Competition Groups_Air Compressor Optimization
Industrial | Ind ¦ Pump System Optimization | 2028 | SC A | MW | Before Competition Groups | 28.2672 | 0 | 0 | 175.9948 | 0.16061 | 2 | Industrial_2028_SC A_MW_Before Competition Groups_2 | Pump System Optimization | 16.06% | 0 | 28.2672 | Industrial_2028_SC A_MW_Before Competition Groups_Pump System Optimization
Industrial | Ind ¦ Air Leak Survey and Repair | 2028 | SC A | MW | Before Competition Groups | 20.403 | 0 | 0 | 175.9948 | 0.11593 | 3 | Industrial_2028_SC A_MW_Before Competition Groups_3 | Air Leak Survey and Repair | 11.59% | 0 | 20.403 | Industrial_2028_SC A_MW_Before Competition Groups_Air Leak Survey and Repair
Industrial | Ind ¦ Recommissioning | 2028 | SC A | MW | Before Competition Groups | 14.444 | 0 | 0 | 175.9948 | 0.082071 | 4 | Industrial_2028_SC A_MW_Before Competition Groups_4 | Recommissioning | 8.207% | 0 | 14.444 | Industrial_2028_SC A_MW_Before Competition Groups_Recommissioning
Industrial | Ind ¦ SEM | 2028 | SC A | MW | Before Competition Groups | 14.444 | 0 | 0 | 175.9948 | 0.082071 | 5 | Industrial_2028_SC A_MW_Before Competition Groups_5 | SEM | 8.207% | 0 | 14.444 | Industrial_2028_SC A_MW_Before Competition Groups_SEM
Industrial | Ind ¦ Pump Equipment Upgrade | 2028 | SC A | MW | Before Competition Groups | 12.5873 | 0 | 0 | 175.9948 | 0.071521 | 6 | Industrial_2028_SC A_MW_Before Competition Groups_6 | Pump Equipment Upgrade | 7.152% | 0 | 12.5873 | Industrial_2028_SC A_MW_Before Competition Groups_Pump Equipment Upgrade
Industrial | Ind ¦ Fan System Optimization | 2028 | SC A | MW | Before Competition Groups | 11.3062 | 0 | 0 | 175.9948 | 0.064242 | 7 | Industrial_2028_SC A_MW_Before Competition Groups_7 | Fan System Optimization | 6.424% | 0 | 11.3062 | Industrial_2028_SC A_MW_Before Competition Groups_Fan System Optimization
Industrial | Ind ¦ Efficient Compressed Air Nozzles | 2028 | SC A | MW | Before Competition Groups | 10.7149 | 0 | 0 | 175.9948 | 0.060882 | 8 | Industrial_2028_SC A_MW_Before Competition Groups_8 | Efficient Compressed Air Nozzles | 6.088% | 0 | 10.7149 | Industrial_2028_SC A_MW_Before Competition Groups_Efficient Compressed Air Nozzles
Industrial | Ind ¦ High Efficiency HVAC Fans | 2028 | SC A | MW | Before Competition Groups | 8.6513 | 0 | 0 | 175.9948 | 0.049157 | 9 | Industrial_2028_SC A_MW_Before Competition Groups_9 | High Efficiency HVAC Fans | 4.916% | 0 | 8.6513 | Industrial_2028_SC A_MW_Before Competition Groups_High Efficiency HVAC Fans
Industrial | Ind ¦ Greenhouse Grow Lights | 2028 | SC A | MW | Before Competition Groups | 4.5092 | 0 | 0 | 175.9948 | 0.025621 | 10 | Industrial_2028_SC A_MW_Before Competition Groups_10 | Greenhouse Grow Lights | 2.562% | 0 | 4.5092 | Industrial_2028_SC A_MW_Before Competition Groups_Greenhouse Grow Lights
Industrial | Ind ¦ Improved Controls - Process Cooling | 2028 | SC A | MW | Before Competition Groups | 3.8853 | 0 | 0 | 175.9948 | 0.022076 | 11 | Industrial_2028_SC A_MW_Before Competition Groups_11 | Improved Controls - Process Cooling | 2.208% | 0 | 3.8853 | Industrial_2028_SC A_MW_Before Competition Groups_Improved Controls - Process Cooling
Industrial | Ind ¦ Material Handling Improvements | 2028 | SC A | MW | Before Competition Groups | 2.9996 | 0 | 0 | 175.9948 | 0.017044 | 12 | Industrial_2028_SC A_MW_Before Competition Groups_12 | Material Handling Improvements | 1.704% | 0 | 2.9996 | Industrial_2028_SC A_MW_Before Competition Groups_Material Handling Improvements
Industrial | Ind ¦ Process Optimization (Elec) | 2028 | SC A | MW | Before Competition Groups | 2.5878 | 0 | 0 | 175.9948 | 0.014704 | 13 | Industrial_2028_SC A_MW_Before Competition Groups_13 | Process Optimization (Elec) | 1.47% | 0 | 2.5878 | Industrial_2028_SC A_MW_Before Competition Groups_Process Optimization (Elec)
Industrial | Ind ¦ Refiner Plate Improvements | 2028 | SC A | MW | Before Competition Groups | 1.2211 | 0 | 0 | 175.9948 | 0.0069384 | 14 | Industrial_2028_SC A_MW_Before Competition Groups_14 | Refiner Plate Improvements | 0.6938% | 0 | 1.2211 | Industrial_2028_SC A_MW_Before Competition Groups_Refiner Plate Improvements
Industrial | Ind ¦ Ventilation Optimization | 2028 | SC A | MW | Before Competition Groups | 0.93773 | 0 | 0 | 175.9948 | 0.0053282 | 15 | Industrial_2028_SC A_MW_Before Competition Groups_15 | Ventilation Optimization | 0.5328% | 0 | 0.93773 | Industrial_2028_SC A_MW_Before Competition Groups_Ventilation Optimization
Industrial | Ind ¦ VAV Conversion Project | 2028 | SC A | MW | Before Competition Groups | 0.87772 | 0 | 0 | 175.9948 | 0.0049872 | 16 | Industrial_2028_SC A_MW_Before Competition Groups_16 | VAV Conversion Project | 0.4987% | 0 | 0.87772 | Industrial_2028_SC A_MW_Before Competition Groups_VAV Conversion Project
Industrial | Ind ¦ Pulp and Paper Process Improvements | 2028 | SC A | MW | Before Competition Groups | 0.77525 | 0 | 0 | 175.9948 | 0.0044049 | 17 | Industrial_2028_SC A_MW_Before Competition Groups_17 | Pulp and Paper Process Improvements | 0.4405% | 0 | 0.77525 | Industrial_2028_SC A_MW_Before Competition Groups_Pulp and Paper Process Improvements
Industrial | Ind ¦ HE Lighting | 2028 | SC A | MW | Before Competition Groups | 0.75055 | 0 | 0 | 175.9948 | 0.0042646 | 18 | Industrial_2028_SC A_MW_Before Competition Groups_18 | HE Lighting | 0.4265% | 0 | 0.75055 | Industrial_2028_SC A_MW_Before Competition Groups_HE Lighting
Industrial | Ind ¦ Process Heat Recovery | 2028 | SC A | MW | Before Competition Groups | 0.73476 | 0 | 0 | 175.9948 | 0.0041749 | 19 | Industrial_2028_SC A_MW_Before Competition Groups_19 | Process Heat Recovery | 0.4175% | 0 | 0.73476 | Industrial_2028_SC A_MW_Before Competition Groups_Process Heat Recovery
Industrial | Ind ¦ Process Improvements | 2028 | SC A | MW | Before Competition Groups | 0.55114 | 0 | 0 | 175.9948 | 0.0031316 | 20 | Industrial_2028_SC A_MW_Before Competition Groups_20 | Process Improvements | 0.3132% | 0 | 0.55114 | Industrial_2028_SC A_MW_Before Competition Groups_Process Improvements
Industrial | Ind ¦ High Efficiency Battery Charger | 2028 | SC A | MW | Before Competition Groups | 0.51451 | 0 | 0 | 175.9948 | 0.0029235 | 21 | Industrial_2028_SC A_MW_Before Competition Groups_21 | High Efficiency Battery Charger | 0.2923% | 0 | 0.51451 | Industrial_2028_SC A_MW_Before Competition Groups_High Efficiency Battery Charger
Industrial | Ind ¦ Refrigeration Compressor VFD | 2028 | SC A | MW | Before Competition Groups | 0.38923 | 0 | 0 | 175.9948 | 0.0022116 | 22 | Industrial_2028_SC A_MW_Before Competition Groups_22 | Refrigeration Compressor VFD | 0.2212% | 0 | 0.38923 | Industrial_2028_SC A_MW_Before Competition Groups_Refrigeration Compressor VFD
Industrial | Ind ¦ Improved Controls - Process Heating | 2028 | SC A | MW | Before Competition Groups | 0.36514 | 0 | 0 | 175.9948 | 0.0020747 | 23 | Industrial_2028_SC A_MW_Before Competition Groups_23 | Improved Controls - Process Heating | 0.2075% | 0 | 0.36514 | Industrial_2028_SC A_MW_Before Competition Groups_Improved Controls - Process Heating
Industrial | Ind ¦ Cooling Tower Optimization | 2028 | SC A | MW | Before Competition Groups | 0.29795 | 0 | 0 | 175.9948 | 0.001693 | 24 | Industrial_2028_SC A_MW_Before Competition Groups_24 | Cooling Tower Optimization | 0.1693% | 0 | 0.29795 | Industrial_2028_SC A_MW_Before Competition Groups_Cooling Tower Optimization
Industrial | Ind ¦ Engine Block Heater Timer | 2028 | SC A | MW | Before Competition Groups | 0.21681 | 0 | 0 | 175.9948 | 0.0012319 | 25 | Industrial_2028_SC A_MW_Before Competition Groups_25 | Engine Block Heater Timer | 0.1232% | 0 | 0.21681 | Industrial_2028_SC A_MW_Before Competition Groups_Engine Block Heater Timer
Industrial | Ind ¦ Dairy Pre-Cooler | 2028 | SC A | MW | Before Competition Groups | 0.11136 | 0 | 0 | 175.9948 | 0.00063273 | 26 | Industrial_2028_SC A_MW_Before Competition Groups_26 | Dairy Pre-Cooler | 0.06327% | 0 | 0.11136 | Industrial_2028_SC A_MW_Before Competition Groups_Dairy Pre-Cooler
Industrial | Ind ¦ Efficient Irrigation | 2028 | SC A | MW | Before Competition Groups | 0.10664 | 0 | 0 | 175.9948 | 0.00060592 | 27 | Industrial_2028_SC A_MW_Before Competition Groups_27 | Efficient Irrigation | 0.06059% | 0 | 0.10664 | Industrial_2028_SC A_MW_Before Competition Groups_Efficient Irrigation
Industrial | Ind ¦ Air Compressor Heat Recovery | 2028 | SC A | MW | Before Competition Groups | 0.099282 | 0 | 0 | 175.9948 | 0.00056412 | 28 | Industrial_2028_SC A_MW_Before Competition Groups_28 | Air Compressor Heat Recovery | 0.05641% | 0 | 0.099282 | Industrial_2028_SC A_MW_Before Competition Groups_Air Compressor Heat Recovery
Industrial | Ind ¦ Efficient Refrigeration Compressor | 2028 | SC A | MW | Before Competition Groups | 0.062214 | 0 | 0 | 175.9948 | 0.0003535 | 29 | Industrial_2028_SC A_MW_Before Competition Groups_29 | Efficient Refrigeration Compressor | 0.03535% | 0 | 0.062214 | Industrial_2028_SC A_MW_Before Competition Groups_Efficient Refrigeration Compressor
Industrial | Ind ¦ Heat Lamps/Heat Pad | 2028 | SC A | MW | Before Competition Groups | 0.020194 | 0 | 0 | 175.9948 | 0.00011474 | 30 | Industrial_2028_SC A_MW_Before Competition Groups_30 | Heat Lamps/Heat Pad | 0.01147% | 0 | 0.020194 | Industrial_2028_SC A_MW_Before Competition Groups_Heat Lamps/Heat Pad
Industrial | Ind ¦ Free Cooling | 2028 | SC A | MW | Before Competition Groups | 0.0068593 | 0 | 0 | 175.9948 | 3.8975e-05 | 31 | Industrial_2028_SC A_MW_Before Competition Groups_31 | Free Cooling | 0.003897% | 0 | 0.0068593 | Industrial_2028_SC A_MW_Before Competition Groups_Free Cooling
Industrial | Ind ¦ Air Leak Survey and Repair | 2028 | SC B | MW | Before Competition Groups | 48.3762 | 0 | 0 | 318.0138 | 0.15212 | 1 | Industrial_2028_SC B_MW_Before Competition Groups_1 | Air Leak Survey and Repair | 15.21% | 0 | 48.3762 | Industrial_2028_SC B_MW_Before Competition Groups_Air Leak Survey and Repair
Industrial | Ind ¦ Pump System Optimization | 2028 | SC B | MW | Before Competition Groups | 37.374 | 0 | 0 | 318.0138 | 0.11752 | 2 | Industrial_2028_SC B_MW_Before Competition Groups_2 | Pump System Optimization | 11.75% | 0 | 37.374 | Industrial_2028_SC B_MW_Before Competition Groups_Pump System Optimization
Industrial | Ind ¦ Recommissioning | 2028 | SC B | MW | Before Competition Groups | 34.2411 | 0 | 0 | 318.0138 | 0.10767 | 3 | Industrial_2028_SC B_MW_Before Competition Groups_3 | Recommissioning | 10.77% | 0 | 34.2411 | Industrial_2028_SC B_MW_Before Competition Groups_Recommissioning
Industrial | Ind ¦ SEM | 2028 | SC B | MW | Before Competition Groups | 34.2411 | 0 | 0 | 318.0138 | 0.10767 | 4 | Industrial_2028_SC B_MW_Before Competition Groups_4 | SEM | 10.77% | 0 | 34.2411 | Industrial_2028_SC B_MW_Before Competition Groups_SEM
Industrial | Ind ¦ Air Compressor Optimization | 2028 | SC B | MW | Before Competition Groups | 33.1566 | 0 | 0 | 318.0138 | 0.10426 | 5 | Industrial_2028_SC B_MW_Before Competition Groups_5 | Air Compressor Optimization | 10.43% | 0 | 33.1566 | Industrial_2028_SC B_MW_Before Competition Groups_Air Compressor Optimization
Industrial | Ind ¦ Efficient Compressed Air Nozzles | 2028 | SC B | MW | Before Competition Groups | 25.5309 | 0 | 0 | 318.0138 | 0.080282 | 6 | Industrial_2028_SC B_MW_Before Competition Groups_6 | Efficient Compressed Air Nozzles | 8.028% | 0 | 25.5309 | Industrial_2028_SC B_MW_Before Competition Groups_Efficient Compressed Air Nozzles
Industrial | Ind ¦ Pump Equipment Upgrade | 2028 | SC B | MW | Before Competition Groups | 16.2203 | 0 | 0 | 318.0138 | 0.051005 | 7 | Industrial_2028_SC B_MW_Before Competition Groups_7 | Pump Equipment Upgrade | 5.101% | 0 | 16.2203 | Industrial_2028_SC B_MW_Before Competition Groups_Pump Equipment Upgrade
Industrial | Ind ¦ High Efficiency HVAC Fans | 2028 | SC B | MW | Before Competition Groups | 15.3795 | 0 | 0 | 318.0138 | 0.048361 | 8 | Industrial_2028_SC B_MW_Before Competition Groups_8 | High Efficiency HVAC Fans | 4.836% | 0 | 15.3795 | Industrial_2028_SC B_MW_Before Competition Groups_High Efficiency HVAC Fans
Industrial | Ind ¦ Fan System Optimization | 2028 | SC B | MW | Before Competition Groups | 12.0819 | 0 | 0 | 318.0138 | 0.037992 | 9 | Industrial_2028_SC B_MW_Before Competition Groups_9 | Fan System Optimization | 3.799% | 0 | 12.0819 | Industrial_2028_SC B_MW_Before Competition Groups_Fan System Optimization
Industrial | Ind ¦ Greenhouse Grow Lights | 2028 | SC B | MW | Before Competition Groups | 10.8165 | 0 | 0 | 318.0138 | 0.034013 | 10 | Industrial_2028_SC B_MW_Before Competition Groups_10 | Greenhouse Grow Lights | 3.401% | 0 | 10.8165 | Industrial_2028_SC B_MW_Before Competition Groups_Greenhouse Grow Lights
Industrial | Ind ¦ Improved Controls - Process Cooling | 2028 | SC B | MW | Before Competition Groups | 9.2334 | 0 | 0 | 318.0138 | 0.029035 | 11 | Industrial_2028_SC B_MW_Before Competition Groups_11 | Improved Controls - Process Cooling | 2.903% | 0 | 9.2334 | Industrial_2028_SC B_MW_Before Competition Groups_Improved Controls - Process Cooling
Industrial | Ind ¦ HE Lighting | 2028 | SC B | MW | Before Competition Groups | 9.0312 | 0 | 0 | 318.0138 | 0.028399 | 12 | Industrial_2028_SC B_MW_Before Competition Groups_12 | HE Lighting | 2.84% | 0 | 9.0312 | Industrial_2028_SC B_MW_Before Competition Groups_HE Lighting
Industrial | Ind ¦ Pulp and Paper Process Improvements | 2028 | SC B | MW | Before Competition Groups | 4.8292 | 0 | 0 | 318.0138 | 0.015185 | 13 | Industrial_2028_SC B_MW_Before Competition Groups_13 | Pulp and Paper Process Improvements | 1.519% | 0 | 4.8292 | Industrial_2028_SC B_MW_Before Competition Groups_Pulp and Paper Process Improvements
Industrial | Ind ¦ Material Handling Improvements | 2028 | SC B | MW | Before Competition Groups | 4.7208 | 0 | 0 | 318.0138 | 0.014845 | 14 | Industrial_2028_SC B_MW_Before Competition Groups_14 | Material Handling Improvements | 1.484% | 0 | 4.7208 | Industrial_2028_SC B_MW_Before Competition Groups_Material Handling Improvements
Industrial | Ind ¦ Refiner Plate Improvements | 2028 | SC B | MW | Before Competition Groups | 2.9547 | 0 | 0 | 318.0138 | 0.0092911 | 15 | Industrial_2028_SC B_MW_Before Competition Groups_15 | Refiner Plate Improvements | 0.9291% | 0 | 2.9547 | Industrial_2028_SC B_MW_Before Competition Groups_Refiner Plate Improvements
Industrial | Ind ¦ Cooling Tower Optimization | 2028 | SC B | MW | Before Competition Groups | 2.7485 | 0 | 0 | 318.0138 | 0.0086427 | 16 | Industrial_2028_SC B_MW_Before Competition Groups_16 | Cooling Tower Optimization | 0.8643% | 0 | 2.7485 | Industrial_2028_SC B_MW_Before Competition Groups_Cooling Tower Optimization
Industrial | Ind ¦ Process Optimization (Elec) | 2028 | SC B | MW | Before Competition Groups | 2.5878 | 0 | 0 | 318.0138 | 0.0081373 | 17 | Industrial_2028_SC B_MW_Before Competition Groups_17 | Process Optimization (Elec) | 0.8137% | 0 | 2.5878 | Industrial_2028_SC B_MW_Before Competition Groups_Process Optimization (Elec)
Industrial | Ind ¦ Free Cooling | 2028 | SC B | MW | Before Competition Groups | 2.4916 | 0 | 0 | 318.0138 | 0.0078349 | 18 | Industrial_2028_SC B_MW_Before Competition Groups_18 | Free Cooling | 0.7835% | 0 | 2.4916 | Industrial_2028_SC B_MW_Before Competition Groups_Free Cooling
Industrial | Ind ¦ Ventilation Optimization | 2028 | SC B | MW | Before Competition Groups | 2.1467 | 0 | 0 | 318.0138 | 0.0067503 | 19 | Industrial_2028_SC B_MW_Before Competition Groups_19 | Ventilation Optimization | 0.675% | 0 | 2.1467 | Industrial_2028_SC B_MW_Before Competition Groups_Ventilation Optimization
Industrial | Ind ¦ VAV Conversion Project | 2028 | SC B | MW | Before Competition Groups | 2.1335 | 0 | 0 | 318.0138 | 0.0067089 | 20 | Industrial_2028_SC B_MW_Before Competition Groups_20 | VAV Conversion Project | 0.6709% | 0 | 2.1335 | Industrial_2028_SC B_MW_Before Competition Groups_VAV Conversion Project
Industrial | Ind ¦ Process Heat Recovery | 2028 | SC B | MW | Before Competition Groups | 1.7576 | 0 | 0 | 318.0138 | 0.0055269 | 21 | Industrial_2028_SC B_MW_Before Competition Groups_21 | Process Heat Recovery | 0.5527% | 0 | 1.7576 | Industrial_2028_SC B_MW_Before Competition Groups_Process Heat Recovery
Industrial | Ind ¦ High Efficiency Battery Charger | 2028 | SC B | MW | Before Competition Groups | 1.4682 | 0 | 0 | 318.0138 | 0.0046169 | 22 | Industrial_2028_SC B_MW_Before Competition Groups_22 | High Efficiency Battery Charger | 0.4617% | 0 | 1.4682 | Industrial_2028_SC B_MW_Before Competition Groups_High Efficiency Battery Charger
Industrial | Ind ¦ Process Improvements | 2028 | SC B | MW | Before Competition Groups | 1.3711 | 0 | 0 | 318.0138 | 0.0043116 | 23 | Industrial_2028_SC B_MW_Before Competition Groups_23 | Process Improvements | 0.4312% | 0 | 1.3711 | Industrial_2028_SC B_MW_Before Competition Groups_Process Improvements
Industrial | Ind ¦ Improved Controls - Process Heating | 2028 | SC B | MW | Before Competition Groups | 0.85811 | 0 | 0 | 318.0138 | 0.0026983 | 24 | Industrial_2028_SC B_MW_Before Competition Groups_24 | Improved Controls - Process Heating | 0.2698% | 0 | 0.85811 | Industrial_2028_SC B_MW_Before Competition Groups_Improved Controls - Process Heating
Industrial | Ind ¦ Refrigeration Compressor VFD | 2028 | SC B | MW | Before Competition Groups | 0.83595 | 0 | 0 | 318.0138 | 0.0026287 | 25 | Industrial_2028_SC B_MW_Before Competition Groups_25 | Refrigeration Compressor VFD | 0.2629% | 0 | 0.83595 | Industrial_2028_SC B_MW_Before Competition Groups_Refrigeration Compressor VFD
Industrial | Ind ¦ Engine Block Heater Timer | 2028 | SC B | MW | Before Competition Groups | 0.51732 | 0 | 0 | 318.0138 | 0.0016267 | 26 | Industrial_2028_SC B_MW_Before Competition Groups_26 | Engine Block Heater Timer | 0.1627% | 0 | 0.51732 | Industrial_2028_SC B_MW_Before Competition Groups_Engine Block Heater Timer
Industrial | Ind ¦ Efficient Irrigation | 2028 | SC B | MW | Before Competition Groups | 0.39451 | 0 | 0 | 318.0138 | 0.0012405 | 27 | Industrial_2028_SC B_MW_Before Competition Groups_27 | Efficient Irrigation | 0.1241% | 0 | 0.39451 | Industrial_2028_SC B_MW_Before Competition Groups_Efficient Irrigation
Industrial | Ind ¦ Air Compressor Heat Recovery | 2028 | SC B | MW | Before Competition Groups | 0.23487 | 0 | 0 | 318.0138 | 0.00073855 | 28 | Industrial_2028_SC B_MW_Before Competition Groups_28 | Air Compressor Heat Recovery | 0.07385% | 0 | 0.23487 | Industrial_2028_SC B_MW_Before Competition Groups_Air Compressor Heat Recovery
Industrial | Ind ¦ Dairy Pre-Cooler | 2028 | SC B | MW | Before Competition Groups | 0.16284 | 0 | 0 | 318.0138 | 0.00051206 | 29 | Industrial_2028_SC B_MW_Before Competition Groups_29 | Dairy Pre-Cooler | 0.05121% | 0 | 0.16284 | Industrial_2028_SC B_MW_Before Competition Groups_Dairy Pre-Cooler
Industrial | Ind ¦ Efficient Refrigeration Compressor | 2028 | SC B | MW | Before Competition Groups | 0.087767 | 0 | 0 | 318.0138 | 0.00027599 | 30 | Industrial_2028_SC B_MW_Before Competition Groups_30 | Efficient Refrigeration Compressor | 0.0276% | 0 | 0.087767 | Industrial_2028_SC B_MW_Before Competition Groups_Efficient Refrigeration Compressor
Industrial | Ind ¦ Heat Lamps/Heat Pad | 2028 | SC B | MW | Before Competition Groups | 0.029892 | 0 | 0 | 318.0138 | 9.3997e-05 | 31 | Industrial_2028_SC B_MW_Before Competition Groups_31 | Heat Lamps/Heat Pad | 0.0094% | 0 | 0.029892 | Industrial_2028_SC B_MW_Before Competition Groups_Heat Lamps/Heat Pad
Industrial | Ind ¦ Pump System Optimization | 2028 | SC C | MW | Before Competition Groups | 37.374 | 0 | 0 | 201.051 | 0.18589 | 1 | Industrial_2028_SC C_MW_Before Competition Groups_1 | Pump System Optimization | 18.59% | 0 | 37.374 | Industrial_2028_SC C_MW_Before Competition Groups_Pump System Optimization
Industrial | Ind ¦ Air Compressor Optimization | 2028 | SC C | MW | Before Competition Groups | 33.1566 | 0 | 0 | 201.051 | 0.16492 | 2 | Industrial_2028_SC C_MW_Before Competition Groups_2 | Air Compressor Optimization | 16.49% | 0 | 33.1566 | Industrial_2028_SC C_MW_Before Competition Groups_Air Compressor Optimization
Industrial | Ind ¦ Air Leak Survey and Repair | 2028 | SC C | MW | Before Competition Groups | 20.403 | 0 | 0 | 201.051 | 0.10148 | 3 | Industrial_2028_SC C_MW_Before Competition Groups_3 | Air Leak Survey and Repair | 10.15% | 0 | 20.403 | Industrial_2028_SC C_MW_Before Competition Groups_Air Leak Survey and Repair
Industrial | Ind ¦ Pump Equipment Upgrade | 2028 | SC C | MW | Before Competition Groups | 16.2203 | 0 | 0 | 201.051 | 0.080678 | 4 | Industrial_2028_SC C_MW_Before Competition Groups_4 | Pump Equipment Upgrade | 8.068% | 0 | 16.2203 | Industrial_2028_SC C_MW_Before Competition Groups_Pump Equipment Upgrade
Industrial | Ind ¦ Recommissioning | 2028 | SC C | MW | Before Competition Groups | 14.444 | 0 | 0 | 201.051 | 0.071843 | 5 | Industrial_2028_SC C_MW_Before Competition Groups_5 | Recommissioning | 7.184% | 0 | 14.444 | Industrial_2028_SC C_MW_Before Competition Groups_Recommissioning
Industrial | Ind ¦ SEM | 2028 | SC C | MW | Before Competition Groups | 14.444 | 0 | 0 | 201.051 | 0.071843 | 6 | Industrial_2028_SC C_MW_Before Competition Groups_6 | SEM | 7.184% | 0 | 14.444 | Industrial_2028_SC C_MW_Before Competition Groups_SEM
Industrial | Ind ¦ Fan System Optimization | 2028 | SC C | MW | Before Competition Groups | 12.0819 | 0 | 0 | 201.051 | 0.060094 | 7 | Industrial_2028_SC C_MW_Before Competition Groups_7 | Fan System Optimization | 6.009% | 0 | 12.0819 | Industrial_2028_SC C_MW_Before Competition Groups_Fan System Optimization
Industrial | Ind ¦ Efficient Compressed Air Nozzles | 2028 | SC C | MW | Before Competition Groups | 10.7149 | 0 | 0 | 201.051 | 0.053294 | 8 | Industrial_2028_SC C_MW_Before Competition Groups_8 | Efficient Compressed Air Nozzles | 5.329% | 0 | 10.7149 | Industrial_2028_SC C_MW_Before Competition Groups_Efficient Compressed Air Nozzles
Industrial | Ind ¦ High Efficiency HVAC Fans | 2028 | SC C | MW | Before Competition Groups | 8.6513 | 0 | 0 | 201.051 | 0.04303 | 9 | Industrial_2028_SC C_MW_Before Competition Groups_9 | High Efficiency HVAC Fans | 4.303% | 0 | 8.6513 | Industrial_2028_SC C_MW_Before Competition Groups_High Efficiency HVAC Fans
Industrial | Ind ¦ Greenhouse Grow Lights | 2028 | SC C | MW | Before Competition Groups | 6.5966 | 0 | 0 | 201.051 | 0.03281 | 10 | Industrial_2028_SC C_MW_Before Competition Groups_10 | Greenhouse Grow Lights | 3.281% | 0 | 6.5966 | Industrial_2028_SC C_MW_Before Competition Groups_Greenhouse Grow Lights
Industrial | Ind ¦ Improved Controls - Process Cooling | 2028 | SC C | MW | Before Competition Groups | 3.8923 | 0 | 0 | 201.051 | 0.01936 | 11 | Industrial_2028_SC C_MW_Before Competition Groups_11 | Improved Controls - Process Cooling | 1.936% | 0 | 3.8923 | Industrial_2028_SC C_MW_Before Competition Groups_Improved Controls - Process Cooling
Industrial | Ind ¦ HE Lighting | 2028 | SC C | MW | Before Competition Groups | 3.6893 | 0 | 0 | 201.051 | 0.01835 | 12 | Industrial_2028_SC C_MW_Before Competition Groups_12 | HE Lighting | 1.835% | 0 | 3.6893 | Industrial_2028_SC C_MW_Before Competition Groups_HE Lighting
Industrial | Ind ¦ Material Handling Improvements | 2028 | SC C | MW | Before Competition Groups | 2.9996 | 0 | 0 | 201.051 | 0.01492 | 13 | Industrial_2028_SC C_MW_Before Competition Groups_13 | Material Handling Improvements | 1.492% | 0 | 2.9996 | Industrial_2028_SC C_MW_Before Competition Groups_Material Handling Improvements
Industrial | Ind ¦ Cooling Tower Optimization | 2028 | SC C | MW | Before Competition Groups | 2.7485 | 0 | 0 | 201.051 | 0.013671 | 14 | Industrial_2028_SC C_MW_Before Competition Groups_14 | Cooling Tower Optimization | 1.367% | 0 | 2.7485 | Industrial_2028_SC C_MW_Before Competition Groups_Cooling Tower Optimization
Industrial | Ind ¦ Process Optimization (Elec) | 2028 | SC C | MW | Before Competition Groups | 2.5878 | 0 | 0 | 201.051 | 0.012871 | 15 | Industrial_2028_SC C_MW_Before Competition Groups_15 | Process Optimization (Elec) | 1.287% | 0 | 2.5878 | Industrial_2028_SC C_MW_Before Competition Groups_Process Optimization (Elec)
Industrial | Ind ¦ Ventilation Optimization | 2028 | SC C | MW | Before Competition Groups | 2.1467 | 0 | 0 | 201.051 | 0.010677 | 16 | Industrial_2028_SC C_MW_Before Competition Groups_16 | Ventilation Optimization | 1.068% | 0 | 2.1467 | Industrial_2028_SC C_MW_Before Competition Groups_Ventilation Optimization
Industrial | Ind ¦ Pulp and Paper Process Improvements | 2028 | SC C | MW | Before Competition Groups | 2.0012 | 0 | 0 | 201.051 | 0.0099535 | 17 | Industrial_2028_SC C_MW_Before Competition Groups_17 | Pulp and Paper Process Improvements | 0.9954% | 0 | 2.0012 | Industrial_2028_SC C_MW_Before Competition Groups_Pulp and Paper Process Improvements
Industrial | Ind ¦ Refiner Plate Improvements | 2028 | SC C | MW | Before Competition Groups | 1.2211 | 0 | 0 | 201.051 | 0.0060737 | 18 | Industrial_2028_SC C_MW_Before Competition Groups_18 | Refiner Plate Improvements | 0.6074% | 0 | 1.2211 | Industrial_2028_SC C_MW_Before Competition Groups_Refiner Plate Improvements
Industrial | Ind ¦ Free Cooling | 2028 | SC C | MW | Before Competition Groups | 1.0729 | 0 | 0 | 201.051 | 0.0053365 | 19 | Industrial_2028_SC C_MW_Before Competition Groups_19 | Free Cooling | 0.5337% | 0 | 1.0729 | Industrial_2028_SC C_MW_Before Competition Groups_Free Cooling
Industrial | Ind ¦ VAV Conversion Project | 2028 | SC C | MW | Before Competition Groups | 0.89832 | 0 | 0 | 201.051 | 0.0044681 | 20 | Industrial_2028_SC C_MW_Before Competition Groups_20 | VAV Conversion Project | 0.4468% | 0 | 0.89832 | Industrial_2028_SC C_MW_Before Competition Groups_VAV Conversion Project
Industrial | Ind ¦ High Efficiency Battery Charger | 2028 | SC C | MW | Before Competition Groups | 0.78236 | 0 | 0 | 201.051 | 0.0038914 | 21 | Industrial_2028_SC C_MW_Before Competition Groups_21 | High Efficiency Battery Charger | 0.3891% | 0 | 0.78236 | Industrial_2028_SC C_MW_Before Competition Groups_High Efficiency Battery Charger
Industrial | Ind ¦ Process Heat Recovery | 2028 | SC C | MW | Before Competition Groups | 0.73476 | 0 | 0 | 201.051 | 0.0036546 | 22 | Industrial_2028_SC C_MW_Before Competition Groups_22 | Process Heat Recovery | 0.3655% | 0 | 0.73476 | Industrial_2028_SC C_MW_Before Competition Groups_Process Heat Recovery
Industrial | Ind ¦ Process Improvements | 2028 | SC C | MW | Before Competition Groups | 0.57825 | 0 | 0 | 201.051 | 0.0028761 | 23 | Industrial_2028_SC C_MW_Before Competition Groups_23 | Process Improvements | 0.2876% | 0 | 0.57825 | Industrial_2028_SC C_MW_Before Competition Groups_Process Improvements
Industrial | Ind ¦ Refrigeration Compressor VFD | 2028 | SC C | MW | Before Competition Groups | 0.55532 | 0 | 0 | 201.051 | 0.0027621 | 24 | Industrial_2028_SC C_MW_Before Competition Groups_24 | Refrigeration Compressor VFD | 0.2762% | 0 | 0.55532 | Industrial_2028_SC C_MW_Before Competition Groups_Refrigeration Compressor VFD
Industrial | Ind ¦ Improved Controls - Process Heating | 2028 | SC C | MW | Before Competition Groups | 0.3658 | 0 | 0 | 201.051 | 0.0018194 | 25 | Industrial_2028_SC C_MW_Before Competition Groups_25 | Improved Controls - Process Heating | 0.1819% | 0 | 0.3658 | Industrial_2028_SC C_MW_Before Competition Groups_Improved Controls - Process Heating
Industrial | Ind ¦ Engine Block Heater Timer | 2028 | SC C | MW | Before Competition Groups | 0.21727 | 0 | 0 | 201.051 | 0.0010807 | 26 | Industrial_2028_SC C_MW_Before Competition Groups_26 | Engine Block Heater Timer | 0.1081% | 0 | 0.21727 | Industrial_2028_SC C_MW_Before Competition Groups_Engine Block Heater Timer
Industrial | Ind ¦ Efficient Irrigation | 2028 | SC C | MW | Before Competition Groups | 0.15674 | 0 | 0 | 201.051 | 0.00077961 | 27 | Industrial_2028_SC C_MW_Before Competition Groups_27 | Efficient Irrigation | 0.07796% | 0 | 0.15674 | Industrial_2028_SC C_MW_Before Competition Groups_Efficient Irrigation
Industrial | Ind ¦ Dairy Pre-Cooler | 2028 | SC C | MW | Before Competition Groups | 0.13119 | 0 | 0 | 201.051 | 0.00065251 | 28 | Industrial_2028_SC C_MW_Before Competition Groups_28 | Dairy Pre-Cooler | 0.06525% | 0 | 0.13119 | Industrial_2028_SC C_MW_Before Competition Groups_Dairy Pre-Cooler
Industrial | Ind ¦ Air Compressor Heat Recovery | 2028 | SC C | MW | Before Competition Groups | 0.099282 | 0 | 0 | 201.051 | 0.00049382 | 29 | Industrial_2028_SC C_MW_Before Competition Groups_29 | Air Compressor Heat Recovery | 0.04938% | 0 | 0.099282 | Industrial_2028_SC C_MW_Before Competition Groups_Air Compressor Heat Recovery
Industrial | Ind ¦ Efficient Refrigeration Compressor | 2028 | SC C | MW | Before Competition Groups | 0.062214 | 0 | 0 | 201.051 | 0.00030944 | 30 | Industrial_2028_SC C_MW_Before Competition Groups_30 | Efficient Refrigeration Compressor | 0.03094% | 0 | 0.062214 | Industrial_2028_SC C_MW_Before Competition Groups_Efficient Refrigeration Compressor
Industrial | Ind ¦ Heat Lamps/Heat Pad | 2028 | SC C | MW | Before Competition Groups | 0.023485 | 0 | 0 | 201.051 | 0.00011681 | 31 | Industrial_2028_SC C_MW_Before Competition Groups_31 | Heat Lamps/Heat Pad | 0.01168% | 0 | 0.023485 | Industrial_2028_SC C_MW_Before Competition Groups_Heat Lamps/Heat Pad
Industrial | Ind ¦ Air Compressor Optimization | 2028 | SC D | MW | Before Competition Groups | 33.1566 | 0 | 0 | 171.8381 | 0.19295 | 1 | Industrial_2028_SC D_MW_Before Competition Groups_1 | Air Compressor Optimization | 19.3% | 0 | 33.1566 | Industrial_2028_SC D_MW_Before Competition Groups_Air Compressor Optimization
Industrial | Ind ¦ Pump System Optimization | 2028 | SC D | MW | Before Competition Groups | 24.9169 | 0 | 0 | 171.8381 | 0.145 | 2 | Industrial_2028_SC D_MW_Before Competition Groups_2 | Pump System Optimization | 14.5% | 0 | 24.9169 | Industrial_2028_SC D_MW_Before Competition Groups_Pump System Optimization
Industrial | Ind ¦ Air Leak Survey and Repair | 2028 | SC D | MW | Before Competition Groups | 20.365 | 0 | 0 | 171.8381 | 0.11851 | 3 | Industrial_2028_SC D_MW_Before Competition Groups_3 | Air Leak Survey and Repair | 11.85% | 0 | 20.365 | Industrial_2028_SC D_MW_Before Competition Groups_Air Leak Survey and Repair
Industrial | Ind ¦ SEM | 2028 | SC D | MW | Before Competition Groups | 14.444 | 0 | 0 | 171.8381 | 0.084056 | 4 | Industrial_2028_SC D_MW_Before Competition Groups_4 | SEM | 8.406% | 0 | 14.444 | Industrial_2028_SC D_MW_Before Competition Groups_SEM
Industrial | Ind ¦ Recommissioning | 2028 | SC D | MW | Before Competition Groups | 13.9303 | 0 | 0 | 171.8381 | 0.081067 | 5 | Industrial_2028_SC D_MW_Before Competition Groups_5 | Recommissioning | 8.107% | 0 | 13.9303 | Industrial_2028_SC D_MW_Before Competition Groups_Recommissioning
Industrial | Ind ¦ Fan System Optimization | 2028 | SC D | MW | Before Competition Groups | 12.0819 | 0 | 0 | 171.8381 | 0.07031 | 6 | Industrial_2028_SC D_MW_Before Competition Groups_6 | Fan System Optimization | 7.031% | 0 | 12.0819 | Industrial_2028_SC D_MW_Before Competition Groups_Fan System Optimization
Industrial | Ind ¦ Pump Equipment Upgrade | 2028 | SC D | MW | Before Competition Groups | 11.0813 | 0 | 0 | 171.8381 | 0.064487 | 7 | Industrial_2028_SC D_MW_Before Competition Groups_7 | Pump Equipment Upgrade | 6.449% | 0 | 11.0813 | Industrial_2028_SC D_MW_Before Competition Groups_Pump Equipment Upgrade
Industrial | Ind ¦ Efficient Compressed Air Nozzles | 2028 | SC D | MW | Before Competition Groups | 10.7149 | 0 | 0 | 171.8381 | 0.062355 | 8 | Industrial_2028_SC D_MW_Before Competition Groups_8 | Efficient Compressed Air Nozzles | 6.235% | 0 | 10.7149 | Industrial_2028_SC D_MW_Before Competition Groups_Efficient Compressed Air Nozzles
Industrial | Ind ¦ High Efficiency HVAC Fans | 2028 | SC D | MW | Before Competition Groups | 8.2128 | 0 | 0 | 171.8381 | 0.047794 | 9 | Industrial_2028_SC D_MW_Before Competition Groups_9 | High Efficiency HVAC Fans | 4.779% | 0 | 8.2128 | Industrial_2028_SC D_MW_Before Competition Groups_High Efficiency HVAC Fans
Industrial | Ind ¦ Improved Controls - Process Cooling | 2028 | SC D | MW | Before Competition Groups | 3.8923 | 0 | 0 | 171.8381 | 0.022651 | 10 | Industrial_2028_SC D_MW_Before Competition Groups_10 | Improved Controls - Process Cooling | 2.265% | 0 | 3.8923 | Industrial_2028_SC D_MW_Before Competition Groups_Improved Controls - Process Cooling
Industrial | Ind ¦ Greenhouse Grow Lights | 2028 | SC D | MW | Before Competition Groups | 3.8604 | 0 | 0 | 171.8381 | 0.022465 | 11 | Industrial_2028_SC D_MW_Before Competition Groups_11 | Greenhouse Grow Lights | 2.247% | 0 | 3.8604 | Industrial_2028_SC D_MW_Before Competition Groups_Greenhouse Grow Lights
Industrial | Ind ¦ Material Handling Improvements | 2028 | SC D | MW | Before Competition Groups | 2.9996 | 0 | 0 | 171.8381 | 0.017456 | 12 | Industrial_2028_SC D_MW_Before Competition Groups_12 | Material Handling Improvements | 1.746% | 0 | 2.9996 | Industrial_2028_SC D_MW_Before Competition Groups_Material Handling Improvements
Industrial | Ind ¦ Process Optimization (Elec) | 2028 | SC D | MW | Before Competition Groups | 2.5878 | 0 | 0 | 171.8381 | 0.015059 | 13 | Industrial_2028_SC D_MW_Before Competition Groups_13 | Process Optimization (Elec) | 1.506% | 0 | 2.5878 | Industrial_2028_SC D_MW_Before Competition Groups_Process Optimization (Elec)
Industrial | Ind ¦ Cooling Tower Optimization | 2028 | SC D | MW | Before Competition Groups | 2.5317 | 0 | 0 | 171.8381 | 0.014733 | 14 | Industrial_2028_SC D_MW_Before Competition Groups_14 | Cooling Tower Optimization | 1.473% | 0 | 2.5317 | Industrial_2028_SC D_MW_Before Competition Groups_Cooling Tower Optimization
Industrial | Ind ¦ Ventilation Optimization | 2028 | SC D | MW | Before Competition Groups | 1.8942 | 0 | 0 | 171.8381 | 0.011023 | 15 | Industrial_2028_SC D_MW_Before Competition Groups_15 | Ventilation Optimization | 1.102% | 0 | 1.8942 | Industrial_2028_SC D_MW_Before Competition Groups_Ventilation Optimization
Industrial | Ind ¦ Refiner Plate Improvements | 2028 | SC D | MW | Before Competition Groups | 1.2211 | 0 | 0 | 171.8381 | 0.0071063 | 16 | Industrial_2028_SC D_MW_Before Competition Groups_16 | Refiner Plate Improvements | 0.7106% | 0 | 1.2211 | Industrial_2028_SC D_MW_Before Competition Groups_Refiner Plate Improvements
Industrial | Ind ¦ VAV Conversion Project | 2028 | SC D | MW | Before Competition Groups | 0.60612 | 0 | 0 | 171.8381 | 0.0035273 | 17 | Industrial_2028_SC D_MW_Before Competition Groups_17 | VAV Conversion Project | 0.3527% | 0 | 0.60612 | Industrial_2028_SC D_MW_Before Competition Groups_VAV Conversion Project
Industrial | Ind ¦ Process Heat Recovery | 2028 | SC D | MW | Before Competition Groups | 0.55096 | 0 | 0 | 171.8381 | 0.0032063 | 18 | Industrial_2028_SC D_MW_Before Competition Groups_18 | Process Heat Recovery | 0.3206% | 0 | 0.55096 | Industrial_2028_SC D_MW_Before Competition Groups_Process Heat Recovery
Industrial | Ind ¦ Process Improvements | 2028 | SC D | MW | Before Competition Groups | 0.5041 | 0 | 0 | 171.8381 | 0.0029336 | 19 | Industrial_2028_SC D_MW_Before Competition Groups_19 | Process Improvements | 0.2934% | 0 | 0.5041 | Industrial_2028_SC D_MW_Before Competition Groups_Process Improvements
Industrial | Ind ¦ HE Lighting | 2028 | SC D | MW | Before Competition Groups | 0.42018 | 0 | 0 | 171.8381 | 0.0024452 | 20 | Industrial_2028_SC D_MW_Before Competition Groups_20 | HE Lighting | 0.2445% | 0 | 0.42018 | Industrial_2028_SC D_MW_Before Competition Groups_HE Lighting
Industrial | Ind ¦ High Efficiency Battery Charger | 2028 | SC D | MW | Before Competition Groups | 0.36605 | 0 | 0 | 171.8381 | 0.0021302 | 21 | Industrial_2028_SC D_MW_Before Competition Groups_21 | High Efficiency Battery Charger | 0.213% | 0 | 0.36605 | Industrial_2028_SC D_MW_Before Competition Groups_High Efficiency Battery Charger
Industrial | Ind ¦ Improved Controls - Process Heating | 2028 | SC D | MW | Before Competition Groups | 0.3254 | 0 | 0 | 171.8381 | 0.0018936 | 22 | Industrial_2028_SC D_MW_Before Competition Groups_22 | Improved Controls - Process Heating | 0.1894% | 0 | 0.3254 | Industrial_2028_SC D_MW_Before Competition Groups_Improved Controls - Process Heating
Industrial | Ind ¦ Refrigeration Compressor VFD | 2028 | SC D | MW | Before Competition Groups | 0.29926 | 0 | 0 | 171.8381 | 0.0017415 | 23 | Industrial_2028_SC D_MW_Before Competition Groups_23 | Refrigeration Compressor VFD | 0.1742% | 0 | 0.29926 | Industrial_2028_SC D_MW_Before Competition Groups_Refrigeration Compressor VFD
Industrial | Ind ¦ Pulp and Paper Process Improvements | 2028 | SC D | MW | Before Competition Groups | 0.22816 | 0 | 0 | 171.8381 | 0.0013278 | 24 | Industrial_2028_SC D_MW_Before Competition Groups_24 | Pulp and Paper Process Improvements | 0.1328% | 0 | 0.22816 | Industrial_2028_SC D_MW_Before Competition Groups_Pulp and Paper Process Improvements
Industrial | Ind ¦ Engine Block Heater Timer | 2028 | SC D | MW | Before Competition Groups | 0.2055 | 0 | 0 | 171.8381 | 0.0011959 | 25 | Industrial_2028_SC D_MW_Before Competition Groups_25 | Engine Block Heater Timer | 0.1196% | 0 | 0.2055 | Industrial_2028_SC D_MW_Before Competition Groups_Engine Block Heater Timer
Industrial | Ind ¦ Free Cooling | 2028 | SC D | MW | Before Competition Groups | 0.13272 | 0 | 0 | 171.8381 | 0.00077234 | 26 | Industrial_2028_SC D_MW_Before Competition Groups_26 | Free Cooling | 0.07723% | 0 | 0.13272 | Industrial_2028_SC D_MW_Before Competition Groups_Free Cooling
Industrial | Ind ¦ Air Compressor Heat Recovery | 2028 | SC D | MW | Before Competition Groups | 0.089824 | 0 | 0 | 171.8381 | 0.00052273 | 27 | Industrial_2028_SC D_MW_Before Competition Groups_27 | Air Compressor Heat Recovery | 0.05227% | 0 | 0.089824 | Industrial_2028_SC D_MW_Before Competition Groups_Air Compressor Heat Recovery
Industrial | Ind ¦ Efficient Irrigation | 2028 | SC D | MW | Before Competition Groups | 0.075245 | 0 | 0 | 171.8381 | 0.00043788 | 28 | Industrial_2028_SC D_MW_Before Competition Groups_28 | Efficient Irrigation | 0.04379% | 0 | 0.075245 | Industrial_2028_SC D_MW_Before Competition Groups_Efficient Irrigation
Industrial | Ind ¦ Dairy Pre-Cooler | 2028 | SC D | MW | Before Competition Groups | 0.068242 | 0 | 0 | 171.8381 | 0.00039713 | 29 | Industrial_2028_SC D_MW_Before Competition Groups_29 | Dairy Pre-Cooler | 0.03971% | 0 | 0.068242 | Industrial_2028_SC D_MW_Before Competition Groups_Dairy Pre-Cooler
Industrial | Ind ¦ Efficient Refrigeration Compressor | 2028 | SC D | MW | Before Competition Groups | 0.061582 | 0 | 0 | 171.8381 | 0.00035837 | 30 | Industrial_2028_SC D_MW_Before Competition Groups_30 | Efficient Refrigeration Compressor | 0.03584% | 0 | 0.061582 | Industrial_2028_SC D_MW_Before Competition Groups_Efficient Refrigeration Compressor
Industrial | Ind ¦ Heat Lamps/Heat Pad | 2028 | SC D | MW | Before Competition Groups | 0.014003 | 0 | 0 | 171.8381 | 8.1492e-05 | 31 | Industrial_2028_SC D_MW_Before Competition Groups_31 | Heat Lamps/Heat Pad | 0.008149% | 0 | 0.014003 | Industrial_2028_SC D_MW_Before Competition Groups_Heat Lamps/Heat Pad
Industrial | Ind ¦ Pump System Optimization | 2028 | Technical | MW | Before Competition Groups | 85.4071 | 0 | 0 | 697.2133 | 0.1225 | 1 | Industrial_2028_Technical_MW_Before Competition Groups_1 | Pump System Optimization | 12.25% | 0 | 85.4071 | Industrial_2028_Technical_MW_Before Competition Groups_Pump System Optimization
Industrial | Ind ¦ HE Lighting | 2028 | Technical | MW | Before Competition Groups | 81.4497 | 0 | 0 | 697.2133 | 0.11682 | 2 | Industrial_2028_Technical_MW_Before Competition Groups_2 | HE Lighting | 11.68% | 0 | 81.4497 | Industrial_2028_Technical_MW_Before Competition Groups_HE Lighting
Industrial | Ind ¦ Air Leak Survey and Repair | 2028 | Technical | MW | Before Competition Groups | 74.5193 | 0 | 0 | 697.2133 | 0.10688 | 3 | Industrial_2028_Technical_MW_Before Competition Groups_3 | Air Leak Survey and Repair | 10.69% | 0 | 74.5193 | Industrial_2028_Technical_MW_Before Competition Groups_Air Leak Survey and Repair
Industrial | Ind ¦ Recommissioning | 2028 | Technical | MW | Before Competition Groups | 52.7851 | 0 | 0 | 697.2133 | 0.075709 | 4 | Industrial_2028_Technical_MW_Before Competition Groups_4 | Recommissioning | 7.571% | 0 | 52.7851 | Industrial_2028_Technical_MW_Before Competition Groups_Recommissioning
Industrial | Ind ¦ SEM | 2028 | Technical | MW | Before Competition Groups | 52.7851 | 0 | 0 | 697.2133 | 0.075709 | 5 | Industrial_2028_Technical_MW_Before Competition Groups_5 | SEM | 7.571% | 0 | 52.7851 | Industrial_2028_Technical_MW_Before Competition Groups_SEM
Industrial | Ind ¦ Air Compressor Optimization | 2028 | Technical | MW | Before Competition Groups | 51.9078 | 0 | 0 | 697.2133 | 0.07445 | 6 | Industrial_2028_Technical_MW_Before Competition Groups_6 | Air Compressor Optimization | 7.445% | 0 | 51.9078 | Industrial_2028_Technical_MW_Before Competition Groups_Air Compressor Optimization
Industrial | Ind ¦ Efficient Compressed Air Nozzles | 2028 | Technical | MW | Before Competition Groups | 50.7555 | 0 | 0 | 697.2133 | 0.072798 | 7 | Industrial_2028_Technical_MW_Before Competition Groups_7 | Efficient Compressed Air Nozzles | 7.28% | 0 | 50.7555 | Industrial_2028_Technical_MW_Before Competition Groups_Efficient Compressed Air Nozzles
Industrial | Ind ¦ Pump Equipment Upgrade | 2028 | Technical | MW | Before Competition Groups | 38.8428 | 0 | 0 | 697.2133 | 0.055711 | 8 | Industrial_2028_Technical_MW_Before Competition Groups_8 | Pump Equipment Upgrade | 5.571% | 0 | 38.8428 | Industrial_2028_Technical_MW_Before Competition Groups_Pump Equipment Upgrade
Industrial | Ind ¦ High Efficiency HVAC Fans | 2028 | Technical | MW | Before Competition Groups | 25.1277 | 0 | 0 | 697.2133 | 0.03604 | 9 | Industrial_2028_Technical_MW_Before Competition Groups_9 | High Efficiency HVAC Fans | 3.604% | 0 | 25.1277 | Industrial_2028_Technical_MW_Before Competition Groups_High Efficiency HVAC Fans
Industrial | Ind ¦ Process Optimization (Elec) | 2028 | Technical | MW | Before Competition Groups | 21.4716 | 0 | 0 | 697.2133 | 0.030796 | 10 | Industrial_2028_Technical_MW_Before Competition Groups_10 | Process Optimization (Elec) | 3.08% | 0 | 21.4716 | Industrial_2028_Technical_MW_Before Competition Groups_Process Optimization (Elec)
Industrial | Ind ¦ Greenhouse Grow Lights | 2028 | Technical | MW | Before Competition Groups | 20.3739 | 0 | 0 | 697.2133 | 0.029222 | 11 | Industrial_2028_Technical_MW_Before Competition Groups_11 | Greenhouse Grow Lights | 2.922% | 0 | 20.3739 | Industrial_2028_Technical_MW_Before Competition Groups_Greenhouse Grow Lights
Industrial | Ind ¦ Premium Efficient Motors | 2028 | Technical | MW | Before Competition Groups | 19.7527 | 0 | 0 | 697.2133 | 0.028331 | 12 | Industrial_2028_Technical_MW_Before Competition Groups_12 | Premium Efficient Motors | 2.833% | 0 | 19.7527 | Industrial_2028_Technical_MW_Before Competition Groups_Premium Efficient Motors
Industrial | Ind ¦ Fan System Optimization | 2028 | Technical | MW | Before Competition Groups | 18.4776 | 0 | 0 | 697.2133 | 0.026502 | 13 | Industrial_2028_Technical_MW_Before Competition Groups_13 | Fan System Optimization | 2.65% | 0 | 18.4776 | Industrial_2028_Technical_MW_Before Competition Groups_Fan System Optimization
Industrial | Ind ¦ Improved Controls - Process Cooling | 2028 | Technical | MW | Before Competition Groups | 13.709 | 0 | 0 | 697.2133 | 0.019662 | 14 | Industrial_2028_Technical_MW_Before Competition Groups_14 | Improved Controls - Process Cooling | 1.966% | 0 | 13.709 | Industrial_2028_Technical_MW_Before Competition Groups_Improved Controls - Process Cooling
Industrial | Ind ¦ Ventilation Optimization | 2028 | Technical | MW | Before Competition Groups | 9.369 | 0 | 0 | 697.2133 | 0.013438 | 15 | Industrial_2028_Technical_MW_Before Competition Groups_15 | Ventilation Optimization | 1.344% | 0 | 9.369 | Industrial_2028_Technical_MW_Before Competition Groups_Ventilation Optimization
Industrial | Ind ¦ HE HVAC Controls | 2028 | Technical | MW | Before Competition Groups | 8.7553 | 0 | 0 | 697.2133 | 0.012558 | 16 | Industrial_2028_Technical_MW_Before Competition Groups_16 | HE HVAC Controls | 1.256% | 0 | 8.7553 | Industrial_2028_Technical_MW_Before Competition Groups_HE HVAC Controls
Industrial | Ind ¦ Pulp and Paper Process Improvements | 2028 | Technical | MW | Before Competition Groups | 8.0554 | 0 | 0 | 697.2133 | 0.011554 | 17 | Industrial_2028_Technical_MW_Before Competition Groups_17 | Pulp and Paper Process Improvements | 1.155% | 0 | 8.0554 | Industrial_2028_Technical_MW_Before Competition Groups_Pulp and Paper Process Improvements
Industrial | Ind ¦ Material Handling Improvements | 2028 | Technical | MW | Before Competition Groups | 7.4812 | 0 | 0 | 697.2133 | 0.01073 | 18 | Industrial_2028_Technical_MW_Before Competition Groups_18 | Material Handling Improvements | 1.073% | 0 | 7.4812 | Industrial_2028_Technical_MW_Before Competition Groups_Material Handling Improvements
Industrial | Ind ¦ Refiner Plate Improvements | 2028 | Technical | MW | Before Competition Groups | 6.1107 | 0 | 0 | 697.2133 | 0.0087645 | 19 | Industrial_2028_Technical_MW_Before Competition Groups_19 | Refiner Plate Improvements | 0.8765% | 0 | 6.1107 | Industrial_2028_Technical_MW_Before Competition Groups_Refiner Plate Improvements
Industrial | Ind ¦ HVLS Fans | 2028 | Technical | MW | Before Competition Groups | 6.0647 | 0 | 0 | 697.2133 | 0.0086985 | 20 | Industrial_2028_Technical_MW_Before Competition Groups_20 | HVLS Fans | 0.8699% | 0 | 6.0647 | Industrial_2028_Technical_MW_Before Competition Groups_HVLS Fans
Industrial | Ind ¦ HE HVAC Units | 2028 | Technical | MW | Before Competition Groups | 5.4787 | 0 | 0 | 697.2133 | 0.007858 | 21 | Industrial_2028_Technical_MW_Before Competition Groups_21 | HE HVAC Units | 0.7858% | 0 | 5.4787 | Industrial_2028_Technical_MW_Before Competition Groups_HE HVAC Units
Industrial | Ind ¦ Chiller Optimization | 2028 | Technical | MW | Before Competition Groups | 5.3567 | 0 | 0 | 697.2133 | 0.007683 | 22 | Industrial_2028_Technical_MW_Before Competition Groups_22 | Chiller Optimization | 0.7683% | 0 | 5.3567 | Industrial_2028_Technical_MW_Before Competition Groups_Chiller Optimization
Industrial | Ind ¦ Cooling Tower Optimization | 2028 | Technical | MW | Before Competition Groups | 4.187 | 0 | 0 | 697.2133 | 0.0060053 | 23 | Industrial_2028_Technical_MW_Before Competition Groups_23 | Cooling Tower Optimization | 0.6005% | 0 | 4.187 | Industrial_2028_Technical_MW_Before Competition Groups_Cooling Tower Optimization
Industrial | Ind ¦ Free Cooling | 2028 | Technical | MW | Before Competition Groups | 3.5149 | 0 | 0 | 697.2133 | 0.0050413 | 24 | Industrial_2028_Technical_MW_Before Competition Groups_24 | Free Cooling | 0.5041% | 0 | 3.5149 | Industrial_2028_Technical_MW_Before Competition Groups_Free Cooling
Industrial | Ind ¦ VAV Conversion Project | 2028 | Technical | MW | Before Competition Groups | 2.9957 | 0 | 0 | 697.2133 | 0.0042967 | 25 | Industrial_2028_Technical_MW_Before Competition Groups_25 | VAV Conversion Project | 0.4297% | 0 | 2.9957 | Industrial_2028_Technical_MW_Before Competition Groups_VAV Conversion Project
Industrial | Ind ¦ Cold Storage Retrofit | 2028 | Technical | MW | Before Competition Groups | 2.8877 | 0 | 0 | 697.2133 | 0.0041418 | 26 | Industrial_2028_Technical_MW_Before Competition Groups_26 | Cold Storage Retrofit | 0.4142% | 0 | 2.8877 | Industrial_2028_Technical_MW_Before Competition Groups_Cold Storage Retrofit
Industrial | Ind ¦ Process Heat Recovery | 2028 | Technical | MW | Before Competition Groups | 2.7624 | 0 | 0 | 697.2133 | 0.003962 | 27 | Industrial_2028_Technical_MW_Before Competition Groups_27 | Process Heat Recovery | 0.3962% | 0 | 2.7624 | Industrial_2028_Technical_MW_Before Competition Groups_Process Heat Recovery
Industrial | Ind ¦ Synchronous Belts | 2028 | Technical | MW | Before Competition Groups | 2.658 | 0 | 0 | 697.2133 | 0.0038124 | 28 | Industrial_2028_Technical_MW_Before Competition Groups_28 | Synchronous Belts | 0.3812% | 0 | 2.658 | Industrial_2028_Technical_MW_Before Competition Groups_Synchronous Belts
Industrial | Ind ¦ High Efficiency Battery Charger | 2028 | Technical | MW | Before Competition Groups | 2.5459 | 0 | 0 | 697.2133 | 0.0036516 | 29 | Industrial_2028_Technical_MW_Before Competition Groups_29 | High Efficiency Battery Charger | 0.3652% | 0 | 2.5459 | Industrial_2028_Technical_MW_Before Competition Groups_High Efficiency Battery Charger
Industrial | Ind ¦ Process Improvements | 2028 | Technical | MW | Before Competition Groups | 2.1667 | 0 | 0 | 697.2133 | 0.0031077 | 30 | Industrial_2028_Technical_MW_Before Competition Groups_30 | Process Improvements | 0.3108% | 0 | 2.1667 | Industrial_2028_Technical_MW_Before Competition Groups_Process Improvements
Industrial | Ind ¦ Efficient Irrigation | 2028 | Technical | MW | Before Competition Groups | 2.0909 | 0 | 0 | 697.2133 | 0.0029989 | 31 | Industrial_2028_Technical_MW_Before Competition Groups_31 | Efficient Irrigation | 0.2999% | 0 | 2.0909 | Industrial_2028_Technical_MW_Before Competition Groups_Efficient Irrigation
Industrial | Ind ¦ Refrigeration Compressor VFD | 2028 | Technical | MW | Before Competition Groups | 1.3828 | 0 | 0 | 697.2133 | 0.0019833 | 32 | Industrial_2028_Technical_MW_Before Competition Groups_32 | Refrigeration Compressor VFD | 0.1983% | 0 | 1.3828 | Industrial_2028_Technical_MW_Before Competition Groups_Refrigeration Compressor VFD
Industrial | Ind ¦ Improved Controls - Process Heating | 2028 | Technical | MW | Before Competition Groups | 1.3093 | 0 | 0 | 697.2133 | 0.001878 | 33 | Industrial_2028_Technical_MW_Before Competition Groups_33 | Improved Controls - Process Heating | 0.1878% | 0 | 1.3093 | Industrial_2028_Technical_MW_Before Competition Groups_Improved Controls - Process Heating
Industrial | Ind ¦ Efficient Transformer | 2028 | Technical | MW | Before Competition Groups | 1.2772 | 0 | 0 | 697.2133 | 0.0018319 | 34 | Industrial_2028_Technical_MW_Before Competition Groups_34 | Efficient Transformer | 0.1832% | 0 | 1.2772 | Industrial_2028_Technical_MW_Before Competition Groups_Efficient Transformer
Industrial | Ind ¦ High Efficiency Welders | 2028 | Technical | MW | Before Competition Groups | 1.0246 | 0 | 0 | 697.2133 | 0.0014696 | 35 | Industrial_2028_Technical_MW_Before Competition Groups_35 | High Efficiency Welders | 0.147% | 0 | 1.0246 | Industrial_2028_Technical_MW_Before Competition Groups_High Efficiency Welders
Industrial | Ind ¦ Engine Block Heater Timer | 2028 | Technical | MW | Before Competition Groups | 0.82782 | 0 | 0 | 697.2133 | 0.0011873 | 36 | Industrial_2028_Technical_MW_Before Competition Groups_36 | Engine Block Heater Timer | 0.1187% | 0 | 0.82782 | Industrial_2028_Technical_MW_Before Competition Groups_Engine Block Heater Timer
Industrial | Ind ¦ Dairy Pre-Cooler | 2028 | Technical | MW | Before Competition Groups | 0.57334 | 0 | 0 | 697.2133 | 0.00082232 | 37 | Industrial_2028_Technical_MW_Before Competition Groups_37 | Dairy Pre-Cooler | 0.08223% | 0 | 0.57334 | Industrial_2028_Technical_MW_Before Competition Groups_Dairy Pre-Cooler
Industrial | Ind ¦ Air Compressor Heat Recovery | 2028 | Technical | MW | Before Competition Groups | 0.3573 | 0 | 0 | 697.2133 | 0.00051246 | 38 | Industrial_2028_Technical_MW_Before Competition Groups_38 | Air Compressor Heat Recovery | 0.05125% | 0 | 0.3573 | Industrial_2028_Technical_MW_Before Competition Groups_Air Compressor Heat Recovery
Industrial | Ind ¦ Optimize Compressed Air Dryer | 2028 | Technical | MW | Before Competition Groups | 0.25963 | 0 | 0 | 697.2133 | 0.00037238 | 39 | Industrial_2028_Technical_MW_Before Competition Groups_39 | Optimize Compressed Air Dryer | 0.03724% | 0 | 0.25963 | Industrial_2028_Technical_MW_Before Competition Groups_Optimize Compressed Air Dryer
Industrial | Ind ¦ Heat Lamps/Heat Pad | 2028 | Technical | MW | Before Competition Groups | 0.13377 | 0 | 0 | 697.2133 | 0.00019187 | 40 | Industrial_2028_Technical_MW_Before Competition Groups_40 | Heat Lamps/Heat Pad | 0.01919% | 0 | 0.13377 | Industrial_2028_Technical_MW_Before Competition Groups_Heat Lamps/Heat Pad
Industrial | Ind ¦ Efficient Refrigeration Compressor | 2028 | Technical | MW | Before Competition Groups | 0.11678 | 0 | 0 | 697.2133 | 0.00016749 | 41 | Industrial_2028_Technical_MW_Before Competition Groups_41 | Efficient Refrigeration Compressor | 0.01675% | 0 | 0.11678 | Industrial_2028_Technical_MW_Before Competition Groups_Efficient Refrigeration Compressor
Industrial | Ind ¦ Creep Heat Controller | 2028 | Technical | MW | Before Competition Groups | 0.10502 | 0 | 0 | 697.2133 | 0.00015062 | 42 | Industrial_2028_Technical_MW_Before Competition Groups_42 | Creep Heat Controller | 0.01506% | 0 | 0.10502 | Industrial_2028_Technical_MW_Before Competition Groups_Creep Heat Controller
Industrial | Ind ¦ Pump System Optimization | 2029 | Economic | MW | Before Competition Groups | 85.1619 | 0 | 0 | 595.0095 | 0.14313 | 1 | Industrial_2029_Economic_MW_Before Competition Groups_1 | Pump System Optimization | 14.31% | 0 | 85.1619 | Industrial_2029_Economic_MW_Before Competition Groups_Pump System Optimization
Industrial | Ind ¦ Air Leak Survey and Repair | 2029 | Economic | MW | Before Competition Groups | 74.5961 | 0 | 0 | 595.0095 | 0.12537 | 2 | Industrial_2029_Economic_MW_Before Competition Groups_2 | Air Leak Survey and Repair | 12.54% | 0 | 74.5961 | Industrial_2029_Economic_MW_Before Competition Groups_Air Leak Survey and Repair
Industrial | Ind ¦ Air Compressor Optimization | 2029 | Economic | MW | Before Competition Groups | 53.148 | 0 | 0 | 595.0095 | 0.089323 | 3 | Industrial_2029_Economic_MW_Before Competition Groups_3 | Air Compressor Optimization | 8.932% | 0 | 53.148 | Industrial_2029_Economic_MW_Before Competition Groups_Air Compressor Optimization
Industrial | Ind ¦ Recommissioning | 2029 | Economic | MW | Before Competition Groups | 52.6509 | 0 | 0 | 595.0095 | 0.088488 | 4 | Industrial_2029_Economic_MW_Before Competition Groups_4 | Recommissioning | 8.849% | 0 | 52.6509 | Industrial_2029_Economic_MW_Before Competition Groups_Recommissioning
Industrial | Ind ¦ SEM | 2029 | Economic | MW | Before Competition Groups | 52.6509 | 0 | 0 | 595.0095 | 0.088488 | 5 | Industrial_2029_Economic_MW_Before Competition Groups_5 | SEM | 8.849% | 0 | 52.6509 | Industrial_2029_Economic_MW_Before Competition Groups_SEM
Industrial | Ind ¦ Efficient Compressed Air Nozzles | 2029 | Economic | MW | Before Competition Groups | 52.0566 | 0 | 0 | 595.0095 | 0.087489 | 6 | Industrial_2029_Economic_MW_Before Competition Groups_6 | Efficient Compressed Air Nozzles | 8.749% | 0 | 52.0566 | Industrial_2029_Economic_MW_Before Competition Groups_Efficient Compressed Air Nozzles
Industrial | Ind ¦ Pump Equipment Upgrade | 2029 | Economic | MW | Before Competition Groups | 39.762 | 0 | 0 | 595.0095 | 0.066826 | 7 | Industrial_2029_Economic_MW_Before Competition Groups_7 | Pump Equipment Upgrade | 6.683% | 0 | 39.762 | Industrial_2029_Economic_MW_Before Competition Groups_Pump Equipment Upgrade
Industrial | Ind ¦ HE Lighting | 2029 | Economic | MW | Before Competition Groups | 34.7181 | 0 | 0 | 595.0095 | 0.058349 | 8 | Industrial_2029_Economic_MW_Before Competition Groups_8 | HE Lighting | 5.835% | 0 | 34.7181 | Industrial_2029_Economic_MW_Before Competition Groups_HE Lighting
Industrial | Ind ¦ High Efficiency HVAC Fans | 2029 | Economic | MW | Before Competition Groups | 25.5719 | 0 | 0 | 595.0095 | 0.042977 | 9 | Industrial_2029_Economic_MW_Before Competition Groups_9 | High Efficiency HVAC Fans | 4.298% | 0 | 25.5719 | Industrial_2029_Economic_MW_Before Competition Groups_High Efficiency HVAC Fans
Industrial | Ind ¦ Process Optimization (Elec) | 2029 | Economic | MW | Before Competition Groups | 21.395 | 0 | 0 | 595.0095 | 0.035957 | 10 | Industrial_2029_Economic_MW_Before Competition Groups_10 | Process Optimization (Elec) | 3.596% | 0 | 21.395 | Industrial_2029_Economic_MW_Before Competition Groups_Process Optimization (Elec)
Industrial | Ind ¦ Greenhouse Grow Lights | 2029 | Economic | MW | Before Competition Groups | 20.7117 | 0 | 0 | 595.0095 | 0.034809 | 11 | Industrial_2029_Economic_MW_Before Competition Groups_11 | Greenhouse Grow Lights | 3.481% | 0 | 20.7117 | Industrial_2029_Economic_MW_Before Competition Groups_Greenhouse Grow Lights
Industrial | Ind ¦ Fan System Optimization | 2029 | Economic | MW | Before Competition Groups | 18.7504 | 0 | 0 | 595.0095 | 0.031513 | 12 | Industrial_2029_Economic_MW_Before Competition Groups_12 | Fan System Optimization | 3.151% | 0 | 18.7504 | Industrial_2029_Economic_MW_Before Competition Groups_Fan System Optimization
Industrial | Ind ¦ Improved Controls - Process Cooling | 2029 | Economic | MW | Before Competition Groups | 13.648 | 0 | 0 | 595.0095 | 0.022937 | 13 | Industrial_2029_Economic_MW_Before Competition Groups_13 | Improved Controls - Process Cooling | 2.294% | 0 | 13.648 | Industrial_2029_Economic_MW_Before Competition Groups_Improved Controls - Process Cooling
Industrial | Ind ¦ Pulp and Paper Process Improvements | 2029 | Economic | MW | Before Competition Groups | 8.0028 | 0 | 0 | 595.0095 | 0.01345 | 14 | Industrial_2029_Economic_MW_Before Competition Groups_14 | Pulp and Paper Process Improvements | 1.345% | 0 | 8.0028 | Industrial_2029_Economic_MW_Before Competition Groups_Pulp and Paper Process Improvements
Industrial | Ind ¦ Material Handling Improvements | 2029 | Economic | MW | Before Competition Groups | 7.662 | 0 | 0 | 595.0095 | 0.012877 | 15 | Industrial_2029_Economic_MW_Before Competition Groups_15 | Material Handling Improvements | 1.288% | 0 | 7.662 | Industrial_2029_Economic_MW_Before Competition Groups_Material Handling Improvements
Industrial | Ind ¦ Refiner Plate Improvements | 2029 | Economic | MW | Before Competition Groups | 6.2256 | 0 | 0 | 595.0095 | 0.010463 | 16 | Industrial_2029_Economic_MW_Before Competition Groups_16 | Refiner Plate Improvements | 1.046% | 0 | 6.2256 | Industrial_2029_Economic_MW_Before Competition Groups_Refiner Plate Improvements
Industrial | Ind ¦ Cooling Tower Optimization | 2029 | Economic | MW | Before Competition Groups | 4.1782 | 0 | 0 | 595.0095 | 0.007022 | 17 | Industrial_2029_Economic_MW_Before Competition Groups_17 | Cooling Tower Optimization | 0.7022% | 0 | 4.1782 | Industrial_2029_Economic_MW_Before Competition Groups_Cooling Tower Optimization
Industrial | Ind ¦ Ventilation Optimization | 2029 | Economic | MW | Before Competition Groups | 3.6558 | 0 | 0 | 595.0095 | 0.0061442 | 18 | Industrial_2029_Economic_MW_Before Competition Groups_18 | Ventilation Optimization | 0.6144% | 0 | 3.6558 | Industrial_2029_Economic_MW_Before Competition Groups_Ventilation Optimization
Industrial | Ind ¦ Free Cooling | 2029 | Economic | MW | Before Competition Groups | 3.5078 | 0 | 0 | 595.0095 | 0.0058953 | 19 | Industrial_2029_Economic_MW_Before Competition Groups_19 | Free Cooling | 0.5895% | 0 | 3.5078 | Industrial_2029_Economic_MW_Before Competition Groups_Free Cooling
Industrial | Ind ¦ VAV Conversion Project | 2029 | Economic | MW | Before Competition Groups | 2.9552 | 0 | 0 | 595.0095 | 0.0049666 | 20 | Industrial_2029_Economic_MW_Before Competition Groups_20 | VAV Conversion Project | 0.4967% | 0 | 2.9552 | Industrial_2029_Economic_MW_Before Competition Groups_VAV Conversion Project
Industrial | Ind ¦ Process Heat Recovery | 2029 | Economic | MW | Before Competition Groups | 2.7583 | 0 | 0 | 595.0095 | 0.0046357 | 21 | Industrial_2029_Economic_MW_Before Competition Groups_21 | Process Heat Recovery | 0.4636% | 0 | 2.7583 | Industrial_2029_Economic_MW_Before Competition Groups_Process Heat Recovery
Industrial | Ind ¦ High Efficiency Battery Charger | 2029 | Economic | MW | Before Competition Groups | 2.6121 | 0 | 0 | 595.0095 | 0.0043901 | 22 | Industrial_2029_Economic_MW_Before Competition Groups_22 | High Efficiency Battery Charger | 0.439% | 0 | 2.6121 | Industrial_2029_Economic_MW_Before Competition Groups_High Efficiency Battery Charger
Industrial | Ind ¦ Process Improvements | 2029 | Economic | MW | Before Competition Groups | 2.1684 | 0 | 0 | 595.0095 | 0.0036443 | 23 | Industrial_2029_Economic_MW_Before Competition Groups_23 | Process Improvements | 0.3644% | 0 | 2.1684 | Industrial_2029_Economic_MW_Before Competition Groups_Process Improvements
Industrial | Ind ¦ Efficient Irrigation | 2029 | Economic | MW | Before Competition Groups | 2.1347 | 0 | 0 | 595.0095 | 0.0035876 | 24 | Industrial_2029_Economic_MW_Before Competition Groups_24 | Efficient Irrigation | 0.3588% | 0 | 2.1347 | Industrial_2029_Economic_MW_Before Competition Groups_Efficient Irrigation
Industrial | Ind ¦ Refrigeration Compressor VFD | 2029 | Economic | MW | Before Competition Groups | 1.4136 | 0 | 0 | 595.0095 | 0.0023758 | 25 | Industrial_2029_Economic_MW_Before Competition Groups_25 | Refrigeration Compressor VFD | 0.2376% | 0 | 1.4136 | Industrial_2029_Economic_MW_Before Competition Groups_Refrigeration Compressor VFD
Industrial | Ind ¦ Improved Controls - Process Heating | 2029 | Economic | MW | Before Competition Groups | 1.309 | 0 | 0 | 595.0095 | 0.0021999 | 26 | Industrial_2029_Economic_MW_Before Competition Groups_26 | Improved Controls - Process Heating | 0.22% | 0 | 1.309 | Industrial_2029_Economic_MW_Before Competition Groups_Improved Controls - Process Heating
Industrial | Ind ¦ Engine Block Heater Timer | 2029 | Economic | MW | Before Competition Groups | 0.8291 | 0 | 0 | 595.0095 | 0.0013934 | 27 | Industrial_2029_Economic_MW_Before Competition Groups_27 | Engine Block Heater Timer | 0.1393% | 0 | 0.8291 | Industrial_2029_Economic_MW_Before Competition Groups_Engine Block Heater Timer
Industrial | Ind ¦ Air Compressor Heat Recovery | 2029 | Economic | MW | Before Competition Groups | 0.35539 | 0 | 0 | 595.0095 | 0.00059729 | 28 | Industrial_2029_Economic_MW_Before Competition Groups_28 | Air Compressor Heat Recovery | 0.05973% | 0 | 0.35539 | Industrial_2029_Economic_MW_Before Competition Groups_Air Compressor Heat Recovery
Industrial | Ind ¦ Dairy Pre-Cooler | 2029 | Economic | MW | Before Competition Groups | 0.29314 | 0 | 0 | 595.0095 | 0.00049267 | 29 | Industrial_2029_Economic_MW_Before Competition Groups_29 | Dairy Pre-Cooler | 0.04927% | 0 | 0.29314 | Industrial_2029_Economic_MW_Before Competition Groups_Dairy Pre-Cooler
Industrial | Ind ¦ Efficient Refrigeration Compressor | 2029 | Economic | MW | Before Competition Groups | 0.11895 | 0 | 0 | 595.0095 | 0.00019991 | 30 | Industrial_2029_Economic_MW_Before Competition Groups_30 | Efficient Refrigeration Compressor | 0.01999% | 0 | 0.11895 | Industrial_2029_Economic_MW_Before Competition Groups_Efficient Refrigeration Compressor
Industrial | Ind ¦ Heat Lamps/Heat Pad | 2029 | Economic | MW | Before Competition Groups | 0.0079743 | 0 | 0 | 595.0095 | 1.3402e-05 | 31 | Industrial_2029_Economic_MW_Before Competition Groups_31 | Heat Lamps/Heat Pad | 0.00134% | 0 | 0.0079743 | Industrial_2029_Economic_MW_Before Competition Groups_Heat Lamps/Heat Pad
Industrial | Ind ¦ Air Compressor Optimization | 2029 | SC A | MW | Before Competition Groups | 36.2905 | 0 | 0 | 197.6263 | 0.18363 | 1 | Industrial_2029_SC A_MW_Before Competition Groups_1 | Air Compressor Optimization | 18.36% | 0 | 36.2905 | Industrial_2029_SC A_MW_Before Competition Groups_Air Compressor Optimization
Industrial | Ind ¦ Pump System Optimization | 2029 | SC A | MW | Before Competition Groups | 31.3603 | 0 | 0 | 197.6263 | 0.15868 | 2 | Industrial_2029_SC A_MW_Before Competition Groups_2 | Pump System Optimization | 15.87% | 0 | 31.3603 | Industrial_2029_SC A_MW_Before Competition Groups_Pump System Optimization
Industrial | Ind ¦ Air Leak Survey and Repair | 2029 | SC A | MW | Before Competition Groups | 23.379 | 0 | 0 | 197.6263 | 0.1183 | 3 | Industrial_2029_SC A_MW_Before Competition Groups_3 | Air Leak Survey and Repair | 11.83% | 0 | 23.379 | Industrial_2029_SC A_MW_Before Competition Groups_Air Leak Survey and Repair
Industrial | Ind ¦ Recommissioning | 2029 | SC A | MW | Before Competition Groups | 16.5528 | 0 | 0 | 197.6263 | 0.083758 | 4 | Industrial_2029_SC A_MW_Before Competition Groups_4 | Recommissioning | 8.376% | 0 | 16.5528 | Industrial_2029_SC A_MW_Before Competition Groups_Recommissioning
Industrial | Ind ¦ SEM | 2029 | SC A | MW | Before Competition Groups | 16.5528 | 0 | 0 | 197.6263 | 0.083758 | 5 | Industrial_2029_SC A_MW_Before Competition Groups_5 | SEM | 8.376% | 0 | 16.5528 | Industrial_2029_SC A_MW_Before Competition Groups_SEM
Industrial | Ind ¦ Pump Equipment Upgrade | 2029 | SC A | MW | Before Competition Groups | 13.8487 | 0 | 0 | 197.6263 | 0.070075 | 6 | Industrial_2029_SC A_MW_Before Competition Groups_6 | Pump Equipment Upgrade | 7.008% | 0 | 13.8487 | Industrial_2029_SC A_MW_Before Competition Groups_Pump Equipment Upgrade
Industrial | Ind ¦ Efficient Compressed Air Nozzles | 2029 | SC A | MW | Before Competition Groups | 12.568 | 0 | 0 | 197.6263 | 0.063595 | 7 | Industrial_2029_SC A_MW_Before Competition Groups_7 | Efficient Compressed Air Nozzles | 6.359% | 0 | 12.568 | Industrial_2029_SC A_MW_Before Competition Groups_Efficient Compressed Air Nozzles
Industrial | Ind ¦ Fan System Optimization | 2029 | SC A | MW | Before Competition Groups | 12.4002 | 0 | 0 | 197.6263 | 0.062746 | 8 | Industrial_2029_SC A_MW_Before Competition Groups_8 | Fan System Optimization | 6.275% | 0 | 12.4002 | Industrial_2029_SC A_MW_Before Competition Groups_Fan System Optimization
Industrial | Ind ¦ High Efficiency HVAC Fans | 2029 | SC A | MW | Before Competition Groups | 9.771 | 0 | 0 | 197.6263 | 0.049442 | 9 | Industrial_2029_SC A_MW_Before Competition Groups_9 | High Efficiency HVAC Fans | 4.944% | 0 | 9.771 | Industrial_2029_SC A_MW_Before Competition Groups_High Efficiency HVAC Fans
Industrial | Ind ¦ Greenhouse Grow Lights | 2029 | SC A | MW | Before Competition Groups | 4.946 | 0 | 0 | 197.6263 | 0.025027 | 10 | Industrial_2029_SC A_MW_Before Competition Groups_10 | Greenhouse Grow Lights | 2.503% | 0 | 4.946 | Industrial_2029_SC A_MW_Before Competition Groups_Greenhouse Grow Lights
Industrial | Ind ¦ Improved Controls - Process Cooling | 2029 | SC A | MW | Before Competition Groups | 4.4564 | 0 | 0 | 197.6263 | 0.02255 | 11 | Industrial_2029_SC A_MW_Before Competition Groups_11 | Improved Controls - Process Cooling | 2.255% | 0 | 4.4564 | Industrial_2029_SC A_MW_Before Competition Groups_Improved Controls - Process Cooling
Industrial | Ind ¦ Material Handling Improvements | 2029 | SC A | MW | Before Competition Groups | 3.322 | 0 | 0 | 197.6263 | 0.01681 | 12 | Industrial_2029_SC A_MW_Before Competition Groups_12 | Material Handling Improvements | 1.681% | 0 | 3.322 | Industrial_2029_SC A_MW_Before Competition Groups_Material Handling Improvements
Industrial | Ind ¦ Process Optimization (Elec) | 2029 | SC A | MW | Before Competition Groups | 2.9626 | 0 | 0 | 197.6263 | 0.014991 | 13 | Industrial_2029_SC A_MW_Before Competition Groups_13 | Process Optimization (Elec) | 1.499% | 0 | 2.9626 | Industrial_2029_SC A_MW_Before Competition Groups_Process Optimization (Elec)
Industrial | Ind ¦ Refiner Plate Improvements | 2029 | SC A | MW | Before Competition Groups | 1.423 | 0 | 0 | 197.6263 | 0.0072003 | 14 | Industrial_2029_SC A_MW_Before Competition Groups_14 | Refiner Plate Improvements | 0.72% | 0 | 1.423 | Industrial_2029_SC A_MW_Before Competition Groups_Refiner Plate Improvements
Industrial | Ind ¦ Ventilation Optimization | 2029 | SC A | MW | Before Competition Groups | 1.0316 | 0 | 0 | 197.6263 | 0.0052199 | 15 | Industrial_2029_SC A_MW_Before Competition Groups_15 | Ventilation Optimization | 0.522% | 0 | 1.0316 | Industrial_2029_SC A_MW_Before Competition Groups_Ventilation Optimization
Industrial | Ind ¦ VAV Conversion Project | 2029 | SC A | MW | Before Competition Groups | 1.0049 | 0 | 0 | 197.6263 | 0.0050851 | 16 | Industrial_2029_SC A_MW_Before Competition Groups_16 | VAV Conversion Project | 0.5085% | 0 | 1.0049 | Industrial_2029_SC A_MW_Before Competition Groups_VAV Conversion Project
Industrial | Ind ¦ HE Lighting | 2029 | SC A | MW | Before Competition Groups | 0.93705 | 0 | 0 | 197.6263 | 0.0047415 | 17 | Industrial_2029_SC A_MW_Before Competition Groups_17 | HE Lighting | 0.4742% | 0 | 0.93705 | Industrial_2029_SC A_MW_Before Competition Groups_HE Lighting
Industrial | Ind ¦ Pulp and Paper Process Improvements | 2029 | SC A | MW | Before Competition Groups | 0.87579 | 0 | 0 | 197.6263 | 0.0044315 | 18 | Industrial_2029_SC A_MW_Before Competition Groups_18 | Pulp and Paper Process Improvements | 0.4432% | 0 | 0.87579 | Industrial_2029_SC A_MW_Before Competition Groups_Pulp and Paper Process Improvements
Industrial | Ind ¦ Process Heat Recovery | 2029 | SC A | MW | Before Competition Groups | 0.8418 | 0 | 0 | 197.6263 | 0.0042596 | 19 | Industrial_2029_SC A_MW_Before Competition Groups_19 | Process Heat Recovery | 0.426% | 0 | 0.8418 | Industrial_2029_SC A_MW_Before Competition Groups_Process Heat Recovery
Industrial | Ind ¦ Process Improvements | 2029 | SC A | MW | Before Competition Groups | 0.63134 | 0 | 0 | 197.6263 | 0.0031946 | 20 | Industrial_2029_SC A_MW_Before Competition Groups_20 | Process Improvements | 0.3195% | 0 | 0.63134 | Industrial_2029_SC A_MW_Before Competition Groups_Process Improvements
Industrial | Ind ¦ High Efficiency Battery Charger | 2029 | SC A | MW | Before Competition Groups | 0.58257 | 0 | 0 | 197.6263 | 0.0029478 | 21 | Industrial_2029_SC A_MW_Before Competition Groups_21 | High Efficiency Battery Charger | 0.2948% | 0 | 0.58257 | Industrial_2029_SC A_MW_Before Competition Groups_High Efficiency Battery Charger
Industrial | Ind ¦ Improved Controls - Process Heating | 2029 | SC A | MW | Before Competition Groups | 0.41927 | 0 | 0 | 197.6263 | 0.0021215 | 22 | Industrial_2029_SC A_MW_Before Competition Groups_22 | Improved Controls - Process Heating | 0.2122% | 0 | 0.41927 | Industrial_2029_SC A_MW_Before Competition Groups_Improved Controls - Process Heating
Industrial | Ind ¦ Refrigeration Compressor VFD | 2029 | SC A | MW | Before Competition Groups | 0.41883 | 0 | 0 | 197.6263 | 0.0021193 | 23 | Industrial_2029_SC A_MW_Before Competition Groups_23 | Refrigeration Compressor VFD | 0.2119% | 0 | 0.41883 | Industrial_2029_SC A_MW_Before Competition Groups_Refrigeration Compressor VFD
Industrial | Ind ¦ Cooling Tower Optimization | 2029 | SC A | MW | Before Competition Groups | 0.33172 | 0 | 0 | 197.6263 | 0.0016785 | 24 | Industrial_2029_SC A_MW_Before Competition Groups_24 | Cooling Tower Optimization | 0.1679% | 0 | 0.33172 | Industrial_2029_SC A_MW_Before Competition Groups_Cooling Tower Optimization
Industrial | Ind ¦ Engine Block Heater Timer | 2029 | SC A | MW | Before Competition Groups | 0.24843 | 0 | 0 | 197.6263 | 0.0012571 | 25 | Industrial_2029_SC A_MW_Before Competition Groups_25 | Engine Block Heater Timer | 0.1257% | 0 | 0.24843 | Industrial_2029_SC A_MW_Before Competition Groups_Engine Block Heater Timer
Industrial | Ind ¦ Efficient Irrigation | 2029 | SC A | MW | Before Competition Groups | 0.13428 | 0 | 0 | 197.6263 | 0.00067946 | 26 | Industrial_2029_SC A_MW_Before Competition Groups_26 | Efficient Irrigation | 0.06795% | 0 | 0.13428 | Industrial_2029_SC A_MW_Before Competition Groups_Efficient Irrigation
Industrial | Ind ¦ Dairy Pre-Cooler | 2029 | SC A | MW | Before Competition Groups | 0.12295 | 0 | 0 | 197.6263 | 0.00062215 | 27 | Industrial_2029_SC A_MW_Before Competition Groups_27 | Dairy Pre-Cooler | 0.06222% | 0 | 0.12295 | Industrial_2029_SC A_MW_Before Competition Groups_Dairy Pre-Cooler
Industrial | Ind ¦ Air Compressor Heat Recovery | 2029 | SC A | MW | Before Competition Groups | 0.11365 | 0 | 0 | 197.6263 | 0.00057506 | 28 | Industrial_2029_SC A_MW_Before Competition Groups_28 | Air Compressor Heat Recovery | 0.05751% | 0 | 0.11365 | Industrial_2029_SC A_MW_Before Competition Groups_Air Compressor Heat Recovery
Industrial | Ind ¦ Efficient Refrigeration Compressor | 2029 | SC A | MW | Before Competition Groups | 0.067199 | 0 | 0 | 197.6263 | 0.00034003 | 29 | Industrial_2029_SC A_MW_Before Competition Groups_29 | Efficient Refrigeration Compressor | 0.034% | 0 | 0.067199 | Industrial_2029_SC A_MW_Before Competition Groups_Efficient Refrigeration Compressor
Industrial | Ind ¦ Heat Lamps/Heat Pad | 2029 | SC A | MW | Before Competition Groups | 0.024209 | 0 | 0 | 197.6263 | 0.0001225 | 30 | Industrial_2029_SC A_MW_Before Competition Groups_30 | Heat Lamps/Heat Pad | 0.01225% | 0 | 0.024209 | Industrial_2029_SC A_MW_Before Competition Groups_Heat Lamps/Heat Pad
Industrial | Ind ¦ Free Cooling | 2029 | SC A | MW | Before Competition Groups | 0.0075602 | 0 | 0 | 197.6263 | 3.8255e-05 | 31 | Industrial_2029_SC A_MW_Before Competition Groups_31 | Free Cooling | 0.003826% | 0 | 0.0075602 | Industrial_2029_SC A_MW_Before Competition Groups_Free Cooling
Industrial | Ind ¦ Air Leak Survey and Repair | 2029 | SC B | MW | Before Competition Groups | 52.9713 | 0 | 0 | 353.4822 | 0.14986 | 1 | Industrial_2029_SC B_MW_Before Competition Groups_1 | Air Leak Survey and Repair | 14.99% | 0 | 52.9713 | Industrial_2029_SC B_MW_Before Competition Groups_Air Leak Survey and Repair
Industrial | Ind ¦ Pump System Optimization | 2029 | SC B | MW | Before Competition Groups | 42.8693 | 0 | 0 | 353.4822 | 0.12128 | 2 | Industrial_2029_SC B_MW_Before Competition Groups_2 | Pump System Optimization | 12.13% | 0 | 42.8693 | Industrial_2029_SC B_MW_Before Competition Groups_Pump System Optimization
Industrial | Ind ¦ Recommissioning | 2029 | SC B | MW | Before Competition Groups | 37.4952 | 0 | 0 | 353.4822 | 0.10607 | 3 | Industrial_2029_SC B_MW_Before Competition Groups_3 | Recommissioning | 10.61% | 0 | 37.4952 | Industrial_2029_SC B_MW_Before Competition Groups_Recommissioning
Industrial | Ind ¦ SEM | 2029 | SC B | MW | Before Competition Groups | 37.4952 | 0 | 0 | 353.4822 | 0.10607 | 4 | Industrial_2029_SC B_MW_Before Competition Groups_4 | SEM | 10.61% | 0 | 37.4952 | Industrial_2029_SC B_MW_Before Competition Groups_SEM
Industrial | Ind ¦ Air Compressor Optimization | 2029 | SC B | MW | Before Competition Groups | 36.2905 | 0 | 0 | 353.4822 | 0.10267 | 5 | Industrial_2029_SC B_MW_Before Competition Groups_5 | Air Compressor Optimization | 10.27% | 0 | 36.2905 | Industrial_2029_SC B_MW_Before Competition Groups_Air Compressor Optimization
Industrial | Ind ¦ Efficient Compressed Air Nozzles | 2029 | SC B | MW | Before Competition Groups | 28.6763 | 0 | 0 | 353.4822 | 0.081125 | 6 | Industrial_2029_SC B_MW_Before Competition Groups_6 | Efficient Compressed Air Nozzles | 8.113% | 0 | 28.6763 | Industrial_2029_SC B_MW_Before Competition Groups_Efficient Compressed Air Nozzles
Industrial | Ind ¦ Pump Equipment Upgrade | 2029 | SC B | MW | Before Competition Groups | 18.7222 | 0 | 0 | 353.4822 | 0.052965 | 7 | Industrial_2029_SC B_MW_Before Competition Groups_7 | Pump Equipment Upgrade | 5.297% | 0 | 18.7222 | Industrial_2029_SC B_MW_Before Competition Groups_Pump Equipment Upgrade
Industrial | Ind ¦ High Efficiency HVAC Fans | 2029 | SC B | MW | Before Competition Groups | 16.9193 | 0 | 0 | 353.4822 | 0.047865 | 8 | Industrial_2029_SC B_MW_Before Competition Groups_8 | High Efficiency HVAC Fans | 4.786% | 0 | 16.9193 | Industrial_2029_SC B_MW_Before Competition Groups_High Efficiency HVAC Fans
Industrial | Ind ¦ Fan System Optimization | 2029 | SC B | MW | Before Competition Groups | 13.1923 | 0 | 0 | 353.4822 | 0.037321 | 9 | Industrial_2029_SC B_MW_Before Competition Groups_9 | Fan System Optimization | 3.732% | 0 | 13.1923 | Industrial_2029_SC B_MW_Before Competition Groups_Fan System Optimization
Industrial | Ind ¦ Greenhouse Grow Lights | 2029 | SC B | MW | Before Competition Groups | 12.0535 | 0 | 0 | 353.4822 | 0.034099 | 10 | Industrial_2029_SC B_MW_Before Competition Groups_10 | Greenhouse Grow Lights | 3.41% | 0 | 12.0535 | Industrial_2029_SC B_MW_Before Competition Groups_Greenhouse Grow Lights
Industrial | Ind ¦ HE Lighting | 2029 | SC B | MW | Before Competition Groups | 10.9558 | 0 | 0 | 353.4822 | 0.030994 | 11 | Industrial_2029_SC B_MW_Before Competition Groups_11 | HE Lighting | 3.099% | 0 | 10.9558 | Industrial_2029_SC B_MW_Before Competition Groups_HE Lighting
Industrial | Ind ¦ Improved Controls - Process Cooling | 2029 | SC B | MW | Before Competition Groups | 10.1193 | 0 | 0 | 353.4822 | 0.028628 | 12 | Industrial_2029_SC B_MW_Before Competition Groups_12 | Improved Controls - Process Cooling | 2.863% | 0 | 10.1193 | Industrial_2029_SC B_MW_Before Competition Groups_Improved Controls - Process Cooling
Industrial | Ind ¦ Pulp and Paper Process Improvements | 2029 | SC B | MW | Before Competition Groups | 5.3107 | 0 | 0 | 353.4822 | 0.015024 | 13 | Industrial_2029_SC B_MW_Before Competition Groups_13 | Pulp and Paper Process Improvements | 1.502% | 0 | 5.3107 | Industrial_2029_SC B_MW_Before Competition Groups_Pulp and Paper Process Improvements
Industrial | Ind ¦ Material Handling Improvements | 2029 | SC B | MW | Before Competition Groups | 5.1415 | 0 | 0 | 353.4822 | 0.014545 | 14 | Industrial_2029_SC B_MW_Before Competition Groups_14 | Material Handling Improvements | 1.455% | 0 | 5.1415 | Industrial_2029_SC B_MW_Before Competition Groups_Material Handling Improvements
Industrial | Ind ¦ Refiner Plate Improvements | 2029 | SC B | MW | Before Competition Groups | 3.3092 | 0 | 0 | 353.4822 | 0.0093618 | 15 | Industrial_2029_SC B_MW_Before Competition Groups_15 | Refiner Plate Improvements | 0.9362% | 0 | 3.3092 | Industrial_2029_SC B_MW_Before Competition Groups_Refiner Plate Improvements
Industrial | Ind ¦ Cooling Tower Optimization | 2029 | SC B | MW | Before Competition Groups | 3.0073 | 0 | 0 | 353.4822 | 0.0085077 | 16 | Industrial_2029_SC B_MW_Before Competition Groups_16 | Cooling Tower Optimization | 0.8508% | 0 | 3.0073 | Industrial_2029_SC B_MW_Before Competition Groups_Cooling Tower Optimization
Industrial | Ind ¦ Process Optimization (Elec) | 2029 | SC B | MW | Before Competition Groups | 2.9626 | 0 | 0 | 353.4822 | 0.0083811 | 17 | Industrial_2029_SC B_MW_Before Competition Groups_17 | Process Optimization (Elec) | 0.8381% | 0 | 2.9626 | Industrial_2029_SC B_MW_Before Competition Groups_Process Optimization (Elec)
Industrial | Ind ¦ Free Cooling | 2029 | SC B | MW | Before Competition Groups | 2.719 | 0 | 0 | 353.4822 | 0.007692 | 18 | Industrial_2029_SC B_MW_Before Competition Groups_18 | Free Cooling | 0.7692% | 0 | 2.719 | Industrial_2029_SC B_MW_Before Competition Groups_Free Cooling
Industrial | Ind ¦ Ventilation Optimization | 2029 | SC B | MW | Before Competition Groups | 2.3596 | 0 | 0 | 353.4822 | 0.0066752 | 19 | Industrial_2029_SC B_MW_Before Competition Groups_19 | Ventilation Optimization | 0.6675% | 0 | 2.3596 | Industrial_2029_SC B_MW_Before Competition Groups_Ventilation Optimization
Industrial | Ind ¦ VAV Conversion Project | 2029 | SC B | MW | Before Competition Groups | 2.3357 | 0 | 0 | 353.4822 | 0.0066077 | 20 | Industrial_2029_SC B_MW_Before Competition Groups_20 | VAV Conversion Project | 0.6608% | 0 | 2.3357 | Industrial_2029_SC B_MW_Before Competition Groups_VAV Conversion Project
Industrial | Ind ¦ Process Heat Recovery | 2029 | SC B | MW | Before Competition Groups | 1.9285 | 0 | 0 | 353.4822 | 0.0054556 | 21 | Industrial_2029_SC B_MW_Before Competition Groups_21 | Process Heat Recovery | 0.5456% | 0 | 1.9285 | Industrial_2029_SC B_MW_Before Competition Groups_Process Heat Recovery
Industrial | Ind ¦ High Efficiency Battery Charger | 2029 | SC B | MW | Before Competition Groups | 1.6225 | 0 | 0 | 353.4822 | 0.0045901 | 22 | Industrial_2029_SC B_MW_Before Competition Groups_22 | High Efficiency Battery Charger | 0.459% | 0 | 1.6225 | Industrial_2029_SC B_MW_Before Competition Groups_High Efficiency Battery Charger
Industrial | Ind ¦ Process Improvements | 2029 | SC B | MW | Before Competition Groups | 1.5013 | 0 | 0 | 353.4822 | 0.0042471 | 23 | Industrial_2029_SC B_MW_Before Competition Groups_23 | Process Improvements | 0.4247% | 0 | 1.5013 | Industrial_2029_SC B_MW_Before Competition Groups_Process Improvements
Industrial | Ind ¦ Improved Controls - Process Heating | 2029 | SC B | MW | Before Competition Groups | 0.9389 | 0 | 0 | 353.4822 | 0.0026561 | 24 | Industrial_2029_SC B_MW_Before Competition Groups_24 | Improved Controls - Process Heating | 0.2656% | 0 | 0.9389 | Industrial_2029_SC B_MW_Before Competition Groups_Improved Controls - Process Heating
Industrial | Ind ¦ Refrigeration Compressor VFD | 2029 | SC B | MW | Before Competition Groups | 0.92707 | 0 | 0 | 353.4822 | 0.0026227 | 25 | Industrial_2029_SC B_MW_Before Competition Groups_25 | Refrigeration Compressor VFD | 0.2623% | 0 | 0.92707 | Industrial_2029_SC B_MW_Before Competition Groups_Refrigeration Compressor VFD
Industrial | Ind ¦ Engine Block Heater Timer | 2029 | SC B | MW | Before Competition Groups | 0.56702 | 0 | 0 | 353.4822 | 0.0016041 | 26 | Industrial_2029_SC B_MW_Before Competition Groups_26 | Engine Block Heater Timer | 0.1604% | 0 | 0.56702 | Industrial_2029_SC B_MW_Before Competition Groups_Engine Block Heater Timer
Industrial | Ind ¦ Efficient Irrigation | 2029 | SC B | MW | Before Competition Groups | 0.52678 | 0 | 0 | 353.4822 | 0.0014903 | 27 | Industrial_2029_SC B_MW_Before Competition Groups_27 | Efficient Irrigation | 0.149% | 0 | 0.52678 | Industrial_2029_SC B_MW_Before Competition Groups_Efficient Irrigation
Industrial | Ind ¦ Air Compressor Heat Recovery | 2029 | SC B | MW | Before Competition Groups | 0.2568 | 0 | 0 | 353.4822 | 0.00072648 | 28 | Industrial_2029_SC B_MW_Before Competition Groups_28 | Air Compressor Heat Recovery | 0.07265% | 0 | 0.2568 | Industrial_2029_SC B_MW_Before Competition Groups_Air Compressor Heat Recovery
Industrial | Ind ¦ Dairy Pre-Cooler | 2029 | SC B | MW | Before Competition Groups | 0.17853 | 0 | 0 | 353.4822 | 0.00050507 | 29 | Industrial_2029_SC B_MW_Before Competition Groups_29 | Dairy Pre-Cooler | 0.05051% | 0 | 0.17853 | Industrial_2029_SC B_MW_Before Competition Groups_Dairy Pre-Cooler
Industrial | Ind ¦ Efficient Refrigeration Compressor | 2029 | SC B | MW | Before Competition Groups | 0.093786 | 0 | 0 | 353.4822 | 0.00026532 | 30 | Industrial_2029_SC B_MW_Before Competition Groups_30 | Efficient Refrigeration Compressor | 0.02653% | 0 | 0.093786 | Industrial_2029_SC B_MW_Before Competition Groups_Efficient Refrigeration Compressor
Industrial | Ind ¦ Heat Lamps/Heat Pad | 2029 | SC B | MW | Before Competition Groups | 0.035088 | 0 | 0 | 353.4822 | 9.9265e-05 | 31 | Industrial_2029_SC B_MW_Before Competition Groups_31 | Heat Lamps/Heat Pad | 0.009926% | 0 | 0.035088 | Industrial_2029_SC B_MW_Before Competition Groups_Heat Lamps/Heat Pad
Industrial | Ind ¦ Pump System Optimization | 2029 | SC C | MW | Before Competition Groups | 42.8693 | 0 | 0 | 228.3003 | 0.18778 | 1 | Industrial_2029_SC C_MW_Before Competition Groups_1 | Pump System Optimization | 18.78% | 0 | 42.8693 | Industrial_2029_SC C_MW_Before Competition Groups_Pump System Optimization
Industrial | Ind ¦ Air Compressor Optimization | 2029 | SC C | MW | Before Competition Groups | 36.2905 | 0 | 0 | 228.3003 | 0.15896 | 2 | Industrial_2029_SC C_MW_Before Competition Groups_2 | Air Compressor Optimization | 15.9% | 0 | 36.2905 | Industrial_2029_SC C_MW_Before Competition Groups_Air Compressor Optimization
Industrial | Ind ¦ Air Leak Survey and Repair | 2029 | SC C | MW | Before Competition Groups | 23.379 | 0 | 0 | 228.3003 | 0.1024 | 3 | Industrial_2029_SC C_MW_Before Competition Groups_3 | Air Leak Survey and Repair | 10.24% | 0 | 23.379 | Industrial_2029_SC C_MW_Before Competition Groups_Air Leak Survey and Repair
Industrial | Ind ¦ Pump Equipment Upgrade | 2029 | SC C | MW | Before Competition Groups | 18.7222 | 0 | 0 | 228.3003 | 0.082007 | 4 | Industrial_2029_SC C_MW_Before Competition Groups_4 | Pump Equipment Upgrade | 8.201% | 0 | 18.7222 | Industrial_2029_SC C_MW_Before Competition Groups_Pump Equipment Upgrade
Industrial | Ind ¦ Recommissioning | 2029 | SC C | MW | Before Competition Groups | 16.5528 | 0 | 0 | 228.3003 | 0.072504 | 5 | Industrial_2029_SC C_MW_Before Competition Groups_5 | Recommissioning | 7.25% | 0 | 16.5528 | Industrial_2029_SC C_MW_Before Competition Groups_Recommissioning
Industrial | Ind ¦ SEM | 2029 | SC C | MW | Before Competition Groups | 16.5528 | 0 | 0 | 228.3003 | 0.072504 | 6 | Industrial_2029_SC C_MW_Before Competition Groups_6 | SEM | 7.25% | 0 | 16.5528 | Industrial_2029_SC C_MW_Before Competition Groups_SEM
Industrial | Ind ¦ Fan System Optimization | 2029 | SC C | MW | Before Competition Groups | 13.1923 | 0 | 0 | 228.3003 | 0.057785 | 7 | Industrial_2029_SC C_MW_Before Competition Groups_7 | Fan System Optimization | 5.779% | 0 | 13.1923 | Industrial_2029_SC C_MW_Before Competition Groups_Fan System Optimization
Industrial | Ind ¦ Efficient Compressed Air Nozzles | 2029 | SC C | MW | Before Competition Groups | 12.568 | 0 | 0 | 228.3003 | 0.05505 | 8 | Industrial_2029_SC C_MW_Before Competition Groups_8 | Efficient Compressed Air Nozzles | 5.505% | 0 | 12.568 | Industrial_2029_SC C_MW_Before Competition Groups_Efficient Compressed Air Nozzles
Industrial | Ind ¦ High Efficiency HVAC Fans | 2029 | SC C | MW | Before Competition Groups | 9.771 | 0 | 0 | 228.3003 | 0.042799 | 9 | Industrial_2029_SC C_MW_Before Competition Groups_9 | High Efficiency HVAC Fans | 4.28% | 0 | 9.771 | Industrial_2029_SC C_MW_Before Competition Groups_High Efficiency HVAC Fans
Industrial | Ind ¦ Greenhouse Grow Lights | 2029 | SC C | MW | Before Competition Groups | 7.4163 | 0 | 0 | 228.3003 | 0.032485 | 10 | Industrial_2029_SC C_MW_Before Competition Groups_10 | Greenhouse Grow Lights | 3.248% | 0 | 7.4163 | Industrial_2029_SC C_MW_Before Competition Groups_Greenhouse Grow Lights
Industrial | Ind ¦ HE Lighting | 2029 | SC C | MW | Before Competition Groups | 4.6475 | 0 | 0 | 228.3003 | 0.020357 | 11 | Industrial_2029_SC C_MW_Before Competition Groups_11 | HE Lighting | 2.036% | 0 | 4.6475 | Industrial_2029_SC C_MW_Before Competition Groups_HE Lighting
Industrial | Ind ¦ Improved Controls - Process Cooling | 2029 | SC C | MW | Before Competition Groups | 4.4645 | 0 | 0 | 228.3003 | 0.019556 | 12 | Industrial_2029_SC C_MW_Before Competition Groups_12 | Improved Controls - Process Cooling | 1.956% | 0 | 4.4645 | Industrial_2029_SC C_MW_Before Competition Groups_Improved Controls - Process Cooling
Industrial | Ind ¦ Material Handling Improvements | 2029 | SC C | MW | Before Competition Groups | 3.322 | 0 | 0 | 228.3003 | 0.014551 | 13 | Industrial_2029_SC C_MW_Before Competition Groups_13 | Material Handling Improvements | 1.455% | 0 | 3.322 | Industrial_2029_SC C_MW_Before Competition Groups_Material Handling Improvements
Industrial | Ind ¦ Cooling Tower Optimization | 2029 | SC C | MW | Before Competition Groups | 3.0073 | 0 | 0 | 228.3003 | 0.013173 | 14 | Industrial_2029_SC C_MW_Before Competition Groups_14 | Cooling Tower Optimization | 1.317% | 0 | 3.0073 | Industrial_2029_SC C_MW_Before Competition Groups_Cooling Tower Optimization
Industrial | Ind ¦ Process Optimization (Elec) | 2029 | SC C | MW | Before Competition Groups | 2.9626 | 0 | 0 | 228.3003 | 0.012977 | 15 | Industrial_2029_SC C_MW_Before Competition Groups_15 | Process Optimization (Elec) | 1.298% | 0 | 2.9626 | Industrial_2029_SC C_MW_Before Competition Groups_Process Optimization (Elec)
Industrial | Ind ¦ Ventilation Optimization | 2029 | SC C | MW | Before Competition Groups | 2.3596 | 0 | 0 | 228.3003 | 0.010335 | 16 | Industrial_2029_SC C_MW_Before Competition Groups_16 | Ventilation Optimization | 1.034% | 0 | 2.3596 | Industrial_2029_SC C_MW_Before Competition Groups_Ventilation Optimization
Industrial | Ind ¦ Pulp and Paper Process Improvements | 2029 | SC C | MW | Before Competition Groups | 2.2927 | 0 | 0 | 228.3003 | 0.010043 | 17 | Industrial_2029_SC C_MW_Before Competition Groups_17 | Pulp and Paper Process Improvements | 1.004% | 0 | 2.2927 | Industrial_2029_SC C_MW_Before Competition Groups_Pulp and Paper Process Improvements
Industrial | Ind ¦ Refiner Plate Improvements | 2029 | SC C | MW | Before Competition Groups | 1.423 | 0 | 0 | 228.3003 | 0.0062328 | 18 | Industrial_2029_SC C_MW_Before Competition Groups_18 | Refiner Plate Improvements | 0.6233% | 0 | 1.423 | Industrial_2029_SC C_MW_Before Competition Groups_Refiner Plate Improvements
Industrial | Ind ¦ Free Cooling | 2029 | SC C | MW | Before Competition Groups | 1.232 | 0 | 0 | 228.3003 | 0.0053962 | 19 | Industrial_2029_SC C_MW_Before Competition Groups_19 | Free Cooling | 0.5396% | 0 | 1.232 | Industrial_2029_SC C_MW_Before Competition Groups_Free Cooling
Industrial | Ind ¦ VAV Conversion Project | 2029 | SC C | MW | Before Competition Groups | 1.0287 | 0 | 0 | 228.3003 | 0.0045058 | 20 | Industrial_2029_SC C_MW_Before Competition Groups_20 | VAV Conversion Project | 0.4506% | 0 | 1.0287 | Industrial_2029_SC C_MW_Before Competition Groups_VAV Conversion Project
Industrial | Ind ¦ High Efficiency Battery Charger | 2029 | SC C | MW | Before Competition Groups | 0.89201 | 0 | 0 | 228.3003 | 0.0039072 | 21 | Industrial_2029_SC C_MW_Before Competition Groups_21 | High Efficiency Battery Charger | 0.3907% | 0 | 0.89201 | Industrial_2029_SC C_MW_Before Competition Groups_High Efficiency Battery Charger
Industrial | Ind ¦ Process Heat Recovery | 2029 | SC C | MW | Before Competition Groups | 0.8418 | 0 | 0 | 228.3003 | 0.0036873 | 22 | Industrial_2029_SC C_MW_Before Competition Groups_22 | Process Heat Recovery | 0.3687% | 0 | 0.8418 | Industrial_2029_SC C_MW_Before Competition Groups_Process Heat Recovery
Industrial | Ind ¦ Process Improvements | 2029 | SC C | MW | Before Competition Groups | 0.66258 | 0 | 0 | 228.3003 | 0.0029022 | 23 | Industrial_2029_SC C_MW_Before Competition Groups_23 | Process Improvements | 0.2902% | 0 | 0.66258 | Industrial_2029_SC C_MW_Before Competition Groups_Process Improvements
Industrial | Ind ¦ Refrigeration Compressor VFD | 2029 | SC C | MW | Before Competition Groups | 0.6146 | 0 | 0 | 228.3003 | 0.0026921 | 24 | Industrial_2029_SC C_MW_Before Competition Groups_24 | Refrigeration Compressor VFD | 0.2692% | 0 | 0.6146 | Industrial_2029_SC C_MW_Before Competition Groups_Refrigeration Compressor VFD
Industrial | Ind ¦ Improved Controls - Process Heating | 2029 | SC C | MW | Before Competition Groups | 0.42003 | 0 | 0 | 228.3003 | 0.0018398 | 25 | Industrial_2029_SC C_MW_Before Competition Groups_25 | Improved Controls - Process Heating | 0.184% | 0 | 0.42003 | Industrial_2029_SC C_MW_Before Competition Groups_Improved Controls - Process Heating
Industrial | Ind ¦ Engine Block Heater Timer | 2029 | SC C | MW | Before Competition Groups | 0.24896 | 0 | 0 | 228.3003 | 0.0010905 | 26 | Industrial_2029_SC C_MW_Before Competition Groups_26 | Engine Block Heater Timer | 0.1091% | 0 | 0.24896 | Industrial_2029_SC C_MW_Before Competition Groups_Engine Block Heater Timer
Industrial | Ind ¦ Efficient Irrigation | 2029 | SC C | MW | Before Competition Groups | 0.21251 | 0 | 0 | 228.3003 | 0.00093082 | 27 | Industrial_2029_SC C_MW_Before Competition Groups_27 | Efficient Irrigation | 0.09308% | 0 | 0.21251 | Industrial_2029_SC C_MW_Before Competition Groups_Efficient Irrigation
Industrial | Ind ¦ Dairy Pre-Cooler | 2029 | SC C | MW | Before Competition Groups | 0.14482 | 0 | 0 | 228.3003 | 0.00063433 | 28 | Industrial_2029_SC C_MW_Before Competition Groups_28 | Dairy Pre-Cooler | 0.06343% | 0 | 0.14482 | Industrial_2029_SC C_MW_Before Competition Groups_Dairy Pre-Cooler
Industrial | Ind ¦ Air Compressor Heat Recovery | 2029 | SC C | MW | Before Competition Groups | 0.11365 | 0 | 0 | 228.3003 | 0.0004978 | 29 | Industrial_2029_SC C_MW_Before Competition Groups_29 | Air Compressor Heat Recovery | 0.04978% | 0 | 0.11365 | Industrial_2029_SC C_MW_Before Competition Groups_Air Compressor Heat Recovery
Industrial | Ind ¦ Efficient Refrigeration Compressor | 2029 | SC C | MW | Before Competition Groups | 0.067199 | 0 | 0 | 228.3003 | 0.00029434 | 30 | Industrial_2029_SC C_MW_Before Competition Groups_30 | Efficient Refrigeration Compressor | 0.02943% | 0 | 0.067199 | Industrial_2029_SC C_MW_Before Competition Groups_Efficient Refrigeration Compressor
Industrial | Ind ¦ Heat Lamps/Heat Pad | 2029 | SC C | MW | Before Competition Groups | 0.028155 | 0 | 0 | 228.3003 | 0.00012332 | 31 | Industrial_2029_SC C_MW_Before Competition Groups_31 | Heat Lamps/Heat Pad | 0.01233% | 0 | 0.028155 | Industrial_2029_SC C_MW_Before Competition Groups_Heat Lamps/Heat Pad
Industrial | Ind ¦ Air Compressor Optimization | 2029 | SC D | MW | Before Competition Groups | 36.2905 | 0 | 0 | 192.3607 | 0.18866 | 1 | Industrial_2029_SC D_MW_Before Competition Groups_1 | Air Compressor Optimization | 18.87% | 0 | 36.2905 | Industrial_2029_SC D_MW_Before Competition Groups_Air Compressor Optimization
Industrial | Ind ¦ Pump System Optimization | 2029 | SC D | MW | Before Competition Groups | 27.3368 | 0 | 0 | 192.3607 | 0.14211 | 2 | Industrial_2029_SC D_MW_Before Competition Groups_2 | Pump System Optimization | 14.21% | 0 | 27.3368 | Industrial_2029_SC D_MW_Before Competition Groups_Pump System Optimization
Industrial | Ind ¦ Air Leak Survey and Repair | 2029 | SC D | MW | Before Competition Groups | 23.3352 | 0 | 0 | 192.3607 | 0.12131 | 3 | Industrial_2029_SC D_MW_Before Competition Groups_3 | Air Leak Survey and Repair | 12.13% | 0 | 23.3352 | Industrial_2029_SC D_MW_Before Competition Groups_Air Leak Survey and Repair
Industrial | Ind ¦ SEM | 2029 | SC D | MW | Before Competition Groups | 16.5528 | 0 | 0 | 192.3607 | 0.086051 | 4 | Industrial_2029_SC D_MW_Before Competition Groups_4 | SEM | 8.605% | 0 | 16.5528 | Industrial_2029_SC D_MW_Before Competition Groups_SEM
Industrial | Ind ¦ Recommissioning | 2029 | SC D | MW | Before Competition Groups | 15.9606 | 0 | 0 | 192.3607 | 0.082972 | 5 | Industrial_2029_SC D_MW_Before Competition Groups_5 | Recommissioning | 8.297% | 0 | 15.9606 | Industrial_2029_SC D_MW_Before Competition Groups_Recommissioning
Industrial | Ind ¦ Fan System Optimization | 2029 | SC D | MW | Before Competition Groups | 13.1923 | 0 | 0 | 192.3607 | 0.068581 | 6 | Industrial_2029_SC D_MW_Before Competition Groups_6 | Fan System Optimization | 6.858% | 0 | 13.1923 | Industrial_2029_SC D_MW_Before Competition Groups_Fan System Optimization
Industrial | Ind ¦ Efficient Compressed Air Nozzles | 2029 | SC D | MW | Before Competition Groups | 12.568 | 0 | 0 | 192.3607 | 0.065335 | 7 | Industrial_2029_SC D_MW_Before Competition Groups_7 | Efficient Compressed Air Nozzles | 6.534% | 0 | 12.568 | Industrial_2029_SC D_MW_Before Competition Groups_Efficient Compressed Air Nozzles
Industrial | Ind ¦ Pump Equipment Upgrade | 2029 | SC D | MW | Before Competition Groups | 12.051 | 0 | 0 | 192.3607 | 0.062648 | 8 | Industrial_2029_SC D_MW_Before Competition Groups_8 | Pump Equipment Upgrade | 6.265% | 0 | 12.051 | Industrial_2029_SC D_MW_Before Competition Groups_Pump Equipment Upgrade
Industrial | Ind ¦ High Efficiency HVAC Fans | 2029 | SC D | MW | Before Competition Groups | 9.2653 | 0 | 0 | 192.3607 | 0.048166 | 9 | Industrial_2029_SC D_MW_Before Competition Groups_9 | High Efficiency HVAC Fans | 4.817% | 0 | 9.2653 | Industrial_2029_SC D_MW_Before Competition Groups_High Efficiency HVAC Fans
Industrial | Ind ¦ Improved Controls - Process Cooling | 2029 | SC D | MW | Before Competition Groups | 4.4645 | 0 | 0 | 192.3607 | 0.023209 | 10 | Industrial_2029_SC D_MW_Before Competition Groups_10 | Improved Controls - Process Cooling | 2.321% | 0 | 4.4645 | Industrial_2029_SC D_MW_Before Competition Groups_Improved Controls - Process Cooling
Industrial | Ind ¦ Greenhouse Grow Lights | 2029 | SC D | MW | Before Competition Groups | 4.2365 | 0 | 0 | 192.3607 | 0.022024 | 11 | Industrial_2029_SC D_MW_Before Competition Groups_11 | Greenhouse Grow Lights | 2.202% | 0 | 4.2365 | Industrial_2029_SC D_MW_Before Competition Groups_Greenhouse Grow Lights
Industrial | Ind ¦ Material Handling Improvements | 2029 | SC D | MW | Before Competition Groups | 3.322 | 0 | 0 | 192.3607 | 0.01727 | 12 | Industrial_2029_SC D_MW_Before Competition Groups_12 | Material Handling Improvements | 1.727% | 0 | 3.322 | Industrial_2029_SC D_MW_Before Competition Groups_Material Handling Improvements
Industrial | Ind ¦ Process Optimization (Elec) | 2029 | SC D | MW | Before Competition Groups | 2.9626 | 0 | 0 | 192.3607 | 0.015401 | 13 | Industrial_2029_SC D_MW_Before Competition Groups_13 | Process Optimization (Elec) | 1.54% | 0 | 2.9626 | Industrial_2029_SC D_MW_Before Competition Groups_Process Optimization (Elec)
Industrial | Ind ¦ Cooling Tower Optimization | 2029 | SC D | MW | Before Competition Groups | 2.7897 | 0 | 0 | 192.3607 | 0.014502 | 14 | Industrial_2029_SC D_MW_Before Competition Groups_14 | Cooling Tower Optimization | 1.45% | 0 | 2.7897 | Industrial_2029_SC D_MW_Before Competition Groups_Cooling Tower Optimization
Industrial | Ind ¦ Ventilation Optimization | 2029 | SC D | MW | Before Competition Groups | 2.0831 | 0 | 0 | 192.3607 | 0.010829 | 15 | Industrial_2029_SC D_MW_Before Competition Groups_15 | Ventilation Optimization | 1.083% | 0 | 2.0831 | Industrial_2029_SC D_MW_Before Competition Groups_Ventilation Optimization
Industrial | Ind ¦ Refiner Plate Improvements | 2029 | SC D | MW | Before Competition Groups | 1.423 | 0 | 0 | 192.3607 | 0.0073974 | 16 | Industrial_2029_SC D_MW_Before Competition Groups_16 | Refiner Plate Improvements | 0.7397% | 0 | 1.423 | Industrial_2029_SC D_MW_Before Competition Groups_Refiner Plate Improvements
Industrial | Ind ¦ VAV Conversion Project | 2029 | SC D | MW | Before Competition Groups | 0.69148 | 0 | 0 | 192.3607 | 0.0035947 | 17 | Industrial_2029_SC D_MW_Before Competition Groups_17 | VAV Conversion Project | 0.3595% | 0 | 0.69148 | Industrial_2029_SC D_MW_Before Competition Groups_VAV Conversion Project
Industrial | Ind ¦ Process Heat Recovery | 2029 | SC D | MW | Before Competition Groups | 0.62964 | 0 | 0 | 192.3607 | 0.0032732 | 18 | Industrial_2029_SC D_MW_Before Competition Groups_18 | Process Heat Recovery | 0.3273% | 0 | 0.62964 | Industrial_2029_SC D_MW_Before Competition Groups_Process Heat Recovery
Industrial | Ind ¦ Process Improvements | 2029 | SC D | MW | Before Competition Groups | 0.57701 | 0 | 0 | 192.3607 | 0.0029996 | 19 | Industrial_2029_SC D_MW_Before Competition Groups_19 | Process Improvements | 0.3% | 0 | 0.57701 | Industrial_2029_SC D_MW_Before Competition Groups_Process Improvements
Industrial | Ind ¦ HE Lighting | 2029 | SC D | MW | Before Competition Groups | 0.52694 | 0 | 0 | 192.3607 | 0.0027393 | 20 | Industrial_2029_SC D_MW_Before Competition Groups_20 | HE Lighting | 0.2739% | 0 | 0.52694 | Industrial_2029_SC D_MW_Before Competition Groups_HE Lighting
Industrial | Ind ¦ High Efficiency Battery Charger | 2029 | SC D | MW | Before Competition Groups | 0.41388 | 0 | 0 | 192.3607 | 0.0021516 | 21 | Industrial_2029_SC D_MW_Before Competition Groups_21 | High Efficiency Battery Charger | 0.2152% | 0 | 0.41388 | Industrial_2029_SC D_MW_Before Competition Groups_High Efficiency Battery Charger
Industrial | Ind ¦ Improved Controls - Process Heating | 2029 | SC D | MW | Before Competition Groups | 0.37337 | 0 | 0 | 192.3607 | 0.001941 | 22 | Industrial_2029_SC D_MW_Before Competition Groups_22 | Improved Controls - Process Heating | 0.1941% | 0 | 0.37337 | Industrial_2029_SC D_MW_Before Competition Groups_Improved Controls - Process Heating
Industrial | Ind ¦ Refrigeration Compressor VFD | 2029 | SC D | MW | Before Competition Groups | 0.32208 | 0 | 0 | 192.3607 | 0.0016744 | 23 | Industrial_2029_SC D_MW_Before Competition Groups_23 | Refrigeration Compressor VFD | 0.1674% | 0 | 0.32208 | Industrial_2029_SC D_MW_Before Competition Groups_Refrigeration Compressor VFD
Industrial | Ind ¦ Pulp and Paper Process Improvements | 2029 | SC D | MW | Before Competition Groups | 0.25356 | 0 | 0 | 192.3607 | 0.0013181 | 24 | Industrial_2029_SC D_MW_Before Competition Groups_24 | Pulp and Paper Process Improvements | 0.1318% | 0 | 0.25356 | Industrial_2029_SC D_MW_Before Competition Groups_Pulp and Paper Process Improvements
Industrial | Ind ¦ Engine Block Heater Timer | 2029 | SC D | MW | Before Competition Groups | 0.23539 | 0 | 0 | 192.3607 | 0.0012237 | 25 | Industrial_2029_SC D_MW_Before Competition Groups_25 | Engine Block Heater Timer | 0.1224% | 0 | 0.23539 | Industrial_2029_SC D_MW_Before Competition Groups_Engine Block Heater Timer
Industrial | Ind ¦ Free Cooling | 2029 | SC D | MW | Before Competition Groups | 0.14796 | 0 | 0 | 192.3607 | 0.0007692 | 26 | Industrial_2029_SC D_MW_Before Competition Groups_26 | Free Cooling | 0.07692% | 0 | 0.14796 | Industrial_2029_SC D_MW_Before Competition Groups_Free Cooling
Industrial | Ind ¦ Air Compressor Heat Recovery | 2029 | SC D | MW | Before Competition Groups | 0.10275 | 0 | 0 | 192.3607 | 0.00053417 | 27 | Industrial_2029_SC D_MW_Before Competition Groups_27 | Air Compressor Heat Recovery | 0.05342% | 0 | 0.10275 | Industrial_2029_SC D_MW_Before Competition Groups_Air Compressor Heat Recovery
Industrial | Ind ¦ Efficient Irrigation | 2029 | SC D | MW | Before Competition Groups | 0.094357 | 0 | 0 | 192.3607 | 0.00049052 | 28 | Industrial_2029_SC D_MW_Before Competition Groups_28 | Efficient Irrigation | 0.04905% | 0 | 0.094357 | Industrial_2029_SC D_MW_Before Competition Groups_Efficient Irrigation
Industrial | Ind ¦ Dairy Pre-Cooler | 2029 | SC D | MW | Before Competition Groups | 0.075377 | 0 | 0 | 192.3607 | 0.00039185 | 29 | Industrial_2029_SC D_MW_Before Competition Groups_29 | Dairy Pre-Cooler | 0.03919% | 0 | 0.075377 | Industrial_2029_SC D_MW_Before Competition Groups_Dairy Pre-Cooler
Industrial | Ind ¦ Efficient Refrigeration Compressor | 2029 | SC D | MW | Before Competition Groups | 0.066472 | 0 | 0 | 192.3607 | 0.00034556 | 30 | Industrial_2029_SC D_MW_Before Competition Groups_30 | Efficient Refrigeration Compressor | 0.03456% | 0 | 0.066472 | Industrial_2029_SC D_MW_Before Competition Groups_Efficient Refrigeration Compressor
Industrial | Ind ¦ Heat Lamps/Heat Pad | 2029 | SC D | MW | Before Competition Groups | 0.016719 | 0 | 0 | 192.3607 | 8.6915e-05 | 31 | Industrial_2029_SC D_MW_Before Competition Groups_31 | Heat Lamps/Heat Pad | 0.008692% | 0 | 0.016719 | Industrial_2029_SC D_MW_Before Competition Groups_Heat Lamps/Heat Pad
Industrial | Ind ¦ Pump System Optimization | 2029 | Technical | MW | Before Competition Groups | 87.9444 | 0 | 0 | 707.012 | 0.12439 | 1 | Industrial_2029_Technical_MW_Before Competition Groups_1 | Pump System Optimization | 12.44% | 0 | 87.9444 | Industrial_2029_Technical_MW_Before Competition Groups_Pump System Optimization
Industrial | Ind ¦ HE Lighting | 2029 | Technical | MW | Before Competition Groups | 83.4335 | 0 | 0 | 707.012 | 0.11801 | 2 | Industrial_2029_Technical_MW_Before Competition Groups_2 | HE Lighting | 11.8% | 0 | 83.4335 | Industrial_2029_Technical_MW_Before Competition Groups_HE Lighting
Industrial | Ind ¦ Air Leak Survey and Repair | 2029 | Technical | MW | Before Competition Groups | 74.5961 | 0 | 0 | 707.012 | 0.10551 | 3 | Industrial_2029_Technical_MW_Before Competition Groups_3 | Air Leak Survey and Repair | 10.55% | 0 | 74.5961 | Industrial_2029_Technical_MW_Before Competition Groups_Air Leak Survey and Repair
Industrial | Ind ¦ Air Compressor Optimization | 2029 | Technical | MW | Before Competition Groups | 53.148 | 0 | 0 | 707.012 | 0.075173 | 4 | Industrial_2029_Technical_MW_Before Competition Groups_4 | Air Compressor Optimization | 7.517% | 0 | 53.148 | Industrial_2029_Technical_MW_Before Competition Groups_Air Compressor Optimization
Industrial | Ind ¦ Recommissioning | 2029 | Technical | MW | Before Competition Groups | 52.6509 | 0 | 0 | 707.012 | 0.07447 | 5 | Industrial_2029_Technical_MW_Before Competition Groups_5 | Recommissioning | 7.447% | 0 | 52.6509 | Industrial_2029_Technical_MW_Before Competition Groups_Recommissioning
Industrial | Ind ¦ SEM | 2029 | Technical | MW | Before Competition Groups | 52.6509 | 0 | 0 | 707.012 | 0.07447 | 6 | Industrial_2029_Technical_MW_Before Competition Groups_6 | SEM | 7.447% | 0 | 52.6509 | Industrial_2029_Technical_MW_Before Competition Groups_SEM
Industrial | Ind ¦ Efficient Compressed Air Nozzles | 2029 | Technical | MW | Before Competition Groups | 52.0566 | 0 | 0 | 707.012 | 0.073629 | 7 | Industrial_2029_Technical_MW_Before Competition Groups_7 | Efficient Compressed Air Nozzles | 7.363% | 0 | 52.0566 | Industrial_2029_Technical_MW_Before Competition Groups_Efficient Compressed Air Nozzles
Industrial | Ind ¦ Pump Equipment Upgrade | 2029 | Technical | MW | Before Competition Groups | 39.762 | 0 | 0 | 707.012 | 0.05624 | 8 | Industrial_2029_Technical_MW_Before Competition Groups_8 | Pump Equipment Upgrade | 5.624% | 0 | 39.762 | Industrial_2029_Technical_MW_Before Competition Groups_Pump Equipment Upgrade
Industrial | Ind ¦ High Efficiency HVAC Fans | 2029 | Technical | MW | Before Competition Groups | 25.5719 | 0 | 0 | 707.012 | 0.036169 | 9 | Industrial_2029_Technical_MW_Before Competition Groups_9 | High Efficiency HVAC Fans | 3.617% | 0 | 25.5719 | Industrial_2029_Technical_MW_Before Competition Groups_High Efficiency HVAC Fans
Industrial | Ind ¦ Process Optimization (Elec) | 2029 | Technical | MW | Before Competition Groups | 21.395 | 0 | 0 | 707.012 | 0.030261 | 10 | Industrial_2029_Technical_MW_Before Competition Groups_10 | Process Optimization (Elec) | 3.026% | 0 | 21.395 | Industrial_2029_Technical_MW_Before Competition Groups_Process Optimization (Elec)
Industrial | Ind ¦ Greenhouse Grow Lights | 2029 | Technical | MW | Before Competition Groups | 20.7117 | 0 | 0 | 707.012 | 0.029295 | 11 | Industrial_2029_Technical_MW_Before Competition Groups_11 | Greenhouse Grow Lights | 2.929% | 0 | 20.7117 | Industrial_2029_Technical_MW_Before Competition Groups_Greenhouse Grow Lights
Industrial | Ind ¦ Premium Efficient Motors | 2029 | Technical | MW | Before Competition Groups | 20.0602 | 0 | 0 | 707.012 | 0.028373 | 12 | Industrial_2029_Technical_MW_Before Competition Groups_12 | Premium Efficient Motors | 2.837% | 0 | 20.0602 | Industrial_2029_Technical_MW_Before Competition Groups_Premium Efficient Motors
Industrial | Ind ¦ Fan System Optimization | 2029 | Technical | MW | Before Competition Groups | 18.7504 | 0 | 0 | 707.012 | 0.026521 | 13 | Industrial_2029_Technical_MW_Before Competition Groups_13 | Fan System Optimization | 2.652% | 0 | 18.7504 | Industrial_2029_Technical_MW_Before Competition Groups_Fan System Optimization
Industrial | Ind ¦ Improved Controls - Process Cooling | 2029 | Technical | MW | Before Competition Groups | 13.648 | 0 | 0 | 707.012 | 0.019304 | 14 | Industrial_2029_Technical_MW_Before Competition Groups_14 | Improved Controls - Process Cooling | 1.93% | 0 | 13.648 | Industrial_2029_Technical_MW_Before Competition Groups_Improved Controls - Process Cooling
Industrial | Ind ¦ Ventilation Optimization | 2029 | Technical | MW | Before Competition Groups | 9.5967 | 0 | 0 | 707.012 | 0.013574 | 15 | Industrial_2029_Technical_MW_Before Competition Groups_15 | Ventilation Optimization | 1.357% | 0 | 9.5967 | Industrial_2029_Technical_MW_Before Competition Groups_Ventilation Optimization
Industrial | Ind ¦ HE HVAC Controls | 2029 | Technical | MW | Before Competition Groups | 8.7326 | 0 | 0 | 707.012 | 0.012351 | 16 | Industrial_2029_Technical_MW_Before Competition Groups_16 | HE HVAC Controls | 1.235% | 0 | 8.7326 | Industrial_2029_Technical_MW_Before Competition Groups_HE HVAC Controls
Industrial | Ind ¦ Pulp and Paper Process Improvements | 2029 | Technical | MW | Before Competition Groups | 8.0028 | 0 | 0 | 707.012 | 0.011319 | 17 | Industrial_2029_Technical_MW_Before Competition Groups_17 | Pulp and Paper Process Improvements | 1.132% | 0 | 8.0028 | Industrial_2029_Technical_MW_Before Competition Groups_Pulp and Paper Process Improvements
Industrial | Ind ¦ Material Handling Improvements | 2029 | Technical | MW | Before Competition Groups | 7.662 | 0 | 0 | 707.012 | 0.010837 | 18 | Industrial_2029_Technical_MW_Before Competition Groups_18 | Material Handling Improvements | 1.084% | 0 | 7.662 | Industrial_2029_Technical_MW_Before Competition Groups_Material Handling Improvements
Industrial | Ind ¦ Refiner Plate Improvements | 2029 | Technical | MW | Before Competition Groups | 6.2256 | 0 | 0 | 707.012 | 0.0088054 | 19 | Industrial_2029_Technical_MW_Before Competition Groups_19 | Refiner Plate Improvements | 0.8805% | 0 | 6.2256 | Industrial_2029_Technical_MW_Before Competition Groups_Refiner Plate Improvements
Industrial | Ind ¦ HVLS Fans | 2029 | Technical | MW | Before Competition Groups | 6.2017 | 0 | 0 | 707.012 | 0.0087718 | 20 | Industrial_2029_Technical_MW_Before Competition Groups_20 | HVLS Fans | 0.8772% | 0 | 6.2017 | Industrial_2029_Technical_MW_Before Competition Groups_HVLS Fans
Industrial | Ind ¦ HE HVAC Units | 2029 | Technical | MW | Before Competition Groups | 5.5585 | 0 | 0 | 707.012 | 0.007862 | 21 | Industrial_2029_Technical_MW_Before Competition Groups_21 | HE HVAC Units | 0.7862% | 0 | 5.5585 | Industrial_2029_Technical_MW_Before Competition Groups_HE HVAC Units
Industrial | Ind ¦ Chiller Optimization | 2029 | Technical | MW | Before Competition Groups | 5.338 | 0 | 0 | 707.012 | 0.00755 | 22 | Industrial_2029_Technical_MW_Before Competition Groups_22 | Chiller Optimization | 0.755% | 0 | 5.338 | Industrial_2029_Technical_MW_Before Competition Groups_Chiller Optimization
Industrial | Ind ¦ Cooling Tower Optimization | 2029 | Technical | MW | Before Competition Groups | 4.1782 | 0 | 0 | 707.012 | 0.0059096 | 23 | Industrial_2029_Technical_MW_Before Competition Groups_23 | Cooling Tower Optimization | 0.591% | 0 | 4.1782 | Industrial_2029_Technical_MW_Before Competition Groups_Cooling Tower Optimization
Industrial | Ind ¦ Free Cooling | 2029 | Technical | MW | Before Competition Groups | 3.5078 | 0 | 0 | 707.012 | 0.0049614 | 24 | Industrial_2029_Technical_MW_Before Competition Groups_24 | Free Cooling | 0.4961% | 0 | 3.5078 | Industrial_2029_Technical_MW_Before Competition Groups_Free Cooling
Industrial | Ind ¦ VAV Conversion Project | 2029 | Technical | MW | Before Competition Groups | 2.9552 | 0 | 0 | 707.012 | 0.0041798 | 25 | Industrial_2029_Technical_MW_Before Competition Groups_25 | VAV Conversion Project | 0.418% | 0 | 2.9552 | Industrial_2029_Technical_MW_Before Competition Groups_VAV Conversion Project
Industrial | Ind ¦ Cold Storage Retrofit | 2029 | Technical | MW | Before Competition Groups | 2.8815 | 0 | 0 | 707.012 | 0.0040756 | 26 | Industrial_2029_Technical_MW_Before Competition Groups_26 | Cold Storage Retrofit | 0.4076% | 0 | 2.8815 | Industrial_2029_Technical_MW_Before Competition Groups_Cold Storage Retrofit
Industrial | Ind ¦ Process Heat Recovery | 2029 | Technical | MW | Before Competition Groups | 2.7583 | 0 | 0 | 707.012 | 0.0039013 | 27 | Industrial_2029_Technical_MW_Before Competition Groups_27 | Process Heat Recovery | 0.3901% | 0 | 2.7583 | Industrial_2029_Technical_MW_Before Competition Groups_Process Heat Recovery
Industrial | Ind ¦ Synchronous Belts | 2029 | Technical | MW | Before Competition Groups | 2.6495 | 0 | 0 | 707.012 | 0.0037474 | 28 | Industrial_2029_Technical_MW_Before Competition Groups_28 | Synchronous Belts | 0.3747% | 0 | 2.6495 | Industrial_2029_Technical_MW_Before Competition Groups_Synchronous Belts
Industrial | Ind ¦ High Efficiency Battery Charger | 2029 | Technical | MW | Before Competition Groups | 2.6121 | 0 | 0 | 707.012 | 0.0036946 | 29 | Industrial_2029_Technical_MW_Before Competition Groups_29 | High Efficiency Battery Charger | 0.3695% | 0 | 2.6121 | Industrial_2029_Technical_MW_Before Competition Groups_High Efficiency Battery Charger
Industrial | Ind ¦ Process Improvements | 2029 | Technical | MW | Before Competition Groups | 2.1684 | 0 | 0 | 707.012 | 0.003067 | 30 | Industrial_2029_Technical_MW_Before Competition Groups_30 | Process Improvements | 0.3067% | 0 | 2.1684 | Industrial_2029_Technical_MW_Before Competition Groups_Process Improvements
Industrial | Ind ¦ Efficient Irrigation | 2029 | Technical | MW | Before Competition Groups | 2.1347 | 0 | 0 | 707.012 | 0.0030193 | 31 | Industrial_2029_Technical_MW_Before Competition Groups_31 | Efficient Irrigation | 0.3019% | 0 | 2.1347 | Industrial_2029_Technical_MW_Before Competition Groups_Efficient Irrigation
Industrial | Ind ¦ Refrigeration Compressor VFD | 2029 | Technical | MW | Before Competition Groups | 1.4136 | 0 | 0 | 707.012 | 0.0019994 | 32 | Industrial_2029_Technical_MW_Before Competition Groups_32 | Refrigeration Compressor VFD | 0.1999% | 0 | 1.4136 | Industrial_2029_Technical_MW_Before Competition Groups_Refrigeration Compressor VFD
Industrial | Ind ¦ Efficient Transformer | 2029 | Technical | MW | Before Competition Groups | 1.3105 | 0 | 0 | 707.012 | 0.0018535 | 33 | Industrial_2029_Technical_MW_Before Competition Groups_33 | Efficient Transformer | 0.1854% | 0 | 1.3105 | Industrial_2029_Technical_MW_Before Competition Groups_Efficient Transformer
Industrial | Ind ¦ Improved Controls - Process Heating | 2029 | Technical | MW | Before Competition Groups | 1.309 | 0 | 0 | 707.012 | 0.0018514 | 34 | Industrial_2029_Technical_MW_Before Competition Groups_34 | Improved Controls - Process Heating | 0.1851% | 0 | 1.309 | Industrial_2029_Technical_MW_Before Competition Groups_Improved Controls - Process Heating
Industrial | Ind ¦ High Efficiency Welders | 2029 | Technical | MW | Before Competition Groups | 1.049 | 0 | 0 | 707.012 | 0.0014836 | 35 | Industrial_2029_Technical_MW_Before Competition Groups_35 | High Efficiency Welders | 0.1484% | 0 | 1.049 | Industrial_2029_Technical_MW_Before Competition Groups_High Efficiency Welders
Industrial | Ind ¦ Engine Block Heater Timer | 2029 | Technical | MW | Before Competition Groups | 0.8291 | 0 | 0 | 707.012 | 0.0011727 | 36 | Industrial_2029_Technical_MW_Before Competition Groups_36 | Engine Block Heater Timer | 0.1173% | 0 | 0.8291 | Industrial_2029_Technical_MW_Before Competition Groups_Engine Block Heater Timer
Industrial | Ind ¦ Dairy Pre-Cooler | 2029 | Technical | MW | Before Competition Groups | 0.58479 | 0 | 0 | 707.012 | 0.00082713 | 37 | Industrial_2029_Technical_MW_Before Competition Groups_37 | Dairy Pre-Cooler | 0.08271% | 0 | 0.58479 | Industrial_2029_Technical_MW_Before Competition Groups_Dairy Pre-Cooler
Industrial | Ind ¦ Air Compressor Heat Recovery | 2029 | Technical | MW | Before Competition Groups | 0.35539 | 0 | 0 | 707.012 | 0.00050267 | 38 | Industrial_2029_Technical_MW_Before Competition Groups_38 | Air Compressor Heat Recovery | 0.05027% | 0 | 0.35539 | Industrial_2029_Technical_MW_Before Competition Groups_Air Compressor Heat Recovery
Industrial | Ind ¦ Optimize Compressed Air Dryer | 2029 | Technical | MW | Before Competition Groups | 0.25921 | 0 | 0 | 707.012 | 0.00036662 | 39 | Industrial_2029_Technical_MW_Before Competition Groups_39 | Optimize Compressed Air Dryer | 0.03666% | 0 | 0.25921 | Industrial_2029_Technical_MW_Before Competition Groups_Optimize Compressed Air Dryer
Industrial | Ind ¦ Heat Lamps/Heat Pad | 2029 | Technical | MW | Before Competition Groups | 0.13461 | 0 | 0 | 707.012 | 0.0001904 | 40 | Industrial_2029_Technical_MW_Before Competition Groups_40 | Heat Lamps/Heat Pad | 0.01904% | 0 | 0.13461 | Industrial_2029_Technical_MW_Before Competition Groups_Heat Lamps/Heat Pad
Industrial | Ind ¦ Efficient Refrigeration Compressor | 2029 | Technical | MW | Before Competition Groups | 0.11895 | 0 | 0 | 707.012 | 0.00016824 | 41 | Industrial_2029_Technical_MW_Before Competition Groups_41 | Efficient Refrigeration Compressor | 0.01682% | 0 | 0.11895 | Industrial_2029_Technical_MW_Before Competition Groups_Efficient Refrigeration Compressor
Industrial | Ind ¦ Creep Heat Controller | 2029 | Technical | MW | Before Competition Groups | 0.10496 | 0 | 0 | 707.012 | 0.00014846 | 42 | Industrial_2029_Technical_MW_Before Competition Groups_42 | Creep Heat Controller | 0.01485% | 0 | 0.10496 | Industrial_2029_Technical_MW_Before Competition Groups_Creep Heat Controller
Industrial | Ind ¦ Pump System Optimization | 2030 | Economic | MW | Before Competition Groups | 87.3855 | 0 | 0 | 603.5519 | 0.14479 | 1 | Industrial_2030_Economic_MW_Before Competition Groups_1 | Pump System Optimization | 14.48% | 0 | 87.3855 | Industrial_2030_Economic_MW_Before Competition Groups_Pump System Optimization
Industrial | Ind ¦ Air Leak Survey and Repair | 2030 | Economic | MW | Before Competition Groups | 74.6671 | 0 | 0 | 603.5519 | 0.12371 | 2 | Industrial_2030_Economic_MW_Before Competition Groups_2 | Air Leak Survey and Repair | 12.37% | 0 | 74.6671 | Industrial_2030_Economic_MW_Before Competition Groups_Air Leak Survey and Repair
Industrial | Ind ¦ Air Compressor Optimization | 2030 | Economic | MW | Before Competition Groups | 54.2915 | 0 | 0 | 603.5519 | 0.089953 | 3 | Industrial_2030_Economic_MW_Before Competition Groups_3 | Air Compressor Optimization | 8.995% | 0 | 54.2915 | Industrial_2030_Economic_MW_Before Competition Groups_Air Compressor Optimization
Industrial | Ind ¦ Efficient Compressed Air Nozzles | 2030 | Economic | MW | Before Competition Groups | 53.1878 | 0 | 0 | 603.5519 | 0.088125 | 4 | Industrial_2030_Economic_MW_Before Competition Groups_4 | Efficient Compressed Air Nozzles | 8.812% | 0 | 53.1878 | Industrial_2030_Economic_MW_Before Competition Groups_Efficient Compressed Air Nozzles
Industrial | Ind ¦ Recommissioning | 2030 | Economic | MW | Before Competition Groups | 52.5432 | 0 | 0 | 603.5519 | 0.087057 | 5 | Industrial_2030_Economic_MW_Before Competition Groups_5 | Recommissioning | 8.706% | 0 | 52.5432 | Industrial_2030_Economic_MW_Before Competition Groups_Recommissioning
Industrial | Ind ¦ SEM | 2030 | Economic | MW | Before Competition Groups | 52.5432 | 0 | 0 | 603.5519 | 0.087057 | 6 | Industrial_2030_Economic_MW_Before Competition Groups_6 | SEM | 8.706% | 0 | 52.5432 | Industrial_2030_Economic_MW_Before Competition Groups_SEM
Industrial | Ind ¦ Pump Equipment Upgrade | 2030 | Economic | MW | Before Competition Groups | 40.6047 | 0 | 0 | 603.5519 | 0.067276 | 7 | Industrial_2030_Economic_MW_Before Competition Groups_7 | Pump Equipment Upgrade | 6.728% | 0 | 40.6047 | Industrial_2030_Economic_MW_Before Competition Groups_Pump Equipment Upgrade
Industrial | Ind ¦ HE Lighting | 2030 | Economic | MW | Before Competition Groups | 36.5912 | 0 | 0 | 603.5519 | 0.060626 | 8 | Industrial_2030_Economic_MW_Before Competition Groups_8 | HE Lighting | 6.063% | 0 | 36.5912 | Industrial_2030_Economic_MW_Before Competition Groups_HE Lighting
Industrial | Ind ¦ High Efficiency HVAC Fans | 2030 | Economic | MW | Before Competition Groups | 25.9956 | 0 | 0 | 603.5519 | 0.043071 | 9 | Industrial_2030_Economic_MW_Before Competition Groups_9 | High Efficiency HVAC Fans | 4.307% | 0 | 25.9956 | Industrial_2030_Economic_MW_Before Competition Groups_High Efficiency HVAC Fans
Industrial | Ind ¦ Process Optimization (Elec) | 2030 | Economic | MW | Before Competition Groups | 21.3345 | 0 | 0 | 603.5519 | 0.035348 | 10 | Industrial_2030_Economic_MW_Before Competition Groups_10 | Process Optimization (Elec) | 3.535% | 0 | 21.3345 | Industrial_2030_Economic_MW_Before Competition Groups_Process Optimization (Elec)
Industrial | Ind ¦ Greenhouse Grow Lights | 2030 | Economic | MW | Before Competition Groups | 21.0235 | 0 | 0 | 603.5519 | 0.034833 | 11 | Industrial_2030_Economic_MW_Before Competition Groups_11 | Greenhouse Grow Lights | 3.483% | 0 | 21.0235 | Industrial_2030_Economic_MW_Before Competition Groups_Greenhouse Grow Lights
Industrial | Ind ¦ Fan System Optimization | 2030 | Economic | MW | Before Competition Groups | 18.9892 | 0 | 0 | 603.5519 | 0.031462 | 12 | Industrial_2030_Economic_MW_Before Competition Groups_12 | Fan System Optimization | 3.146% | 0 | 18.9892 | Industrial_2030_Economic_MW_Before Competition Groups_Fan System Optimization
Industrial | Ind ¦ Improved Controls - Process Cooling | 2030 | Economic | MW | Before Competition Groups | 13.6013 | 0 | 0 | 603.5519 | 0.022535 | 13 | Industrial_2030_Economic_MW_Before Competition Groups_13 | Improved Controls - Process Cooling | 2.254% | 0 | 13.6013 | Industrial_2030_Economic_MW_Before Competition Groups_Improved Controls - Process Cooling
Industrial | Ind ¦ Pulp and Paper Process Improvements | 2030 | Economic | MW | Before Competition Groups | 7.9962 | 0 | 0 | 603.5519 | 0.013249 | 14 | Industrial_2030_Economic_MW_Before Competition Groups_14 | Pulp and Paper Process Improvements | 1.325% | 0 | 7.9962 | Industrial_2030_Economic_MW_Before Competition Groups_Pulp and Paper Process Improvements
Industrial | Ind ¦ Material Handling Improvements | 2030 | Economic | MW | Before Competition Groups | 7.822 | 0 | 0 | 603.5519 | 0.01296 | 15 | Industrial_2030_Economic_MW_Before Competition Groups_15 | Material Handling Improvements | 1.296% | 0 | 7.822 | Industrial_2030_Economic_MW_Before Competition Groups_Material Handling Improvements
Industrial | Ind ¦ Refiner Plate Improvements | 2030 | Economic | MW | Before Competition Groups | 6.3619 | 0 | 0 | 603.5519 | 0.010541 | 16 | Industrial_2030_Economic_MW_Before Competition Groups_16 | Refiner Plate Improvements | 1.054% | 0 | 6.3619 | Industrial_2030_Economic_MW_Before Competition Groups_Refiner Plate Improvements
Industrial | Ind ¦ Cooling Tower Optimization | 2030 | Economic | MW | Before Competition Groups | 4.1699 | 0 | 0 | 603.5519 | 0.006909 | 17 | Industrial_2030_Economic_MW_Before Competition Groups_17 | Cooling Tower Optimization | 0.6909% | 0 | 4.1699 | Industrial_2030_Economic_MW_Before Competition Groups_Cooling Tower Optimization
Industrial | Ind ¦ Ventilation Optimization | 2030 | Economic | MW | Before Competition Groups | 3.8787 | 0 | 0 | 603.5519 | 0.0064264 | 18 | Industrial_2030_Economic_MW_Before Competition Groups_18 | Ventilation Optimization | 0.6426% | 0 | 3.8787 | Industrial_2030_Economic_MW_Before Competition Groups_Ventilation Optimization
Industrial | Ind ¦ Free Cooling | 2030 | Economic | MW | Before Competition Groups | 3.5024 | 0 | 0 | 603.5519 | 0.005803 | 19 | Industrial_2030_Economic_MW_Before Competition Groups_19 | Free Cooling | 0.5803% | 0 | 3.5024 | Industrial_2030_Economic_MW_Before Competition Groups_Free Cooling
Industrial | Ind ¦ VAV Conversion Project | 2030 | Economic | MW | Before Competition Groups | 2.923 | 0 | 0 | 603.5519 | 0.004843 | 20 | Industrial_2030_Economic_MW_Before Competition Groups_20 | VAV Conversion Project | 0.4843% | 0 | 2.923 | Industrial_2030_Economic_MW_Before Competition Groups_VAV Conversion Project
Industrial | Ind ¦ Process Heat Recovery | 2030 | Economic | MW | Before Competition Groups | 2.7539 | 0 | 0 | 603.5519 | 0.0045628 | 21 | Industrial_2030_Economic_MW_Before Competition Groups_21 | Process Heat Recovery | 0.4563% | 0 | 2.7539 | Industrial_2030_Economic_MW_Before Competition Groups_Process Heat Recovery
Industrial | Ind ¦ High Efficiency Battery Charger | 2030 | Economic | MW | Before Competition Groups | 2.6713 | 0 | 0 | 603.5519 | 0.0044259 | 22 | Industrial_2030_Economic_MW_Before Competition Groups_22 | High Efficiency Battery Charger | 0.4426% | 0 | 2.6713 | Industrial_2030_Economic_MW_Before Competition Groups_High Efficiency Battery Charger
Industrial | Ind ¦ Efficient Irrigation | 2030 | Economic | MW | Before Competition Groups | 2.1754 | 0 | 0 | 603.5519 | 0.0036043 | 23 | Industrial_2030_Economic_MW_Before Competition Groups_23 | Efficient Irrigation | 0.3604% | 0 | 2.1754 | Industrial_2030_Economic_MW_Before Competition Groups_Efficient Irrigation
Industrial | Ind ¦ Process Improvements | 2030 | Economic | MW | Before Competition Groups | 2.1691 | 0 | 0 | 603.5519 | 0.0035939 | 24 | Industrial_2030_Economic_MW_Before Competition Groups_24 | Process Improvements | 0.3594% | 0 | 2.1691 | Industrial_2030_Economic_MW_Before Competition Groups_Process Improvements
Industrial | Ind ¦ Refrigeration Compressor VFD | 2030 | Economic | MW | Before Competition Groups | 1.4445 | 0 | 0 | 603.5519 | 0.0023934 | 25 | Industrial_2030_Economic_MW_Before Competition Groups_25 | Refrigeration Compressor VFD | 0.2393% | 0 | 1.4445 | Industrial_2030_Economic_MW_Before Competition Groups_Refrigeration Compressor VFD
Industrial | Ind ¦ Improved Controls - Process Heating | 2030 | Economic | MW | Before Competition Groups | 1.3085 | 0 | 0 | 603.5519 | 0.0021679 | 26 | Industrial_2030_Economic_MW_Before Competition Groups_26 | Improved Controls - Process Heating | 0.2168% | 0 | 1.3085 | Industrial_2030_Economic_MW_Before Competition Groups_Improved Controls - Process Heating
Industrial | Ind ¦ Engine Block Heater Timer | 2030 | Economic | MW | Before Competition Groups | 0.8298 | 0 | 0 | 603.5519 | 0.0013749 | 27 | Industrial_2030_Economic_MW_Before Competition Groups_27 | Engine Block Heater Timer | 0.1375% | 0 | 0.8298 | Industrial_2030_Economic_MW_Before Competition Groups_Engine Block Heater Timer
Industrial | Ind ¦ Air Compressor Heat Recovery | 2030 | Economic | MW | Before Competition Groups | 0.35383 | 0 | 0 | 603.5519 | 0.00058624 | 28 | Industrial_2030_Economic_MW_Before Competition Groups_28 | Air Compressor Heat Recovery | 0.05862% | 0 | 0.35383 | Industrial_2030_Economic_MW_Before Competition Groups_Air Compressor Heat Recovery
Industrial | Ind ¦ Dairy Pre-Cooler | 2030 | Economic | MW | Before Competition Groups | 0.30349 | 0 | 0 | 603.5519 | 0.00050284 | 29 | Industrial_2030_Economic_MW_Before Competition Groups_29 | Dairy Pre-Cooler | 0.05028% | 0 | 0.30349 | Industrial_2030_Economic_MW_Before Competition Groups_Dairy Pre-Cooler
Industrial | Ind ¦ Efficient Refrigeration Compressor | 2030 | Economic | MW | Before Competition Groups | 0.12096 | 0 | 0 | 603.5519 | 0.00020041 | 30 | Industrial_2030_Economic_MW_Before Competition Groups_30 | Efficient Refrigeration Compressor | 0.02004% | 0 | 0.12096 | Industrial_2030_Economic_MW_Before Competition Groups_Efficient Refrigeration Compressor
Industrial | Ind ¦ Heat Lamps/Heat Pad | 2030 | Economic | MW | Before Competition Groups | 0.0087516 | 0 | 0 | 603.5519 | 1.45e-05 | 31 | Industrial_2030_Economic_MW_Before Competition Groups_31 | Heat Lamps/Heat Pad | 0.00145% | 0 | 0.0087516 | Industrial_2030_Economic_MW_Before Competition Groups_Heat Lamps/Heat Pad
Industrial | Ind ¦ Air Compressor Optimization | 2030 | SC A | MW | Before Competition Groups | 39.1093 | 0 | 0 | 219.1465 | 0.17846 | 1 | Industrial_2030_SC A_MW_Before Competition Groups_1 | Air Compressor Optimization | 17.85% | 0 | 39.1093 | Industrial_2030_SC A_MW_Before Competition Groups_Air Compressor Optimization
Industrial | Ind ¦ Pump System Optimization | 2030 | SC A | MW | Before Competition Groups | 34.3121 | 0 | 0 | 219.1465 | 0.15657 | 2 | Industrial_2030_SC A_MW_Before Competition Groups_2 | Pump System Optimization | 15.66% | 0 | 34.3121 | Industrial_2030_SC A_MW_Before Competition Groups_Pump System Optimization
Industrial | Ind ¦ Air Leak Survey and Repair | 2030 | SC A | MW | Before Competition Groups | 26.4724 | 0 | 0 | 219.1465 | 0.1208 | 3 | Industrial_2030_SC A_MW_Before Competition Groups_3 | Air Leak Survey and Repair | 12.08% | 0 | 26.4724 | Industrial_2030_SC A_MW_Before Competition Groups_Air Leak Survey and Repair
Industrial | Ind ¦ Recommissioning | 2030 | SC A | MW | Before Competition Groups | 18.7459 | 0 | 0 | 219.1465 | 0.085541 | 4 | Industrial_2030_SC A_MW_Before Competition Groups_4 | Recommissioning | 8.554% | 0 | 18.7459 | Industrial_2030_SC A_MW_Before Competition Groups_Recommissioning
Industrial | Ind ¦ SEM | 2030 | SC A | MW | Before Competition Groups | 18.7459 | 0 | 0 | 219.1465 | 0.085541 | 5 | Industrial_2030_SC A_MW_Before Competition Groups_5 | SEM | 8.554% | 0 | 18.7459 | Industrial_2030_SC A_MW_Before Competition Groups_SEM
Industrial | Ind ¦ Pump Equipment Upgrade | 2030 | SC A | MW | Before Competition Groups | 15.0545 | 0 | 0 | 219.1465 | 0.068696 | 6 | Industrial_2030_SC A_MW_Before Competition Groups_6 | Pump Equipment Upgrade | 6.87% | 0 | 15.0545 | Industrial_2030_SC A_MW_Before Competition Groups_Pump Equipment Upgrade
Industrial | Ind ¦ Efficient Compressed Air Nozzles | 2030 | SC A | MW | Before Competition Groups | 14.5273 | 0 | 0 | 219.1465 | 0.066291 | 7 | Industrial_2030_SC A_MW_Before Competition Groups_7 | Efficient Compressed Air Nozzles | 6.629% | 0 | 14.5273 | Industrial_2030_SC A_MW_Before Competition Groups_Efficient Compressed Air Nozzles
Industrial | Ind ¦ Fan System Optimization | 2030 | SC A | MW | Before Competition Groups | 13.3885 | 0 | 0 | 219.1465 | 0.061094 | 8 | Industrial_2030_SC A_MW_Before Competition Groups_8 | Fan System Optimization | 6.109% | 0 | 13.3885 | Industrial_2030_SC A_MW_Before Competition Groups_Fan System Optimization
Industrial | Ind ¦ High Efficiency HVAC Fans | 2030 | SC A | MW | Before Competition Groups | 10.9058 | 0 | 0 | 219.1465 | 0.049765 | 9 | Industrial_2030_SC A_MW_Before Competition Groups_9 | High Efficiency HVAC Fans | 4.977% | 0 | 10.9058 | Industrial_2030_SC A_MW_Before Competition Groups_High Efficiency HVAC Fans
Industrial | Ind ¦ Greenhouse Grow Lights | 2030 | SC A | MW | Before Competition Groups | 5.385 | 0 | 0 | 219.1465 | 0.024572 | 10 | Industrial_2030_SC A_MW_Before Competition Groups_10 | Greenhouse Grow Lights | 2.457% | 0 | 5.385 | Industrial_2030_SC A_MW_Before Competition Groups_Greenhouse Grow Lights
Industrial | Ind ¦ Improved Controls - Process Cooling | 2030 | SC A | MW | Before Competition Groups | 5.0513 | 0 | 0 | 219.1465 | 0.02305 | 11 | Industrial_2030_SC A_MW_Before Competition Groups_11 | Improved Controls - Process Cooling | 2.305% | 0 | 5.0513 | Industrial_2030_SC A_MW_Before Competition Groups_Improved Controls - Process Cooling
Industrial | Ind ¦ Material Handling Improvements | 2030 | SC A | MW | Before Competition Groups | 3.6383 | 0 | 0 | 219.1465 | 0.016602 | 12 | Industrial_2030_SC A_MW_Before Competition Groups_12 | Material Handling Improvements | 1.66% | 0 | 3.6383 | Industrial_2030_SC A_MW_Before Competition Groups_Material Handling Improvements
Industrial | Ind ¦ Process Optimization (Elec) | 2030 | SC A | MW | Before Competition Groups | 3.3612 | 0 | 0 | 219.1465 | 0.015338 | 13 | Industrial_2030_SC A_MW_Before Competition Groups_13 | Process Optimization (Elec) | 1.534% | 0 | 3.3612 | Industrial_2030_SC A_MW_Before Competition Groups_Process Optimization (Elec)
Industrial | Ind ¦ Refiner Plate Improvements | 2030 | SC A | MW | Before Competition Groups | 1.6413 | 0 | 0 | 219.1465 | 0.0074897 | 14 | Industrial_2030_SC A_MW_Before Competition Groups_14 | Refiner Plate Improvements | 0.749% | 0 | 1.6413 | Industrial_2030_SC A_MW_Before Competition Groups_Refiner Plate Improvements
Industrial | Ind ¦ HE Lighting | 2030 | SC A | MW | Before Competition Groups | 1.1424 | 0 | 0 | 219.1465 | 0.0052129 | 15 | Industrial_2030_SC A_MW_Before Competition Groups_15 | HE Lighting | 0.5213% | 0 | 1.1424 | Industrial_2030_SC A_MW_Before Competition Groups_HE Lighting
Industrial | Ind ¦ VAV Conversion Project | 2030 | SC A | MW | Before Competition Groups | 1.1374 | 0 | 0 | 219.1465 | 0.0051903 | 16 | Industrial_2030_SC A_MW_Before Competition Groups_16 | VAV Conversion Project | 0.519% | 0 | 1.1374 | Industrial_2030_SC A_MW_Before Competition Groups_VAV Conversion Project
Industrial | Ind ¦ Ventilation Optimization | 2030 | SC A | MW | Before Competition Groups | 1.1197 | 0 | 0 | 219.1465 | 0.0051095 | 17 | Industrial_2030_SC A_MW_Before Competition Groups_17 | Ventilation Optimization | 0.511% | 0 | 1.1197 | Industrial_2030_SC A_MW_Before Competition Groups_Ventilation Optimization
Industrial | Ind ¦ Pulp and Paper Process Improvements | 2030 | SC A | MW | Before Competition Groups | 0.9812 | 0 | 0 | 219.1465 | 0.0044774 | 18 | Industrial_2030_SC A_MW_Before Competition Groups_18 | Pulp and Paper Process Improvements | 0.4477% | 0 | 0.9812 | Industrial_2030_SC A_MW_Before Competition Groups_Pulp and Paper Process Improvements
Industrial | Ind ¦ Process Heat Recovery | 2030 | SC A | MW | Before Competition Groups | 0.95337 | 0 | 0 | 219.1465 | 0.0043504 | 19 | Industrial_2030_SC A_MW_Before Competition Groups_19 | Process Heat Recovery | 0.435% | 0 | 0.95337 | Industrial_2030_SC A_MW_Before Competition Groups_Process Heat Recovery
Industrial | Ind ¦ Process Improvements | 2030 | SC A | MW | Before Competition Groups | 0.71503 | 0 | 0 | 219.1465 | 0.0032628 | 20 | Industrial_2030_SC A_MW_Before Competition Groups_20 | Process Improvements | 0.3263% | 0 | 0.71503 | Industrial_2030_SC A_MW_Before Competition Groups_Process Improvements
Industrial | Ind ¦ High Efficiency Battery Charger | 2030 | SC A | MW | Before Competition Groups | 0.6506 | 0 | 0 | 219.1465 | 0.0029688 | 21 | Industrial_2030_SC A_MW_Before Competition Groups_21 | High Efficiency Battery Charger | 0.2969% | 0 | 0.6506 | Industrial_2030_SC A_MW_Before Competition Groups_High Efficiency Battery Charger
Industrial | Ind ¦ Improved Controls - Process Heating | 2030 | SC A | MW | Before Competition Groups | 0.47557 | 0 | 0 | 219.1465 | 0.0021701 | 22 | Industrial_2030_SC A_MW_Before Competition Groups_22 | Improved Controls - Process Heating | 0.217% | 0 | 0.47557 | Industrial_2030_SC A_MW_Before Competition Groups_Improved Controls - Process Heating
Industrial | Ind ¦ Refrigeration Compressor VFD | 2030 | SC A | MW | Before Competition Groups | 0.44822 | 0 | 0 | 219.1465 | 0.0020453 | 23 | Industrial_2030_SC A_MW_Before Competition Groups_23 | Refrigeration Compressor VFD | 0.2045% | 0 | 0.44822 | Industrial_2030_SC A_MW_Before Competition Groups_Refrigeration Compressor VFD
Industrial | Ind ¦ Cooling Tower Optimization | 2030 | SC A | MW | Before Competition Groups | 0.3663 | 0 | 0 | 219.1465 | 0.0016715 | 24 | Industrial_2030_SC A_MW_Before Competition Groups_24 | Cooling Tower Optimization | 0.1671% | 0 | 0.3663 | Industrial_2030_SC A_MW_Before Competition Groups_Cooling Tower Optimization
Industrial | Ind ¦ Engine Block Heater Timer | 2030 | SC A | MW | Before Competition Groups | 0.28138 | 0 | 0 | 219.1465 | 0.001284 | 25 | Industrial_2030_SC A_MW_Before Competition Groups_25 | Engine Block Heater Timer | 0.1284% | 0 | 0.28138 | Industrial_2030_SC A_MW_Before Competition Groups_Engine Block Heater Timer
Industrial | Ind ¦ Efficient Irrigation | 2030 | SC A | MW | Before Competition Groups | 0.16501 | 0 | 0 | 219.1465 | 0.00075296 | 26 | Industrial_2030_SC A_MW_Before Competition Groups_26 | Efficient Irrigation | 0.0753% | 0 | 0.16501 | Industrial_2030_SC A_MW_Before Competition Groups_Efficient Irrigation
Industrial | Ind ¦ Dairy Pre-Cooler | 2030 | SC A | MW | Before Competition Groups | 0.13444 | 0 | 0 | 219.1465 | 0.00061346 | 27 | Industrial_2030_SC A_MW_Before Competition Groups_27 | Dairy Pre-Cooler | 0.06135% | 0 | 0.13444 | Industrial_2030_SC A_MW_Before Competition Groups_Dairy Pre-Cooler
Industrial | Ind ¦ Air Compressor Heat Recovery | 2030 | SC A | MW | Before Competition Groups | 0.12854 | 0 | 0 | 219.1465 | 0.00058656 | 28 | Industrial_2030_SC A_MW_Before Competition Groups_28 | Air Compressor Heat Recovery | 0.05866% | 0 | 0.12854 | Industrial_2030_SC A_MW_Before Competition Groups_Air Compressor Heat Recovery
Industrial | Ind ¦ Efficient Refrigeration Compressor | 2030 | SC A | MW | Before Competition Groups | 0.072163 | 0 | 0 | 219.1465 | 0.00032929 | 29 | Industrial_2030_SC A_MW_Before Competition Groups_29 | Efficient Refrigeration Compressor | 0.03293% | 0 | 0.072163 | Industrial_2030_SC A_MW_Before Competition Groups_Efficient Refrigeration Compressor
Industrial | Ind ¦ Heat Lamps/Heat Pad | 2030 | SC A | MW | Before Competition Groups | 0.027883 | 0 | 0 | 219.1465 | 0.00012724 | 30 | Industrial_2030_SC A_MW_Before Competition Groups_30 | Heat Lamps/Heat Pad | 0.01272% | 0 | 0.027883 | Industrial_2030_SC A_MW_Before Competition Groups_Heat Lamps/Heat Pad
Industrial | Ind ¦ Free Cooling | 2030 | SC A | MW | Before Competition Groups | 0.0082702 | 0 | 0 | 219.1465 | 3.7738e-05 | 31 | Industrial_2030_SC A_MW_Before Competition Groups_31 | Free Cooling | 0.003774% | 0 | 0.0082702 | Industrial_2030_SC A_MW_Before Competition Groups_Free Cooling
Industrial | Ind ¦ Air Leak Survey and Repair | 2030 | SC B | MW | Before Competition Groups | 57.0345 | 0 | 0 | 386.2765 | 0.14765 | 1 | Industrial_2030_SC B_MW_Before Competition Groups_1 | Air Leak Survey and Repair | 14.77% | 0 | 57.0345 | Industrial_2030_SC B_MW_Before Competition Groups_Air Leak Survey and Repair
Industrial | Ind ¦ Pump System Optimization | 2030 | SC B | MW | Before Competition Groups | 48.2225 | 0 | 0 | 386.2765 | 0.12484 | 2 | Industrial_2030_SC B_MW_Before Competition Groups_2 | Pump System Optimization | 12.48% | 0 | 48.2225 | Industrial_2030_SC B_MW_Before Competition Groups_Pump System Optimization
Industrial | Ind ¦ Recommissioning | 2030 | SC B | MW | Before Competition Groups | 40.3742 | 0 | 0 | 386.2765 | 0.10452 | 3 | Industrial_2030_SC B_MW_Before Competition Groups_3 | Recommissioning | 10.45% | 0 | 40.3742 | Industrial_2030_SC B_MW_Before Competition Groups_Recommissioning
Industrial | Ind ¦ SEM | 2030 | SC B | MW | Before Competition Groups | 40.3742 | 0 | 0 | 386.2765 | 0.10452 | 4 | Industrial_2030_SC B_MW_Before Competition Groups_4 | SEM | 10.45% | 0 | 40.3742 | Industrial_2030_SC B_MW_Before Competition Groups_SEM
Industrial | Ind ¦ Air Compressor Optimization | 2030 | SC B | MW | Before Competition Groups | 39.1093 | 0 | 0 | 386.2765 | 0.10125 | 5 | Industrial_2030_SC B_MW_Before Competition Groups_5 | Air Compressor Optimization | 10.12% | 0 | 39.1093 | Industrial_2030_SC B_MW_Before Competition Groups_Air Compressor Optimization
Industrial | Ind ¦ Efficient Compressed Air Nozzles | 2030 | SC B | MW | Before Competition Groups | 31.5903 | 0 | 0 | 386.2765 | 0.081781 | 6 | Industrial_2030_SC B_MW_Before Competition Groups_6 | Efficient Compressed Air Nozzles | 8.178% | 0 | 31.5903 | Industrial_2030_SC B_MW_Before Competition Groups_Efficient Compressed Air Nozzles
Industrial | Ind ¦ Pump Equipment Upgrade | 2030 | SC B | MW | Before Competition Groups | 21.2215 | 0 | 0 | 386.2765 | 0.054939 | 7 | Industrial_2030_SC B_MW_Before Competition Groups_7 | Pump Equipment Upgrade | 5.494% | 0 | 21.2215 | Industrial_2030_SC B_MW_Before Competition Groups_Pump Equipment Upgrade
Industrial | Ind ¦ High Efficiency HVAC Fans | 2030 | SC B | MW | Before Competition Groups | 18.3188 | 0 | 0 | 386.2765 | 0.047424 | 8 | Industrial_2030_SC B_MW_Before Competition Groups_8 | High Efficiency HVAC Fans | 4.742% | 0 | 18.3188 | Industrial_2030_SC B_MW_Before Competition Groups_High Efficiency HVAC Fans
Industrial | Ind ¦ Fan System Optimization | 2030 | SC B | MW | Before Competition Groups | 14.1752 | 0 | 0 | 386.2765 | 0.036697 | 9 | Industrial_2030_SC B_MW_Before Competition Groups_9 | Fan System Optimization | 3.67% | 0 | 14.1752 | Industrial_2030_SC B_MW_Before Competition Groups_Fan System Optimization
Industrial | Ind ¦ Greenhouse Grow Lights | 2030 | SC B | MW | Before Competition Groups | 13.2064 | 0 | 0 | 386.2765 | 0.034189 | 10 | Industrial_2030_SC B_MW_Before Competition Groups_10 | Greenhouse Grow Lights | 3.419% | 0 | 13.2064 | Industrial_2030_SC B_MW_Before Competition Groups_Greenhouse Grow Lights
Industrial | Ind ¦ HE Lighting | 2030 | SC B | MW | Before Competition Groups | 12.8765 | 0 | 0 | 386.2765 | 0.033335 | 11 | Industrial_2030_SC B_MW_Before Competition Groups_11 | HE Lighting | 3.333% | 0 | 12.8765 | Industrial_2030_SC B_MW_Before Competition Groups_HE Lighting
Industrial | Ind ¦ Improved Controls - Process Cooling | 2030 | SC B | MW | Before Competition Groups | 10.9043 | 0 | 0 | 386.2765 | 0.028229 | 12 | Industrial_2030_SC B_MW_Before Competition Groups_12 | Improved Controls - Process Cooling | 2.823% | 0 | 10.9043 | Industrial_2030_SC B_MW_Before Competition Groups_Improved Controls - Process Cooling
Industrial | Ind ¦ Pulp and Paper Process Improvements | 2030 | SC B | MW | Before Competition Groups | 5.7453 | 0 | 0 | 386.2765 | 0.014874 | 13 | Industrial_2030_SC B_MW_Before Competition Groups_13 | Pulp and Paper Process Improvements | 1.487% | 0 | 5.7453 | Industrial_2030_SC B_MW_Before Competition Groups_Pulp and Paper Process Improvements
Industrial | Ind ¦ Material Handling Improvements | 2030 | SC B | MW | Before Competition Groups | 5.5169 | 0 | 0 | 386.2765 | 0.014282 | 14 | Industrial_2030_SC B_MW_Before Competition Groups_14 | Material Handling Improvements | 1.428% | 0 | 5.5169 | Industrial_2030_SC B_MW_Before Competition Groups_Material Handling Improvements
Industrial | Ind ¦ Refiner Plate Improvements | 2030 | SC B | MW | Before Competition Groups | 3.6498 | 0 | 0 | 386.2765 | 0.0094487 | 15 | Industrial_2030_SC B_MW_Before Competition Groups_15 | Refiner Plate Improvements | 0.9449% | 0 | 3.6498 | Industrial_2030_SC B_MW_Before Competition Groups_Refiner Plate Improvements
Industrial | Ind ¦ Process Optimization (Elec) | 2030 | SC B | MW | Before Competition Groups | 3.3612 | 0 | 0 | 386.2765 | 0.0087016 | 16 | Industrial_2030_SC B_MW_Before Competition Groups_16 | Process Optimization (Elec) | 0.8702% | 0 | 3.3612 | Industrial_2030_SC B_MW_Before Competition Groups_Process Optimization (Elec)
Industrial | Ind ¦ Cooling Tower Optimization | 2030 | SC B | MW | Before Competition Groups | 3.2352 | 0 | 0 | 386.2765 | 0.0083753 | 17 | Industrial_2030_SC B_MW_Before Competition Groups_17 | Cooling Tower Optimization | 0.8375% | 0 | 3.2352 | Industrial_2030_SC B_MW_Before Competition Groups_Cooling Tower Optimization
Industrial | Ind ¦ Free Cooling | 2030 | SC B | MW | Before Competition Groups | 2.916 | 0 | 0 | 386.2765 | 0.0075489 | 18 | Industrial_2030_SC B_MW_Before Competition Groups_18 | Free Cooling | 0.7549% | 0 | 2.916 | Industrial_2030_SC B_MW_Before Competition Groups_Free Cooling
Industrial | Ind ¦ Ventilation Optimization | 2030 | SC B | MW | Before Competition Groups | 2.5577 | 0 | 0 | 386.2765 | 0.0066213 | 19 | Industrial_2030_SC B_MW_Before Competition Groups_19 | Ventilation Optimization | 0.6621% | 0 | 2.5577 | Industrial_2030_SC B_MW_Before Competition Groups_Ventilation Optimization
Industrial | Ind ¦ VAV Conversion Project | 2030 | SC B | MW | Before Competition Groups | 2.5148 | 0 | 0 | 386.2765 | 0.0065104 | 20 | Industrial_2030_SC B_MW_Before Competition Groups_20 | VAV Conversion Project | 0.651% | 0 | 2.5148 | Industrial_2030_SC B_MW_Before Competition Groups_VAV Conversion Project
Industrial | Ind ¦ Process Heat Recovery | 2030 | SC B | MW | Before Competition Groups | 2.0811 | 0 | 0 | 386.2765 | 0.0053875 | 21 | Industrial_2030_SC B_MW_Before Competition Groups_21 | Process Heat Recovery | 0.5388% | 0 | 2.0811 | Industrial_2030_SC B_MW_Before Competition Groups_Process Heat Recovery
Industrial | Ind ¦ High Efficiency Battery Charger | 2030 | SC B | MW | Before Competition Groups | 1.7625 | 0 | 0 | 386.2765 | 0.0045629 | 22 | Industrial_2030_SC B_MW_Before Competition Groups_22 | High Efficiency Battery Charger | 0.4563% | 0 | 1.7625 | Industrial_2030_SC B_MW_Before Competition Groups_High Efficiency Battery Charger
Industrial | Ind ¦ Process Improvements | 2030 | SC B | MW | Before Competition Groups | 1.6165 | 0 | 0 | 386.2765 | 0.0041848 | 23 | Industrial_2030_SC B_MW_Before Competition Groups_23 | Process Improvements | 0.4185% | 0 | 1.6165 | Industrial_2030_SC B_MW_Before Competition Groups_Process Improvements
Industrial | Ind ¦ Refrigeration Compressor VFD | 2030 | SC B | MW | Before Competition Groups | 1.0139 | 0 | 0 | 386.2765 | 0.0026247 | 24 | Industrial_2030_SC B_MW_Before Competition Groups_24 | Refrigeration Compressor VFD | 0.2625% | 0 | 1.0139 | Industrial_2030_SC B_MW_Before Competition Groups_Refrigeration Compressor VFD
Industrial | Ind ¦ Improved Controls - Process Heating | 2030 | SC B | MW | Before Competition Groups | 1.0098 | 0 | 0 | 386.2765 | 0.0026143 | 25 | Industrial_2030_SC B_MW_Before Competition Groups_25 | Improved Controls - Process Heating | 0.2614% | 0 | 1.0098 | Industrial_2030_SC B_MW_Before Competition Groups_Improved Controls - Process Heating
Industrial | Ind ¦ Efficient Irrigation | 2030 | SC B | MW | Before Competition Groups | 0.66875 | 0 | 0 | 386.2765 | 0.0017313 | 26 | Industrial_2030_SC B_MW_Before Competition Groups_26 | Efficient Irrigation | 0.1731% | 0 | 0.66875 | Industrial_2030_SC B_MW_Before Competition Groups_Efficient Irrigation
Industrial | Ind ¦ Engine Block Heater Timer | 2030 | SC B | MW | Before Competition Groups | 0.61122 | 0 | 0 | 386.2765 | 0.0015823 | 27 | Industrial_2030_SC B_MW_Before Competition Groups_27 | Engine Block Heater Timer | 0.1582% | 0 | 0.61122 | Industrial_2030_SC B_MW_Before Competition Groups_Engine Block Heater Timer
Industrial | Ind ¦ Air Compressor Heat Recovery | 2030 | SC B | MW | Before Competition Groups | 0.27608 | 0 | 0 | 386.2765 | 0.00071473 | 28 | Industrial_2030_SC B_MW_Before Competition Groups_28 | Air Compressor Heat Recovery | 0.07147% | 0 | 0.27608 | Industrial_2030_SC B_MW_Before Competition Groups_Air Compressor Heat Recovery
Industrial | Ind ¦ Dairy Pre-Cooler | 2030 | SC B | MW | Before Competition Groups | 0.19326 | 0 | 0 | 386.2765 | 0.00050032 | 29 | Industrial_2030_SC B_MW_Before Competition Groups_29 | Dairy Pre-Cooler | 0.05003% | 0 | 0.19326 | Industrial_2030_SC B_MW_Before Competition Groups_Dairy Pre-Cooler
Industrial | Ind ¦ Efficient Refrigeration Compressor | 2030 | SC B | MW | Before Competition Groups | 0.099111 | 0 | 0 | 386.2765 | 0.00025658 | 30 | Industrial_2030_SC B_MW_Before Competition Groups_30 | Efficient Refrigeration Compressor | 0.02566% | 0 | 0.099111 | Industrial_2030_SC B_MW_Before Competition Groups_Efficient Refrigeration Compressor
Industrial | Ind ¦ Heat Lamps/Heat Pad | 2030 | SC B | MW | Before Competition Groups | 0.039498 | 0 | 0 | 386.2765 | 0.00010225 | 31 | Industrial_2030_SC B_MW_Before Competition Groups_31 | Heat Lamps/Heat Pad | 0.01023% | 0 | 0.039498 | Industrial_2030_SC B_MW_Before Competition Groups_Heat Lamps/Heat Pad
Industrial | Ind ¦ Pump System Optimization | 2030 | SC C | MW | Before Competition Groups | 48.2225 | 0 | 0 | 255.5451 | 0.1887 | 1 | Industrial_2030_SC C_MW_Before Competition Groups_1 | Pump System Optimization | 18.87% | 0 | 48.2225 | Industrial_2030_SC C_MW_Before Competition Groups_Pump System Optimization
Industrial | Ind ¦ Air Compressor Optimization | 2030 | SC C | MW | Before Competition Groups | 39.1093 | 0 | 0 | 255.5451 | 0.15304 | 2 | Industrial_2030_SC C_MW_Before Competition Groups_2 | Air Compressor Optimization | 15.3% | 0 | 39.1093 | Industrial_2030_SC C_MW_Before Competition Groups_Air Compressor Optimization
Industrial | Ind ¦ Air Leak Survey and Repair | 2030 | SC C | MW | Before Competition Groups | 26.4724 | 0 | 0 | 255.5451 | 0.10359 | 3 | Industrial_2030_SC C_MW_Before Competition Groups_3 | Air Leak Survey and Repair | 10.36% | 0 | 26.4724 | Industrial_2030_SC C_MW_Before Competition Groups_Air Leak Survey and Repair
Industrial | Ind ¦ Pump Equipment Upgrade | 2030 | SC C | MW | Before Competition Groups | 21.2215 | 0 | 0 | 255.5451 | 0.083044 | 4 | Industrial_2030_SC C_MW_Before Competition Groups_4 | Pump Equipment Upgrade | 8.304% | 0 | 21.2215 | Industrial_2030_SC C_MW_Before Competition Groups_Pump Equipment Upgrade
Industrial | Ind ¦ Recommissioning | 2030 | SC C | MW | Before Competition Groups | 18.7459 | 0 | 0 | 255.5451 | 0.073357 | 5 | Industrial_2030_SC C_MW_Before Competition Groups_5 | Recommissioning | 7.336% | 0 | 18.7459 | Industrial_2030_SC C_MW_Before Competition Groups_Recommissioning
Industrial | Ind ¦ SEM | 2030 | SC C | MW | Before Competition Groups | 18.7459 | 0 | 0 | 255.5451 | 0.073357 | 6 | Industrial_2030_SC C_MW_Before Competition Groups_6 | SEM | 7.336% | 0 | 18.7459 | Industrial_2030_SC C_MW_Before Competition Groups_SEM
Industrial | Ind ¦ Efficient Compressed Air Nozzles | 2030 | SC C | MW | Before Competition Groups | 14.5273 | 0 | 0 | 255.5451 | 0.056848 | 7 | Industrial_2030_SC C_MW_Before Competition Groups_7 | Efficient Compressed Air Nozzles | 5.685% | 0 | 14.5273 | Industrial_2030_SC C_MW_Before Competition Groups_Efficient Compressed Air Nozzles
Industrial | Ind ¦ Fan System Optimization | 2030 | SC C | MW | Before Competition Groups | 14.1752 | 0 | 0 | 255.5451 | 0.055471 | 8 | Industrial_2030_SC C_MW_Before Competition Groups_8 | Fan System Optimization | 5.547% | 0 | 14.1752 | Industrial_2030_SC C_MW_Before Competition Groups_Fan System Optimization
Industrial | Ind ¦ High Efficiency HVAC Fans | 2030 | SC C | MW | Before Competition Groups | 10.9058 | 0 | 0 | 255.5451 | 0.042677 | 9 | Industrial_2030_SC C_MW_Before Competition Groups_9 | High Efficiency HVAC Fans | 4.268% | 0 | 10.9058 | Industrial_2030_SC C_MW_Before Competition Groups_High Efficiency HVAC Fans
Industrial | Ind ¦ Greenhouse Grow Lights | 2030 | SC C | MW | Before Competition Groups | 8.262 | 0 | 0 | 255.5451 | 0.032331 | 10 | Industrial_2030_SC C_MW_Before Competition Groups_10 | Greenhouse Grow Lights | 3.233% | 0 | 8.262 | Industrial_2030_SC C_MW_Before Competition Groups_Greenhouse Grow Lights
Industrial | Ind ¦ HE Lighting | 2030 | SC C | MW | Before Competition Groups | 5.6969 | 0 | 0 | 255.5451 | 0.022293 | 11 | Industrial_2030_SC C_MW_Before Competition Groups_11 | HE Lighting | 2.229% | 0 | 5.6969 | Industrial_2030_SC C_MW_Before Competition Groups_HE Lighting
Industrial | Ind ¦ Improved Controls - Process Cooling | 2030 | SC C | MW | Before Competition Groups | 5.0605 | 0 | 0 | 255.5451 | 0.019803 | 12 | Industrial_2030_SC C_MW_Before Competition Groups_12 | Improved Controls - Process Cooling | 1.98% | 0 | 5.0605 | Industrial_2030_SC C_MW_Before Competition Groups_Improved Controls - Process Cooling
Industrial | Ind ¦ Material Handling Improvements | 2030 | SC C | MW | Before Competition Groups | 3.6383 | 0 | 0 | 255.5451 | 0.014237 | 13 | Industrial_2030_SC C_MW_Before Competition Groups_13 | Material Handling Improvements | 1.424% | 0 | 3.6383 | Industrial_2030_SC C_MW_Before Competition Groups_Material Handling Improvements
Industrial | Ind ¦ Process Optimization (Elec) | 2030 | SC C | MW | Before Competition Groups | 3.3612 | 0 | 0 | 255.5451 | 0.013153 | 14 | Industrial_2030_SC C_MW_Before Competition Groups_14 | Process Optimization (Elec) | 1.315% | 0 | 3.3612 | Industrial_2030_SC C_MW_Before Competition Groups_Process Optimization (Elec)
Industrial | Ind ¦ Cooling Tower Optimization | 2030 | SC C | MW | Before Competition Groups | 3.2352 | 0 | 0 | 255.5451 | 0.01266 | 15 | Industrial_2030_SC C_MW_Before Competition Groups_15 | Cooling Tower Optimization | 1.266% | 0 | 3.2352 | Industrial_2030_SC C_MW_Before Competition Groups_Cooling Tower Optimization
Industrial | Ind ¦ Pulp and Paper Process Improvements | 2030 | SC C | MW | Before Competition Groups | 2.5976 | 0 | 0 | 255.5451 | 0.010165 | 16 | Industrial_2030_SC C_MW_Before Competition Groups_16 | Pulp and Paper Process Improvements | 1.016% | 0 | 2.5976 | Industrial_2030_SC C_MW_Before Competition Groups_Pulp and Paper Process Improvements
Industrial | Ind ¦ Ventilation Optimization | 2030 | SC C | MW | Before Competition Groups | 2.5577 | 0 | 0 | 255.5451 | 0.010009 | 17 | Industrial_2030_SC C_MW_Before Competition Groups_17 | Ventilation Optimization | 1.001% | 0 | 2.5577 | Industrial_2030_SC C_MW_Before Competition Groups_Ventilation Optimization
Industrial | Ind ¦ Refiner Plate Improvements | 2030 | SC C | MW | Before Competition Groups | 1.6413 | 0 | 0 | 255.5451 | 0.0064229 | 18 | Industrial_2030_SC C_MW_Before Competition Groups_18 | Refiner Plate Improvements | 0.6423% | 0 | 1.6413 | Industrial_2030_SC C_MW_Before Competition Groups_Refiner Plate Improvements
Industrial | Ind ¦ Free Cooling | 2030 | SC C | MW | Before Competition Groups | 1.397 | 0 | 0 | 255.5451 | 0.0054666 | 19 | Industrial_2030_SC C_MW_Before Competition Groups_19 | Free Cooling | 0.5467% | 0 | 1.397 | Industrial_2030_SC C_MW_Before Competition Groups_Free Cooling
Industrial | Ind ¦ VAV Conversion Project | 2030 | SC C | MW | Before Competition Groups | 1.1643 | 0 | 0 | 255.5451 | 0.004556 | 20 | Industrial_2030_SC C_MW_Before Competition Groups_20 | VAV Conversion Project | 0.4556% | 0 | 1.1643 | Industrial_2030_SC C_MW_Before Competition Groups_VAV Conversion Project
Industrial | Ind ¦ High Efficiency Battery Charger | 2030 | SC C | MW | Before Competition Groups | 1.0032 | 0 | 0 | 255.5451 | 0.0039259 | 21 | Industrial_2030_SC C_MW_Before Competition Groups_21 | High Efficiency Battery Charger | 0.3926% | 0 | 1.0032 | Industrial_2030_SC C_MW_Before Competition Groups_High Efficiency Battery Charger
Industrial | Ind ¦ Process Heat Recovery | 2030 | SC C | MW | Before Competition Groups | 0.95337 | 0 | 0 | 255.5451 | 0.0037307 | 22 | Industrial_2030_SC C_MW_Before Competition Groups_22 | Process Heat Recovery | 0.3731% | 0 | 0.95337 | Industrial_2030_SC C_MW_Before Competition Groups_Process Heat Recovery
Industrial | Ind ¦ Process Improvements | 2030 | SC C | MW | Before Competition Groups | 0.75035 | 0 | 0 | 255.5451 | 0.0029363 | 23 | Industrial_2030_SC C_MW_Before Competition Groups_23 | Process Improvements | 0.2936% | 0 | 0.75035 | Industrial_2030_SC C_MW_Before Competition Groups_Process Improvements
Industrial | Ind ¦ Refrigeration Compressor VFD | 2030 | SC C | MW | Before Competition Groups | 0.67557 | 0 | 0 | 255.5451 | 0.0026436 | 24 | Industrial_2030_SC C_MW_Before Competition Groups_24 | Refrigeration Compressor VFD | 0.2644% | 0 | 0.67557 | Industrial_2030_SC C_MW_Before Competition Groups_Refrigeration Compressor VFD
Industrial | Ind ¦ Improved Controls - Process Heating | 2030 | SC C | MW | Before Competition Groups | 0.47644 | 0 | 0 | 255.5451 | 0.0018644 | 25 | Industrial_2030_SC C_MW_Before Competition Groups_25 | Improved Controls - Process Heating | 0.1864% | 0 | 0.47644 | Industrial_2030_SC C_MW_Before Competition Groups_Improved Controls - Process Heating
Industrial | Ind ¦ Engine Block Heater Timer | 2030 | SC C | MW | Before Competition Groups | 0.28198 | 0 | 0 | 255.5451 | 0.0011035 | 26 | Industrial_2030_SC C_MW_Before Competition Groups_26 | Engine Block Heater Timer | 0.1103% | 0 | 0.28198 | Industrial_2030_SC C_MW_Before Competition Groups_Engine Block Heater Timer
Industrial | Ind ¦ Efficient Irrigation | 2030 | SC C | MW | Before Competition Groups | 0.27495 | 0 | 0 | 255.5451 | 0.0010759 | 27 | Industrial_2030_SC C_MW_Before Competition Groups_27 | Efficient Irrigation | 0.1076% | 0 | 0.27495 | Industrial_2030_SC C_MW_Before Competition Groups_Efficient Irrigation
Industrial | Ind ¦ Dairy Pre-Cooler | 2030 | SC C | MW | Before Competition Groups | 0.15827 | 0 | 0 | 255.5451 | 0.00061935 | 28 | Industrial_2030_SC C_MW_Before Competition Groups_28 | Dairy Pre-Cooler | 0.06193% | 0 | 0.15827 | Industrial_2030_SC C_MW_Before Competition Groups_Dairy Pre-Cooler
Industrial | Ind ¦ Air Compressor Heat Recovery | 2030 | SC C | MW | Before Competition Groups | 0.12854 | 0 | 0 | 255.5451 | 0.00050301 | 29 | Industrial_2030_SC C_MW_Before Competition Groups_29 | Air Compressor Heat Recovery | 0.0503% | 0 | 0.12854 | Industrial_2030_SC C_MW_Before Competition Groups_Air Compressor Heat Recovery
Industrial | Ind ¦ Efficient Refrigeration Compressor | 2030 | SC C | MW | Before Competition Groups | 0.072163 | 0 | 0 | 255.5451 | 0.00028239 | 30 | Industrial_2030_SC C_MW_Before Competition Groups_30 | Efficient Refrigeration Compressor | 0.02824% | 0 | 0.072163 | Industrial_2030_SC C_MW_Before Competition Groups_Efficient Refrigeration Compressor
Industrial | Ind ¦ Heat Lamps/Heat Pad | 2030 | SC C | MW | Before Competition Groups | 0.032405 | 0 | 0 | 255.5451 | 0.00012681 | 31 | Industrial_2030_SC C_MW_Before Competition Groups_31 | Heat Lamps/Heat Pad | 0.01268% | 0 | 0.032405 | Industrial_2030_SC C_MW_Before Competition Groups_Heat Lamps/Heat Pad
Industrial | Ind ¦ Air Compressor Optimization | 2030 | SC D | MW | Before Competition Groups | 39.1093 | 0 | 0 | 212.6654 | 0.1839 | 1 | Industrial_2030_SC D_MW_Before Competition Groups_1 | Air Compressor Optimization | 18.39% | 0 | 39.1093 | Industrial_2030_SC D_MW_Before Competition Groups_Air Compressor Optimization
Industrial | Ind ¦ Pump System Optimization | 2030 | SC D | MW | Before Competition Groups | 29.5875 | 0 | 0 | 212.6654 | 0.13913 | 2 | Industrial_2030_SC D_MW_Before Competition Groups_2 | Pump System Optimization | 13.91% | 0 | 29.5875 | Industrial_2030_SC D_MW_Before Competition Groups_Pump System Optimization
Industrial | Ind ¦ Air Leak Survey and Repair | 2030 | SC D | MW | Before Competition Groups | 26.4228 | 0 | 0 | 212.6654 | 0.12425 | 3 | Industrial_2030_SC D_MW_Before Competition Groups_3 | Air Leak Survey and Repair | 12.42% | 0 | 26.4228 | Industrial_2030_SC D_MW_Before Competition Groups_Air Leak Survey and Repair
Industrial | Ind ¦ SEM | 2030 | SC D | MW | Before Competition Groups | 18.7459 | 0 | 0 | 212.6654 | 0.088148 | 4 | Industrial_2030_SC D_MW_Before Competition Groups_4 | SEM | 8.815% | 0 | 18.7459 | Industrial_2030_SC D_MW_Before Competition Groups_SEM
Industrial | Ind ¦ Recommissioning | 2030 | SC D | MW | Before Competition Groups | 18.0759 | 0 | 0 | 212.6654 | 0.084997 | 5 | Industrial_2030_SC D_MW_Before Competition Groups_5 | Recommissioning | 8.5% | 0 | 18.0759 | Industrial_2030_SC D_MW_Before Competition Groups_Recommissioning
Industrial | Ind ¦ Efficient Compressed Air Nozzles | 2030 | SC D | MW | Before Competition Groups | 14.5273 | 0 | 0 | 212.6654 | 0.068311 | 6 | Industrial_2030_SC D_MW_Before Competition Groups_6 | Efficient Compressed Air Nozzles | 6.831% | 0 | 14.5273 | Industrial_2030_SC D_MW_Before Competition Groups_Efficient Compressed Air Nozzles
Industrial | Ind ¦ Fan System Optimization | 2030 | SC D | MW | Before Competition Groups | 14.1752 | 0 | 0 | 212.6654 | 0.066655 | 7 | Industrial_2030_SC D_MW_Before Competition Groups_7 | Fan System Optimization | 6.666% | 0 | 14.1752 | Industrial_2030_SC D_MW_Before Competition Groups_Fan System Optimization
Industrial | Ind ¦ Pump Equipment Upgrade | 2030 | SC D | MW | Before Competition Groups | 12.9536 | 0 | 0 | 212.6654 | 0.06091 | 8 | Industrial_2030_SC D_MW_Before Competition Groups_8 | Pump Equipment Upgrade | 6.091% | 0 | 12.9536 | Industrial_2030_SC D_MW_Before Competition Groups_Pump Equipment Upgrade
Industrial | Ind ¦ High Efficiency HVAC Fans | 2030 | SC D | MW | Before Competition Groups | 10.333 | 0 | 0 | 212.6654 | 0.048588 | 9 | Industrial_2030_SC D_MW_Before Competition Groups_9 | High Efficiency HVAC Fans | 4.859% | 0 | 10.333 | Industrial_2030_SC D_MW_Before Competition Groups_High Efficiency HVAC Fans
Industrial | Ind ¦ Improved Controls - Process Cooling | 2030 | SC D | MW | Before Competition Groups | 5.0605 | 0 | 0 | 212.6654 | 0.023796 | 10 | Industrial_2030_SC D_MW_Before Competition Groups_10 | Improved Controls - Process Cooling | 2.38% | 0 | 5.0605 | Industrial_2030_SC D_MW_Before Competition Groups_Improved Controls - Process Cooling
Industrial | Ind ¦ Greenhouse Grow Lights | 2030 | SC D | MW | Before Competition Groups | 4.615 | 0 | 0 | 212.6654 | 0.021701 | 11 | Industrial_2030_SC D_MW_Before Competition Groups_11 | Greenhouse Grow Lights | 2.17% | 0 | 4.615 | Industrial_2030_SC D_MW_Before Competition Groups_Greenhouse Grow Lights
Industrial | Ind ¦ Material Handling Improvements | 2030 | SC D | MW | Before Competition Groups | 3.6383 | 0 | 0 | 212.6654 | 0.017108 | 12 | Industrial_2030_SC D_MW_Before Competition Groups_12 | Material Handling Improvements | 1.711% | 0 | 3.6383 | Industrial_2030_SC D_MW_Before Competition Groups_Material Handling Improvements
Industrial | Ind ¦ Process Optimization (Elec) | 2030 | SC D | MW | Before Competition Groups | 3.3612 | 0 | 0 | 212.6654 | 0.015805 | 13 | Industrial_2030_SC D_MW_Before Competition Groups_13 | Process Optimization (Elec) | 1.581% | 0 | 3.3612 | Industrial_2030_SC D_MW_Before Competition Groups_Process Optimization (Elec)
Industrial | Ind ¦ Cooling Tower Optimization | 2030 | SC D | MW | Before Competition Groups | 3.0241 | 0 | 0 | 212.6654 | 0.01422 | 14 | Industrial_2030_SC D_MW_Before Competition Groups_14 | Cooling Tower Optimization | 1.422% | 0 | 3.0241 | Industrial_2030_SC D_MW_Before Competition Groups_Cooling Tower Optimization
Industrial | Ind ¦ Ventilation Optimization | 2030 | SC D | MW | Before Competition Groups | 2.259 | 0 | 0 | 212.6654 | 0.010623 | 15 | Industrial_2030_SC D_MW_Before Competition Groups_15 | Ventilation Optimization | 1.062% | 0 | 2.259 | Industrial_2030_SC D_MW_Before Competition Groups_Ventilation Optimization
Industrial | Ind ¦ Refiner Plate Improvements | 2030 | SC D | MW | Before Competition Groups | 1.6413 | 0 | 0 | 212.6654 | 0.007718 | 16 | Industrial_2030_SC D_MW_Before Competition Groups_16 | Refiner Plate Improvements | 0.7718% | 0 | 1.6413 | Industrial_2030_SC D_MW_Before Competition Groups_Refiner Plate Improvements
Industrial | Ind ¦ VAV Conversion Project | 2030 | SC D | MW | Before Competition Groups | 0.78129 | 0 | 0 | 212.6654 | 0.0036738 | 17 | Industrial_2030_SC D_MW_Before Competition Groups_17 | VAV Conversion Project | 0.3674% | 0 | 0.78129 | Industrial_2030_SC D_MW_Before Competition Groups_VAV Conversion Project
Industrial | Ind ¦ Process Heat Recovery | 2030 | SC D | MW | Before Competition Groups | 0.7124 | 0 | 0 | 212.6654 | 0.0033499 | 18 | Industrial_2030_SC D_MW_Before Competition Groups_18 | Process Heat Recovery | 0.335% | 0 | 0.7124 | Industrial_2030_SC D_MW_Before Competition Groups_Process Heat Recovery
Industrial | Ind ¦ Process Improvements | 2030 | SC D | MW | Before Competition Groups | 0.65333 | 0 | 0 | 212.6654 | 0.0030721 | 19 | Industrial_2030_SC D_MW_Before Competition Groups_19 | Process Improvements | 0.3072% | 0 | 0.65333 | Industrial_2030_SC D_MW_Before Competition Groups_Process Improvements
Industrial | Ind ¦ HE Lighting | 2030 | SC D | MW | Before Competition Groups | 0.6444 | 0 | 0 | 212.6654 | 0.0030301 | 20 | Industrial_2030_SC D_MW_Before Competition Groups_20 | HE Lighting | 0.303% | 0 | 0.6444 | Industrial_2030_SC D_MW_Before Competition Groups_HE Lighting
Industrial | Ind ¦ High Efficiency Battery Charger | 2030 | SC D | MW | Before Competition Groups | 0.46085 | 0 | 0 | 212.6654 | 0.002167 | 21 | Industrial_2030_SC D_MW_Before Competition Groups_21 | High Efficiency Battery Charger | 0.2167% | 0 | 0.46085 | Industrial_2030_SC D_MW_Before Competition Groups_High Efficiency Battery Charger
Industrial | Ind ¦ Improved Controls - Process Heating | 2030 | SC D | MW | Before Competition Groups | 0.42354 | 0 | 0 | 212.6654 | 0.0019916 | 22 | Industrial_2030_SC D_MW_Before Competition Groups_22 | Improved Controls - Process Heating | 0.1992% | 0 | 0.42354 | Industrial_2030_SC D_MW_Before Competition Groups_Improved Controls - Process Heating
Industrial | Ind ¦ Refrigeration Compressor VFD | 2030 | SC D | MW | Before Competition Groups | 0.34477 | 0 | 0 | 212.6654 | 0.0016212 | 23 | Industrial_2030_SC D_MW_Before Competition Groups_23 | Refrigeration Compressor VFD | 0.1621% | 0 | 0.34477 | Industrial_2030_SC D_MW_Before Competition Groups_Refrigeration Compressor VFD
Industrial | Ind ¦ Pulp and Paper Process Improvements | 2030 | SC D | MW | Before Competition Groups | 0.27953 | 0 | 0 | 212.6654 | 0.0013144 | 24 | Industrial_2030_SC D_MW_Before Competition Groups_24 | Pulp and Paper Process Improvements | 0.1314% | 0 | 0.27953 | Industrial_2030_SC D_MW_Before Competition Groups_Pulp and Paper Process Improvements
Industrial | Ind ¦ Engine Block Heater Timer | 2030 | SC D | MW | Before Competition Groups | 0.26662 | 0 | 0 | 212.6654 | 0.0012537 | 25 | Industrial_2030_SC D_MW_Before Competition Groups_25 | Engine Block Heater Timer | 0.1254% | 0 | 0.26662 | Industrial_2030_SC D_MW_Before Competition Groups_Engine Block Heater Timer
Industrial | Ind ¦ Free Cooling | 2030 | SC D | MW | Before Competition Groups | 0.1636 | 0 | 0 | 212.6654 | 0.00076928 | 26 | Industrial_2030_SC D_MW_Before Competition Groups_26 | Free Cooling | 0.07693% | 0 | 0.1636 | Industrial_2030_SC D_MW_Before Competition Groups_Free Cooling
Industrial | Ind ¦ Air Compressor Heat Recovery | 2030 | SC D | MW | Before Competition Groups | 0.11622 | 0 | 0 | 212.6654 | 0.0005465 | 27 | Industrial_2030_SC D_MW_Before Competition Groups_27 | Air Compressor Heat Recovery | 0.05465% | 0 | 0.11622 | Industrial_2030_SC D_MW_Before Competition Groups_Air Compressor Heat Recovery
Industrial | Ind ¦ Efficient Irrigation | 2030 | SC D | MW | Before Competition Groups | 0.11568 | 0 | 0 | 212.6654 | 0.00054395 | 28 | Industrial_2030_SC D_MW_Before Competition Groups_28 | Efficient Irrigation | 0.05439% | 0 | 0.11568 | Industrial_2030_SC D_MW_Before Competition Groups_Efficient Irrigation
Industrial | Ind ¦ Dairy Pre-Cooler | 2030 | SC D | MW | Before Competition Groups | 0.082482 | 0 | 0 | 212.6654 | 0.00038785 | 29 | Industrial_2030_SC D_MW_Before Competition Groups_29 | Dairy Pre-Cooler | 0.03878% | 0 | 0.082482 | Industrial_2030_SC D_MW_Before Competition Groups_Dairy Pre-Cooler
Industrial | Ind ¦ Efficient Refrigeration Compressor | 2030 | SC D | MW | Before Competition Groups | 0.071346 | 0 | 0 | 212.6654 | 0.00033548 | 30 | Industrial_2030_SC D_MW_Before Competition Groups_30 | Efficient Refrigeration Compressor | 0.03355% | 0 | 0.071346 | Industrial_2030_SC D_MW_Before Competition Groups_Efficient Refrigeration Compressor
Industrial | Ind ¦ Heat Lamps/Heat Pad | 2030 | SC D | MW | Before Competition Groups | 0.019248 | 0 | 0 | 212.6654 | 9.0506e-05 | 31 | Industrial_2030_SC D_MW_Before Competition Groups_31 | Heat Lamps/Heat Pad | 0.009051% | 0 | 0.019248 | Industrial_2030_SC D_MW_Before Competition Groups_Heat Lamps/Heat Pad
Industrial | Ind ¦ Pump System Optimization | 2030 | Technical | MW | Before Competition Groups | 90.2293 | 0 | 0 | 715.9848 | 0.12602 | 1 | Industrial_2030_Technical_MW_Before Competition Groups_1 | Pump System Optimization | 12.6% | 0 | 90.2293 | Industrial_2030_Technical_MW_Before Competition Groups_Pump System Optimization
Industrial | Ind ¦ HE Lighting | 2030 | Technical | MW | Before Competition Groups | 85.2135 | 0 | 0 | 715.9848 | 0.11902 | 2 | Industrial_2030_Technical_MW_Before Competition Groups_2 | HE Lighting | 11.9% | 0 | 85.2135 | Industrial_2030_Technical_MW_Before Competition Groups_HE Lighting
Industrial | Ind ¦ Air Leak Survey and Repair | 2030 | Technical | MW | Before Competition Groups | 74.6671 | 0 | 0 | 715.9848 | 0.10429 | 3 | Industrial_2030_Technical_MW_Before Competition Groups_3 | Air Leak Survey and Repair | 10.43% | 0 | 74.6671 | Industrial_2030_Technical_MW_Before Competition Groups_Air Leak Survey and Repair
Industrial | Ind ¦ Air Compressor Optimization | 2030 | Technical | MW | Before Competition Groups | 54.2915 | 0 | 0 | 715.9848 | 0.075828 | 4 | Industrial_2030_Technical_MW_Before Competition Groups_4 | Air Compressor Optimization | 7.583% | 0 | 54.2915 | Industrial_2030_Technical_MW_Before Competition Groups_Air Compressor Optimization
Industrial | Ind ¦ Efficient Compressed Air Nozzles | 2030 | Technical | MW | Before Competition Groups | 53.1878 | 0 | 0 | 715.9848 | 0.074286 | 5 | Industrial_2030_Technical_MW_Before Competition Groups_5 | Efficient Compressed Air Nozzles | 7.429% | 0 | 53.1878 | Industrial_2030_Technical_MW_Before Competition Groups_Efficient Compressed Air Nozzles
Industrial | Ind ¦ Recommissioning | 2030 | Technical | MW | Before Competition Groups | 52.5432 | 0 | 0 | 715.9848 | 0.073386 | 6 | Industrial_2030_Technical_MW_Before Competition Groups_6 | Recommissioning | 7.339% | 0 | 52.5432 | Industrial_2030_Technical_MW_Before Competition Groups_Recommissioning
Industrial | Ind ¦ SEM | 2030 | Technical | MW | Before Competition Groups | 52.5432 | 0 | 0 | 715.9848 | 0.073386 | 7 | Industrial_2030_Technical_MW_Before Competition Groups_7 | SEM | 7.339% | 0 | 52.5432 | Industrial_2030_Technical_MW_Before Competition Groups_SEM
Industrial | Ind ¦ Pump Equipment Upgrade | 2030 | Technical | MW | Before Competition Groups | 40.6047 | 0 | 0 | 715.9848 | 0.056712 | 8 | Industrial_2030_Technical_MW_Before Competition Groups_8 | Pump Equipment Upgrade | 5.671% | 0 | 40.6047 | Industrial_2030_Technical_MW_Before Competition Groups_Pump Equipment Upgrade
Industrial | Ind ¦ High Efficiency HVAC Fans | 2030 | Technical | MW | Before Competition Groups | 25.9956 | 0 | 0 | 715.9848 | 0.036307 | 9 | Industrial_2030_Technical_MW_Before Competition Groups_9 | High Efficiency HVAC Fans | 3.631% | 0 | 25.9956 | Industrial_2030_Technical_MW_Before Competition Groups_High Efficiency HVAC Fans
Industrial | Ind ¦ Process Optimization (Elec) | 2030 | Technical | MW | Before Competition Groups | 21.3345 | 0 | 0 | 715.9848 | 0.029797 | 10 | Industrial_2030_Technical_MW_Before Competition Groups_10 | Process Optimization (Elec) | 2.98% | 0 | 21.3345 | Industrial_2030_Technical_MW_Before Competition Groups_Process Optimization (Elec)
Industrial | Ind ¦ Greenhouse Grow Lights | 2030 | Technical | MW | Before Competition Groups | 21.0235 | 0 | 0 | 715.9848 | 0.029363 | 11 | Industrial_2030_Technical_MW_Before Competition Groups_11 | Greenhouse Grow Lights | 2.936% | 0 | 21.0235 | Industrial_2030_Technical_MW_Before Competition Groups_Greenhouse Grow Lights
Industrial | Ind ¦ Premium Efficient Motors | 2030 | Technical | MW | Before Competition Groups | 20.337 | 0 | 0 | 715.9848 | 0.028404 | 12 | Industrial_2030_Technical_MW_Before Competition Groups_12 | Premium Efficient Motors | 2.84% | 0 | 20.337 | Industrial_2030_Technical_MW_Before Competition Groups_Premium Efficient Motors
Industrial | Ind ¦ Fan System Optimization | 2030 | Technical | MW | Before Competition Groups | 18.9892 | 0 | 0 | 715.9848 | 0.026522 | 13 | Industrial_2030_Technical_MW_Before Competition Groups_13 | Fan System Optimization | 2.652% | 0 | 18.9892 | Industrial_2030_Technical_MW_Before Competition Groups_Fan System Optimization
Industrial | Ind ¦ Improved Controls - Process Cooling | 2030 | Technical | MW | Before Competition Groups | 13.6013 | 0 | 0 | 715.9848 | 0.018997 | 14 | Industrial_2030_Technical_MW_Before Competition Groups_14 | Improved Controls - Process Cooling | 1.9% | 0 | 13.6013 | Industrial_2030_Technical_MW_Before Competition Groups_Improved Controls - Process Cooling
Industrial | Ind ¦ Ventilation Optimization | 2030 | Technical | MW | Before Competition Groups | 9.8058 | 0 | 0 | 715.9848 | 0.013696 | 15 | Industrial_2030_Technical_MW_Before Competition Groups_15 | Ventilation Optimization | 1.37% | 0 | 9.8058 | Industrial_2030_Technical_MW_Before Competition Groups_Ventilation Optimization
Industrial | Ind ¦ HE HVAC Controls | 2030 | Technical | MW | Before Competition Groups | 8.7148 | 0 | 0 | 715.9848 | 0.012172 | 16 | Industrial_2030_Technical_MW_Before Competition Groups_16 | HE HVAC Controls | 1.217% | 0 | 8.7148 | Industrial_2030_Technical_MW_Before Competition Groups_HE HVAC Controls
Industrial | Ind ¦ Pulp and Paper Process Improvements | 2030 | Technical | MW | Before Competition Groups | 7.9962 | 0 | 0 | 715.9848 | 0.011168 | 17 | Industrial_2030_Technical_MW_Before Competition Groups_17 | Pulp and Paper Process Improvements | 1.117% | 0 | 7.9962 | Industrial_2030_Technical_MW_Before Competition Groups_Pulp and Paper Process Improvements
Industrial | Ind ¦ Material Handling Improvements | 2030 | Technical | MW | Before Competition Groups | 7.822 | 0 | 0 | 715.9848 | 0.010925 | 18 | Industrial_2030_Technical_MW_Before Competition Groups_18 | Material Handling Improvements | 1.092% | 0 | 7.822 | Industrial_2030_Technical_MW_Before Competition Groups_Material Handling Improvements
Industrial | Ind ¦ Refiner Plate Improvements | 2030 | Technical | MW | Before Competition Groups | 6.3619 | 0 | 0 | 715.9848 | 0.0088856 | 19 | Industrial_2030_Technical_MW_Before Competition Groups_19 | Refiner Plate Improvements | 0.8886% | 0 | 6.3619 | Industrial_2030_Technical_MW_Before Competition Groups_Refiner Plate Improvements
Industrial | Ind ¦ HVLS Fans | 2030 | Technical | MW | Before Competition Groups | 6.3218 | 0 | 0 | 715.9848 | 0.0088295 | 20 | Industrial_2030_Technical_MW_Before Competition Groups_20 | HVLS Fans | 0.883% | 0 | 6.3218 | Industrial_2030_Technical_MW_Before Competition Groups_HVLS Fans
Industrial | Ind ¦ HE HVAC Units | 2030 | Technical | MW | Before Competition Groups | 5.6317 | 0 | 0 | 715.9848 | 0.0078657 | 21 | Industrial_2030_Technical_MW_Before Competition Groups_21 | HE HVAC Units | 0.7866% | 0 | 5.6317 | Industrial_2030_Technical_MW_Before Competition Groups_HE HVAC Units
Industrial | Ind ¦ Chiller Optimization | 2030 | Technical | MW | Before Competition Groups | 5.3227 | 0 | 0 | 715.9848 | 0.0074341 | 22 | Industrial_2030_Technical_MW_Before Competition Groups_22 | Chiller Optimization | 0.7434% | 0 | 5.3227 | Industrial_2030_Technical_MW_Before Competition Groups_Chiller Optimization
Industrial | Ind ¦ Cooling Tower Optimization | 2030 | Technical | MW | Before Competition Groups | 4.1699 | 0 | 0 | 715.9848 | 0.0058241 | 23 | Industrial_2030_Technical_MW_Before Competition Groups_23 | Cooling Tower Optimization | 0.5824% | 0 | 4.1699 | Industrial_2030_Technical_MW_Before Competition Groups_Cooling Tower Optimization
Industrial | Ind ¦ Free Cooling | 2030 | Technical | MW | Before Competition Groups | 3.5024 | 0 | 0 | 715.9848 | 0.0048917 | 24 | Industrial_2030_Technical_MW_Before Competition Groups_24 | Free Cooling | 0.4892% | 0 | 3.5024 | Industrial_2030_Technical_MW_Before Competition Groups_Free Cooling
Industrial | Ind ¦ VAV Conversion Project | 2030 | Technical | MW | Before Competition Groups | 2.923 | 0 | 0 | 715.9848 | 0.0040825 | 25 | Industrial_2030_Technical_MW_Before Competition Groups_25 | VAV Conversion Project | 0.4082% | 0 | 2.923 | Industrial_2030_Technical_MW_Before Competition Groups_VAV Conversion Project
Industrial | Ind ¦ Cold Storage Retrofit | 2030 | Technical | MW | Before Competition Groups | 2.8759 | 0 | 0 | 715.9848 | 0.0040167 | 26 | Industrial_2030_Technical_MW_Before Competition Groups_26 | Cold Storage Retrofit | 0.4017% | 0 | 2.8759 | Industrial_2030_Technical_MW_Before Competition Groups_Cold Storage Retrofit
Industrial | Ind ¦ Process Heat Recovery | 2030 | Technical | MW | Before Competition Groups | 2.7539 | 0 | 0 | 715.9848 | 0.0038463 | 27 | Industrial_2030_Technical_MW_Before Competition Groups_27 | Process Heat Recovery | 0.3846% | 0 | 2.7539 | Industrial_2030_Technical_MW_Before Competition Groups_Process Heat Recovery
Industrial | Ind ¦ High Efficiency Battery Charger | 2030 | Technical | MW | Before Competition Groups | 2.6713 | 0 | 0 | 715.9848 | 0.0037309 | 28 | Industrial_2030_Technical_MW_Before Competition Groups_28 | High Efficiency Battery Charger | 0.3731% | 0 | 2.6713 | Industrial_2030_Technical_MW_Before Competition Groups_High Efficiency Battery Charger
Industrial | Ind ¦ Synchronous Belts | 2030 | Technical | MW | Before Competition Groups | 2.6434 | 0 | 0 | 715.9848 | 0.0036919 | 29 | Industrial_2030_Technical_MW_Before Competition Groups_29 | Synchronous Belts | 0.3692% | 0 | 2.6434 | Industrial_2030_Technical_MW_Before Competition Groups_Synchronous Belts
Industrial | Ind ¦ Efficient Irrigation | 2030 | Technical | MW | Before Competition Groups | 2.1754 | 0 | 0 | 715.9848 | 0.0030383 | 30 | Industrial_2030_Technical_MW_Before Competition Groups_30 | Efficient Irrigation | 0.3038% | 0 | 2.1754 | Industrial_2030_Technical_MW_Before Competition Groups_Efficient Irrigation
Industrial | Ind ¦ Process Improvements | 2030 | Technical | MW | Before Competition Groups | 2.1691 | 0 | 0 | 715.9848 | 0.0030296 | 31 | Industrial_2030_Technical_MW_Before Competition Groups_31 | Process Improvements | 0.303% | 0 | 2.1691 | Industrial_2030_Technical_MW_Before Competition Groups_Process Improvements
Industrial | Ind ¦ Refrigeration Compressor VFD | 2030 | Technical | MW | Before Competition Groups | 1.4445 | 0 | 0 | 715.9848 | 0.0020176 | 32 | Industrial_2030_Technical_MW_Before Competition Groups_32 | Refrigeration Compressor VFD | 0.2018% | 0 | 1.4445 | Industrial_2030_Technical_MW_Before Competition Groups_Refrigeration Compressor VFD
Industrial | Ind ¦ Efficient Transformer | 2030 | Technical | MW | Before Competition Groups | 1.3401 | 0 | 0 | 715.9848 | 0.0018717 | 33 | Industrial_2030_Technical_MW_Before Competition Groups_33 | Efficient Transformer | 0.1872% | 0 | 1.3401 | Industrial_2030_Technical_MW_Before Competition Groups_Efficient Transformer
Industrial | Ind ¦ Improved Controls - Process Heating | 2030 | Technical | MW | Before Competition Groups | 1.3085 | 0 | 0 | 715.9848 | 0.0018275 | 34 | Industrial_2030_Technical_MW_Before Competition Groups_34 | Improved Controls - Process Heating | 0.1828% | 0 | 1.3085 | Industrial_2030_Technical_MW_Before Competition Groups_Improved Controls - Process Heating
Industrial | Ind ¦ High Efficiency Welders | 2030 | Technical | MW | Before Competition Groups | 1.0706 | 0 | 0 | 715.9848 | 0.0014952 | 35 | Industrial_2030_Technical_MW_Before Competition Groups_35 | High Efficiency Welders | 0.1495% | 0 | 1.0706 | Industrial_2030_Technical_MW_Before Competition Groups_High Efficiency Welders
Industrial | Ind ¦ Engine Block Heater Timer | 2030 | Technical | MW | Before Competition Groups | 0.8298 | 0 | 0 | 715.9848 | 0.001159 | 36 | Industrial_2030_Technical_MW_Before Competition Groups_36 | Engine Block Heater Timer | 0.1159% | 0 | 0.8298 | Industrial_2030_Technical_MW_Before Competition Groups_Engine Block Heater Timer
Industrial | Ind ¦ Dairy Pre-Cooler | 2030 | Technical | MW | Before Competition Groups | 0.59509 | 0 | 0 | 715.9848 | 0.00083114 | 37 | Industrial_2030_Technical_MW_Before Competition Groups_37 | Dairy Pre-Cooler | 0.08311% | 0 | 0.59509 | Industrial_2030_Technical_MW_Before Competition Groups_Dairy Pre-Cooler
Industrial | Ind ¦ Air Compressor Heat Recovery | 2030 | Technical | MW | Before Competition Groups | 0.35383 | 0 | 0 | 715.9848 | 0.00049418 | 38 | Industrial_2030_Technical_MW_Before Competition Groups_38 | Air Compressor Heat Recovery | 0.04942% | 0 | 0.35383 | Industrial_2030_Technical_MW_Before Competition Groups_Air Compressor Heat Recovery
Industrial | Ind ¦ Optimize Compressed Air Dryer | 2030 | Technical | MW | Before Competition Groups | 0.25878 | 0 | 0 | 715.9848 | 0.00036143 | 39 | Industrial_2030_Technical_MW_Before Competition Groups_39 | Optimize Compressed Air Dryer | 0.03614% | 0 | 0.25878 | Industrial_2030_Technical_MW_Before Competition Groups_Optimize Compressed Air Dryer
Industrial | Ind ¦ Heat Lamps/Heat Pad | 2030 | Technical | MW | Before Competition Groups | 0.13523 | 0 | 0 | 715.9848 | 0.00018888 | 40 | Industrial_2030_Technical_MW_Before Competition Groups_40 | Heat Lamps/Heat Pad | 0.01889% | 0 | 0.13523 | Industrial_2030_Technical_MW_Before Competition Groups_Heat Lamps/Heat Pad
Industrial | Ind ¦ Efficient Refrigeration Compressor | 2030 | Technical | MW | Before Competition Groups | 0.12096 | 0 | 0 | 715.9848 | 0.00016894 | 41 | Industrial_2030_Technical_MW_Before Competition Groups_41 | Efficient Refrigeration Compressor | 0.01689% | 0 | 0.12096 | Industrial_2030_Technical_MW_Before Competition Groups_Efficient Refrigeration Compressor
Industrial | Ind ¦ Creep Heat Controller | 2030 | Technical | MW | Before Competition Groups | 0.10487 | 0 | 0 | 715.9848 | 0.00014648 | 42 | Industrial_2030_Technical_MW_Before Competition Groups_42 | Creep Heat Controller | 0.01465% | 0 | 0.10487 | Industrial_2030_Technical_MW_Before Competition Groups_Creep Heat Controller
Industrial | Ind ¦ Pump System Optimization | 2031 | Economic | MW | Before Competition Groups | 89.4947 | 0 | 0 | 611.0355 | 0.14646 | 1 | Industrial_2031_Economic_MW_Before Competition Groups_1 | Pump System Optimization | 14.65% | 0 | 89.4947 | Industrial_2031_Economic_MW_Before Competition Groups_Pump System Optimization
Industrial | Ind ¦ Air Leak Survey and Repair | 2031 | Economic | MW | Before Competition Groups | 74.4105 | 0 | 0 | 611.0355 | 0.12178 | 2 | Industrial_2031_Economic_MW_Before Competition Groups_2 | Air Leak Survey and Repair | 12.18% | 0 | 74.4105 | Industrial_2031_Economic_MW_Before Competition Groups_Air Leak Survey and Repair
Industrial | Ind ¦ Air Compressor Optimization | 2031 | Economic | MW | Before Competition Groups | 55.3407 | 0 | 0 | 611.0355 | 0.090569 | 3 | Industrial_2031_Economic_MW_Before Competition Groups_3 | Air Compressor Optimization | 9.057% | 0 | 55.3407 | Industrial_2031_Economic_MW_Before Competition Groups_Air Compressor Optimization
Industrial | Ind ¦ Efficient Compressed Air Nozzles | 2031 | Economic | MW | Before Competition Groups | 54.0965 | 0 | 0 | 611.0355 | 0.088533 | 4 | Industrial_2031_Economic_MW_Before Competition Groups_4 | Efficient Compressed Air Nozzles | 8.853% | 0 | 54.0965 | Industrial_2031_Economic_MW_Before Competition Groups_Efficient Compressed Air Nozzles
Industrial | Ind ¦ Recommissioning | 2031 | Economic | MW | Before Competition Groups | 52.4052 | 0 | 0 | 611.0355 | 0.085765 | 5 | Industrial_2031_Economic_MW_Before Competition Groups_5 | Recommissioning | 8.576% | 0 | 52.4052 | Industrial_2031_Economic_MW_Before Competition Groups_Recommissioning
Industrial | Ind ¦ SEM | 2031 | Economic | MW | Before Competition Groups | 52.4052 | 0 | 0 | 611.0355 | 0.085765 | 6 | Industrial_2031_Economic_MW_Before Competition Groups_6 | SEM | 8.576% | 0 | 52.4052 | Industrial_2031_Economic_MW_Before Competition Groups_SEM
Industrial | Ind ¦ Pump Equipment Upgrade | 2031 | Economic | MW | Before Competition Groups | 41.3883 | 0 | 0 | 611.0355 | 0.067735 | 7 | Industrial_2031_Economic_MW_Before Competition Groups_7 | Pump Equipment Upgrade | 6.773% | 0 | 41.3883 | Industrial_2031_Economic_MW_Before Competition Groups_Pump Equipment Upgrade
Industrial | Ind ¦ HE Lighting | 2031 | Economic | MW | Before Competition Groups | 38.3655 | 0 | 0 | 611.0355 | 0.062788 | 8 | Industrial_2031_Economic_MW_Before Competition Groups_8 | HE Lighting | 6.279% | 0 | 38.3655 | Industrial_2031_Economic_MW_Before Competition Groups_HE Lighting
Industrial | Ind ¦ High Efficiency HVAC Fans | 2031 | Economic | MW | Before Competition Groups | 26.3973 | 0 | 0 | 611.0355 | 0.043201 | 9 | Industrial_2031_Economic_MW_Before Competition Groups_9 | High Efficiency HVAC Fans | 4.32% | 0 | 26.3973 | Industrial_2031_Economic_MW_Before Competition Groups_High Efficiency HVAC Fans
Industrial | Ind ¦ Greenhouse Grow Lights | 2031 | Economic | MW | Before Competition Groups | 21.3133 | 0 | 0 | 611.0355 | 0.034881 | 10 | Industrial_2031_Economic_MW_Before Competition Groups_10 | Greenhouse Grow Lights | 3.488% | 0 | 21.3133 | Industrial_2031_Economic_MW_Before Competition Groups_Greenhouse Grow Lights
Industrial | Ind ¦ Process Optimization (Elec) | 2031 | Economic | MW | Before Competition Groups | 21.2612 | 0 | 0 | 611.0355 | 0.034795 | 11 | Industrial_2031_Economic_MW_Before Competition Groups_11 | Process Optimization (Elec) | 3.48% | 0 | 21.2612 | Industrial_2031_Economic_MW_Before Competition Groups_Process Optimization (Elec)
Industrial | Ind ¦ Fan System Optimization | 2031 | Economic | MW | Before Competition Groups | 19.1916 | 0 | 0 | 611.0355 | 0.031408 | 12 | Industrial_2031_Economic_MW_Before Competition Groups_12 | Fan System Optimization | 3.141% | 0 | 19.1916 | Industrial_2031_Economic_MW_Before Competition Groups_Fan System Optimization
Industrial | Ind ¦ Improved Controls - Process Cooling | 2031 | Economic | MW | Before Competition Groups | 13.5698 | 0 | 0 | 611.0355 | 0.022208 | 13 | Industrial_2031_Economic_MW_Before Competition Groups_13 | Improved Controls - Process Cooling | 2.221% | 0 | 13.5698 | Industrial_2031_Economic_MW_Before Competition Groups_Improved Controls - Process Cooling
Industrial | Ind ¦ Pulp and Paper Process Improvements | 2031 | Economic | MW | Before Competition Groups | 8.0017 | 0 | 0 | 611.0355 | 0.013095 | 14 | Industrial_2031_Economic_MW_Before Competition Groups_14 | Pulp and Paper Process Improvements | 1.31% | 0 | 8.0017 | Industrial_2031_Economic_MW_Before Competition Groups_Pulp and Paper Process Improvements
Industrial | Ind ¦ Material Handling Improvements | 2031 | Economic | MW | Before Competition Groups | 7.9685 | 0 | 0 | 611.0355 | 0.013041 | 15 | Industrial_2031_Economic_MW_Before Competition Groups_15 | Material Handling Improvements | 1.304% | 0 | 7.9685 | Industrial_2031_Economic_MW_Before Competition Groups_Material Handling Improvements
Industrial | Ind ¦ Refiner Plate Improvements | 2031 | Economic | MW | Before Competition Groups | 6.5221 | 0 | 0 | 611.0355 | 0.010674 | 16 | Industrial_2031_Economic_MW_Before Competition Groups_16 | Refiner Plate Improvements | 1.067% | 0 | 6.5221 | Industrial_2031_Economic_MW_Before Competition Groups_Refiner Plate Improvements
Industrial | Ind ¦ Cooling Tower Optimization | 2031 | Economic | MW | Before Competition Groups | 4.158 | 0 | 0 | 611.0355 | 0.0068048 | 17 | Industrial_2031_Economic_MW_Before Competition Groups_17 | Cooling Tower Optimization | 0.6805% | 0 | 4.158 | Industrial_2031_Economic_MW_Before Competition Groups_Cooling Tower Optimization
Industrial | Ind ¦ Ventilation Optimization | 2031 | Economic | MW | Before Competition Groups | 4.0866 | 0 | 0 | 611.0355 | 0.0066879 | 18 | Industrial_2031_Economic_MW_Before Competition Groups_18 | Ventilation Optimization | 0.6688% | 0 | 4.0866 | Industrial_2031_Economic_MW_Before Competition Groups_Ventilation Optimization
Industrial | Ind ¦ Free Cooling | 2031 | Economic | MW | Before Competition Groups | 3.4976 | 0 | 0 | 611.0355 | 0.0057241 | 19 | Industrial_2031_Economic_MW_Before Competition Groups_19 | Free Cooling | 0.5724% | 0 | 3.4976 | Industrial_2031_Economic_MW_Before Competition Groups_Free Cooling
Industrial | Ind ¦ VAV Conversion Project | 2031 | Economic | MW | Before Competition Groups | 2.8932 | 0 | 0 | 611.0355 | 0.0047349 | 20 | Industrial_2031_Economic_MW_Before Competition Groups_20 | VAV Conversion Project | 0.4735% | 0 | 2.8932 | Industrial_2031_Economic_MW_Before Competition Groups_VAV Conversion Project
Industrial | Ind ¦ Process Heat Recovery | 2031 | Economic | MW | Before Competition Groups | 2.748 | 0 | 0 | 611.0355 | 0.0044973 | 21 | Industrial_2031_Economic_MW_Before Competition Groups_21 | Process Heat Recovery | 0.4497% | 0 | 2.748 | Industrial_2031_Economic_MW_Before Competition Groups_Process Heat Recovery
Industrial | Ind ¦ High Efficiency Battery Charger | 2031 | Economic | MW | Before Competition Groups | 2.729 | 0 | 0 | 611.0355 | 0.0044663 | 22 | Industrial_2031_Economic_MW_Before Competition Groups_22 | High Efficiency Battery Charger | 0.4466% | 0 | 2.729 | Industrial_2031_Economic_MW_Before Competition Groups_High Efficiency Battery Charger
Industrial | Ind ¦ Efficient Irrigation | 2031 | Economic | MW | Before Competition Groups | 2.2135 | 0 | 0 | 611.0355 | 0.0036225 | 23 | Industrial_2031_Economic_MW_Before Competition Groups_23 | Efficient Irrigation | 0.3622% | 0 | 2.2135 | Industrial_2031_Economic_MW_Before Competition Groups_Efficient Irrigation
Industrial | Ind ¦ Process Improvements | 2031 | Economic | MW | Before Competition Groups | 2.1708 | 0 | 0 | 611.0355 | 0.0035527 | 24 | Industrial_2031_Economic_MW_Before Competition Groups_24 | Process Improvements | 0.3553% | 0 | 2.1708 | Industrial_2031_Economic_MW_Before Competition Groups_Process Improvements
Industrial | Ind ¦ Refrigeration Compressor VFD | 2031 | Economic | MW | Before Competition Groups | 1.4716 | 0 | 0 | 611.0355 | 0.0024084 | 25 | Industrial_2031_Economic_MW_Before Competition Groups_25 | Refrigeration Compressor VFD | 0.2408% | 0 | 1.4716 | Industrial_2031_Economic_MW_Before Competition Groups_Refrigeration Compressor VFD
Industrial | Ind ¦ Improved Controls - Process Heating | 2031 | Economic | MW | Before Competition Groups | 1.3075 | 0 | 0 | 611.0355 | 0.0021397 | 26 | Industrial_2031_Economic_MW_Before Competition Groups_26 | Improved Controls - Process Heating | 0.214% | 0 | 1.3075 | Industrial_2031_Economic_MW_Before Competition Groups_Improved Controls - Process Heating
Industrial | Ind ¦ Engine Block Heater Timer | 2031 | Economic | MW | Before Competition Groups | 0.83076 | 0 | 0 | 611.0355 | 0.0013596 | 27 | Industrial_2031_Economic_MW_Before Competition Groups_27 | Engine Block Heater Timer | 0.136% | 0 | 0.83076 | Industrial_2031_Economic_MW_Before Competition Groups_Engine Block Heater Timer
Industrial | Ind ¦ Air Compressor Heat Recovery | 2031 | Economic | MW | Before Competition Groups | 0.35197 | 0 | 0 | 611.0355 | 0.00057603 | 28 | Industrial_2031_Economic_MW_Before Competition Groups_28 | Air Compressor Heat Recovery | 0.0576% | 0 | 0.35197 | Industrial_2031_Economic_MW_Before Competition Groups_Air Compressor Heat Recovery
Industrial | Ind ¦ Dairy Pre-Cooler | 2031 | Economic | MW | Before Competition Groups | 0.31285 | 0 | 0 | 611.0355 | 0.00051199 | 29 | Industrial_2031_Economic_MW_Before Competition Groups_29 | Dairy Pre-Cooler | 0.0512% | 0 | 0.31285 | Industrial_2031_Economic_MW_Before Competition Groups_Dairy Pre-Cooler
Industrial | Ind ¦ Efficient Refrigeration Compressor | 2031 | Economic | MW | Before Competition Groups | 0.12283 | 0 | 0 | 611.0355 | 0.00020102 | 30 | Industrial_2031_Economic_MW_Before Competition Groups_30 | Efficient Refrigeration Compressor | 0.0201% | 0 | 0.12283 | Industrial_2031_Economic_MW_Before Competition Groups_Efficient Refrigeration Compressor
Industrial | Ind ¦ Heat Lamps/Heat Pad | 2031 | Economic | MW | Before Competition Groups | 0.0093734 | 0 | 0 | 611.0355 | 1.534e-05 | 31 | Industrial_2031_Economic_MW_Before Competition Groups_31 | Heat Lamps/Heat Pad | 0.001534% | 0 | 0.0093734 | Industrial_2031_Economic_MW_Before Competition Groups_Heat Lamps/Heat Pad
Industrial | Ind ¦ Air Compressor Optimization | 2031 | SC A | MW | Before Competition Groups | 41.6209 | 0 | 0 | 240.5332 | 0.17304 | 1 | Industrial_2031_SC A_MW_Before Competition Groups_1 | Air Compressor Optimization | 17.3% | 0 | 41.6209 | Industrial_2031_SC A_MW_Before Competition Groups_Air Compressor Optimization
Industrial | Ind ¦ Pump System Optimization | 2031 | SC A | MW | Before Competition Groups | 37.1938 | 0 | 0 | 240.5332 | 0.15463 | 2 | Industrial_2031_SC A_MW_Before Competition Groups_2 | Pump System Optimization | 15.46% | 0 | 37.1938 | Industrial_2031_SC A_MW_Before Competition Groups_Pump System Optimization
Industrial | Ind ¦ Air Leak Survey and Repair | 2031 | SC A | MW | Before Competition Groups | 29.6494 | 0 | 0 | 240.5332 | 0.12327 | 3 | Industrial_2031_SC A_MW_Before Competition Groups_3 | Air Leak Survey and Repair | 12.33% | 0 | 29.6494 | Industrial_2031_SC A_MW_Before Competition Groups_Air Leak Survey and Repair
Industrial | Ind ¦ Recommissioning | 2031 | SC A | MW | Before Competition Groups | 20.9953 | 0 | 0 | 240.5332 | 0.087286 | 4 | Industrial_2031_SC A_MW_Before Competition Groups_4 | Recommissioning | 8.729% | 0 | 20.9953 | Industrial_2031_SC A_MW_Before Competition Groups_Recommissioning
Industrial | Ind ¦ SEM | 2031 | SC A | MW | Before Competition Groups | 20.9953 | 0 | 0 | 240.5332 | 0.087286 | 5 | Industrial_2031_SC A_MW_Before Competition Groups_5 | SEM | 8.729% | 0 | 20.9953 | Industrial_2031_SC A_MW_Before Competition Groups_SEM
Industrial | Ind ¦ Efficient Compressed Air Nozzles | 2031 | SC A | MW | Before Competition Groups | 16.5902 | 0 | 0 | 240.5332 | 0.068973 | 6 | Industrial_2031_SC A_MW_Before Competition Groups_6 | Efficient Compressed Air Nozzles | 6.897% | 0 | 16.5902 | Industrial_2031_SC A_MW_Before Competition Groups_Efficient Compressed Air Nozzles
Industrial | Ind ¦ Pump Equipment Upgrade | 2031 | SC A | MW | Before Competition Groups | 16.224 | 0 | 0 | 240.5332 | 0.06745 | 7 | Industrial_2031_SC A_MW_Before Competition Groups_7 | Pump Equipment Upgrade | 6.745% | 0 | 16.224 | Industrial_2031_SC A_MW_Before Competition Groups_Pump Equipment Upgrade
Industrial | Ind ¦ Fan System Optimization | 2031 | SC A | MW | Before Competition Groups | 14.2624 | 0 | 0 | 240.5332 | 0.059295 | 8 | Industrial_2031_SC A_MW_Before Competition Groups_8 | Fan System Optimization | 5.93% | 0 | 14.2624 | Industrial_2031_SC A_MW_Before Competition Groups_Fan System Optimization
Industrial | Ind ¦ High Efficiency HVAC Fans | 2031 | SC A | MW | Before Competition Groups | 12.0512 | 0 | 0 | 240.5332 | 0.050102 | 9 | Industrial_2031_SC A_MW_Before Competition Groups_9 | High Efficiency HVAC Fans | 5.01% | 0 | 12.0512 | Industrial_2031_SC A_MW_Before Competition Groups_High Efficiency HVAC Fans
Industrial | Ind ¦ Greenhouse Grow Lights | 2031 | SC A | MW | Before Competition Groups | 5.8222 | 0 | 0 | 240.5332 | 0.024205 | 10 | Industrial_2031_SC A_MW_Before Competition Groups_10 | Greenhouse Grow Lights | 2.421% | 0 | 5.8222 | Industrial_2031_SC A_MW_Before Competition Groups_Greenhouse Grow Lights
Industrial | Ind ¦ Improved Controls - Process Cooling | 2031 | SC A | MW | Before Competition Groups | 5.6629 | 0 | 0 | 240.5332 | 0.023543 | 11 | Industrial_2031_SC A_MW_Before Competition Groups_11 | Improved Controls - Process Cooling | 2.354% | 0 | 5.6629 | Industrial_2031_SC A_MW_Before Competition Groups_Improved Controls - Process Cooling
Industrial | Ind ¦ Material Handling Improvements | 2031 | SC A | MW | Before Competition Groups | 3.9519 | 0 | 0 | 240.5332 | 0.01643 | 12 | Industrial_2031_SC A_MW_Before Competition Groups_12 | Material Handling Improvements | 1.643% | 0 | 3.9519 | Industrial_2031_SC A_MW_Before Competition Groups_Material Handling Improvements
Industrial | Ind ¦ Process Optimization (Elec) | 2031 | SC A | MW | Before Competition Groups | 3.7825 | 0 | 0 | 240.5332 | 0.015725 | 13 | Industrial_2031_SC A_MW_Before Competition Groups_13 | Process Optimization (Elec) | 1.573% | 0 | 3.7825 | Industrial_2031_SC A_MW_Before Competition Groups_Process Optimization (Elec)
Industrial | Ind ¦ Refiner Plate Improvements | 2031 | SC A | MW | Before Competition Groups | 1.8818 | 0 | 0 | 240.5332 | 0.0078234 | 14 | Industrial_2031_SC A_MW_Before Competition Groups_14 | Refiner Plate Improvements | 0.7823% | 0 | 1.8818 | Industrial_2031_SC A_MW_Before Competition Groups_Refiner Plate Improvements
Industrial | Ind ¦ HE Lighting | 2031 | SC A | MW | Before Competition Groups | 1.3679 | 0 | 0 | 240.5332 | 0.0056871 | 15 | Industrial_2031_SC A_MW_Before Competition Groups_15 | HE Lighting | 0.5687% | 0 | 1.3679 | Industrial_2031_SC A_MW_Before Competition Groups_HE Lighting
Industrial | Ind ¦ VAV Conversion Project | 2031 | SC A | MW | Before Competition Groups | 1.273 | 0 | 0 | 240.5332 | 0.0052925 | 16 | Industrial_2031_SC A_MW_Before Competition Groups_16 | VAV Conversion Project | 0.5292% | 0 | 1.273 | Industrial_2031_SC A_MW_Before Competition Groups_VAV Conversion Project
Industrial | Ind ¦ Ventilation Optimization | 2031 | SC A | MW | Before Competition Groups | 1.2009 | 0 | 0 | 240.5332 | 0.0049927 | 17 | Industrial_2031_SC A_MW_Before Competition Groups_17 | Ventilation Optimization | 0.4993% | 0 | 1.2009 | Industrial_2031_SC A_MW_Before Competition Groups_Ventilation Optimization
Industrial | Ind ¦ Pulp and Paper Process Improvements | 2031 | SC A | MW | Before Competition Groups | 1.0904 | 0 | 0 | 240.5332 | 0.0045331 | 18 | Industrial_2031_SC A_MW_Before Competition Groups_18 | Pulp and Paper Process Improvements | 0.4533% | 0 | 1.0904 | Industrial_2031_SC A_MW_Before Competition Groups_Pulp and Paper Process Improvements
Industrial | Ind ¦ Process Heat Recovery | 2031 | SC A | MW | Before Competition Groups | 1.0678 | 0 | 0 | 240.5332 | 0.0044393 | 19 | Industrial_2031_SC A_MW_Before Competition Groups_19 | Process Heat Recovery | 0.4439% | 0 | 1.0678 | Industrial_2031_SC A_MW_Before Competition Groups_Process Heat Recovery
Industrial | Ind ¦ Process Improvements | 2031 | SC A | MW | Before Competition Groups | 0.80082 | 0 | 0 | 240.5332 | 0.0033293 | 20 | Industrial_2031_SC A_MW_Before Competition Groups_20 | Process Improvements | 0.3329% | 0 | 0.80082 | Industrial_2031_SC A_MW_Before Competition Groups_Process Improvements
Industrial | Ind ¦ High Efficiency Battery Charger | 2031 | SC A | MW | Before Competition Groups | 0.71992 | 0 | 0 | 240.5332 | 0.002993 | 21 | Industrial_2031_SC A_MW_Before Competition Groups_21 | High Efficiency Battery Charger | 0.2993% | 0 | 0.71992 | Industrial_2031_SC A_MW_Before Competition Groups_High Efficiency Battery Charger
Industrial | Ind ¦ Improved Controls - Process Heating | 2031 | SC A | MW | Before Competition Groups | 0.53342 | 0 | 0 | 240.5332 | 0.0022177 | 22 | Industrial_2031_SC A_MW_Before Competition Groups_22 | Improved Controls - Process Heating | 0.2218% | 0 | 0.53342 | Industrial_2031_SC A_MW_Before Competition Groups_Improved Controls - Process Heating
Industrial | Ind ¦ Refrigeration Compressor VFD | 2031 | SC A | MW | Before Competition Groups | 0.47408 | 0 | 0 | 240.5332 | 0.0019709 | 23 | Industrial_2031_SC A_MW_Before Competition Groups_23 | Refrigeration Compressor VFD | 0.1971% | 0 | 0.47408 | Industrial_2031_SC A_MW_Before Competition Groups_Refrigeration Compressor VFD
Industrial | Ind ¦ Cooling Tower Optimization | 2031 | SC A | MW | Before Competition Groups | 0.40083 | 0 | 0 | 240.5332 | 0.0016664 | 24 | Industrial_2031_SC A_MW_Before Competition Groups_24 | Cooling Tower Optimization | 0.1666% | 0 | 0.40083 | Industrial_2031_SC A_MW_Before Competition Groups_Cooling Tower Optimization
Industrial | Ind ¦ Engine Block Heater Timer | 2031 | SC A | MW | Before Competition Groups | 0.31511 | 0 | 0 | 240.5332 | 0.00131 | 25 | Industrial_2031_SC A_MW_Before Competition Groups_25 | Engine Block Heater Timer | 0.131% | 0 | 0.31511 | Industrial_2031_SC A_MW_Before Competition Groups_Engine Block Heater Timer
Industrial | Ind ¦ Efficient Irrigation | 2031 | SC A | MW | Before Competition Groups | 0.19866 | 0 | 0 | 240.5332 | 0.0008259 | 26 | Industrial_2031_SC A_MW_Before Competition Groups_26 | Efficient Irrigation | 0.08259% | 0 | 0.19866 | Industrial_2031_SC A_MW_Before Competition Groups_Efficient Irrigation
Industrial | Ind ¦ Dairy Pre-Cooler | 2031 | SC A | MW | Before Competition Groups | 0.1456 | 0 | 0 | 240.5332 | 0.00060532 | 27 | Industrial_2031_SC A_MW_Before Competition Groups_27 | Dairy Pre-Cooler | 0.06053% | 0 | 0.1456 | Industrial_2031_SC A_MW_Before Competition Groups_Dairy Pre-Cooler
Industrial | Ind ¦ Air Compressor Heat Recovery | 2031 | SC A | MW | Before Competition Groups | 0.14379 | 0 | 0 | 240.5332 | 0.00059778 | 28 | Industrial_2031_SC A_MW_Before Competition Groups_28 | Air Compressor Heat Recovery | 0.05978% | 0 | 0.14379 | Industrial_2031_SC A_MW_Before Competition Groups_Air Compressor Heat Recovery
Industrial | Ind ¦ Efficient Refrigeration Compressor | 2031 | SC A | MW | Before Competition Groups | 0.077079 | 0 | 0 | 240.5332 | 0.00032045 | 29 | Industrial_2031_SC A_MW_Before Competition Groups_29 | Efficient Refrigeration Compressor | 0.03204% | 0 | 0.077079 | Industrial_2031_SC A_MW_Before Competition Groups_Efficient Refrigeration Compressor
Industrial | Ind ¦ Heat Lamps/Heat Pad | 2031 | SC A | MW | Before Competition Groups | 0.031196 | 0 | 0 | 240.5332 | 0.00012969 | 30 | Industrial_2031_SC A_MW_Before Competition Groups_30 | Heat Lamps/Heat Pad | 0.01297% | 0 | 0.031196 | Industrial_2031_SC A_MW_Before Competition Groups_Heat Lamps/Heat Pad
Industrial | Ind ¦ Free Cooling | 2031 | SC A | MW | Before Competition Groups | 0.0089627 | 0 | 0 | 240.5332 | 3.7262e-05 | 31 | Industrial_2031_SC A_MW_Before Competition Groups_31 | Free Cooling | 0.003726% | 0 | 0.0089627 | Industrial_2031_SC A_MW_Before Competition Groups_Free Cooling
Industrial | Ind ¦ Air Leak Survey and Repair | 2031 | SC B | MW | Before Competition Groups | 60.5312 | 0 | 0 | 416.2609 | 0.14542 | 1 | Industrial_2031_SC B_MW_Before Competition Groups_1 | Air Leak Survey and Repair | 14.54% | 0 | 60.5312 | Industrial_2031_SC B_MW_Before Competition Groups_Air Leak Survey and Repair
Industrial | Ind ¦ Pump System Optimization | 2031 | SC B | MW | Before Competition Groups | 53.4339 | 0 | 0 | 416.2609 | 0.12837 | 2 | Industrial_2031_SC B_MW_Before Competition Groups_2 | Pump System Optimization | 12.84% | 0 | 53.4339 | Industrial_2031_SC B_MW_Before Competition Groups_Pump System Optimization
Industrial | Ind ¦ Recommissioning | 2031 | SC B | MW | Before Competition Groups | 42.8479 | 0 | 0 | 416.2609 | 0.10294 | 3 | Industrial_2031_SC B_MW_Before Competition Groups_3 | Recommissioning | 10.29% | 0 | 42.8479 | Industrial_2031_SC B_MW_Before Competition Groups_Recommissioning
Industrial | Ind ¦ SEM | 2031 | SC B | MW | Before Competition Groups | 42.8479 | 0 | 0 | 416.2609 | 0.10294 | 4 | Industrial_2031_SC B_MW_Before Competition Groups_4 | SEM | 10.29% | 0 | 42.8479 | Industrial_2031_SC B_MW_Before Competition Groups_SEM
Industrial | Ind ¦ Air Compressor Optimization | 2031 | SC B | MW | Before Competition Groups | 41.6209 | 0 | 0 | 416.2609 | 0.099988 | 5 | Industrial_2031_SC B_MW_Before Competition Groups_5 | Air Compressor Optimization | 9.999% | 0 | 41.6209 | Industrial_2031_SC B_MW_Before Competition Groups_Air Compressor Optimization
Industrial | Ind ¦ Efficient Compressed Air Nozzles | 2031 | SC B | MW | Before Competition Groups | 34.2638 | 0 | 0 | 416.2609 | 0.082313 | 6 | Industrial_2031_SC B_MW_Before Competition Groups_6 | Efficient Compressed Air Nozzles | 8.231% | 0 | 34.2638 | Industrial_2031_SC B_MW_Before Competition Groups_Efficient Compressed Air Nozzles
Industrial | Ind ¦ Pump Equipment Upgrade | 2031 | SC B | MW | Before Competition Groups | 23.7028 | 0 | 0 | 416.2609 | 0.056942 | 7 | Industrial_2031_SC B_MW_Before Competition Groups_7 | Pump Equipment Upgrade | 5.694% | 0 | 23.7028 | Industrial_2031_SC B_MW_Before Competition Groups_Pump Equipment Upgrade
Industrial | Ind ¦ High Efficiency HVAC Fans | 2031 | SC B | MW | Before Competition Groups | 19.5756 | 0 | 0 | 416.2609 | 0.047027 | 8 | Industrial_2031_SC B_MW_Before Competition Groups_8 | High Efficiency HVAC Fans | 4.703% | 0 | 19.5756 | Industrial_2031_SC B_MW_Before Competition Groups_High Efficiency HVAC Fans
Industrial | Ind ¦ Fan System Optimization | 2031 | SC B | MW | Before Competition Groups | 15.0282 | 0 | 0 | 416.2609 | 0.036103 | 9 | Industrial_2031_SC B_MW_Before Competition Groups_9 | Fan System Optimization | 3.61% | 0 | 15.0282 | Industrial_2031_SC B_MW_Before Competition Groups_Fan System Optimization
Industrial | Ind ¦ HE Lighting | 2031 | SC B | MW | Before Competition Groups | 14.8083 | 0 | 0 | 416.2609 | 0.035575 | 10 | Industrial_2031_SC B_MW_Before Competition Groups_10 | HE Lighting | 3.557% | 0 | 14.8083 | Industrial_2031_SC B_MW_Before Competition Groups_HE Lighting
Industrial | Ind ¦ Greenhouse Grow Lights | 2031 | SC B | MW | Before Competition Groups | 14.2576 | 0 | 0 | 416.2609 | 0.034252 | 11 | Industrial_2031_SC B_MW_Before Competition Groups_11 | Greenhouse Grow Lights | 3.425% | 0 | 14.2576 | Industrial_2031_SC B_MW_Before Competition Groups_Greenhouse Grow Lights
Industrial | Ind ¦ Improved Controls - Process Cooling | 2031 | SC B | MW | Before Competition Groups | 11.5801 | 0 | 0 | 416.2609 | 0.027819 | 12 | Industrial_2031_SC B_MW_Before Competition Groups_12 | Improved Controls - Process Cooling | 2.782% | 0 | 11.5801 | Industrial_2031_SC B_MW_Before Competition Groups_Improved Controls - Process Cooling
Industrial | Ind ¦ Pulp and Paper Process Improvements | 2031 | SC B | MW | Before Competition Groups | 6.1279 | 0 | 0 | 416.2609 | 0.014721 | 13 | Industrial_2031_SC B_MW_Before Competition Groups_13 | Pulp and Paper Process Improvements | 1.472% | 0 | 6.1279 | Industrial_2031_SC B_MW_Before Competition Groups_Pulp and Paper Process Improvements
Industrial | Ind ¦ Material Handling Improvements | 2031 | SC B | MW | Before Competition Groups | 5.8512 | 0 | 0 | 416.2609 | 0.014057 | 14 | Industrial_2031_SC B_MW_Before Competition Groups_14 | Material Handling Improvements | 1.406% | 0 | 5.8512 | Industrial_2031_SC B_MW_Before Competition Groups_Material Handling Improvements
Industrial | Ind ¦ Refiner Plate Improvements | 2031 | SC B | MW | Before Competition Groups | 3.9837 | 0 | 0 | 416.2609 | 0.0095703 | 15 | Industrial_2031_SC B_MW_Before Competition Groups_15 | Refiner Plate Improvements | 0.957% | 0 | 3.9837 | Industrial_2031_SC B_MW_Before Competition Groups_Refiner Plate Improvements
Industrial | Ind ¦ Process Optimization (Elec) | 2031 | SC B | MW | Before Competition Groups | 3.7825 | 0 | 0 | 416.2609 | 0.0090867 | 16 | Industrial_2031_SC B_MW_Before Competition Groups_16 | Process Optimization (Elec) | 0.9087% | 0 | 3.7825 | Industrial_2031_SC B_MW_Before Competition Groups_Process Optimization (Elec)
Industrial | Ind ¦ Cooling Tower Optimization | 2031 | SC B | MW | Before Competition Groups | 3.43 | 0 | 0 | 416.2609 | 0.00824 | 17 | Industrial_2031_SC B_MW_Before Competition Groups_17 | Cooling Tower Optimization | 0.824% | 0 | 3.43 | Industrial_2031_SC B_MW_Before Competition Groups_Cooling Tower Optimization
Industrial | Ind ¦ Free Cooling | 2031 | SC B | MW | Before Competition Groups | 3.082 | 0 | 0 | 416.2609 | 0.0074041 | 18 | Industrial_2031_SC B_MW_Before Competition Groups_18 | Free Cooling | 0.7404% | 0 | 3.082 | Industrial_2031_SC B_MW_Before Competition Groups_Free Cooling
Industrial | Ind ¦ Ventilation Optimization | 2031 | SC B | MW | Before Competition Groups | 2.7442 | 0 | 0 | 416.2609 | 0.0065924 | 19 | Industrial_2031_SC B_MW_Before Competition Groups_19 | Ventilation Optimization | 0.6592% | 0 | 2.7442 | Industrial_2031_SC B_MW_Before Competition Groups_Ventilation Optimization
Industrial | Ind ¦ VAV Conversion Project | 2031 | SC B | MW | Before Competition Groups | 2.6683 | 0 | 0 | 416.2609 | 0.0064101 | 20 | Industrial_2031_SC B_MW_Before Competition Groups_20 | VAV Conversion Project | 0.641% | 0 | 2.6683 | Industrial_2031_SC B_MW_Before Competition Groups_VAV Conversion Project
Industrial | Ind ¦ Process Heat Recovery | 2031 | SC B | MW | Before Competition Groups | 2.2132 | 0 | 0 | 416.2609 | 0.0053168 | 21 | Industrial_2031_SC B_MW_Before Competition Groups_21 | Process Heat Recovery | 0.5317% | 0 | 2.2132 | Industrial_2031_SC B_MW_Before Competition Groups_Process Heat Recovery
Industrial | Ind ¦ High Efficiency Battery Charger | 2031 | SC B | MW | Before Competition Groups | 1.8892 | 0 | 0 | 416.2609 | 0.0045386 | 22 | Industrial_2031_SC B_MW_Before Competition Groups_22 | High Efficiency Battery Charger | 0.4539% | 0 | 1.8892 | Industrial_2031_SC B_MW_Before Competition Groups_High Efficiency Battery Charger
Industrial | Ind ¦ Process Improvements | 2031 | SC B | MW | Before Competition Groups | 1.7151 | 0 | 0 | 416.2609 | 0.0041204 | 23 | Industrial_2031_SC B_MW_Before Competition Groups_23 | Process Improvements | 0.412% | 0 | 1.7151 | Industrial_2031_SC B_MW_Before Competition Groups_Process Improvements
Industrial | Ind ¦ Refrigeration Compressor VFD | 2031 | SC B | MW | Before Competition Groups | 1.0914 | 0 | 0 | 416.2609 | 0.0026219 | 24 | Industrial_2031_SC B_MW_Before Competition Groups_24 | Refrigeration Compressor VFD | 0.2622% | 0 | 1.0914 | Industrial_2031_SC B_MW_Before Competition Groups_Refrigeration Compressor VFD
Industrial | Ind ¦ Improved Controls - Process Heating | 2031 | SC B | MW | Before Competition Groups | 1.0704 | 0 | 0 | 416.2609 | 0.0025715 | 25 | Industrial_2031_SC B_MW_Before Competition Groups_25 | Improved Controls - Process Heating | 0.2571% | 0 | 1.0704 | Industrial_2031_SC B_MW_Before Competition Groups_Improved Controls - Process Heating
Industrial | Ind ¦ Efficient Irrigation | 2031 | SC B | MW | Before Competition Groups | 0.8177 | 0 | 0 | 416.2609 | 0.0019644 | 26 | Industrial_2031_SC B_MW_Before Competition Groups_26 | Efficient Irrigation | 0.1964% | 0 | 0.8177 | Industrial_2031_SC B_MW_Before Competition Groups_Efficient Irrigation
Industrial | Ind ¦ Engine Block Heater Timer | 2031 | SC B | MW | Before Competition Groups | 0.64925 | 0 | 0 | 416.2609 | 0.0015597 | 27 | Industrial_2031_SC B_MW_Before Competition Groups_27 | Engine Block Heater Timer | 0.156% | 0 | 0.64925 | Industrial_2031_SC B_MW_Before Competition Groups_Engine Block Heater Timer
Industrial | Ind ¦ Air Compressor Heat Recovery | 2031 | SC B | MW | Before Competition Groups | 0.29257 | 0 | 0 | 416.2609 | 0.00070286 | 28 | Industrial_2031_SC B_MW_Before Competition Groups_28 | Air Compressor Heat Recovery | 0.07029% | 0 | 0.29257 | Industrial_2031_SC B_MW_Before Competition Groups_Air Compressor Heat Recovery
Industrial | Ind ¦ Dairy Pre-Cooler | 2031 | SC B | MW | Before Competition Groups | 0.20697 | 0 | 0 | 416.2609 | 0.00049721 | 29 | Industrial_2031_SC B_MW_Before Competition Groups_29 | Dairy Pre-Cooler | 0.04972% | 0 | 0.20697 | Industrial_2031_SC B_MW_Before Competition Groups_Dairy Pre-Cooler
Industrial | Ind ¦ Efficient Refrigeration Compressor | 2031 | SC B | MW | Before Competition Groups | 0.10375 | 0 | 0 | 416.2609 | 0.00024925 | 30 | Industrial_2031_SC B_MW_Before Competition Groups_30 | Efficient Refrigeration Compressor | 0.02493% | 0 | 0.10375 | Industrial_2031_SC B_MW_Before Competition Groups_Efficient Refrigeration Compressor
Industrial | Ind ¦ Heat Lamps/Heat Pad | 2031 | SC B | MW | Before Competition Groups | 0.043209 | 0 | 0 | 416.2609 | 0.0001038 | 31 | Industrial_2031_SC B_MW_Before Competition Groups_31 | Heat Lamps/Heat Pad | 0.01038% | 0 | 0.043209 | Industrial_2031_SC B_MW_Before Competition Groups_Heat Lamps/Heat Pad
Industrial | Ind ¦ Pump System Optimization | 2031 | SC C | MW | Before Competition Groups | 53.4339 | 0 | 0 | 282.6783 | 0.18903 | 1 | Industrial_2031_SC C_MW_Before Competition Groups_1 | Pump System Optimization | 18.9% | 0 | 53.4339 | Industrial_2031_SC C_MW_Before Competition Groups_Pump System Optimization
Industrial | Ind ¦ Air Compressor Optimization | 2031 | SC C | MW | Before Competition Groups | 41.6209 | 0 | 0 | 282.6783 | 0.14724 | 2 | Industrial_2031_SC C_MW_Before Competition Groups_2 | Air Compressor Optimization | 14.72% | 0 | 41.6209 | Industrial_2031_SC C_MW_Before Competition Groups_Air Compressor Optimization
Industrial | Ind ¦ Air Leak Survey and Repair | 2031 | SC C | MW | Before Competition Groups | 29.6494 | 0 | 0 | 282.6783 | 0.10489 | 3 | Industrial_2031_SC C_MW_Before Competition Groups_3 | Air Leak Survey and Repair | 10.49% | 0 | 29.6494 | Industrial_2031_SC C_MW_Before Competition Groups_Air Leak Survey and Repair
Industrial | Ind ¦ Pump Equipment Upgrade | 2031 | SC C | MW | Before Competition Groups | 23.7028 | 0 | 0 | 282.6783 | 0.083851 | 4 | Industrial_2031_SC C_MW_Before Competition Groups_4 | Pump Equipment Upgrade | 8.385% | 0 | 23.7028 | Industrial_2031_SC C_MW_Before Competition Groups_Pump Equipment Upgrade
Industrial | Ind ¦ Recommissioning | 2031 | SC C | MW | Before Competition Groups | 20.9953 | 0 | 0 | 282.6783 | 0.074273 | 5 | Industrial_2031_SC C_MW_Before Competition Groups_5 | Recommissioning | 7.427% | 0 | 20.9953 | Industrial_2031_SC C_MW_Before Competition Groups_Recommissioning
Industrial | Ind ¦ SEM | 2031 | SC C | MW | Before Competition Groups | 20.9953 | 0 | 0 | 282.6783 | 0.074273 | 6 | Industrial_2031_SC C_MW_Before Competition Groups_6 | SEM | 7.427% | 0 | 20.9953 | Industrial_2031_SC C_MW_Before Competition Groups_SEM
Industrial | Ind ¦ Efficient Compressed Air Nozzles | 2031 | SC C | MW | Before Competition Groups | 16.5902 | 0 | 0 | 282.6783 | 0.058689 | 7 | Industrial_2031_SC C_MW_Before Competition Groups_7 | Efficient Compressed Air Nozzles | 5.869% | 0 | 16.5902 | Industrial_2031_SC C_MW_Before Competition Groups_Efficient Compressed Air Nozzles
Industrial | Ind ¦ Fan System Optimization | 2031 | SC C | MW | Before Competition Groups | 15.0282 | 0 | 0 | 282.6783 | 0.053164 | 8 | Industrial_2031_SC C_MW_Before Competition Groups_8 | Fan System Optimization | 5.316% | 0 | 15.0282 | Industrial_2031_SC C_MW_Before Competition Groups_Fan System Optimization
Industrial | Ind ¦ High Efficiency HVAC Fans | 2031 | SC C | MW | Before Competition Groups | 12.0512 | 0 | 0 | 282.6783 | 0.042632 | 9 | Industrial_2031_SC C_MW_Before Competition Groups_9 | High Efficiency HVAC Fans | 4.263% | 0 | 12.0512 | Industrial_2031_SC C_MW_Before Competition Groups_High Efficiency HVAC Fans
Industrial | Ind ¦ Greenhouse Grow Lights | 2031 | SC C | MW | Before Competition Groups | 9.1266 | 0 | 0 | 282.6783 | 0.032286 | 10 | Industrial_2031_SC C_MW_Before Competition Groups_10 | Greenhouse Grow Lights | 3.229% | 0 | 9.1266 | Industrial_2031_SC C_MW_Before Competition Groups_Greenhouse Grow Lights
Industrial | Ind ¦ HE Lighting | 2031 | SC C | MW | Before Competition Groups | 6.8569 | 0 | 0 | 282.6783 | 0.024257 | 11 | Industrial_2031_SC C_MW_Before Competition Groups_11 | HE Lighting | 2.426% | 0 | 6.8569 | Industrial_2031_SC C_MW_Before Competition Groups_HE Lighting
Industrial | Ind ¦ Improved Controls - Process Cooling | 2031 | SC C | MW | Before Competition Groups | 5.6731 | 0 | 0 | 282.6783 | 0.020069 | 12 | Industrial_2031_SC C_MW_Before Competition Groups_12 | Improved Controls - Process Cooling | 2.007% | 0 | 5.6731 | Industrial_2031_SC C_MW_Before Competition Groups_Improved Controls - Process Cooling
Industrial | Ind ¦ Material Handling Improvements | 2031 | SC C | MW | Before Competition Groups | 3.9519 | 0 | 0 | 282.6783 | 0.01398 | 13 | Industrial_2031_SC C_MW_Before Competition Groups_13 | Material Handling Improvements | 1.398% | 0 | 3.9519 | Industrial_2031_SC C_MW_Before Competition Groups_Material Handling Improvements
Industrial | Ind ¦ Process Optimization (Elec) | 2031 | SC C | MW | Before Competition Groups | 3.7825 | 0 | 0 | 282.6783 | 0.013381 | 14 | Industrial_2031_SC C_MW_Before Competition Groups_14 | Process Optimization (Elec) | 1.338% | 0 | 3.7825 | Industrial_2031_SC C_MW_Before Competition Groups_Process Optimization (Elec)
Industrial | Ind ¦ Cooling Tower Optimization | 2031 | SC C | MW | Before Competition Groups | 3.43 | 0 | 0 | 282.6783 | 0.012134 | 15 | Industrial_2031_SC C_MW_Before Competition Groups_15 | Cooling Tower Optimization | 1.213% | 0 | 3.43 | Industrial_2031_SC C_MW_Before Competition Groups_Cooling Tower Optimization
Industrial | Ind ¦ Pulp and Paper Process Improvements | 2031 | SC C | MW | Before Competition Groups | 2.9133 | 0 | 0 | 282.6783 | 0.010306 | 16 | Industrial_2031_SC C_MW_Before Competition Groups_16 | Pulp and Paper Process Improvements | 1.031% | 0 | 2.9133 | Industrial_2031_SC C_MW_Before Competition Groups_Pulp and Paper Process Improvements
Industrial | Ind ¦ Ventilation Optimization | 2031 | SC C | MW | Before Competition Groups | 2.7442 | 0 | 0 | 282.6783 | 0.0097078 | 17 | Industrial_2031_SC C_MW_Before Competition Groups_17 | Ventilation Optimization | 0.9708% | 0 | 2.7442 | Industrial_2031_SC C_MW_Before Competition Groups_Ventilation Optimization
Industrial | Ind ¦ Refiner Plate Improvements | 2031 | SC C | MW | Before Competition Groups | 1.8818 | 0 | 0 | 282.6783 | 0.006657 | 18 | Industrial_2031_SC C_MW_Before Competition Groups_18 | Refiner Plate Improvements | 0.6657% | 0 | 1.8818 | Industrial_2031_SC C_MW_Before Competition Groups_Refiner Plate Improvements
Industrial | Ind ¦ Free Cooling | 2031 | SC C | MW | Before Competition Groups | 1.5661 | 0 | 0 | 282.6783 | 0.0055402 | 19 | Industrial_2031_SC C_MW_Before Competition Groups_19 | Free Cooling | 0.554% | 0 | 1.5661 | Industrial_2031_SC C_MW_Before Competition Groups_Free Cooling
Industrial | Ind ¦ VAV Conversion Project | 2031 | SC C | MW | Before Competition Groups | 1.3028 | 0 | 0 | 282.6783 | 0.0046089 | 20 | Industrial_2031_SC C_MW_Before Competition Groups_20 | VAV Conversion Project | 0.4609% | 0 | 1.3028 | Industrial_2031_SC C_MW_Before Competition Groups_VAV Conversion Project
Industrial | Ind ¦ High Efficiency Battery Charger | 2031 | SC C | MW | Before Competition Groups | 1.1167 | 0 | 0 | 282.6783 | 0.0039503 | 21 | Industrial_2031_SC C_MW_Before Competition Groups_21 | High Efficiency Battery Charger | 0.395% | 0 | 1.1167 | Industrial_2031_SC C_MW_Before Competition Groups_High Efficiency Battery Charger
Industrial | Ind ¦ Process Heat Recovery | 2031 | SC C | MW | Before Competition Groups | 1.0678 | 0 | 0 | 282.6783 | 0.0037774 | 22 | Industrial_2031_SC C_MW_Before Competition Groups_22 | Process Heat Recovery | 0.3777% | 0 | 1.0678 | Industrial_2031_SC C_MW_Before Competition Groups_Process Heat Recovery
Industrial | Ind ¦ Process Improvements | 2031 | SC C | MW | Before Competition Groups | 0.84007 | 0 | 0 | 282.6783 | 0.0029718 | 23 | Industrial_2031_SC C_MW_Before Competition Groups_23 | Process Improvements | 0.2972% | 0 | 0.84007 | Industrial_2031_SC C_MW_Before Competition Groups_Process Improvements
Industrial | Ind ¦ Refrigeration Compressor VFD | 2031 | SC C | MW | Before Competition Groups | 0.73457 | 0 | 0 | 282.6783 | 0.0025986 | 24 | Industrial_2031_SC C_MW_Before Competition Groups_24 | Refrigeration Compressor VFD | 0.2599% | 0 | 0.73457 | Industrial_2031_SC C_MW_Before Competition Groups_Refrigeration Compressor VFD
Industrial | Ind ¦ Improved Controls - Process Heating | 2031 | SC C | MW | Before Competition Groups | 0.53438 | 0 | 0 | 282.6783 | 0.0018904 | 25 | Industrial_2031_SC C_MW_Before Competition Groups_25 | Improved Controls - Process Heating | 0.189% | 0 | 0.53438 | Industrial_2031_SC C_MW_Before Competition Groups_Improved Controls - Process Heating
Industrial | Ind ¦ Efficient Irrigation | 2031 | SC C | MW | Before Competition Groups | 0.34412 | 0 | 0 | 282.6783 | 0.0012174 | 26 | Industrial_2031_SC C_MW_Before Competition Groups_26 | Efficient Irrigation | 0.1217% | 0 | 0.34412 | Industrial_2031_SC C_MW_Before Competition Groups_Efficient Irrigation
Industrial | Ind ¦ Engine Block Heater Timer | 2031 | SC C | MW | Before Competition Groups | 0.31578 | 0 | 0 | 282.6783 | 0.0011171 | 27 | Industrial_2031_SC C_MW_Before Competition Groups_27 | Engine Block Heater Timer | 0.1117% | 0 | 0.31578 | Industrial_2031_SC C_MW_Before Competition Groups_Engine Block Heater Timer
Industrial | Ind ¦ Dairy Pre-Cooler | 2031 | SC C | MW | Before Competition Groups | 0.17143 | 0 | 0 | 282.6783 | 0.00060644 | 28 | Industrial_2031_SC C_MW_Before Competition Groups_28 | Dairy Pre-Cooler | 0.06064% | 0 | 0.17143 | Industrial_2031_SC C_MW_Before Competition Groups_Dairy Pre-Cooler
Industrial | Ind ¦ Air Compressor Heat Recovery | 2031 | SC C | MW | Before Competition Groups | 0.14379 | 0 | 0 | 282.6783 | 0.00050866 | 29 | Industrial_2031_SC C_MW_Before Competition Groups_29 | Air Compressor Heat Recovery | 0.05087% | 0 | 0.14379 | Industrial_2031_SC C_MW_Before Competition Groups_Air Compressor Heat Recovery
Industrial | Ind ¦ Efficient Refrigeration Compressor | 2031 | SC C | MW | Before Competition Groups | 0.077079 | 0 | 0 | 282.6783 | 0.00027267 | 30 | Industrial_2031_SC C_MW_Before Competition Groups_30 | Efficient Refrigeration Compressor | 0.02727% | 0 | 0.077079 | Industrial_2031_SC C_MW_Before Competition Groups_Efficient Refrigeration Compressor
Industrial | Ind ¦ Heat Lamps/Heat Pad | 2031 | SC C | MW | Before Competition Groups | 0.036256 | 0 | 0 | 282.6783 | 0.00012826 | 31 | Industrial_2031_SC C_MW_Before Competition Groups_31 | Heat Lamps/Heat Pad | 0.01283% | 0 | 0.036256 | Industrial_2031_SC C_MW_Before Competition Groups_Heat Lamps/Heat Pad
Industrial | Ind ¦ Air Compressor Optimization | 2031 | SC D | MW | Before Competition Groups | 41.6209 | 0 | 0 | 232.7701 | 0.17881 | 1 | Industrial_2031_SC D_MW_Before Competition Groups_1 | Air Compressor Optimization | 17.88% | 0 | 41.6209 | Industrial_2031_SC D_MW_Before Competition Groups_Air Compressor Optimization
Industrial | Ind ¦ Pump System Optimization | 2031 | SC D | MW | Before Competition Groups | 31.7613 | 0 | 0 | 232.7701 | 0.13645 | 2 | Industrial_2031_SC D_MW_Before Competition Groups_2 | Pump System Optimization | 13.64% | 0 | 31.7613 | Industrial_2031_SC D_MW_Before Competition Groups_Pump System Optimization
Industrial | Ind ¦ Air Leak Survey and Repair | 2031 | SC D | MW | Before Competition Groups | 29.5943 | 0 | 0 | 232.7701 | 0.12714 | 3 | Industrial_2031_SC D_MW_Before Competition Groups_3 | Air Leak Survey and Repair | 12.71% | 0 | 29.5943 | Industrial_2031_SC D_MW_Before Competition Groups_Air Leak Survey and Repair
Industrial | Ind ¦ SEM | 2031 | SC D | MW | Before Competition Groups | 20.9953 | 0 | 0 | 232.7701 | 0.090197 | 4 | Industrial_2031_SC D_MW_Before Competition Groups_4 | SEM | 9.02% | 0 | 20.9953 | Industrial_2031_SC D_MW_Before Competition Groups_SEM
Industrial | Ind ¦ Recommissioning | 2031 | SC D | MW | Before Competition Groups | 20.2504 | 0 | 0 | 232.7701 | 0.086998 | 5 | Industrial_2031_SC D_MW_Before Competition Groups_5 | Recommissioning | 8.7% | 0 | 20.2504 | Industrial_2031_SC D_MW_Before Competition Groups_Recommissioning
Industrial | Ind ¦ Efficient Compressed Air Nozzles | 2031 | SC D | MW | Before Competition Groups | 16.5902 | 0 | 0 | 232.7701 | 0.071273 | 6 | Industrial_2031_SC D_MW_Before Competition Groups_6 | Efficient Compressed Air Nozzles | 7.127% | 0 | 16.5902 | Industrial_2031_SC D_MW_Before Competition Groups_Efficient Compressed Air Nozzles
Industrial | Ind ¦ Fan System Optimization | 2031 | SC D | MW | Before Competition Groups | 15.0282 | 0 | 0 | 232.7701 | 0.064562 | 7 | Industrial_2031_SC D_MW_Before Competition Groups_7 | Fan System Optimization | 6.456% | 0 | 15.0282 | Industrial_2031_SC D_MW_Before Competition Groups_Fan System Optimization
Industrial | Ind ¦ Pump Equipment Upgrade | 2031 | SC D | MW | Before Competition Groups | 13.8158 | 0 | 0 | 232.7701 | 0.059354 | 8 | Industrial_2031_SC D_MW_Before Competition Groups_8 | Pump Equipment Upgrade | 5.935% | 0 | 13.8158 | Industrial_2031_SC D_MW_Before Competition Groups_Pump Equipment Upgrade
Industrial | Ind ¦ High Efficiency HVAC Fans | 2031 | SC D | MW | Before Competition Groups | 11.4132 | 0 | 0 | 232.7701 | 0.049032 | 9 | Industrial_2031_SC D_MW_Before Competition Groups_9 | High Efficiency HVAC Fans | 4.903% | 0 | 11.4132 | Industrial_2031_SC D_MW_Before Competition Groups_High Efficiency HVAC Fans
Industrial | Ind ¦ Improved Controls - Process Cooling | 2031 | SC D | MW | Before Competition Groups | 5.6731 | 0 | 0 | 232.7701 | 0.024372 | 10 | Industrial_2031_SC D_MW_Before Competition Groups_10 | Improved Controls - Process Cooling | 2.437% | 0 | 5.6731 | Industrial_2031_SC D_MW_Before Competition Groups_Improved Controls - Process Cooling
Industrial | Ind ¦ Greenhouse Grow Lights | 2031 | SC D | MW | Before Competition Groups | 4.9901 | 0 | 0 | 232.7701 | 0.021438 | 11 | Industrial_2031_SC D_MW_Before Competition Groups_11 | Greenhouse Grow Lights | 2.144% | 0 | 4.9901 | Industrial_2031_SC D_MW_Before Competition Groups_Greenhouse Grow Lights
Industrial | Ind ¦ Material Handling Improvements | 2031 | SC D | MW | Before Competition Groups | 3.9519 | 0 | 0 | 232.7701 | 0.016978 | 12 | Industrial_2031_SC D_MW_Before Competition Groups_12 | Material Handling Improvements | 1.698% | 0 | 3.9519 | Industrial_2031_SC D_MW_Before Competition Groups_Material Handling Improvements
Industrial | Ind ¦ Process Optimization (Elec) | 2031 | SC D | MW | Before Competition Groups | 3.7825 | 0 | 0 | 232.7701 | 0.01625 | 13 | Industrial_2031_SC D_MW_Before Competition Groups_13 | Process Optimization (Elec) | 1.625% | 0 | 3.7825 | Industrial_2031_SC D_MW_Before Competition Groups_Process Optimization (Elec)
Industrial | Ind ¦ Cooling Tower Optimization | 2031 | SC D | MW | Before Competition Groups | 3.231 | 0 | 0 | 232.7701 | 0.013881 | 14 | Industrial_2031_SC D_MW_Before Competition Groups_14 | Cooling Tower Optimization | 1.388% | 0 | 3.231 | Industrial_2031_SC D_MW_Before Competition Groups_Cooling Tower Optimization
Industrial | Ind ¦ Ventilation Optimization | 2031 | SC D | MW | Before Competition Groups | 2.4244 | 0 | 0 | 232.7701 | 0.010415 | 15 | Industrial_2031_SC D_MW_Before Competition Groups_15 | Ventilation Optimization | 1.042% | 0 | 2.4244 | Industrial_2031_SC D_MW_Before Competition Groups_Ventilation Optimization
Industrial | Ind ¦ Refiner Plate Improvements | 2031 | SC D | MW | Before Competition Groups | 1.8818 | 0 | 0 | 232.7701 | 0.0080844 | 16 | Industrial_2031_SC D_MW_Before Competition Groups_16 | Refiner Plate Improvements | 0.8084% | 0 | 1.8818 | Industrial_2031_SC D_MW_Before Competition Groups_Refiner Plate Improvements
Industrial | Ind ¦ VAV Conversion Project | 2031 | SC D | MW | Before Competition Groups | 0.87408 | 0 | 0 | 232.7701 | 0.0037551 | 17 | Industrial_2031_SC D_MW_Before Competition Groups_17 | VAV Conversion Project | 0.3755% | 0 | 0.87408 | Industrial_2031_SC D_MW_Before Competition Groups_VAV Conversion Project
Industrial | Ind ¦ Process Heat Recovery | 2031 | SC D | MW | Before Competition Groups | 0.79801 | 0 | 0 | 232.7701 | 0.0034283 | 18 | Industrial_2031_SC D_MW_Before Competition Groups_18 | Process Heat Recovery | 0.3428% | 0 | 0.79801 | Industrial_2031_SC D_MW_Before Competition Groups_Process Heat Recovery
Industrial | Ind ¦ HE Lighting | 2031 | SC D | MW | Before Competition Groups | 0.77342 | 0 | 0 | 232.7701 | 0.0033227 | 19 | Industrial_2031_SC D_MW_Before Competition Groups_19 | HE Lighting | 0.3323% | 0 | 0.77342 | Industrial_2031_SC D_MW_Before Competition Groups_HE Lighting
Industrial | Ind ¦ Process Improvements | 2031 | SC D | MW | Before Competition Groups | 0.73191 | 0 | 0 | 232.7701 | 0.0031444 | 20 | Industrial_2031_SC D_MW_Before Competition Groups_20 | Process Improvements | 0.3144% | 0 | 0.73191 | Industrial_2031_SC D_MW_Before Competition Groups_Process Improvements
Industrial | Ind ¦ High Efficiency Battery Charger | 2031 | SC D | MW | Before Competition Groups | 0.5084 | 0 | 0 | 232.7701 | 0.0021841 | 21 | Industrial_2031_SC D_MW_Before Competition Groups_21 | High Efficiency Battery Charger | 0.2184% | 0 | 0.5084 | Industrial_2031_SC D_MW_Before Competition Groups_High Efficiency Battery Charger
Industrial | Ind ¦ Improved Controls - Process Heating | 2031 | SC D | MW | Before Competition Groups | 0.47546 | 0 | 0 | 232.7701 | 0.0020426 | 22 | Industrial_2031_SC D_MW_Before Competition Groups_22 | Improved Controls - Process Heating | 0.2043% | 0 | 0.47546 | Industrial_2031_SC D_MW_Before Competition Groups_Improved Controls - Process Heating
Industrial | Ind ¦ Refrigeration Compressor VFD | 2031 | SC D | MW | Before Competition Groups | 0.36455 | 0 | 0 | 232.7701 | 0.0015662 | 23 | Industrial_2031_SC D_MW_Before Competition Groups_23 | Refrigeration Compressor VFD | 0.1566% | 0 | 0.36455 | Industrial_2031_SC D_MW_Before Competition Groups_Refrigeration Compressor VFD
Industrial | Ind ¦ Pulp and Paper Process Improvements | 2031 | SC D | MW | Before Competition Groups | 0.30576 | 0 | 0 | 232.7701 | 0.0013136 | 24 | Industrial_2031_SC D_MW_Before Competition Groups_24 | Pulp and Paper Process Improvements | 0.1314% | 0 | 0.30576 | Industrial_2031_SC D_MW_Before Competition Groups_Pulp and Paper Process Improvements
Industrial | Ind ¦ Engine Block Heater Timer | 2031 | SC D | MW | Before Competition Groups | 0.29868 | 0 | 0 | 232.7701 | 0.0012832 | 25 | Industrial_2031_SC D_MW_Before Competition Groups_25 | Engine Block Heater Timer | 0.1283% | 0 | 0.29868 | Industrial_2031_SC D_MW_Before Competition Groups_Engine Block Heater Timer
Industrial | Ind ¦ Free Cooling | 2031 | SC D | MW | Before Competition Groups | 0.17945 | 0 | 0 | 232.7701 | 0.00077093 | 26 | Industrial_2031_SC D_MW_Before Competition Groups_26 | Free Cooling | 0.07709% | 0 | 0.17945 | Industrial_2031_SC D_MW_Before Competition Groups_Free Cooling
Industrial | Ind ¦ Efficient Irrigation | 2031 | SC D | MW | Before Competition Groups | 0.13888 | 0 | 0 | 232.7701 | 0.00059666 | 27 | Industrial_2031_SC D_MW_Before Competition Groups_27 | Efficient Irrigation | 0.05967% | 0 | 0.13888 | Industrial_2031_SC D_MW_Before Competition Groups_Efficient Irrigation
Industrial | Ind ¦ Air Compressor Heat Recovery | 2031 | SC D | MW | Before Competition Groups | 0.13009 | 0 | 0 | 232.7701 | 0.00055886 | 28 | Industrial_2031_SC D_MW_Before Competition Groups_28 | Air Compressor Heat Recovery | 0.05589% | 0 | 0.13009 | Industrial_2031_SC D_MW_Before Competition Groups_Air Compressor Heat Recovery
Industrial | Ind ¦ Dairy Pre-Cooler | 2031 | SC D | MW | Before Competition Groups | 0.089321 | 0 | 0 | 232.7701 | 0.00038373 | 29 | Industrial_2031_SC D_MW_Before Competition Groups_29 | Dairy Pre-Cooler | 0.03837% | 0 | 0.089321 | Industrial_2031_SC D_MW_Before Competition Groups_Dairy Pre-Cooler
Industrial | Ind ¦ Efficient Refrigeration Compressor | 2031 | SC D | MW | Before Competition Groups | 0.076176 | 0 | 0 | 232.7701 | 0.00032726 | 30 | Industrial_2031_SC D_MW_Before Competition Groups_30 | Efficient Refrigeration Compressor | 0.03273% | 0 | 0.076176 | Industrial_2031_SC D_MW_Before Competition Groups_Efficient Refrigeration Compressor
Industrial | Ind ¦ Heat Lamps/Heat Pad | 2031 | SC D | MW | Before Competition Groups | 0.021521 | 0 | 0 | 232.7701 | 9.2455e-05 | 31 | Industrial_2031_SC D_MW_Before Competition Groups_31 | Heat Lamps/Heat Pad | 0.009245% | 0 | 0.021521 | Industrial_2031_SC D_MW_Before Competition Groups_Heat Lamps/Heat Pad
Industrial | Ind ¦ Pump System Optimization | 2031 | Technical | MW | Before Competition Groups | 92.405 | 0 | 0 | 723.8316 | 0.12766 | 1 | Industrial_2031_Technical_MW_Before Competition Groups_1 | Pump System Optimization | 12.77% | 0 | 92.405 | Industrial_2031_Technical_MW_Before Competition Groups_Pump System Optimization
Industrial | Ind ¦ HE Lighting | 2031 | Technical | MW | Before Competition Groups | 86.8727 | 0 | 0 | 723.8316 | 0.12002 | 2 | Industrial_2031_Technical_MW_Before Competition Groups_2 | HE Lighting | 12% | 0 | 86.8727 | Industrial_2031_Technical_MW_Before Competition Groups_HE Lighting
Industrial | Ind ¦ Air Leak Survey and Repair | 2031 | Technical | MW | Before Competition Groups | 74.4105 | 0 | 0 | 723.8316 | 0.1028 | 3 | Industrial_2031_Technical_MW_Before Competition Groups_3 | Air Leak Survey and Repair | 10.28% | 0 | 74.4105 | Industrial_2031_Technical_MW_Before Competition Groups_Air Leak Survey and Repair
Industrial | Ind ¦ Air Compressor Optimization | 2031 | Technical | MW | Before Competition Groups | 55.3407 | 0 | 0 | 723.8316 | 0.076455 | 4 | Industrial_2031_Technical_MW_Before Competition Groups_4 | Air Compressor Optimization | 7.646% | 0 | 55.3407 | Industrial_2031_Technical_MW_Before Competition Groups_Air Compressor Optimization
Industrial | Ind ¦ Efficient Compressed Air Nozzles | 2031 | Technical | MW | Before Competition Groups | 54.0965 | 0 | 0 | 723.8316 | 0.074736 | 5 | Industrial_2031_Technical_MW_Before Competition Groups_5 | Efficient Compressed Air Nozzles | 7.474% | 0 | 54.0965 | Industrial_2031_Technical_MW_Before Competition Groups_Efficient Compressed Air Nozzles
Industrial | Ind ¦ Recommissioning | 2031 | Technical | MW | Before Competition Groups | 52.4052 | 0 | 0 | 723.8316 | 0.0724 | 6 | Industrial_2031_Technical_MW_Before Competition Groups_6 | Recommissioning | 7.24% | 0 | 52.4052 | Industrial_2031_Technical_MW_Before Competition Groups_Recommissioning
Industrial | Ind ¦ SEM | 2031 | Technical | MW | Before Competition Groups | 52.4052 | 0 | 0 | 723.8316 | 0.0724 | 7 | Industrial_2031_Technical_MW_Before Competition Groups_7 | SEM | 7.24% | 0 | 52.4052 | Industrial_2031_Technical_MW_Before Competition Groups_SEM
Industrial | Ind ¦ Pump Equipment Upgrade | 2031 | Technical | MW | Before Competition Groups | 41.3883 | 0 | 0 | 723.8316 | 0.057179 | 8 | Industrial_2031_Technical_MW_Before Competition Groups_8 | Pump Equipment Upgrade | 5.718% | 0 | 41.3883 | Industrial_2031_Technical_MW_Before Competition Groups_Pump Equipment Upgrade
Industrial | Ind ¦ High Efficiency HVAC Fans | 2031 | Technical | MW | Before Competition Groups | 26.3973 | 0 | 0 | 723.8316 | 0.036469 | 9 | Industrial_2031_Technical_MW_Before Competition Groups_9 | High Efficiency HVAC Fans | 3.647% | 0 | 26.3973 | Industrial_2031_Technical_MW_Before Competition Groups_High Efficiency HVAC Fans
Industrial | Ind ¦ Greenhouse Grow Lights | 2031 | Technical | MW | Before Competition Groups | 21.3133 | 0 | 0 | 723.8316 | 0.029445 | 10 | Industrial_2031_Technical_MW_Before Competition Groups_10 | Greenhouse Grow Lights | 2.945% | 0 | 21.3133 | Industrial_2031_Technical_MW_Before Competition Groups_Greenhouse Grow Lights
Industrial | Ind ¦ Process Optimization (Elec) | 2031 | Technical | MW | Before Competition Groups | 21.2612 | 0 | 0 | 723.8316 | 0.029373 | 11 | Industrial_2031_Technical_MW_Before Competition Groups_11 | Process Optimization (Elec) | 2.937% | 0 | 21.2612 | Industrial_2031_Technical_MW_Before Competition Groups_Process Optimization (Elec)
Industrial | Ind ¦ Premium Efficient Motors | 2031 | Technical | MW | Before Competition Groups | 20.5981 | 0 | 0 | 723.8316 | 0.028457 | 12 | Industrial_2031_Technical_MW_Before Competition Groups_12 | Premium Efficient Motors | 2.846% | 0 | 20.5981 | Industrial_2031_Technical_MW_Before Competition Groups_Premium Efficient Motors
Industrial | Ind ¦ Fan System Optimization | 2031 | Technical | MW | Before Competition Groups | 19.1916 | 0 | 0 | 723.8316 | 0.026514 | 13 | Industrial_2031_Technical_MW_Before Competition Groups_13 | Fan System Optimization | 2.651% | 0 | 19.1916 | Industrial_2031_Technical_MW_Before Competition Groups_Fan System Optimization
Industrial | Ind ¦ Improved Controls - Process Cooling | 2031 | Technical | MW | Before Competition Groups | 13.5698 | 0 | 0 | 723.8316 | 0.018747 | 14 | Industrial_2031_Technical_MW_Before Competition Groups_14 | Improved Controls - Process Cooling | 1.875% | 0 | 13.5698 | Industrial_2031_Technical_MW_Before Competition Groups_Improved Controls - Process Cooling
Industrial | Ind ¦ Ventilation Optimization | 2031 | Technical | MW | Before Competition Groups | 9.9956 | 0 | 0 | 723.8316 | 0.013809 | 15 | Industrial_2031_Technical_MW_Before Competition Groups_15 | Ventilation Optimization | 1.381% | 0 | 9.9956 | Industrial_2031_Technical_MW_Before Competition Groups_Ventilation Optimization
Industrial | Ind ¦ HE HVAC Controls | 2031 | Technical | MW | Before Competition Groups | 8.6929 | 0 | 0 | 723.8316 | 0.01201 | 16 | Industrial_2031_Technical_MW_Before Competition Groups_16 | HE HVAC Controls | 1.201% | 0 | 8.6929 | Industrial_2031_Technical_MW_Before Competition Groups_HE HVAC Controls
Industrial | Ind ¦ Pulp and Paper Process Improvements | 2031 | Technical | MW | Before Competition Groups | 8.0017 | 0 | 0 | 723.8316 | 0.011055 | 17 | Industrial_2031_Technical_MW_Before Competition Groups_17 | Pulp and Paper Process Improvements | 1.105% | 0 | 8.0017 | Industrial_2031_Technical_MW_Before Competition Groups_Pulp and Paper Process Improvements
Industrial | Ind ¦ Material Handling Improvements | 2031 | Technical | MW | Before Competition Groups | 7.9685 | 0 | 0 | 723.8316 | 0.011009 | 18 | Industrial_2031_Technical_MW_Before Competition Groups_18 | Material Handling Improvements | 1.101% | 0 | 7.9685 | Industrial_2031_Technical_MW_Before Competition Groups_Material Handling Improvements
Industrial | Ind ¦ Refiner Plate Improvements | 2031 | Technical | MW | Before Competition Groups | 6.5221 | 0 | 0 | 723.8316 | 0.0090105 | 19 | Industrial_2031_Technical_MW_Before Competition Groups_19 | Refiner Plate Improvements | 0.901% | 0 | 6.5221 | Industrial_2031_Technical_MW_Before Competition Groups_Refiner Plate Improvements
Industrial | Ind ¦ HVLS Fans | 2031 | Technical | MW | Before Competition Groups | 6.433 | 0 | 0 | 723.8316 | 0.0088874 | 20 | Industrial_2031_Technical_MW_Before Competition Groups_20 | HVLS Fans | 0.8887% | 0 | 6.433 | Industrial_2031_Technical_MW_Before Competition Groups_HVLS Fans
Industrial | Ind ¦ HE HVAC Units | 2031 | Technical | MW | Before Competition Groups | 5.6992 | 0 | 0 | 723.8316 | 0.0078737 | 21 | Industrial_2031_Technical_MW_Before Competition Groups_21 | HE HVAC Units | 0.7874% | 0 | 5.6992 | Industrial_2031_Technical_MW_Before Competition Groups_HE HVAC Units
Industrial | Ind ¦ Chiller Optimization | 2031 | Technical | MW | Before Competition Groups | 5.3027 | 0 | 0 | 723.8316 | 0.0073258 | 22 | Industrial_2031_Technical_MW_Before Competition Groups_22 | Chiller Optimization | 0.7326% | 0 | 5.3027 | Industrial_2031_Technical_MW_Before Competition Groups_Chiller Optimization
Industrial | Ind ¦ Cooling Tower Optimization | 2031 | Technical | MW | Before Competition Groups | 4.158 | 0 | 0 | 723.8316 | 0.0057444 | 23 | Industrial_2031_Technical_MW_Before Competition Groups_23 | Cooling Tower Optimization | 0.5744% | 0 | 4.158 | Industrial_2031_Technical_MW_Before Competition Groups_Cooling Tower Optimization
Industrial | Ind ¦ Free Cooling | 2031 | Technical | MW | Before Competition Groups | 3.4976 | 0 | 0 | 723.8316 | 0.0048321 | 24 | Industrial_2031_Technical_MW_Before Competition Groups_24 | Free Cooling | 0.4832% | 0 | 3.4976 | Industrial_2031_Technical_MW_Before Competition Groups_Free Cooling
Industrial | Ind ¦ VAV Conversion Project | 2031 | Technical | MW | Before Competition Groups | 2.8932 | 0 | 0 | 723.8316 | 0.0039971 | 25 | Industrial_2031_Technical_MW_Before Competition Groups_25 | VAV Conversion Project | 0.3997% | 0 | 2.8932 | Industrial_2031_Technical_MW_Before Competition Groups_VAV Conversion Project
Industrial | Ind ¦ Cold Storage Retrofit | 2031 | Technical | MW | Before Competition Groups | 2.8674 | 0 | 0 | 723.8316 | 0.0039614 | 26 | Industrial_2031_Technical_MW_Before Competition Groups_26 | Cold Storage Retrofit | 0.3961% | 0 | 2.8674 | Industrial_2031_Technical_MW_Before Competition Groups_Cold Storage Retrofit
Industrial | Ind ¦ Process Heat Recovery | 2031 | Technical | MW | Before Competition Groups | 2.748 | 0 | 0 | 723.8316 | 0.0037965 | 27 | Industrial_2031_Technical_MW_Before Competition Groups_27 | Process Heat Recovery | 0.3796% | 0 | 2.748 | Industrial_2031_Technical_MW_Before Competition Groups_Process Heat Recovery
Industrial | Ind ¦ High Efficiency Battery Charger | 2031 | Technical | MW | Before Competition Groups | 2.729 | 0 | 0 | 723.8316 | 0.0037703 | 28 | Industrial_2031_Technical_MW_Before Competition Groups_28 | High Efficiency Battery Charger | 0.377% | 0 | 2.729 | Industrial_2031_Technical_MW_Before Competition Groups_High Efficiency Battery Charger
Industrial | Ind ¦ Synchronous Belts | 2031 | Technical | MW | Before Competition Groups | 2.6352 | 0 | 0 | 723.8316 | 0.0036406 | 29 | Industrial_2031_Technical_MW_Before Competition Groups_29 | Synchronous Belts | 0.3641% | 0 | 2.6352 | Industrial_2031_Technical_MW_Before Competition Groups_Synchronous Belts
Industrial | Ind ¦ Efficient Irrigation | 2031 | Technical | MW | Before Competition Groups | 2.2135 | 0 | 0 | 723.8316 | 0.003058 | 30 | Industrial_2031_Technical_MW_Before Competition Groups_30 | Efficient Irrigation | 0.3058% | 0 | 2.2135 | Industrial_2031_Technical_MW_Before Competition Groups_Efficient Irrigation
Industrial | Ind ¦ Process Improvements | 2031 | Technical | MW | Before Competition Groups | 2.1708 | 0 | 0 | 723.8316 | 0.0029991 | 31 | Industrial_2031_Technical_MW_Before Competition Groups_31 | Process Improvements | 0.2999% | 0 | 2.1708 | Industrial_2031_Technical_MW_Before Competition Groups_Process Improvements
Industrial | Ind ¦ Refrigeration Compressor VFD | 2031 | Technical | MW | Before Competition Groups | 1.4716 | 0 | 0 | 723.8316 | 0.0020331 | 32 | Industrial_2031_Technical_MW_Before Competition Groups_32 | Refrigeration Compressor VFD | 0.2033% | 0 | 1.4716 | Industrial_2031_Technical_MW_Before Competition Groups_Refrigeration Compressor VFD
Industrial | Ind ¦ Efficient Transformer | 2031 | Technical | MW | Before Competition Groups | 1.3691 | 0 | 0 | 723.8316 | 0.0018915 | 33 | Industrial_2031_Technical_MW_Before Competition Groups_33 | Efficient Transformer | 0.1891% | 0 | 1.3691 | Industrial_2031_Technical_MW_Before Competition Groups_Efficient Transformer
Industrial | Ind ¦ Improved Controls - Process Heating | 2031 | Technical | MW | Before Competition Groups | 1.3075 | 0 | 0 | 723.8316 | 0.0018063 | 34 | Industrial_2031_Technical_MW_Before Competition Groups_34 | Improved Controls - Process Heating | 0.1806% | 0 | 1.3075 | Industrial_2031_Technical_MW_Before Competition Groups_Improved Controls - Process Heating
Industrial | Ind ¦ High Efficiency Welders | 2031 | Technical | MW | Before Competition Groups | 1.0911 | 0 | 0 | 723.8316 | 0.0015074 | 35 | Industrial_2031_Technical_MW_Before Competition Groups_35 | High Efficiency Welders | 0.1507% | 0 | 1.0911 | Industrial_2031_Technical_MW_Before Competition Groups_High Efficiency Welders
Industrial | Ind ¦ Engine Block Heater Timer | 2031 | Technical | MW | Before Competition Groups | 0.83076 | 0 | 0 | 723.8316 | 0.0011477 | 36 | Industrial_2031_Technical_MW_Before Competition Groups_36 | Engine Block Heater Timer | 0.1148% | 0 | 0.83076 | Industrial_2031_Technical_MW_Before Competition Groups_Engine Block Heater Timer
Industrial | Ind ¦ Dairy Pre-Cooler | 2031 | Technical | MW | Before Competition Groups | 0.60438 | 0 | 0 | 723.8316 | 0.00083498 | 37 | Industrial_2031_Technical_MW_Before Competition Groups_37 | Dairy Pre-Cooler | 0.0835% | 0 | 0.60438 | Industrial_2031_Technical_MW_Before Competition Groups_Dairy Pre-Cooler
Industrial | Ind ¦ Air Compressor Heat Recovery | 2031 | Technical | MW | Before Competition Groups | 0.35197 | 0 | 0 | 723.8316 | 0.00048626 | 38 | Industrial_2031_Technical_MW_Before Competition Groups_38 | Air Compressor Heat Recovery | 0.04863% | 0 | 0.35197 | Industrial_2031_Technical_MW_Before Competition Groups_Air Compressor Heat Recovery
Industrial | Ind ¦ Optimize Compressed Air Dryer | 2031 | Technical | MW | Before Competition Groups | 0.25813 | 0 | 0 | 723.8316 | 0.00035661 | 39 | Industrial_2031_Technical_MW_Before Competition Groups_39 | Optimize Compressed Air Dryer | 0.03566% | 0 | 0.25813 | Industrial_2031_Technical_MW_Before Competition Groups_Optimize Compressed Air Dryer
Industrial | Ind ¦ Heat Lamps/Heat Pad | 2031 | Technical | MW | Before Competition Groups | 0.13569 | 0 | 0 | 723.8316 | 0.00018747 | 40 | Industrial_2031_Technical_MW_Before Competition Groups_40 | Heat Lamps/Heat Pad | 0.01875% | 0 | 0.13569 | Industrial_2031_Technical_MW_Before Competition Groups_Heat Lamps/Heat Pad
Industrial | Ind ¦ Efficient Refrigeration Compressor | 2031 | Technical | MW | Before Competition Groups | 0.12283 | 0 | 0 | 723.8316 | 0.00016969 | 41 | Industrial_2031_Technical_MW_Before Competition Groups_41 | Efficient Refrigeration Compressor | 0.01697% | 0 | 0.12283 | Industrial_2031_Technical_MW_Before Competition Groups_Efficient Refrigeration Compressor
Industrial | Ind ¦ Creep Heat Controller | 2031 | Technical | MW | Before Competition Groups | 0.10478 | 0 | 0 | 723.8316 | 0.00014476 | 42 | Industrial_2031_Technical_MW_Before Competition Groups_42 | Creep Heat Controller | 0.01448% | 0 | 0.10478 | Industrial_2031_Technical_MW_Before Competition Groups_Creep Heat Controller
Industrial | Ind ¦ Pump System Optimization | 2032 | Economic | MW | Before Competition Groups | 91.0915 | 0 | 0 | 616.7953 | 0.14769 | 1 | Industrial_2032_Economic_MW_Before Competition Groups_1 | Pump System Optimization | 14.77% | 0 | 91.0915 | Industrial_2032_Economic_MW_Before Competition Groups_Pump System Optimization
Industrial | Ind ¦ Air Leak Survey and Repair | 2032 | Economic | MW | Before Competition Groups | 74.2326 | 0 | 0 | 616.7953 | 0.12035 | 2 | Industrial_2032_Economic_MW_Before Competition Groups_2 | Air Leak Survey and Repair | 12.04% | 0 | 74.2326 | Industrial_2032_Economic_MW_Before Competition Groups_Air Leak Survey and Repair
Industrial | Ind ¦ Air Compressor Optimization | 2032 | Economic | MW | Before Competition Groups | 56.2011 | 0 | 0 | 616.7953 | 0.091118 | 3 | Industrial_2032_Economic_MW_Before Competition Groups_3 | Air Compressor Optimization | 9.112% | 0 | 56.2011 | Industrial_2032_Economic_MW_Before Competition Groups_Air Compressor Optimization
Industrial | Ind ¦ Efficient Compressed Air Nozzles | 2032 | Economic | MW | Before Competition Groups | 54.9315 | 0 | 0 | 616.7953 | 0.08906 | 4 | Industrial_2032_Economic_MW_Before Competition Groups_4 | Efficient Compressed Air Nozzles | 8.906% | 0 | 54.9315 | Industrial_2032_Economic_MW_Before Competition Groups_Efficient Compressed Air Nozzles
Industrial | Ind ¦ Recommissioning | 2032 | Economic | MW | Before Competition Groups | 52.1298 | 0 | 0 | 616.7953 | 0.084517 | 5 | Industrial_2032_Economic_MW_Before Competition Groups_5 | Recommissioning | 8.452% | 0 | 52.1298 | Industrial_2032_Economic_MW_Before Competition Groups_Recommissioning
Industrial | Ind ¦ SEM | 2032 | Economic | MW | Before Competition Groups | 52.1298 | 0 | 0 | 616.7953 | 0.084517 | 6 | Industrial_2032_Economic_MW_Before Competition Groups_6 | SEM | 8.452% | 0 | 52.1298 | Industrial_2032_Economic_MW_Before Competition Groups_SEM
Industrial | Ind ¦ Pump Equipment Upgrade | 2032 | Economic | MW | Before Competition Groups | 42.0976 | 0 | 0 | 616.7953 | 0.068252 | 7 | Industrial_2032_Economic_MW_Before Competition Groups_7 | Pump Equipment Upgrade | 6.825% | 0 | 42.0976 | Industrial_2032_Economic_MW_Before Competition Groups_Pump Equipment Upgrade
Industrial | Ind ¦ HE Lighting | 2032 | Economic | MW | Before Competition Groups | 39.8968 | 0 | 0 | 616.7953 | 0.064684 | 8 | Industrial_2032_Economic_MW_Before Competition Groups_8 | HE Lighting | 6.468% | 0 | 39.8968 | Industrial_2032_Economic_MW_Before Competition Groups_HE Lighting
Industrial | Ind ¦ High Efficiency HVAC Fans | 2032 | Economic | MW | Before Competition Groups | 26.6625 | 0 | 0 | 616.7953 | 0.043227 | 9 | Industrial_2032_Economic_MW_Before Competition Groups_9 | High Efficiency HVAC Fans | 4.323% | 0 | 26.6625 | Industrial_2032_Economic_MW_Before Competition Groups_High Efficiency HVAC Fans
Industrial | Ind ¦ Greenhouse Grow Lights | 2032 | Economic | MW | Before Competition Groups | 21.5964 | 0 | 0 | 616.7953 | 0.035014 | 10 | Industrial_2032_Economic_MW_Before Competition Groups_10 | Greenhouse Grow Lights | 3.501% | 0 | 21.5964 | Industrial_2032_Economic_MW_Before Competition Groups_Greenhouse Grow Lights
Industrial | Ind ¦ Process Optimization (Elec) | 2032 | Economic | MW | Before Competition Groups | 21.12 | 0 | 0 | 616.7953 | 0.034241 | 11 | Industrial_2032_Economic_MW_Before Competition Groups_11 | Process Optimization (Elec) | 3.424% | 0 | 21.12 | Industrial_2032_Economic_MW_Before Competition Groups_Process Optimization (Elec)
Industrial | Ind ¦ Fan System Optimization | 2032 | Economic | MW | Before Competition Groups | 19.3654 | 0 | 0 | 616.7953 | 0.031397 | 12 | Industrial_2032_Economic_MW_Before Competition Groups_12 | Fan System Optimization | 3.14% | 0 | 19.3654 | Industrial_2032_Economic_MW_Before Competition Groups_Fan System Optimization
Industrial | Ind ¦ Improved Controls - Process Cooling | 2032 | Economic | MW | Before Competition Groups | 13.5122 | 0 | 0 | 616.7953 | 0.021907 | 13 | Industrial_2032_Economic_MW_Before Competition Groups_13 | Improved Controls - Process Cooling | 2.191% | 0 | 13.5122 | Industrial_2032_Economic_MW_Before Competition Groups_Improved Controls - Process Cooling
Industrial | Ind ¦ Material Handling Improvements | 2032 | Economic | MW | Before Competition Groups | 8.0683 | 0 | 0 | 616.7953 | 0.013081 | 14 | Industrial_2032_Economic_MW_Before Competition Groups_14 | Material Handling Improvements | 1.308% | 0 | 8.0683 | Industrial_2032_Economic_MW_Before Competition Groups_Material Handling Improvements
Industrial | Ind ¦ Pulp and Paper Process Improvements | 2032 | Economic | MW | Before Competition Groups | 8.0043 | 0 | 0 | 616.7953 | 0.012977 | 15 | Industrial_2032_Economic_MW_Before Competition Groups_15 | Pulp and Paper Process Improvements | 1.298% | 0 | 8.0043 | Industrial_2032_Economic_MW_Before Competition Groups_Pulp and Paper Process Improvements
Industrial | Ind ¦ Refiner Plate Improvements | 2032 | Economic | MW | Before Competition Groups | 6.6674 | 0 | 0 | 616.7953 | 0.01081 | 16 | Industrial_2032_Economic_MW_Before Competition Groups_16 | Refiner Plate Improvements | 1.081% | 0 | 6.6674 | Industrial_2032_Economic_MW_Before Competition Groups_Refiner Plate Improvements
Industrial | Ind ¦ Ventilation Optimization | 2032 | Economic | MW | Before Competition Groups | 4.2775 | 0 | 0 | 616.7953 | 0.0069351 | 17 | Industrial_2032_Economic_MW_Before Competition Groups_17 | Ventilation Optimization | 0.6935% | 0 | 4.2775 | Industrial_2032_Economic_MW_Before Competition Groups_Ventilation Optimization
Industrial | Ind ¦ Cooling Tower Optimization | 2032 | Economic | MW | Before Competition Groups | 4.1364 | 0 | 0 | 616.7953 | 0.0067063 | 18 | Industrial_2032_Economic_MW_Before Competition Groups_18 | Cooling Tower Optimization | 0.6706% | 0 | 4.1364 | Industrial_2032_Economic_MW_Before Competition Groups_Cooling Tower Optimization
Industrial | Ind ¦ Free Cooling | 2032 | Economic | MW | Before Competition Groups | 3.4954 | 0 | 0 | 616.7953 | 0.005667 | 19 | Industrial_2032_Economic_MW_Before Competition Groups_19 | Free Cooling | 0.5667% | 0 | 3.4954 | Industrial_2032_Economic_MW_Before Competition Groups_Free Cooling
Industrial | Ind ¦ VAV Conversion Project | 2032 | Economic | MW | Before Competition Groups | 2.8509 | 0 | 0 | 616.7953 | 0.0046221 | 20 | Industrial_2032_Economic_MW_Before Competition Groups_20 | VAV Conversion Project | 0.4622% | 0 | 2.8509 | Industrial_2032_Economic_MW_Before Competition Groups_VAV Conversion Project
Industrial | Ind ¦ High Efficiency Battery Charger | 2032 | Economic | MW | Before Competition Groups | 2.7638 | 0 | 0 | 616.7953 | 0.0044809 | 21 | Industrial_2032_Economic_MW_Before Competition Groups_21 | High Efficiency Battery Charger | 0.4481% | 0 | 2.7638 | Industrial_2032_Economic_MW_Before Competition Groups_High Efficiency Battery Charger
Industrial | Ind ¦ Process Heat Recovery | 2032 | Economic | MW | Before Competition Groups | 2.7274 | 0 | 0 | 616.7953 | 0.0044218 | 22 | Industrial_2032_Economic_MW_Before Competition Groups_22 | Process Heat Recovery | 0.4422% | 0 | 2.7274 | Industrial_2032_Economic_MW_Before Competition Groups_Process Heat Recovery
Industrial | Ind ¦ Efficient Irrigation | 2032 | Economic | MW | Before Competition Groups | 2.2496 | 0 | 0 | 616.7953 | 0.0036472 | 23 | Industrial_2032_Economic_MW_Before Competition Groups_23 | Efficient Irrigation | 0.3647% | 0 | 2.2496 | Industrial_2032_Economic_MW_Before Competition Groups_Efficient Irrigation
Industrial | Ind ¦ Process Improvements | 2032 | Economic | MW | Before Competition Groups | 2.1543 | 0 | 0 | 616.7953 | 0.0034928 | 24 | Industrial_2032_Economic_MW_Before Competition Groups_24 | Process Improvements | 0.3493% | 0 | 2.1543 | Industrial_2032_Economic_MW_Before Competition Groups_Process Improvements
Industrial | Ind ¦ Refrigeration Compressor VFD | 2032 | Economic | MW | Before Competition Groups | 1.4968 | 0 | 0 | 616.7953 | 0.0024267 | 25 | Industrial_2032_Economic_MW_Before Competition Groups_25 | Refrigeration Compressor VFD | 0.2427% | 0 | 1.4968 | Industrial_2032_Economic_MW_Before Competition Groups_Refrigeration Compressor VFD
Industrial | Ind ¦ Improved Controls - Process Heating | 2032 | Economic | MW | Before Competition Groups | 1.3059 | 0 | 0 | 616.7953 | 0.0021173 | 26 | Industrial_2032_Economic_MW_Before Competition Groups_26 | Improved Controls - Process Heating | 0.2117% | 0 | 1.3059 | Industrial_2032_Economic_MW_Before Competition Groups_Improved Controls - Process Heating
Industrial | Ind ¦ Engine Block Heater Timer | 2032 | Economic | MW | Before Competition Groups | 0.82478 | 0 | 0 | 616.7953 | 0.0013372 | 27 | Industrial_2032_Economic_MW_Before Competition Groups_27 | Engine Block Heater Timer | 0.1337% | 0 | 0.82478 | Industrial_2032_Economic_MW_Before Competition Groups_Engine Block Heater Timer
Industrial | Ind ¦ Air Compressor Heat Recovery | 2032 | Economic | MW | Before Competition Groups | 0.34967 | 0 | 0 | 616.7953 | 0.00056692 | 28 | Industrial_2032_Economic_MW_Before Competition Groups_28 | Air Compressor Heat Recovery | 0.05669% | 0 | 0.34967 | Industrial_2032_Economic_MW_Before Competition Groups_Air Compressor Heat Recovery
Industrial | Ind ¦ Dairy Pre-Cooler | 2032 | Economic | MW | Before Competition Groups | 0.32134 | 0 | 0 | 616.7953 | 0.00052098 | 29 | Industrial_2032_Economic_MW_Before Competition Groups_29 | Dairy Pre-Cooler | 0.0521% | 0 | 0.32134 | Industrial_2032_Economic_MW_Before Competition Groups_Dairy Pre-Cooler
Industrial | Ind ¦ Efficient Refrigeration Compressor | 2032 | Economic | MW | Before Competition Groups | 0.12463 | 0 | 0 | 616.7953 | 0.00020206 | 30 | Industrial_2032_Economic_MW_Before Competition Groups_30 | Efficient Refrigeration Compressor | 0.02021% | 0 | 0.12463 | Industrial_2032_Economic_MW_Before Competition Groups_Efficient Refrigeration Compressor
Industrial | Ind ¦ Heat Lamps/Heat Pad | 2032 | Economic | MW | Before Competition Groups | 0.0098785 | 0 | 0 | 616.7953 | 1.6016e-05 | 31 | Industrial_2032_Economic_MW_Before Competition Groups_31 | Heat Lamps/Heat Pad | 0.001602% | 0 | 0.0098785 | Industrial_2032_Economic_MW_Before Competition Groups_Heat Lamps/Heat Pad
Industrial | Ind ¦ Air Compressor Optimization | 2032 | SC A | MW | Before Competition Groups | 43.7962 | 0 | 0 | 261.2943 | 0.16761 | 1 | Industrial_2032_SC A_MW_Before Competition Groups_1 | Air Compressor Optimization | 16.76% | 0 | 43.7962 | Industrial_2032_SC A_MW_Before Competition Groups_Air Compressor Optimization
Industrial | Ind ¦ Pump System Optimization | 2032 | SC A | MW | Before Competition Groups | 39.7512 | 0 | 0 | 261.2943 | 0.15213 | 2 | Industrial_2032_SC A_MW_Before Competition Groups_2 | Pump System Optimization | 15.21% | 0 | 39.7512 | Industrial_2032_SC A_MW_Before Competition Groups_Pump System Optimization
Industrial | Ind ¦ Air Leak Survey and Repair | 2032 | SC A | MW | Before Competition Groups | 32.874 | 0 | 0 | 261.2943 | 0.12581 | 3 | Industrial_2032_SC A_MW_Before Competition Groups_3 | Air Leak Survey and Repair | 12.58% | 0 | 32.874 | Industrial_2032_SC A_MW_Before Competition Groups_Air Leak Survey and Repair
Industrial | Ind ¦ Recommissioning | 2032 | SC A | MW | Before Competition Groups | 23.2787 | 0 | 0 | 261.2943 | 0.08909 | 4 | Industrial_2032_SC A_MW_Before Competition Groups_4 | Recommissioning | 8.909% | 0 | 23.2787 | Industrial_2032_SC A_MW_Before Competition Groups_Recommissioning
Industrial | Ind ¦ SEM | 2032 | SC A | MW | Before Competition Groups | 23.2787 | 0 | 0 | 261.2943 | 0.08909 | 5 | Industrial_2032_SC A_MW_Before Competition Groups_5 | SEM | 8.909% | 0 | 23.2787 | Industrial_2032_SC A_MW_Before Competition Groups_SEM
Industrial | Ind ¦ Efficient Compressed Air Nozzles | 2032 | SC A | MW | Before Competition Groups | 18.7273 | 0 | 0 | 261.2943 | 0.071671 | 6 | Industrial_2032_SC A_MW_Before Competition Groups_6 | Efficient Compressed Air Nozzles | 7.167% | 0 | 18.7273 | Industrial_2032_SC A_MW_Before Competition Groups_Efficient Compressed Air Nozzles
Industrial | Ind ¦ Pump Equipment Upgrade | 2032 | SC A | MW | Before Competition Groups | 17.3424 | 0 | 0 | 261.2943 | 0.066371 | 7 | Industrial_2032_SC A_MW_Before Competition Groups_7 | Pump Equipment Upgrade | 6.637% | 0 | 17.3424 | Industrial_2032_SC A_MW_Before Competition Groups_Pump Equipment Upgrade
Industrial | Ind ¦ Fan System Optimization | 2032 | SC A | MW | Before Competition Groups | 15.0263 | 0 | 0 | 261.2943 | 0.057507 | 8 | Industrial_2032_SC A_MW_Before Competition Groups_8 | Fan System Optimization | 5.751% | 0 | 15.0263 | Industrial_2032_SC A_MW_Before Competition Groups_Fan System Optimization
Industrial | Ind ¦ High Efficiency HVAC Fans | 2032 | SC A | MW | Before Competition Groups | 13.1692 | 0 | 0 | 261.2943 | 0.0504 | 9 | Industrial_2032_SC A_MW_Before Competition Groups_9 | High Efficiency HVAC Fans | 5.04% | 0 | 13.1692 | Industrial_2032_SC A_MW_Before Competition Groups_High Efficiency HVAC Fans
Industrial | Ind ¦ Improved Controls - Process Cooling | 2032 | SC A | MW | Before Competition Groups | 6.2853 | 0 | 0 | 261.2943 | 0.024055 | 10 | Industrial_2032_SC A_MW_Before Competition Groups_10 | Improved Controls - Process Cooling | 2.405% | 0 | 6.2853 | Industrial_2032_SC A_MW_Before Competition Groups_Improved Controls - Process Cooling
Industrial | Ind ¦ Greenhouse Grow Lights | 2032 | SC A | MW | Before Competition Groups | 6.2552 | 0 | 0 | 261.2943 | 0.023939 | 11 | Industrial_2032_SC A_MW_Before Competition Groups_11 | Greenhouse Grow Lights | 2.394% | 0 | 6.2552 | Industrial_2032_SC A_MW_Before Competition Groups_Greenhouse Grow Lights
Industrial | Ind ¦ Material Handling Improvements | 2032 | SC A | MW | Before Competition Groups | 4.2506 | 0 | 0 | 261.2943 | 0.016267 | 12 | Industrial_2032_SC A_MW_Before Competition Groups_12 | Material Handling Improvements | 1.627% | 0 | 4.2506 | Industrial_2032_SC A_MW_Before Competition Groups_Material Handling Improvements
Industrial | Ind ¦ Process Optimization (Elec) | 2032 | SC A | MW | Before Competition Groups | 4.2269 | 0 | 0 | 261.2943 | 0.016177 | 13 | Industrial_2032_SC A_MW_Before Competition Groups_13 | Process Optimization (Elec) | 1.618% | 0 | 4.2269 | Industrial_2032_SC A_MW_Before Competition Groups_Process Optimization (Elec)
Industrial | Ind ¦ Refiner Plate Improvements | 2032 | SC A | MW | Before Competition Groups | 2.1314 | 0 | 0 | 261.2943 | 0.0081572 | 14 | Industrial_2032_SC A_MW_Before Competition Groups_14 | Refiner Plate Improvements | 0.8157% | 0 | 2.1314 | Industrial_2032_SC A_MW_Before Competition Groups_Refiner Plate Improvements
Industrial | Ind ¦ HE Lighting | 2032 | SC A | MW | Before Competition Groups | 1.6015 | 0 | 0 | 261.2943 | 0.0061292 | 15 | Industrial_2032_SC A_MW_Before Competition Groups_15 | HE Lighting | 0.6129% | 0 | 1.6015 | Industrial_2032_SC A_MW_Before Competition Groups_HE Lighting
Industrial | Ind ¦ VAV Conversion Project | 2032 | SC A | MW | Before Competition Groups | 1.4109 | 0 | 0 | 261.2943 | 0.0053995 | 16 | Industrial_2032_SC A_MW_Before Competition Groups_16 | VAV Conversion Project | 0.5399% | 0 | 1.4109 | Industrial_2032_SC A_MW_Before Competition Groups_VAV Conversion Project
Industrial | Ind ¦ Ventilation Optimization | 2032 | SC A | MW | Before Competition Groups | 1.2744 | 0 | 0 | 261.2943 | 0.0048771 | 17 | Industrial_2032_SC A_MW_Before Competition Groups_17 | Ventilation Optimization | 0.4877% | 0 | 1.2744 | Industrial_2032_SC A_MW_Before Competition Groups_Ventilation Optimization
Industrial | Ind ¦ Pulp and Paper Process Improvements | 2032 | SC A | MW | Before Competition Groups | 1.2027 | 0 | 0 | 261.2943 | 0.004603 | 18 | Industrial_2032_SC A_MW_Before Competition Groups_18 | Pulp and Paper Process Improvements | 0.4603% | 0 | 1.2027 | Industrial_2032_SC A_MW_Before Competition Groups_Pulp and Paper Process Improvements
Industrial | Ind ¦ Process Heat Recovery | 2032 | SC A | MW | Before Competition Groups | 1.1843 | 0 | 0 | 261.2943 | 0.0045325 | 19 | Industrial_2032_SC A_MW_Before Competition Groups_19 | Process Heat Recovery | 0.4533% | 0 | 1.1843 | Industrial_2032_SC A_MW_Before Competition Groups_Process Heat Recovery
Industrial | Ind ¦ Process Improvements | 2032 | SC A | MW | Before Competition Groups | 0.8882 | 0 | 0 | 261.2943 | 0.0033992 | 20 | Industrial_2032_SC A_MW_Before Competition Groups_20 | Process Improvements | 0.3399% | 0 | 0.8882 | Industrial_2032_SC A_MW_Before Competition Groups_Process Improvements
Industrial | Ind ¦ High Efficiency Battery Charger | 2032 | SC A | MW | Before Competition Groups | 0.78557 | 0 | 0 | 261.2943 | 0.0030064 | 21 | Industrial_2032_SC A_MW_Before Competition Groups_21 | High Efficiency Battery Charger | 0.3006% | 0 | 0.78557 | Industrial_2032_SC A_MW_Before Competition Groups_High Efficiency Battery Charger
Industrial | Ind ¦ Improved Controls - Process Heating | 2032 | SC A | MW | Before Competition Groups | 0.59213 | 0 | 0 | 261.2943 | 0.0022662 | 22 | Industrial_2032_SC A_MW_Before Competition Groups_22 | Improved Controls - Process Heating | 0.2266% | 0 | 0.59213 | Industrial_2032_SC A_MW_Before Competition Groups_Improved Controls - Process Heating
Industrial | Ind ¦ Refrigeration Compressor VFD | 2032 | SC A | MW | Before Competition Groups | 0.49994 | 0 | 0 | 261.2943 | 0.0019133 | 23 | Industrial_2032_SC A_MW_Before Competition Groups_23 | Refrigeration Compressor VFD | 0.1913% | 0 | 0.49994 | Industrial_2032_SC A_MW_Before Competition Groups_Refrigeration Compressor VFD
Industrial | Ind ¦ Cooling Tower Optimization | 2032 | SC A | MW | Before Competition Groups | 0.43541 | 0 | 0 | 261.2943 | 0.0016664 | 24 | Industrial_2032_SC A_MW_Before Competition Groups_24 | Cooling Tower Optimization | 0.1666% | 0 | 0.43541 | Industrial_2032_SC A_MW_Before Competition Groups_Cooling Tower Optimization
Industrial | Ind ¦ Engine Block Heater Timer | 2032 | SC A | MW | Before Competition Groups | 0.3494 | 0 | 0 | 261.2943 | 0.0013372 | 25 | Industrial_2032_SC A_MW_Before Competition Groups_25 | Engine Block Heater Timer | 0.1337% | 0 | 0.3494 | Industrial_2032_SC A_MW_Before Competition Groups_Engine Block Heater Timer
Industrial | Ind ¦ Efficient Irrigation | 2032 | SC A | MW | Before Competition Groups | 0.23505 | 0 | 0 | 261.2943 | 0.00089954 | 26 | Industrial_2032_SC A_MW_Before Competition Groups_26 | Efficient Irrigation | 0.08995% | 0 | 0.23505 | Industrial_2032_SC A_MW_Before Competition Groups_Efficient Irrigation
Industrial | Ind ¦ Air Compressor Heat Recovery | 2032 | SC A | MW | Before Competition Groups | 0.15921 | 0 | 0 | 261.2943 | 0.00060932 | 27 | Industrial_2032_SC A_MW_Before Competition Groups_27 | Air Compressor Heat Recovery | 0.06093% | 0 | 0.15921 | Industrial_2032_SC A_MW_Before Competition Groups_Air Compressor Heat Recovery
Industrial | Ind ¦ Dairy Pre-Cooler | 2032 | SC A | MW | Before Competition Groups | 0.15638 | 0 | 0 | 261.2943 | 0.00059847 | 28 | Industrial_2032_SC A_MW_Before Competition Groups_28 | Dairy Pre-Cooler | 0.05985% | 0 | 0.15638 | Industrial_2032_SC A_MW_Before Competition Groups_Dairy Pre-Cooler
Industrial | Ind ¦ Efficient Refrigeration Compressor | 2032 | SC A | MW | Before Competition Groups | 0.081911 | 0 | 0 | 261.2943 | 0.00031348 | 29 | Industrial_2032_SC A_MW_Before Competition Groups_29 | Efficient Refrigeration Compressor | 0.03135% | 0 | 0.081911 | Industrial_2032_SC A_MW_Before Competition Groups_Efficient Refrigeration Compressor
Industrial | Ind ¦ Heat Lamps/Heat Pad | 2032 | SC A | MW | Before Competition Groups | 0.034169 | 0 | 0 | 261.2943 | 0.00013077 | 30 | Industrial_2032_SC A_MW_Before Competition Groups_30 | Heat Lamps/Heat Pad | 0.01308% | 0 | 0.034169 | Industrial_2032_SC A_MW_Before Competition Groups_Heat Lamps/Heat Pad
Industrial | Ind ¦ Free Cooling | 2032 | SC A | MW | Before Competition Groups | 0.0096462 | 0 | 0 | 261.2943 | 3.6917e-05 | 31 | Industrial_2032_SC A_MW_Before Competition Groups_31 | Free Cooling | 0.003692% | 0 | 0.0096462 | Industrial_2032_SC A_MW_Before Competition Groups_Free Cooling
Industrial | Ind ¦ Air Leak Survey and Repair | 2032 | SC B | MW | Before Competition Groups | 63.4701 | 0 | 0 | 442.7943 | 0.14334 | 1 | Industrial_2032_SC B_MW_Before Competition Groups_1 | Air Leak Survey and Repair | 14.33% | 0 | 63.4701 | Industrial_2032_SC B_MW_Before Competition Groups_Air Leak Survey and Repair
Industrial | Ind ¦ Pump System Optimization | 2032 | SC B | MW | Before Competition Groups | 58.1602 | 0 | 0 | 442.7943 | 0.13135 | 2 | Industrial_2032_SC B_MW_Before Competition Groups_2 | Pump System Optimization | 13.13% | 0 | 58.1602 | Industrial_2032_SC B_MW_Before Competition Groups_Pump System Optimization
Industrial | Ind ¦ Recommissioning | 2032 | SC B | MW | Before Competition Groups | 44.9274 | 0 | 0 | 442.7943 | 0.10146 | 3 | Industrial_2032_SC B_MW_Before Competition Groups_3 | Recommissioning | 10.15% | 0 | 44.9274 | Industrial_2032_SC B_MW_Before Competition Groups_Recommissioning
Industrial | Ind ¦ SEM | 2032 | SC B | MW | Before Competition Groups | 44.9274 | 0 | 0 | 442.7943 | 0.10146 | 4 | Industrial_2032_SC B_MW_Before Competition Groups_4 | SEM | 10.15% | 0 | 44.9274 | Industrial_2032_SC B_MW_Before Competition Groups_SEM
Industrial | Ind ¦ Air Compressor Optimization | 2032 | SC B | MW | Before Competition Groups | 43.7962 | 0 | 0 | 442.7943 | 0.098909 | 5 | Industrial_2032_SC B_MW_Before Competition Groups_5 | Air Compressor Optimization | 9.891% | 0 | 43.7962 | Industrial_2032_SC B_MW_Before Competition Groups_Air Compressor Optimization
Industrial | Ind ¦ Efficient Compressed Air Nozzles | 2032 | SC B | MW | Before Competition Groups | 36.6637 | 0 | 0 | 442.7943 | 0.082801 | 6 | Industrial_2032_SC B_MW_Before Competition Groups_6 | Efficient Compressed Air Nozzles | 8.28% | 0 | 36.6637 | Industrial_2032_SC B_MW_Before Competition Groups_Efficient Compressed Air Nozzles
Industrial | Ind ¦ Pump Equipment Upgrade | 2032 | SC B | MW | Before Competition Groups | 26.0954 | 0 | 0 | 442.7943 | 0.058933 | 7 | Industrial_2032_SC B_MW_Before Competition Groups_7 | Pump Equipment Upgrade | 5.893% | 0 | 26.0954 | Industrial_2032_SC B_MW_Before Competition Groups_Pump Equipment Upgrade
Industrial | Ind ¦ High Efficiency HVAC Fans | 2032 | SC B | MW | Before Competition Groups | 20.6596 | 0 | 0 | 442.7943 | 0.046657 | 8 | Industrial_2032_SC B_MW_Before Competition Groups_8 | High Efficiency HVAC Fans | 4.666% | 0 | 20.6596 | Industrial_2032_SC B_MW_Before Competition Groups_High Efficiency HVAC Fans
Industrial | Ind ¦ HE Lighting | 2032 | SC B | MW | Before Competition Groups | 16.6223 | 0 | 0 | 442.7943 | 0.037539 | 9 | Industrial_2032_SC B_MW_Before Competition Groups_9 | HE Lighting | 3.754% | 0 | 16.6223 | Industrial_2032_SC B_MW_Before Competition Groups_HE Lighting
Industrial | Ind ¦ Fan System Optimization | 2032 | SC B | MW | Before Competition Groups | 15.7602 | 0 | 0 | 442.7943 | 0.035593 | 10 | Industrial_2032_SC B_MW_Before Competition Groups_10 | Fan System Optimization | 3.559% | 0 | 15.7602 | Industrial_2032_SC B_MW_Before Competition Groups_Fan System Optimization
Industrial | Ind ¦ Greenhouse Grow Lights | 2032 | SC B | MW | Before Competition Groups | 15.1987 | 0 | 0 | 442.7943 | 0.034324 | 11 | Industrial_2032_SC B_MW_Before Competition Groups_11 | Greenhouse Grow Lights | 3.432% | 0 | 15.1987 | Industrial_2032_SC B_MW_Before Competition Groups_Greenhouse Grow Lights
Industrial | Ind ¦ Improved Controls - Process Cooling | 2032 | SC B | MW | Before Competition Groups | 12.1491 | 0 | 0 | 442.7943 | 0.027437 | 12 | Industrial_2032_SC B_MW_Before Competition Groups_12 | Improved Controls - Process Cooling | 2.744% | 0 | 12.1491 | Industrial_2032_SC B_MW_Before Competition Groups_Improved Controls - Process Cooling
Industrial | Ind ¦ Pulp and Paper Process Improvements | 2032 | SC B | MW | Before Competition Groups | 6.4548 | 0 | 0 | 442.7943 | 0.014577 | 13 | Industrial_2032_SC B_MW_Before Competition Groups_13 | Pulp and Paper Process Improvements | 1.458% | 0 | 6.4548 | Industrial_2032_SC B_MW_Before Competition Groups_Pulp and Paper Process Improvements
Industrial | Ind ¦ Material Handling Improvements | 2032 | SC B | MW | Before Competition Groups | 6.1346 | 0 | 0 | 442.7943 | 0.013854 | 14 | Industrial_2032_SC B_MW_Before Competition Groups_14 | Material Handling Improvements | 1.385% | 0 | 6.1346 | Industrial_2032_SC B_MW_Before Competition Groups_Material Handling Improvements
Industrial | Ind ¦ Refiner Plate Improvements | 2032 | SC B | MW | Before Competition Groups | 4.2867 | 0 | 0 | 442.7943 | 0.0096809 | 15 | Industrial_2032_SC B_MW_Before Competition Groups_15 | Refiner Plate Improvements | 0.9681% | 0 | 4.2867 | Industrial_2032_SC B_MW_Before Competition Groups_Refiner Plate Improvements
Industrial | Ind ¦ Process Optimization (Elec) | 2032 | SC B | MW | Before Competition Groups | 4.2269 | 0 | 0 | 442.7943 | 0.009546 | 16 | Industrial_2032_SC B_MW_Before Competition Groups_16 | Process Optimization (Elec) | 0.9546% | 0 | 4.2269 | Industrial_2032_SC B_MW_Before Competition Groups_Process Optimization (Elec)
Industrial | Ind ¦ Cooling Tower Optimization | 2032 | SC B | MW | Before Competition Groups | 3.5925 | 0 | 0 | 442.7943 | 0.0081133 | 17 | Industrial_2032_SC B_MW_Before Competition Groups_17 | Cooling Tower Optimization | 0.8113% | 0 | 3.5925 | Industrial_2032_SC B_MW_Before Competition Groups_Cooling Tower Optimization
Industrial | Ind ¦ Free Cooling | 2032 | SC B | MW | Before Competition Groups | 3.2186 | 0 | 0 | 442.7943 | 0.0072688 | 18 | Industrial_2032_SC B_MW_Before Competition Groups_18 | Free Cooling | 0.7269% | 0 | 3.2186 | Industrial_2032_SC B_MW_Before Competition Groups_Free Cooling
Industrial | Ind ¦ Ventilation Optimization | 2032 | SC B | MW | Before Competition Groups | 2.9166 | 0 | 0 | 442.7943 | 0.0065868 | 19 | Industrial_2032_SC B_MW_Before Competition Groups_19 | Ventilation Optimization | 0.6587% | 0 | 2.9166 | Industrial_2032_SC B_MW_Before Competition Groups_Ventilation Optimization
Industrial | Ind ¦ VAV Conversion Project | 2032 | SC B | MW | Before Competition Groups | 2.7974 | 0 | 0 | 442.7943 | 0.0063175 | 20 | Industrial_2032_SC B_MW_Before Competition Groups_20 | VAV Conversion Project | 0.6318% | 0 | 2.7974 | Industrial_2032_SC B_MW_Before Competition Groups_VAV Conversion Project
Industrial | Ind ¦ Process Heat Recovery | 2032 | SC B | MW | Before Competition Groups | 2.3253 | 0 | 0 | 442.7943 | 0.0052514 | 21 | Industrial_2032_SC B_MW_Before Competition Groups_21 | Process Heat Recovery | 0.5251% | 0 | 2.3253 | Industrial_2032_SC B_MW_Before Competition Groups_Process Heat Recovery
Industrial | Ind ¦ High Efficiency Battery Charger | 2032 | SC B | MW | Before Competition Groups | 1.9975 | 0 | 0 | 442.7943 | 0.004511 | 22 | Industrial_2032_SC B_MW_Before Competition Groups_22 | High Efficiency Battery Charger | 0.4511% | 0 | 1.9975 | Industrial_2032_SC B_MW_Before Competition Groups_High Efficiency Battery Charger
Industrial | Ind ¦ Process Improvements | 2032 | SC B | MW | Before Competition Groups | 1.798 | 0 | 0 | 442.7943 | 0.0040607 | 23 | Industrial_2032_SC B_MW_Before Competition Groups_23 | Process Improvements | 0.4061% | 0 | 1.798 | Industrial_2032_SC B_MW_Before Competition Groups_Process Improvements
Industrial | Ind ¦ Refrigeration Compressor VFD | 2032 | SC B | MW | Before Competition Groups | 1.1626 | 0 | 0 | 442.7943 | 0.0026257 | 24 | Industrial_2032_SC B_MW_Before Competition Groups_24 | Refrigeration Compressor VFD | 0.2626% | 0 | 1.1626 | Industrial_2032_SC B_MW_Before Competition Groups_Refrigeration Compressor VFD
Industrial | Ind ¦ Improved Controls - Process Heating | 2032 | SC B | MW | Before Competition Groups | 1.121 | 0 | 0 | 442.7943 | 0.0025316 | 25 | Industrial_2032_SC B_MW_Before Competition Groups_25 | Improved Controls - Process Heating | 0.2532% | 0 | 1.121 | Industrial_2032_SC B_MW_Before Competition Groups_Improved Controls - Process Heating
Industrial | Ind ¦ Efficient Irrigation | 2032 | SC B | MW | Before Competition Groups | 0.97026 | 0 | 0 | 442.7943 | 0.0021912 | 26 | Industrial_2032_SC B_MW_Before Competition Groups_26 | Efficient Irrigation | 0.2191% | 0 | 0.97026 | Industrial_2032_SC B_MW_Before Competition Groups_Efficient Irrigation
Industrial | Ind ¦ Engine Block Heater Timer | 2032 | SC B | MW | Before Competition Groups | 0.68135 | 0 | 0 | 442.7943 | 0.0015388 | 27 | Industrial_2032_SC B_MW_Before Competition Groups_27 | Engine Block Heater Timer | 0.1539% | 0 | 0.68135 | Industrial_2032_SC B_MW_Before Competition Groups_Engine Block Heater Timer
Industrial | Ind ¦ Air Compressor Heat Recovery | 2032 | SC B | MW | Before Competition Groups | 0.30635 | 0 | 0 | 442.7943 | 0.00069186 | 28 | Industrial_2032_SC B_MW_Before Competition Groups_28 | Air Compressor Heat Recovery | 0.06919% | 0 | 0.30635 | Industrial_2032_SC B_MW_Before Competition Groups_Air Compressor Heat Recovery
Industrial | Ind ¦ Dairy Pre-Cooler | 2032 | SC B | MW | Before Competition Groups | 0.21966 | 0 | 0 | 442.7943 | 0.00049607 | 29 | Industrial_2032_SC B_MW_Before Competition Groups_29 | Dairy Pre-Cooler | 0.04961% | 0 | 0.21966 | Industrial_2032_SC B_MW_Before Competition Groups_Dairy Pre-Cooler
Industrial | Ind ¦ Efficient Refrigeration Compressor | 2032 | SC B | MW | Before Competition Groups | 0.10776 | 0 | 0 | 442.7943 | 0.00024337 | 30 | Industrial_2032_SC B_MW_Before Competition Groups_30 | Efficient Refrigeration Compressor | 0.02434% | 0 | 0.10776 | Industrial_2032_SC B_MW_Before Competition Groups_Efficient Refrigeration Compressor
Industrial | Ind ¦ Heat Lamps/Heat Pad | 2032 | SC B | MW | Before Competition Groups | 0.046314 | 0 | 0 | 442.7943 | 0.0001046 | 31 | Industrial_2032_SC B_MW_Before Competition Groups_31 | Heat Lamps/Heat Pad | 0.01046% | 0 | 0.046314 | Industrial_2032_SC B_MW_Before Competition Groups_Heat Lamps/Heat Pad
Industrial | Ind ¦ Pump System Optimization | 2032 | SC C | MW | Before Competition Groups | 58.1602 | 0 | 0 | 309.0033 | 0.18822 | 1 | Industrial_2032_SC C_MW_Before Competition Groups_1 | Pump System Optimization | 18.82% | 0 | 58.1602 | Industrial_2032_SC C_MW_Before Competition Groups_Pump System Optimization
Industrial | Ind ¦ Air Compressor Optimization | 2032 | SC C | MW | Before Competition Groups | 43.7962 | 0 | 0 | 309.0033 | 0.14173 | 2 | Industrial_2032_SC C_MW_Before Competition Groups_2 | Air Compressor Optimization | 14.17% | 0 | 43.7962 | Industrial_2032_SC C_MW_Before Competition Groups_Air Compressor Optimization
Industrial | Ind ¦ Air Leak Survey and Repair | 2032 | SC C | MW | Before Competition Groups | 32.874 | 0 | 0 | 309.0033 | 0.10639 | 3 | Industrial_2032_SC C_MW_Before Competition Groups_3 | Air Leak Survey and Repair | 10.64% | 0 | 32.874 | Industrial_2032_SC C_MW_Before Competition Groups_Air Leak Survey and Repair
Industrial | Ind ¦ Pump Equipment Upgrade | 2032 | SC C | MW | Before Competition Groups | 26.0954 | 0 | 0 | 309.0033 | 0.08445 | 4 | Industrial_2032_SC C_MW_Before Competition Groups_4 | Pump Equipment Upgrade | 8.445% | 0 | 26.0954 | Industrial_2032_SC C_MW_Before Competition Groups_Pump Equipment Upgrade
Industrial | Ind ¦ Recommissioning | 2032 | SC C | MW | Before Competition Groups | 23.2787 | 0 | 0 | 309.0033 | 0.075335 | 5 | Industrial_2032_SC C_MW_Before Competition Groups_5 | Recommissioning | 7.533% | 0 | 23.2787 | Industrial_2032_SC C_MW_Before Competition Groups_Recommissioning
Industrial | Ind ¦ SEM | 2032 | SC C | MW | Before Competition Groups | 23.2787 | 0 | 0 | 309.0033 | 0.075335 | 6 | Industrial_2032_SC C_MW_Before Competition Groups_6 | SEM | 7.533% | 0 | 23.2787 | Industrial_2032_SC C_MW_Before Competition Groups_SEM
Industrial | Ind ¦ Efficient Compressed Air Nozzles | 2032 | SC C | MW | Before Competition Groups | 18.7273 | 0 | 0 | 309.0033 | 0.060605 | 7 | Industrial_2032_SC C_MW_Before Competition Groups_7 | Efficient Compressed Air Nozzles | 6.061% | 0 | 18.7273 | Industrial_2032_SC C_MW_Before Competition Groups_Efficient Compressed Air Nozzles
Industrial | Ind ¦ Fan System Optimization | 2032 | SC C | MW | Before Competition Groups | 15.7602 | 0 | 0 | 309.0033 | 0.051003 | 8 | Industrial_2032_SC C_MW_Before Competition Groups_8 | Fan System Optimization | 5.1% | 0 | 15.7602 | Industrial_2032_SC C_MW_Before Competition Groups_Fan System Optimization
Industrial | Ind ¦ High Efficiency HVAC Fans | 2032 | SC C | MW | Before Competition Groups | 13.1692 | 0 | 0 | 309.0033 | 0.042618 | 9 | Industrial_2032_SC C_MW_Before Competition Groups_9 | High Efficiency HVAC Fans | 4.262% | 0 | 13.1692 | Industrial_2032_SC C_MW_Before Competition Groups_High Efficiency HVAC Fans
Industrial | Ind ¦ Greenhouse Grow Lights | 2032 | SC C | MW | Before Competition Groups | 10.0026 | 0 | 0 | 309.0033 | 0.03237 | 10 | Industrial_2032_SC C_MW_Before Competition Groups_10 | Greenhouse Grow Lights | 3.237% | 0 | 10.0026 | Industrial_2032_SC C_MW_Before Competition Groups_Greenhouse Grow Lights
Industrial | Ind ¦ HE Lighting | 2032 | SC C | MW | Before Competition Groups | 8.0652 | 0 | 0 | 309.0033 | 0.026101 | 11 | Industrial_2032_SC C_MW_Before Competition Groups_11 | HE Lighting | 2.61% | 0 | 8.0652 | Industrial_2032_SC C_MW_Before Competition Groups_HE Lighting
Industrial | Ind ¦ Improved Controls - Process Cooling | 2032 | SC C | MW | Before Competition Groups | 6.2965 | 0 | 0 | 309.0033 | 0.020377 | 12 | Industrial_2032_SC C_MW_Before Competition Groups_12 | Improved Controls - Process Cooling | 2.038% | 0 | 6.2965 | Industrial_2032_SC C_MW_Before Competition Groups_Improved Controls - Process Cooling
Industrial | Ind ¦ Material Handling Improvements | 2032 | SC C | MW | Before Competition Groups | 4.2506 | 0 | 0 | 309.0033 | 0.013756 | 13 | Industrial_2032_SC C_MW_Before Competition Groups_13 | Material Handling Improvements | 1.376% | 0 | 4.2506 | Industrial_2032_SC C_MW_Before Competition Groups_Material Handling Improvements
Industrial | Ind ¦ Process Optimization (Elec) | 2032 | SC C | MW | Before Competition Groups | 4.2269 | 0 | 0 | 309.0033 | 0.013679 | 14 | Industrial_2032_SC C_MW_Before Competition Groups_14 | Process Optimization (Elec) | 1.368% | 0 | 4.2269 | Industrial_2032_SC C_MW_Before Competition Groups_Process Optimization (Elec)
Industrial | Ind ¦ Cooling Tower Optimization | 2032 | SC C | MW | Before Competition Groups | 3.5925 | 0 | 0 | 309.0033 | 0.011626 | 15 | Industrial_2032_SC C_MW_Before Competition Groups_15 | Cooling Tower Optimization | 1.163% | 0 | 3.5925 | Industrial_2032_SC C_MW_Before Competition Groups_Cooling Tower Optimization
Industrial | Ind ¦ Pulp and Paper Process Improvements | 2032 | SC C | MW | Before Competition Groups | 3.235 | 0 | 0 | 309.0033 | 0.010469 | 16 | Industrial_2032_SC C_MW_Before Competition Groups_16 | Pulp and Paper Process Improvements | 1.047% | 0 | 3.235 | Industrial_2032_SC C_MW_Before Competition Groups_Pulp and Paper Process Improvements
Industrial | Ind ¦ Ventilation Optimization | 2032 | SC C | MW | Before Competition Groups | 2.9166 | 0 | 0 | 309.0033 | 0.0094387 | 17 | Industrial_2032_SC C_MW_Before Competition Groups_17 | Ventilation Optimization | 0.9439% | 0 | 2.9166 | Industrial_2032_SC C_MW_Before Competition Groups_Ventilation Optimization
Industrial | Ind ¦ Refiner Plate Improvements | 2032 | SC C | MW | Before Competition Groups | 2.1314 | 0 | 0 | 309.0033 | 0.0068977 | 18 | Industrial_2032_SC C_MW_Before Competition Groups_18 | Refiner Plate Improvements | 0.6898% | 0 | 2.1314 | Industrial_2032_SC C_MW_Before Competition Groups_Refiner Plate Improvements
Industrial | Ind ¦ Free Cooling | 2032 | SC C | MW | Before Competition Groups | 1.7372 | 0 | 0 | 309.0033 | 0.0056219 | 19 | Industrial_2032_SC C_MW_Before Competition Groups_19 | Free Cooling | 0.5622% | 0 | 1.7372 | Industrial_2032_SC C_MW_Before Competition Groups_Free Cooling
Industrial | Ind ¦ VAV Conversion Project | 2032 | SC C | MW | Before Competition Groups | 1.4434 | 0 | 0 | 309.0033 | 0.0046712 | 20 | Industrial_2032_SC C_MW_Before Competition Groups_20 | VAV Conversion Project | 0.4671% | 0 | 1.4434 | Industrial_2032_SC C_MW_Before Competition Groups_VAV Conversion Project
Industrial | Ind ¦ High Efficiency Battery Charger | 2032 | SC C | MW | Before Competition Groups | 1.2268 | 0 | 0 | 309.0033 | 0.0039701 | 21 | Industrial_2032_SC C_MW_Before Competition Groups_21 | High Efficiency Battery Charger | 0.397% | 0 | 1.2268 | Industrial_2032_SC C_MW_Before Competition Groups_High Efficiency Battery Charger
Industrial | Ind ¦ Process Heat Recovery | 2032 | SC C | MW | Before Competition Groups | 1.1843 | 0 | 0 | 309.0033 | 0.0038327 | 22 | Industrial_2032_SC C_MW_Before Competition Groups_22 | Process Heat Recovery | 0.3833% | 0 | 1.1843 | Industrial_2032_SC C_MW_Before Competition Groups_Process Heat Recovery
Industrial | Ind ¦ Process Improvements | 2032 | SC C | MW | Before Competition Groups | 0.9311 | 0 | 0 | 309.0033 | 0.0030132 | 23 | Industrial_2032_SC C_MW_Before Competition Groups_23 | Process Improvements | 0.3013% | 0 | 0.9311 | Industrial_2032_SC C_MW_Before Competition Groups_Process Improvements
Industrial | Ind ¦ Refrigeration Compressor VFD | 2032 | SC C | MW | Before Competition Groups | 0.79499 | 0 | 0 | 309.0033 | 0.0025728 | 24 | Industrial_2032_SC C_MW_Before Competition Groups_24 | Refrigeration Compressor VFD | 0.2573% | 0 | 0.79499 | Industrial_2032_SC C_MW_Before Competition Groups_Refrigeration Compressor VFD
Industrial | Ind ¦ Improved Controls - Process Heating | 2032 | SC C | MW | Before Competition Groups | 0.59317 | 0 | 0 | 309.0033 | 0.0019196 | 25 | Industrial_2032_SC C_MW_Before Competition Groups_25 | Improved Controls - Process Heating | 0.192% | 0 | 0.59317 | Industrial_2032_SC C_MW_Before Competition Groups_Improved Controls - Process Heating
Industrial | Ind ¦ Efficient Irrigation | 2032 | SC C | MW | Before Competition Groups | 0.41992 | 0 | 0 | 309.0033 | 0.001359 | 26 | Industrial_2032_SC C_MW_Before Competition Groups_26 | Efficient Irrigation | 0.1359% | 0 | 0.41992 | Industrial_2032_SC C_MW_Before Competition Groups_Efficient Irrigation
Industrial | Ind ¦ Engine Block Heater Timer | 2032 | SC C | MW | Before Competition Groups | 0.35013 | 0 | 0 | 309.0033 | 0.0011331 | 27 | Industrial_2032_SC C_MW_Before Competition Groups_27 | Engine Block Heater Timer | 0.1133% | 0 | 0.35013 | Industrial_2032_SC C_MW_Before Competition Groups_Engine Block Heater Timer
Industrial | Ind ¦ Dairy Pre-Cooler | 2032 | SC C | MW | Before Competition Groups | 0.18419 | 0 | 0 | 309.0033 | 0.00059608 | 28 | Industrial_2032_SC C_MW_Before Competition Groups_28 | Dairy Pre-Cooler | 0.05961% | 0 | 0.18419 | Industrial_2032_SC C_MW_Before Competition Groups_Dairy Pre-Cooler
Industrial | Ind ¦ Air Compressor Heat Recovery | 2032 | SC C | MW | Before Competition Groups | 0.15921 | 0 | 0 | 309.0033 | 0.00051525 | 29 | Industrial_2032_SC C_MW_Before Competition Groups_29 | Air Compressor Heat Recovery | 0.05152% | 0 | 0.15921 | Industrial_2032_SC C_MW_Before Competition Groups_Air Compressor Heat Recovery
Industrial | Ind ¦ Efficient Refrigeration Compressor | 2032 | SC C | MW | Before Competition Groups | 0.081911 | 0 | 0 | 309.0033 | 0.00026508 | 30 | Industrial_2032_SC C_MW_Before Competition Groups_30 | Efficient Refrigeration Compressor | 0.02651% | 0 | 0.081911 | Industrial_2032_SC C_MW_Before Competition Groups_Efficient Refrigeration Compressor
Industrial | Ind ¦ Heat Lamps/Heat Pad | 2032 | SC C | MW | Before Competition Groups | 0.039732 | 0 | 0 | 309.0033 | 0.00012858 | 31 | Industrial_2032_SC C_MW_Before Competition Groups_31 | Heat Lamps/Heat Pad | 0.01286% | 0 | 0.039732 | Industrial_2032_SC C_MW_Before Competition Groups_Heat Lamps/Heat Pad
Industrial | Ind ¦ Air Compressor Optimization | 2032 | SC D | MW | Before Competition Groups | 43.7962 | 0 | 0 | 252.1959 | 0.17366 | 1 | Industrial_2032_SC D_MW_Before Competition Groups_1 | Air Compressor Optimization | 17.37% | 0 | 43.7962 | Industrial_2032_SC D_MW_Before Competition Groups_Air Compressor Optimization
Industrial | Ind ¦ Pump System Optimization | 2032 | SC D | MW | Before Competition Groups | 33.6015 | 0 | 0 | 252.1959 | 0.13324 | 2 | Industrial_2032_SC D_MW_Before Competition Groups_2 | Pump System Optimization | 13.32% | 0 | 33.6015 | Industrial_2032_SC D_MW_Before Competition Groups_Pump System Optimization
Industrial | Ind ¦ Air Leak Survey and Repair | 2032 | SC D | MW | Before Competition Groups | 32.814 | 0 | 0 | 252.1959 | 0.13011 | 3 | Industrial_2032_SC D_MW_Before Competition Groups_3 | Air Leak Survey and Repair | 13.01% | 0 | 32.814 | Industrial_2032_SC D_MW_Before Competition Groups_Air Leak Survey and Repair
Industrial | Ind ¦ SEM | 2032 | SC D | MW | Before Competition Groups | 23.2787 | 0 | 0 | 252.1959 | 0.092304 | 4 | Industrial_2032_SC D_MW_Before Competition Groups_4 | SEM | 9.23% | 0 | 23.2787 | Industrial_2032_SC D_MW_Before Competition Groups_SEM
Industrial | Ind ¦ Recommissioning | 2032 | SC D | MW | Before Competition Groups | 22.4649 | 0 | 0 | 252.1959 | 0.089077 | 5 | Industrial_2032_SC D_MW_Before Competition Groups_5 | Recommissioning | 8.908% | 0 | 22.4649 | Industrial_2032_SC D_MW_Before Competition Groups_Recommissioning
Industrial | Ind ¦ Efficient Compressed Air Nozzles | 2032 | SC D | MW | Before Competition Groups | 18.7273 | 0 | 0 | 252.1959 | 0.074257 | 6 | Industrial_2032_SC D_MW_Before Competition Groups_6 | Efficient Compressed Air Nozzles | 7.426% | 0 | 18.7273 | Industrial_2032_SC D_MW_Before Competition Groups_Efficient Compressed Air Nozzles
Industrial | Ind ¦ Fan System Optimization | 2032 | SC D | MW | Before Competition Groups | 15.7602 | 0 | 0 | 252.1959 | 0.062492 | 7 | Industrial_2032_SC D_MW_Before Competition Groups_7 | Fan System Optimization | 6.249% | 0 | 15.7602 | Industrial_2032_SC D_MW_Before Competition Groups_Fan System Optimization
Industrial | Ind ¦ Pump Equipment Upgrade | 2032 | SC D | MW | Before Competition Groups | 14.6233 | 0 | 0 | 252.1959 | 0.057984 | 8 | Industrial_2032_SC D_MW_Before Competition Groups_8 | Pump Equipment Upgrade | 5.798% | 0 | 14.6233 | Industrial_2032_SC D_MW_Before Competition Groups_Pump Equipment Upgrade
Industrial | Ind ¦ High Efficiency HVAC Fans | 2032 | SC D | MW | Before Competition Groups | 12.4699 | 0 | 0 | 252.1959 | 0.049445 | 9 | Industrial_2032_SC D_MW_Before Competition Groups_9 | High Efficiency HVAC Fans | 4.945% | 0 | 12.4699 | Industrial_2032_SC D_MW_Before Competition Groups_High Efficiency HVAC Fans
Industrial | Ind ¦ Improved Controls - Process Cooling | 2032 | SC D | MW | Before Competition Groups | 6.2965 | 0 | 0 | 252.1959 | 0.024967 | 10 | Industrial_2032_SC D_MW_Before Competition Groups_10 | Improved Controls - Process Cooling | 2.497% | 0 | 6.2965 | Industrial_2032_SC D_MW_Before Competition Groups_Improved Controls - Process Cooling
Industrial | Ind ¦ Greenhouse Grow Lights | 2032 | SC D | MW | Before Competition Groups | 5.36 | 0 | 0 | 252.1959 | 0.021253 | 11 | Industrial_2032_SC D_MW_Before Competition Groups_11 | Greenhouse Grow Lights | 2.125% | 0 | 5.36 | Industrial_2032_SC D_MW_Before Competition Groups_Greenhouse Grow Lights
Industrial | Ind ¦ Material Handling Improvements | 2032 | SC D | MW | Before Competition Groups | 4.2506 | 0 | 0 | 252.1959 | 0.016854 | 12 | Industrial_2032_SC D_MW_Before Competition Groups_12 | Material Handling Improvements | 1.685% | 0 | 4.2506 | Industrial_2032_SC D_MW_Before Competition Groups_Material Handling Improvements
Industrial | Ind ¦ Process Optimization (Elec) | 2032 | SC D | MW | Before Competition Groups | 4.2269 | 0 | 0 | 252.1959 | 0.01676 | 13 | Industrial_2032_SC D_MW_Before Competition Groups_13 | Process Optimization (Elec) | 1.676% | 0 | 4.2269 | Industrial_2032_SC D_MW_Before Competition Groups_Process Optimization (Elec)
Industrial | Ind ¦ Cooling Tower Optimization | 2032 | SC D | MW | Before Competition Groups | 3.4096 | 0 | 0 | 252.1959 | 0.01352 | 14 | Industrial_2032_SC D_MW_Before Competition Groups_14 | Cooling Tower Optimization | 1.352% | 0 | 3.4096 | Industrial_2032_SC D_MW_Before Competition Groups_Cooling Tower Optimization
Industrial | Ind ¦ Ventilation Optimization | 2032 | SC D | MW | Before Competition Groups | 2.5769 | 0 | 0 | 252.1959 | 0.010218 | 15 | Industrial_2032_SC D_MW_Before Competition Groups_15 | Ventilation Optimization | 1.022% | 0 | 2.5769 | Industrial_2032_SC D_MW_Before Competition Groups_Ventilation Optimization
Industrial | Ind ¦ Refiner Plate Improvements | 2032 | SC D | MW | Before Competition Groups | 2.1314 | 0 | 0 | 252.1959 | 0.0084515 | 16 | Industrial_2032_SC D_MW_Before Competition Groups_16 | Refiner Plate Improvements | 0.8451% | 0 | 2.1314 | Industrial_2032_SC D_MW_Before Competition Groups_Refiner Plate Improvements
Industrial | Ind ¦ VAV Conversion Project | 2032 | SC D | MW | Before Competition Groups | 0.96994 | 0 | 0 | 252.1959 | 0.003846 | 17 | Industrial_2032_SC D_MW_Before Competition Groups_17 | VAV Conversion Project | 0.3846% | 0 | 0.96994 | Industrial_2032_SC D_MW_Before Competition Groups_VAV Conversion Project
Industrial | Ind ¦ HE Lighting | 2032 | SC D | MW | Before Competition Groups | 0.90706 | 0 | 0 | 252.1959 | 0.0035966 | 18 | Industrial_2032_SC D_MW_Before Competition Groups_18 | HE Lighting | 0.3597% | 0 | 0.90706 | Industrial_2032_SC D_MW_Before Competition Groups_HE Lighting
Industrial | Ind ¦ Process Heat Recovery | 2032 | SC D | MW | Before Competition Groups | 0.8864 | 0 | 0 | 252.1959 | 0.0035147 | 19 | Industrial_2032_SC D_MW_Before Competition Groups_19 | Process Heat Recovery | 0.3515% | 0 | 0.8864 | Industrial_2032_SC D_MW_Before Competition Groups_Process Heat Recovery
Industrial | Ind ¦ Process Improvements | 2032 | SC D | MW | Before Competition Groups | 0.81244 | 0 | 0 | 252.1959 | 0.0032215 | 20 | Industrial_2032_SC D_MW_Before Competition Groups_20 | Process Improvements | 0.3221% | 0 | 0.81244 | Industrial_2032_SC D_MW_Before Competition Groups_Process Improvements
Industrial | Ind ¦ High Efficiency Battery Charger | 2032 | SC D | MW | Before Competition Groups | 0.55188 | 0 | 0 | 252.1959 | 0.0021883 | 21 | Industrial_2032_SC D_MW_Before Competition Groups_21 | High Efficiency Battery Charger | 0.2188% | 0 | 0.55188 | Industrial_2032_SC D_MW_Before Competition Groups_High Efficiency Battery Charger
Industrial | Ind ¦ Improved Controls - Process Heating | 2032 | SC D | MW | Before Competition Groups | 0.52863 | 0 | 0 | 252.1959 | 0.0020961 | 22 | Industrial_2032_SC D_MW_Before Competition Groups_22 | Improved Controls - Process Heating | 0.2096% | 0 | 0.52863 | Industrial_2032_SC D_MW_Before Competition Groups_Improved Controls - Process Heating
Industrial | Ind ¦ Refrigeration Compressor VFD | 2032 | SC D | MW | Before Competition Groups | 0.38422 | 0 | 0 | 252.1959 | 0.0015235 | 23 | Industrial_2032_SC D_MW_Before Competition Groups_23 | Refrigeration Compressor VFD | 0.1524% | 0 | 0.38422 | Industrial_2032_SC D_MW_Before Competition Groups_Refrigeration Compressor VFD
Industrial | Ind ¦ Pulp and Paper Process Improvements | 2032 | SC D | MW | Before Competition Groups | 0.33214 | 0 | 0 | 252.1959 | 0.001317 | 24 | Industrial_2032_SC D_MW_Before Competition Groups_24 | Pulp and Paper Process Improvements | 0.1317% | 0 | 0.33214 | Industrial_2032_SC D_MW_Before Competition Groups_Pulp and Paper Process Improvements
Industrial | Ind ¦ Engine Block Heater Timer | 2032 | SC D | MW | Before Competition Groups | 0.3314 | 0 | 0 | 252.1959 | 0.0013141 | 25 | Industrial_2032_SC D_MW_Before Competition Groups_25 | Engine Block Heater Timer | 0.1314% | 0 | 0.3314 | Industrial_2032_SC D_MW_Before Competition Groups_Engine Block Heater Timer
Industrial | Ind ¦ Free Cooling | 2032 | SC D | MW | Before Competition Groups | 0.19554 | 0 | 0 | 252.1959 | 0.00077536 | 26 | Industrial_2032_SC D_MW_Before Competition Groups_26 | Free Cooling | 0.07754% | 0 | 0.19554 | Industrial_2032_SC D_MW_Before Competition Groups_Free Cooling
Industrial | Ind ¦ Efficient Irrigation | 2032 | SC D | MW | Before Competition Groups | 0.16387 | 0 | 0 | 252.1959 | 0.00064976 | 27 | Industrial_2032_SC D_MW_Before Competition Groups_27 | Efficient Irrigation | 0.06498% | 0 | 0.16387 | Industrial_2032_SC D_MW_Before Competition Groups_Efficient Irrigation
Industrial | Ind ¦ Air Compressor Heat Recovery | 2032 | SC D | MW | Before Competition Groups | 0.14423 | 0 | 0 | 252.1959 | 0.00057189 | 28 | Industrial_2032_SC D_MW_Before Competition Groups_28 | Air Compressor Heat Recovery | 0.05719% | 0 | 0.14423 | Industrial_2032_SC D_MW_Before Competition Groups_Air Compressor Heat Recovery
Industrial | Ind ¦ Dairy Pre-Cooler | 2032 | SC D | MW | Before Competition Groups | 0.095878 | 0 | 0 | 252.1959 | 0.00038017 | 29 | Industrial_2032_SC D_MW_Before Competition Groups_29 | Dairy Pre-Cooler | 0.03802% | 0 | 0.095878 | Industrial_2032_SC D_MW_Before Competition Groups_Dairy Pre-Cooler
Industrial | Ind ¦ Efficient Refrigeration Compressor | 2032 | SC D | MW | Before Competition Groups | 0.080934 | 0 | 0 | 252.1959 | 0.00032092 | 30 | Industrial_2032_SC D_MW_Before Competition Groups_30 | Efficient Refrigeration Compressor | 0.03209% | 0 | 0.080934 | Industrial_2032_SC D_MW_Before Competition Groups_Efficient Refrigeration Compressor
Industrial | Ind ¦ Heat Lamps/Heat Pad | 2032 | SC D | MW | Before Competition Groups | 0.023561 | 0 | 0 | 252.1959 | 9.3425e-05 | 31 | Industrial_2032_SC D_MW_Before Competition Groups_31 | Heat Lamps/Heat Pad | 0.009342% | 0 | 0.023561 | Industrial_2032_SC D_MW_Before Competition Groups_Heat Lamps/Heat Pad
Industrial | Ind ¦ Pump System Optimization | 2032 | Technical | MW | Before Competition Groups | 94.0625 | 0 | 0 | 729.4374 | 0.12895 | 1 | Industrial_2032_Technical_MW_Before Competition Groups_1 | Pump System Optimization | 12.9% | 0 | 94.0625 | Industrial_2032_Technical_MW_Before Competition Groups_Pump System Optimization
Industrial | Ind ¦ HE Lighting | 2032 | Technical | MW | Before Competition Groups | 88.0439 | 0 | 0 | 729.4374 | 0.1207 | 2 | Industrial_2032_Technical_MW_Before Competition Groups_2 | HE Lighting | 12.07% | 0 | 88.0439 | Industrial_2032_Technical_MW_Before Competition Groups_HE Lighting
Industrial | Ind ¦ Air Leak Survey and Repair | 2032 | Technical | MW | Before Competition Groups | 74.2326 | 0 | 0 | 729.4374 | 0.10177 | 3 | Industrial_2032_Technical_MW_Before Competition Groups_3 | Air Leak Survey and Repair | 10.18% | 0 | 74.2326 | Industrial_2032_Technical_MW_Before Competition Groups_Air Leak Survey and Repair
Industrial | Ind ¦ Air Compressor Optimization | 2032 | Technical | MW | Before Competition Groups | 56.2011 | 0 | 0 | 729.4374 | 0.077047 | 4 | Industrial_2032_Technical_MW_Before Competition Groups_4 | Air Compressor Optimization | 7.705% | 0 | 56.2011 | Industrial_2032_Technical_MW_Before Competition Groups_Air Compressor Optimization
Industrial | Ind ¦ Efficient Compressed Air Nozzles | 2032 | Technical | MW | Before Competition Groups | 54.9315 | 0 | 0 | 729.4374 | 0.075307 | 5 | Industrial_2032_Technical_MW_Before Competition Groups_5 | Efficient Compressed Air Nozzles | 7.531% | 0 | 54.9315 | Industrial_2032_Technical_MW_Before Competition Groups_Efficient Compressed Air Nozzles
Industrial | Ind ¦ Recommissioning | 2032 | Technical | MW | Before Competition Groups | 52.1298 | 0 | 0 | 729.4374 | 0.071466 | 6 | Industrial_2032_Technical_MW_Before Competition Groups_6 | Recommissioning | 7.147% | 0 | 52.1298 | Industrial_2032_Technical_MW_Before Competition Groups_Recommissioning
Industrial | Ind ¦ SEM | 2032 | Technical | MW | Before Competition Groups | 52.1298 | 0 | 0 | 729.4374 | 0.071466 | 7 | Industrial_2032_Technical_MW_Before Competition Groups_7 | SEM | 7.147% | 0 | 52.1298 | Industrial_2032_Technical_MW_Before Competition Groups_SEM
Industrial | Ind ¦ Pump Equipment Upgrade | 2032 | Technical | MW | Before Competition Groups | 42.0976 | 0 | 0 | 729.4374 | 0.057712 | 8 | Industrial_2032_Technical_MW_Before Competition Groups_8 | Pump Equipment Upgrade | 5.771% | 0 | 42.0976 | Industrial_2032_Technical_MW_Before Competition Groups_Pump Equipment Upgrade
Industrial | Ind ¦ High Efficiency HVAC Fans | 2032 | Technical | MW | Before Competition Groups | 26.6625 | 0 | 0 | 729.4374 | 0.036552 | 9 | Industrial_2032_Technical_MW_Before Competition Groups_9 | High Efficiency HVAC Fans | 3.655% | 0 | 26.6625 | Industrial_2032_Technical_MW_Before Competition Groups_High Efficiency HVAC Fans
Industrial | Ind ¦ Greenhouse Grow Lights | 2032 | Technical | MW | Before Competition Groups | 21.5964 | 0 | 0 | 729.4374 | 0.029607 | 10 | Industrial_2032_Technical_MW_Before Competition Groups_10 | Greenhouse Grow Lights | 2.961% | 0 | 21.5964 | Industrial_2032_Technical_MW_Before Competition Groups_Greenhouse Grow Lights
Industrial | Ind ¦ Process Optimization (Elec) | 2032 | Technical | MW | Before Competition Groups | 21.12 | 0 | 0 | 729.4374 | 0.028954 | 11 | Industrial_2032_Technical_MW_Before Competition Groups_11 | Process Optimization (Elec) | 2.895% | 0 | 21.12 | Industrial_2032_Technical_MW_Before Competition Groups_Process Optimization (Elec)
Industrial | Ind ¦ Premium Efficient Motors | 2032 | Technical | MW | Before Competition Groups | 20.6637 | 0 | 0 | 729.4374 | 0.028328 | 12 | Industrial_2032_Technical_MW_Before Competition Groups_12 | Premium Efficient Motors | 2.833% | 0 | 20.6637 | Industrial_2032_Technical_MW_Before Competition Groups_Premium Efficient Motors
Industrial | Ind ¦ Fan System Optimization | 2032 | Technical | MW | Before Competition Groups | 19.3654 | 0 | 0 | 729.4374 | 0.026548 | 13 | Industrial_2032_Technical_MW_Before Competition Groups_13 | Fan System Optimization | 2.655% | 0 | 19.3654 | Industrial_2032_Technical_MW_Before Competition Groups_Fan System Optimization
Industrial | Ind ¦ Improved Controls - Process Cooling | 2032 | Technical | MW | Before Competition Groups | 13.5122 | 0 | 0 | 729.4374 | 0.018524 | 14 | Industrial_2032_Technical_MW_Before Competition Groups_14 | Improved Controls - Process Cooling | 1.852% | 0 | 13.5122 | Industrial_2032_Technical_MW_Before Competition Groups_Improved Controls - Process Cooling
Industrial | Ind ¦ Ventilation Optimization | 2032 | Technical | MW | Before Competition Groups | 10.1545 | 0 | 0 | 729.4374 | 0.013921 | 15 | Industrial_2032_Technical_MW_Before Competition Groups_15 | Ventilation Optimization | 1.392% | 0 | 10.1545 | Industrial_2032_Technical_MW_Before Competition Groups_Ventilation Optimization
Industrial | Ind ¦ HE HVAC Controls | 2032 | Technical | MW | Before Competition Groups | 8.6634 | 0 | 0 | 729.4374 | 0.011877 | 16 | Industrial_2032_Technical_MW_Before Competition Groups_16 | HE HVAC Controls | 1.188% | 0 | 8.6634 | Industrial_2032_Technical_MW_Before Competition Groups_HE HVAC Controls
Industrial | Ind ¦ Material Handling Improvements | 2032 | Technical | MW | Before Competition Groups | 8.0683 | 0 | 0 | 729.4374 | 0.011061 | 17 | Industrial_2032_Technical_MW_Before Competition Groups_17 | Material Handling Improvements | 1.106% | 0 | 8.0683 | Industrial_2032_Technical_MW_Before Competition Groups_Material Handling Improvements
Industrial | Ind ¦ Pulp and Paper Process Improvements | 2032 | Technical | MW | Before Competition Groups | 8.0043 | 0 | 0 | 729.4374 | 0.010973 | 18 | Industrial_2032_Technical_MW_Before Competition Groups_18 | Pulp and Paper Process Improvements | 1.097% | 0 | 8.0043 | Industrial_2032_Technical_MW_Before Competition Groups_Pulp and Paper Process Improvements
Industrial | Ind ¦ Refiner Plate Improvements | 2032 | Technical | MW | Before Competition Groups | 6.6674 | 0 | 0 | 729.4374 | 0.0091404 | 19 | Industrial_2032_Technical_MW_Before Competition Groups_19 | Refiner Plate Improvements | 0.914% | 0 | 6.6674 | Industrial_2032_Technical_MW_Before Competition Groups_Refiner Plate Improvements
Industrial | Ind ¦ HVLS Fans | 2032 | Technical | MW | Before Competition Groups | 6.5292 | 0 | 0 | 729.4374 | 0.008951 | 20 | Industrial_2032_Technical_MW_Before Competition Groups_20 | HVLS Fans | 0.8951% | 0 | 6.5292 | Industrial_2032_Technical_MW_Before Competition Groups_HVLS Fans
Industrial | Ind ¦ HE HVAC Units | 2032 | Technical | MW | Before Competition Groups | 5.7581 | 0 | 0 | 729.4374 | 0.0078939 | 21 | Industrial_2032_Technical_MW_Before Competition Groups_21 | HE HVAC Units | 0.7894% | 0 | 5.7581 | Industrial_2032_Technical_MW_Before Competition Groups_HE HVAC Units
Industrial | Ind ¦ Chiller Optimization | 2032 | Technical | MW | Before Competition Groups | 5.2719 | 0 | 0 | 729.4374 | 0.0072273 | 22 | Industrial_2032_Technical_MW_Before Competition Groups_22 | Chiller Optimization | 0.7227% | 0 | 5.2719 | Industrial_2032_Technical_MW_Before Competition Groups_Chiller Optimization
Industrial | Ind ¦ Cooling Tower Optimization | 2032 | Technical | MW | Before Competition Groups | 4.1364 | 0 | 0 | 729.4374 | 0.0056707 | 23 | Industrial_2032_Technical_MW_Before Competition Groups_23 | Cooling Tower Optimization | 0.5671% | 0 | 4.1364 | Industrial_2032_Technical_MW_Before Competition Groups_Cooling Tower Optimization
Industrial | Ind ¦ Free Cooling | 2032 | Technical | MW | Before Competition Groups | 3.4954 | 0 | 0 | 729.4374 | 0.0047919 | 24 | Industrial_2032_Technical_MW_Before Competition Groups_24 | Free Cooling | 0.4792% | 0 | 3.4954 | Industrial_2032_Technical_MW_Before Competition Groups_Free Cooling
Industrial | Ind ¦ Cold Storage Retrofit | 2032 | Technical | MW | Before Competition Groups | 2.8617 | 0 | 0 | 729.4374 | 0.0039232 | 25 | Industrial_2032_Technical_MW_Before Competition Groups_25 | Cold Storage Retrofit | 0.3923% | 0 | 2.8617 | Industrial_2032_Technical_MW_Before Competition Groups_Cold Storage Retrofit
Industrial | Ind ¦ VAV Conversion Project | 2032 | Technical | MW | Before Competition Groups | 2.8509 | 0 | 0 | 729.4374 | 0.0039083 | 26 | Industrial_2032_Technical_MW_Before Competition Groups_26 | VAV Conversion Project | 0.3908% | 0 | 2.8509 | Industrial_2032_Technical_MW_Before Competition Groups_VAV Conversion Project
Industrial | Ind ¦ High Efficiency Battery Charger | 2032 | Technical | MW | Before Competition Groups | 2.7638 | 0 | 0 | 729.4374 | 0.003789 | 27 | Industrial_2032_Technical_MW_Before Competition Groups_27 | High Efficiency Battery Charger | 0.3789% | 0 | 2.7638 | Industrial_2032_Technical_MW_Before Competition Groups_High Efficiency Battery Charger
Industrial | Ind ¦ Process Heat Recovery | 2032 | Technical | MW | Before Competition Groups | 2.7274 | 0 | 0 | 729.4374 | 0.003739 | 28 | Industrial_2032_Technical_MW_Before Competition Groups_28 | Process Heat Recovery | 0.3739% | 0 | 2.7274 | Industrial_2032_Technical_MW_Before Competition Groups_Process Heat Recovery
Industrial | Ind ¦ Synchronous Belts | 2032 | Technical | MW | Before Competition Groups | 2.6263 | 0 | 0 | 729.4374 | 0.0036004 | 29 | Industrial_2032_Technical_MW_Before Competition Groups_29 | Synchronous Belts | 0.36% | 0 | 2.6263 | Industrial_2032_Technical_MW_Before Competition Groups_Synchronous Belts
Industrial | Ind ¦ Efficient Irrigation | 2032 | Technical | MW | Before Competition Groups | 2.2496 | 0 | 0 | 729.4374 | 0.003084 | 30 | Industrial_2032_Technical_MW_Before Competition Groups_30 | Efficient Irrigation | 0.3084% | 0 | 2.2496 | Industrial_2032_Technical_MW_Before Competition Groups_Efficient Irrigation
Industrial | Ind ¦ Process Improvements | 2032 | Technical | MW | Before Competition Groups | 2.1543 | 0 | 0 | 729.4374 | 0.0029534 | 31 | Industrial_2032_Technical_MW_Before Competition Groups_31 | Process Improvements | 0.2953% | 0 | 2.1543 | Industrial_2032_Technical_MW_Before Competition Groups_Process Improvements
Industrial | Ind ¦ Refrigeration Compressor VFD | 2032 | Technical | MW | Before Competition Groups | 1.4968 | 0 | 0 | 729.4374 | 0.002052 | 32 | Industrial_2032_Technical_MW_Before Competition Groups_32 | Refrigeration Compressor VFD | 0.2052% | 0 | 1.4968 | Industrial_2032_Technical_MW_Before Competition Groups_Refrigeration Compressor VFD
Industrial | Ind ¦ Efficient Transformer | 2032 | Technical | MW | Before Competition Groups | 1.3866 | 0 | 0 | 729.4374 | 0.0019009 | 33 | Industrial_2032_Technical_MW_Before Competition Groups_33 | Efficient Transformer | 0.1901% | 0 | 1.3866 | Industrial_2032_Technical_MW_Before Competition Groups_Efficient Transformer
Industrial | Ind ¦ Improved Controls - Process Heating | 2032 | Technical | MW | Before Competition Groups | 1.3059 | 0 | 0 | 729.4374 | 0.0017903 | 34 | Industrial_2032_Technical_MW_Before Competition Groups_34 | Improved Controls - Process Heating | 0.179% | 0 | 1.3059 | Industrial_2032_Technical_MW_Before Competition Groups_Improved Controls - Process Heating
Industrial | Ind ¦ High Efficiency Welders | 2032 | Technical | MW | Before Competition Groups | 1.1063 | 0 | 0 | 729.4374 | 0.0015166 | 35 | Industrial_2032_Technical_MW_Before Competition Groups_35 | High Efficiency Welders | 0.1517% | 0 | 1.1063 | Industrial_2032_Technical_MW_Before Competition Groups_High Efficiency Welders
Industrial | Ind ¦ Engine Block Heater Timer | 2032 | Technical | MW | Before Competition Groups | 0.82478 | 0 | 0 | 729.4374 | 0.0011307 | 36 | Industrial_2032_Technical_MW_Before Competition Groups_36 | Engine Block Heater Timer | 0.1131% | 0 | 0.82478 | Industrial_2032_Technical_MW_Before Competition Groups_Engine Block Heater Timer
Industrial | Ind ¦ Dairy Pre-Cooler | 2032 | Technical | MW | Before Competition Groups | 0.61291 | 0 | 0 | 729.4374 | 0.00084025 | 37 | Industrial_2032_Technical_MW_Before Competition Groups_37 | Dairy Pre-Cooler | 0.08403% | 0 | 0.61291 | Industrial_2032_Technical_MW_Before Competition Groups_Dairy Pre-Cooler
Industrial | Ind ¦ Air Compressor Heat Recovery | 2032 | Technical | MW | Before Competition Groups | 0.34967 | 0 | 0 | 729.4374 | 0.00047937 | 38 | Industrial_2032_Technical_MW_Before Competition Groups_38 | Air Compressor Heat Recovery | 0.04794% | 0 | 0.34967 | Industrial_2032_Technical_MW_Before Competition Groups_Air Compressor Heat Recovery
Industrial | Ind ¦ Optimize Compressed Air Dryer | 2032 | Technical | MW | Before Competition Groups | 0.25738 | 0 | 0 | 729.4374 | 0.00035285 | 39 | Industrial_2032_Technical_MW_Before Competition Groups_39 | Optimize Compressed Air Dryer | 0.03529% | 0 | 0.25738 | Industrial_2032_Technical_MW_Before Competition Groups_Optimize Compressed Air Dryer
Industrial | Ind ¦ Heat Lamps/Heat Pad | 2032 | Technical | MW | Before Competition Groups | 0.13615 | 0 | 0 | 729.4374 | 0.00018666 | 40 | Industrial_2032_Technical_MW_Before Competition Groups_40 | Heat Lamps/Heat Pad | 0.01867% | 0 | 0.13615 | Industrial_2032_Technical_MW_Before Competition Groups_Heat Lamps/Heat Pad
Industrial | Ind ¦ Efficient Refrigeration Compressor | 2032 | Technical | MW | Before Competition Groups | 0.12463 | 0 | 0 | 729.4374 | 0.00017086 | 41 | Industrial_2032_Technical_MW_Before Competition Groups_41 | Efficient Refrigeration Compressor | 0.01709% | 0 | 0.12463 | Industrial_2032_Technical_MW_Before Competition Groups_Efficient Refrigeration Compressor
Industrial | Ind ¦ Creep Heat Controller | 2032 | Technical | MW | Before Competition Groups | 0.10477 | 0 | 0 | 729.4374 | 0.00014364 | 42 | Industrial_2032_Technical_MW_Before Competition Groups_42 | Creep Heat Controller | 0.01436% | 0 | 0.10477 | Industrial_2032_Technical_MW_Before Competition Groups_Creep Heat Controller
Industrial | Ind ¦ Pump System Optimization | 2033 | Economic | MW | Before Competition Groups | 92.7398 | 0 | 0 | 623.0547 | 0.14885 | 1 | Industrial_2033_Economic_MW_Before Competition Groups_1 | Pump System Optimization | 14.88% | 0 | 92.7398 | Industrial_2033_Economic_MW_Before Competition Groups_Pump System Optimization
Industrial | Ind ¦ Air Leak Survey and Repair | 2033 | Economic | MW | Before Competition Groups | 74.0543 | 0 | 0 | 623.0547 | 0.11886 | 2 | Industrial_2033_Economic_MW_Before Competition Groups_2 | Air Leak Survey and Repair | 11.89% | 0 | 74.0543 | Industrial_2033_Economic_MW_Before Competition Groups_Air Leak Survey and Repair
Industrial | Ind ¦ Air Compressor Optimization | 2033 | Economic | MW | Before Competition Groups | 57.0958 | 0 | 0 | 623.0547 | 0.091639 | 3 | Industrial_2033_Economic_MW_Before Competition Groups_3 | Air Compressor Optimization | 9.164% | 0 | 57.0958 | Industrial_2033_Economic_MW_Before Competition Groups_Air Compressor Optimization
Industrial | Ind ¦ Efficient Compressed Air Nozzles | 2033 | Economic | MW | Before Competition Groups | 55.6987 | 0 | 0 | 623.0547 | 0.089396 | 4 | Industrial_2033_Economic_MW_Before Competition Groups_4 | Efficient Compressed Air Nozzles | 8.94% | 0 | 55.6987 | Industrial_2033_Economic_MW_Before Competition Groups_Efficient Compressed Air Nozzles
Industrial | Ind ¦ Recommissioning | 2033 | Economic | MW | Before Competition Groups | 51.9511 | 0 | 0 | 623.0547 | 0.083381 | 5 | Industrial_2033_Economic_MW_Before Competition Groups_5 | Recommissioning | 8.338% | 0 | 51.9511 | Industrial_2033_Economic_MW_Before Competition Groups_Recommissioning
Industrial | Ind ¦ SEM | 2033 | Economic | MW | Before Competition Groups | 51.9511 | 0 | 0 | 623.0547 | 0.083381 | 6 | Industrial_2033_Economic_MW_Before Competition Groups_6 | SEM | 8.338% | 0 | 51.9511 | Industrial_2033_Economic_MW_Before Competition Groups_SEM
Industrial | Ind ¦ Pump Equipment Upgrade | 2033 | Economic | MW | Before Competition Groups | 42.7708 | 0 | 0 | 623.0547 | 0.068647 | 7 | Industrial_2033_Economic_MW_Before Competition Groups_7 | Pump Equipment Upgrade | 6.865% | 0 | 42.7708 | Industrial_2033_Economic_MW_Before Competition Groups_Pump Equipment Upgrade
Industrial | Ind ¦ HE Lighting | 2033 | Economic | MW | Before Competition Groups | 41.3823 | 0 | 0 | 623.0547 | 0.066418 | 8 | Industrial_2033_Economic_MW_Before Competition Groups_8 | HE Lighting | 6.642% | 0 | 41.3823 | Industrial_2033_Economic_MW_Before Competition Groups_HE Lighting
Industrial | Ind ¦ High Efficiency HVAC Fans | 2033 | Economic | MW | Before Competition Groups | 27.0059 | 0 | 0 | 623.0547 | 0.043344 | 9 | Industrial_2033_Economic_MW_Before Competition Groups_9 | High Efficiency HVAC Fans | 4.334% | 0 | 27.0059 | Industrial_2033_Economic_MW_Before Competition Groups_High Efficiency HVAC Fans
Industrial | Ind ¦ Greenhouse Grow Lights | 2033 | Economic | MW | Before Competition Groups | 21.8675 | 0 | 0 | 623.0547 | 0.035097 | 10 | Industrial_2033_Economic_MW_Before Competition Groups_10 | Greenhouse Grow Lights | 3.51% | 0 | 21.8675 | Industrial_2033_Economic_MW_Before Competition Groups_Greenhouse Grow Lights
Industrial | Ind ¦ Process Optimization (Elec) | 2033 | Economic | MW | Before Competition Groups | 21.0301 | 0 | 0 | 623.0547 | 0.033753 | 11 | Industrial_2033_Economic_MW_Before Competition Groups_11 | Process Optimization (Elec) | 3.375% | 0 | 21.0301 | Industrial_2033_Economic_MW_Before Competition Groups_Process Optimization (Elec)
Industrial | Ind ¦ Fan System Optimization | 2033 | Economic | MW | Before Competition Groups | 19.5301 | 0 | 0 | 623.0547 | 0.031346 | 12 | Industrial_2033_Economic_MW_Before Competition Groups_12 | Fan System Optimization | 3.135% | 0 | 19.5301 | Industrial_2033_Economic_MW_Before Competition Groups_Fan System Optimization
Industrial | Ind ¦ Improved Controls - Process Cooling | 2033 | Economic | MW | Before Competition Groups | 13.4816 | 0 | 0 | 623.0547 | 0.021638 | 13 | Industrial_2033_Economic_MW_Before Competition Groups_13 | Improved Controls - Process Cooling | 2.164% | 0 | 13.4816 | Industrial_2033_Economic_MW_Before Competition Groups_Improved Controls - Process Cooling
Industrial | Ind ¦ Material Handling Improvements | 2033 | Economic | MW | Before Competition Groups | 8.1719 | 0 | 0 | 623.0547 | 0.013116 | 14 | Industrial_2033_Economic_MW_Before Competition Groups_14 | Material Handling Improvements | 1.312% | 0 | 8.1719 | Industrial_2033_Economic_MW_Before Competition Groups_Material Handling Improvements
Industrial | Ind ¦ Pulp and Paper Process Improvements | 2033 | Economic | MW | Before Competition Groups | 7.9525 | 0 | 0 | 623.0547 | 0.012764 | 15 | Industrial_2033_Economic_MW_Before Competition Groups_15 | Pulp and Paper Process Improvements | 1.276% | 0 | 7.9525 | Industrial_2033_Economic_MW_Before Competition Groups_Pulp and Paper Process Improvements
Industrial | Ind ¦ Refiner Plate Improvements | 2033 | Economic | MW | Before Competition Groups | 6.758 | 0 | 0 | 623.0547 | 0.010847 | 16 | Industrial_2033_Economic_MW_Before Competition Groups_16 | Refiner Plate Improvements | 1.085% | 0 | 6.758 | Industrial_2033_Economic_MW_Before Competition Groups_Refiner Plate Improvements
Industrial | Ind ¦ Ventilation Optimization | 2033 | Economic | MW | Before Competition Groups | 4.4651 | 0 | 0 | 623.0547 | 0.0071665 | 17 | Industrial_2033_Economic_MW_Before Competition Groups_17 | Ventilation Optimization | 0.7167% | 0 | 4.4651 | Industrial_2033_Economic_MW_Before Competition Groups_Ventilation Optimization
Industrial | Ind ¦ Cooling Tower Optimization | 2033 | Economic | MW | Before Competition Groups | 4.1158 | 0 | 0 | 623.0547 | 0.0066059 | 18 | Industrial_2033_Economic_MW_Before Competition Groups_18 | Cooling Tower Optimization | 0.6606% | 0 | 4.1158 | Industrial_2033_Economic_MW_Before Competition Groups_Cooling Tower Optimization
Industrial | Ind ¦ Free Cooling | 2033 | Economic | MW | Before Competition Groups | 3.493 | 0 | 0 | 623.0547 | 0.0056063 | 19 | Industrial_2033_Economic_MW_Before Competition Groups_19 | Free Cooling | 0.5606% | 0 | 3.493 | Industrial_2033_Economic_MW_Before Competition Groups_Free Cooling
Industrial | Ind ¦ VAV Conversion Project | 2033 | Economic | MW | Before Competition Groups | 2.8278 | 0 | 0 | 623.0547 | 0.0045386 | 20 | Industrial_2033_Economic_MW_Before Competition Groups_20 | VAV Conversion Project | 0.4539% | 0 | 2.8278 | Industrial_2033_Economic_MW_Before Competition Groups_VAV Conversion Project
Industrial | Ind ¦ High Efficiency Battery Charger | 2033 | Economic | MW | Before Competition Groups | 2.8062 | 0 | 0 | 623.0547 | 0.004504 | 21 | Industrial_2033_Economic_MW_Before Competition Groups_21 | High Efficiency Battery Charger | 0.4504% | 0 | 2.8062 | Industrial_2033_Economic_MW_Before Competition Groups_High Efficiency Battery Charger
Industrial | Ind ¦ Process Heat Recovery | 2033 | Economic | MW | Before Competition Groups | 2.7185 | 0 | 0 | 623.0547 | 0.0043632 | 22 | Industrial_2033_Economic_MW_Before Competition Groups_22 | Process Heat Recovery | 0.4363% | 0 | 2.7185 | Industrial_2033_Economic_MW_Before Competition Groups_Process Heat Recovery
Industrial | Ind ¦ Efficient Irrigation | 2033 | Economic | MW | Before Competition Groups | 2.2837 | 0 | 0 | 623.0547 | 0.0036653 | 23 | Industrial_2033_Economic_MW_Before Competition Groups_23 | Efficient Irrigation | 0.3665% | 0 | 2.2837 | Industrial_2033_Economic_MW_Before Competition Groups_Efficient Irrigation
Industrial | Ind ¦ Process Improvements | 2033 | Economic | MW | Before Competition Groups | 2.1477 | 0 | 0 | 623.0547 | 0.003447 | 24 | Industrial_2033_Economic_MW_Before Competition Groups_24 | Process Improvements | 0.3447% | 0 | 2.1477 | Industrial_2033_Economic_MW_Before Competition Groups_Process Improvements
Industrial | Ind ¦ Refrigeration Compressor VFD | 2033 | Economic | MW | Before Competition Groups | 1.5227 | 0 | 0 | 623.0547 | 0.0024439 | 25 | Industrial_2033_Economic_MW_Before Competition Groups_25 | Refrigeration Compressor VFD | 0.2444% | 0 | 1.5227 | Industrial_2033_Economic_MW_Before Competition Groups_Refrigeration Compressor VFD
Industrial | Ind ¦ Improved Controls - Process Heating | 2033 | Economic | MW | Before Competition Groups | 1.305 | 0 | 0 | 623.0547 | 0.0020946 | 26 | Industrial_2033_Economic_MW_Before Competition Groups_26 | Improved Controls - Process Heating | 0.2095% | 0 | 1.305 | Industrial_2033_Economic_MW_Before Competition Groups_Improved Controls - Process Heating
Industrial | Ind ¦ Engine Block Heater Timer | 2033 | Economic | MW | Before Competition Groups | 0.82259 | 0 | 0 | 623.0547 | 0.0013203 | 27 | Industrial_2033_Economic_MW_Before Competition Groups_27 | Engine Block Heater Timer | 0.132% | 0 | 0.82259 | Industrial_2033_Economic_MW_Before Competition Groups_Engine Block Heater Timer
Industrial | Ind ¦ Dairy Pre-Cooler | 2033 | Economic | MW | Before Competition Groups | 0.62071 | 0 | 0 | 623.0547 | 0.00099624 | 28 | Industrial_2033_Economic_MW_Before Competition Groups_28 | Dairy Pre-Cooler | 0.09962% | 0 | 0.62071 | Industrial_2033_Economic_MW_Before Competition Groups_Dairy Pre-Cooler
Industrial | Ind ¦ Air Compressor Heat Recovery | 2033 | Economic | MW | Before Competition Groups | 0.34765 | 0 | 0 | 623.0547 | 0.00055798 | 29 | Industrial_2033_Economic_MW_Before Competition Groups_29 | Air Compressor Heat Recovery | 0.0558% | 0 | 0.34765 | Industrial_2033_Economic_MW_Before Competition Groups_Air Compressor Heat Recovery
Industrial | Ind ¦ Efficient Refrigeration Compressor | 2033 | Economic | MW | Before Competition Groups | 0.12634 | 0 | 0 | 623.0547 | 0.00020278 | 30 | Industrial_2033_Economic_MW_Before Competition Groups_30 | Efficient Refrigeration Compressor | 0.02028% | 0 | 0.12634 | Industrial_2033_Economic_MW_Before Competition Groups_Efficient Refrigeration Compressor
Industrial | Ind ¦ Heat Lamps/Heat Pad | 2033 | Economic | MW | Before Competition Groups | 0.010338 | 0 | 0 | 623.0547 | 1.6593e-05 | 31 | Industrial_2033_Economic_MW_Before Competition Groups_31 | Heat Lamps/Heat Pad | 0.001659% | 0 | 0.010338 | Industrial_2033_Economic_MW_Before Competition Groups_Heat Lamps/Heat Pad
Industrial | Ind ¦ Air Compressor Optimization | 2033 | SC A | MW | Before Competition Groups | 45.7309 | 0 | 0 | 281.8557 | 0.16225 | 1 | Industrial_2033_SC A_MW_Before Competition Groups_1 | Air Compressor Optimization | 16.22% | 0 | 45.7309 | Industrial_2033_SC A_MW_Before Competition Groups_Air Compressor Optimization
Industrial | Ind ¦ Pump System Optimization | 2033 | SC A | MW | Before Competition Groups | 42.3193 | 0 | 0 | 281.8557 | 0.15015 | 2 | Industrial_2033_SC A_MW_Before Competition Groups_2 | Pump System Optimization | 15.01% | 0 | 42.3193 | Industrial_2033_SC A_MW_Before Competition Groups_Pump System Optimization
Industrial | Ind ¦ Air Leak Survey and Repair | 2033 | SC A | MW | Before Competition Groups | 36.1119 | 0 | 0 | 281.8557 | 0.12812 | 3 | Industrial_2033_SC A_MW_Before Competition Groups_3 | Air Leak Survey and Repair | 12.81% | 0 | 36.1119 | Industrial_2033_SC A_MW_Before Competition Groups_Air Leak Survey and Repair
Industrial | Ind ¦ Recommissioning | 2033 | SC A | MW | Before Competition Groups | 25.5724 | 0 | 0 | 281.8557 | 0.090729 | 4 | Industrial_2033_SC A_MW_Before Competition Groups_4 | Recommissioning | 9.073% | 0 | 25.5724 | Industrial_2033_SC A_MW_Before Competition Groups_Recommissioning
Industrial | Ind ¦ SEM | 2033 | SC A | MW | Before Competition Groups | 25.5724 | 0 | 0 | 281.8557 | 0.090729 | 5 | Industrial_2033_SC A_MW_Before Competition Groups_5 | SEM | 9.073% | 0 | 25.5724 | Industrial_2033_SC A_MW_Before Competition Groups_SEM
Industrial | Ind ¦ Efficient Compressed Air Nozzles | 2033 | SC A | MW | Before Competition Groups | 20.9289 | 0 | 0 | 281.8557 | 0.074254 | 6 | Industrial_2033_SC A_MW_Before Competition Groups_6 | Efficient Compressed Air Nozzles | 7.425% | 0 | 20.9289 | Industrial_2033_SC A_MW_Before Competition Groups_Efficient Compressed Air Nozzles
Industrial | Ind ¦ Pump Equipment Upgrade | 2033 | SC A | MW | Before Competition Groups | 18.4332 | 0 | 0 | 281.8557 | 0.0654 | 7 | Industrial_2033_SC A_MW_Before Competition Groups_7 | Pump Equipment Upgrade | 6.54% | 0 | 18.4332 | Industrial_2033_SC A_MW_Before Competition Groups_Pump Equipment Upgrade
Industrial | Ind ¦ Fan System Optimization | 2033 | SC A | MW | Before Competition Groups | 15.6911 | 0 | 0 | 281.8557 | 0.055671 | 8 | Industrial_2033_SC A_MW_Before Competition Groups_8 | Fan System Optimization | 5.567% | 0 | 15.6911 | Industrial_2033_SC A_MW_Before Competition Groups_Fan System Optimization
Industrial | Ind ¦ High Efficiency HVAC Fans | 2033 | SC A | MW | Before Competition Groups | 14.294 | 0 | 0 | 281.8557 | 0.050714 | 9 | Industrial_2033_SC A_MW_Before Competition Groups_9 | High Efficiency HVAC Fans | 5.071% | 0 | 14.294 | Industrial_2033_SC A_MW_Before Competition Groups_High Efficiency HVAC Fans
Industrial | Ind ¦ Improved Controls - Process Cooling | 2033 | SC A | MW | Before Competition Groups | 6.9119 | 0 | 0 | 281.8557 | 0.024523 | 10 | Industrial_2033_SC A_MW_Before Competition Groups_10 | Improved Controls - Process Cooling | 2.452% | 0 | 6.9119 | Industrial_2033_SC A_MW_Before Competition Groups_Improved Controls - Process Cooling
Industrial | Ind ¦ Greenhouse Grow Lights | 2033 | SC A | MW | Before Competition Groups | 6.6852 | 0 | 0 | 281.8557 | 0.023718 | 11 | Industrial_2033_SC A_MW_Before Competition Groups_11 | Greenhouse Grow Lights | 2.372% | 0 | 6.6852 | Industrial_2033_SC A_MW_Before Competition Groups_Greenhouse Grow Lights
Industrial | Ind ¦ Process Optimization (Elec) | 2033 | SC A | MW | Before Competition Groups | 4.6947 | 0 | 0 | 281.8557 | 0.016656 | 12 | Industrial_2033_SC A_MW_Before Competition Groups_12 | Process Optimization (Elec) | 1.666% | 0 | 4.6947 | Industrial_2033_SC A_MW_Before Competition Groups_Process Optimization (Elec)
Industrial | Ind ¦ Material Handling Improvements | 2033 | SC A | MW | Before Competition Groups | 4.5461 | 0 | 0 | 281.8557 | 0.016129 | 13 | Industrial_2033_SC A_MW_Before Competition Groups_13 | Material Handling Improvements | 1.613% | 0 | 4.5461 | Industrial_2033_SC A_MW_Before Competition Groups_Material Handling Improvements
Industrial | Ind ¦ Refiner Plate Improvements | 2033 | SC A | MW | Before Competition Groups | 2.3817 | 0 | 0 | 281.8557 | 0.0084502 | 14 | Industrial_2033_SC A_MW_Before Competition Groups_14 | Refiner Plate Improvements | 0.845% | 0 | 2.3817 | Industrial_2033_SC A_MW_Before Competition Groups_Refiner Plate Improvements
Industrial | Ind ¦ HE Lighting | 2033 | SC A | MW | Before Competition Groups | 1.8553 | 0 | 0 | 281.8557 | 0.0065825 | 15 | Industrial_2033_SC A_MW_Before Competition Groups_15 | HE Lighting | 0.6582% | 0 | 1.8553 | Industrial_2033_SC A_MW_Before Competition Groups_HE Lighting
Industrial | Ind ¦ VAV Conversion Project | 2033 | SC A | MW | Before Competition Groups | 1.5497 | 0 | 0 | 281.8557 | 0.0054982 | 16 | Industrial_2033_SC A_MW_Before Competition Groups_16 | VAV Conversion Project | 0.5498% | 0 | 1.5497 | Industrial_2033_SC A_MW_Before Competition Groups_VAV Conversion Project
Industrial | Ind ¦ Ventilation Optimization | 2033 | SC A | MW | Before Competition Groups | 1.3456 | 0 | 0 | 281.8557 | 0.004774 | 17 | Industrial_2033_SC A_MW_Before Competition Groups_17 | Ventilation Optimization | 0.4774% | 0 | 1.3456 | Industrial_2033_SC A_MW_Before Competition Groups_Ventilation Optimization
Industrial | Ind ¦ Pulp and Paper Process Improvements | 2033 | SC A | MW | Before Competition Groups | 1.319 | 0 | 0 | 281.8557 | 0.0046798 | 18 | Industrial_2033_SC A_MW_Before Competition Groups_18 | Pulp and Paper Process Improvements | 0.468% | 0 | 1.319 | Industrial_2033_SC A_MW_Before Competition Groups_Pulp and Paper Process Improvements
Industrial | Ind ¦ Process Heat Recovery | 2033 | SC A | MW | Before Competition Groups | 1.3019 | 0 | 0 | 281.8557 | 0.0046189 | 19 | Industrial_2033_SC A_MW_Before Competition Groups_19 | Process Heat Recovery | 0.4619% | 0 | 1.3019 | Industrial_2033_SC A_MW_Before Competition Groups_Process Heat Recovery
Industrial | Ind ¦ Process Improvements | 2033 | SC A | MW | Before Competition Groups | 0.97642 | 0 | 0 | 281.8557 | 0.0034643 | 20 | Industrial_2033_SC A_MW_Before Competition Groups_20 | Process Improvements | 0.3464% | 0 | 0.97642 | Industrial_2033_SC A_MW_Before Competition Groups_Process Improvements
Industrial | Ind ¦ High Efficiency Battery Charger | 2033 | SC A | MW | Before Competition Groups | 0.85328 | 0 | 0 | 281.8557 | 0.0030274 | 21 | Industrial_2033_SC A_MW_Before Competition Groups_21 | High Efficiency Battery Charger | 0.3027% | 0 | 0.85328 | Industrial_2033_SC A_MW_Before Competition Groups_High Efficiency Battery Charger
Industrial | Ind ¦ Improved Controls - Process Heating | 2033 | SC A | MW | Before Competition Groups | 0.65097 | 0 | 0 | 281.8557 | 0.0023096 | 22 | Industrial_2033_SC A_MW_Before Competition Groups_22 | Improved Controls - Process Heating | 0.231% | 0 | 0.65097 | Industrial_2033_SC A_MW_Before Competition Groups_Improved Controls - Process Heating
Industrial | Ind ¦ Refrigeration Compressor VFD | 2033 | SC A | MW | Before Competition Groups | 0.52515 | 0 | 0 | 281.8557 | 0.0018632 | 23 | Industrial_2033_SC A_MW_Before Competition Groups_23 | Refrigeration Compressor VFD | 0.1863% | 0 | 0.52515 | Industrial_2033_SC A_MW_Before Competition Groups_Refrigeration Compressor VFD
Industrial | Ind ¦ Cooling Tower Optimization | 2033 | SC A | MW | Before Competition Groups | 0.47021 | 0 | 0 | 281.8557 | 0.0016683 | 24 | Industrial_2033_SC A_MW_Before Competition Groups_24 | Cooling Tower Optimization | 0.1668% | 0 | 0.47021 | Industrial_2033_SC A_MW_Before Competition Groups_Cooling Tower Optimization
Industrial | Ind ¦ Engine Block Heater Timer | 2033 | SC A | MW | Before Competition Groups | 0.38392 | 0 | 0 | 281.8557 | 0.0013621 | 25 | Industrial_2033_SC A_MW_Before Competition Groups_25 | Engine Block Heater Timer | 0.1362% | 0 | 0.38392 | Industrial_2033_SC A_MW_Before Competition Groups_Engine Block Heater Timer
Industrial | Ind ¦ Efficient Irrigation | 2033 | SC A | MW | Before Competition Groups | 0.27401 | 0 | 0 | 281.8557 | 0.00097215 | 26 | Industrial_2033_SC A_MW_Before Competition Groups_26 | Efficient Irrigation | 0.09722% | 0 | 0.27401 | Industrial_2033_SC A_MW_Before Competition Groups_Efficient Irrigation
Industrial | Ind ¦ Air Compressor Heat Recovery | 2033 | SC A | MW | Before Competition Groups | 0.17465 | 0 | 0 | 281.8557 | 0.00061965 | 27 | Industrial_2033_SC A_MW_Before Competition Groups_27 | Air Compressor Heat Recovery | 0.06196% | 0 | 0.17465 | Industrial_2033_SC A_MW_Before Competition Groups_Air Compressor Heat Recovery
Industrial | Ind ¦ Dairy Pre-Cooler | 2033 | SC A | MW | Before Competition Groups | 0.16801 | 0 | 0 | 281.8557 | 0.00059609 | 28 | Industrial_2033_SC A_MW_Before Competition Groups_28 | Dairy Pre-Cooler | 0.05961% | 0 | 0.16801 | Industrial_2033_SC A_MW_Before Competition Groups_Dairy Pre-Cooler
Industrial | Ind ¦ Efficient Refrigeration Compressor | 2033 | SC A | MW | Before Competition Groups | 0.086639 | 0 | 0 | 281.8557 | 0.00030739 | 29 | Industrial_2033_SC A_MW_Before Competition Groups_29 | Efficient Refrigeration Compressor | 0.03074% | 0 | 0.086639 | Industrial_2033_SC A_MW_Before Competition Groups_Efficient Refrigeration Compressor
Industrial | Ind ¦ Heat Lamps/Heat Pad | 2033 | SC A | MW | Before Competition Groups | 0.036858 | 0 | 0 | 281.8557 | 0.00013077 | 30 | Industrial_2033_SC A_MW_Before Competition Groups_30 | Heat Lamps/Heat Pad | 0.01308% | 0 | 0.036858 | Industrial_2033_SC A_MW_Before Competition Groups_Heat Lamps/Heat Pad
Industrial | Ind ¦ Free Cooling | 2033 | SC A | MW | Before Competition Groups | 0.010323 | 0 | 0 | 281.8557 | 3.6626e-05 | 31 | Industrial_2033_SC A_MW_Before Competition Groups_31 | Free Cooling | 0.003663% | 0 | 0.010323 | Industrial_2033_SC A_MW_Before Competition Groups_Free Cooling
Industrial | Ind ¦ Air Leak Survey and Repair | 2033 | SC B | MW | Before Competition Groups | 65.8936 | 0 | 0 | 466.5686 | 0.14123 | 1 | Industrial_2033_SC B_MW_Before Competition Groups_1 | Air Leak Survey and Repair | 14.12% | 0 | 65.8936 | Industrial_2033_SC B_MW_Before Competition Groups_Air Leak Survey and Repair
Industrial | Ind ¦ Pump System Optimization | 2033 | SC B | MW | Before Competition Groups | 62.6526 | 0 | 0 | 466.5686 | 0.13428 | 2 | Industrial_2033_SC B_MW_Before Competition Groups_2 | Pump System Optimization | 13.43% | 0 | 62.6526 | Industrial_2033_SC B_MW_Before Competition Groups_Pump System Optimization
Industrial | Ind ¦ Recommissioning | 2033 | SC B | MW | Before Competition Groups | 46.6431 | 0 | 0 | 466.5686 | 0.09997 | 3 | Industrial_2033_SC B_MW_Before Competition Groups_3 | Recommissioning | 9.997% | 0 | 46.6431 | Industrial_2033_SC B_MW_Before Competition Groups_Recommissioning
Industrial | Ind ¦ SEM | 2033 | SC B | MW | Before Competition Groups | 46.6431 | 0 | 0 | 466.5686 | 0.09997 | 4 | Industrial_2033_SC B_MW_Before Competition Groups_4 | SEM | 9.997% | 0 | 46.6431 | Industrial_2033_SC B_MW_Before Competition Groups_SEM
Industrial | Ind ¦ Air Compressor Optimization | 2033 | SC B | MW | Before Competition Groups | 45.7309 | 0 | 0 | 466.5686 | 0.098015 | 5 | Industrial_2033_SC B_MW_Before Competition Groups_5 | Air Compressor Optimization | 9.802% | 0 | 45.7309 | Industrial_2033_SC B_MW_Before Competition Groups_Air Compressor Optimization
Industrial | Ind ¦ Efficient Compressed Air Nozzles | 2033 | SC B | MW | Before Competition Groups | 38.814 | 0 | 0 | 466.5686 | 0.08319 | 6 | Industrial_2033_SC B_MW_Before Competition Groups_6 | Efficient Compressed Air Nozzles | 8.319% | 0 | 38.814 | Industrial_2033_SC B_MW_Before Competition Groups_Efficient Compressed Air Nozzles
Industrial | Ind ¦ Pump Equipment Upgrade | 2033 | SC B | MW | Before Competition Groups | 28.3701 | 0 | 0 | 466.5686 | 0.060806 | 7 | Industrial_2033_SC B_MW_Before Competition Groups_7 | Pump Equipment Upgrade | 6.081% | 0 | 28.3701 | Industrial_2033_SC B_MW_Before Competition Groups_Pump Equipment Upgrade
Industrial | Ind ¦ High Efficiency HVAC Fans | 2033 | SC B | MW | Before Competition Groups | 21.6296 | 0 | 0 | 466.5686 | 0.046359 | 8 | Industrial_2033_SC B_MW_Before Competition Groups_8 | High Efficiency HVAC Fans | 4.636% | 0 | 21.6296 | Industrial_2033_SC B_MW_Before Competition Groups_High Efficiency HVAC Fans
Industrial | Ind ¦ HE Lighting | 2033 | SC B | MW | Before Competition Groups | 18.4258 | 0 | 0 | 466.5686 | 0.039492 | 9 | Industrial_2033_SC B_MW_Before Competition Groups_9 | HE Lighting | 3.949% | 0 | 18.4258 | Industrial_2033_SC B_MW_Before Competition Groups_HE Lighting
Industrial | Ind ¦ Fan System Optimization | 2033 | SC B | MW | Before Competition Groups | 16.387 | 0 | 0 | 466.5686 | 0.035122 | 10 | Industrial_2033_SC B_MW_Before Competition Groups_10 | Fan System Optimization | 3.512% | 0 | 16.387 | Industrial_2033_SC B_MW_Before Competition Groups_Fan System Optimization
Industrial | Ind ¦ Greenhouse Grow Lights | 2033 | SC B | MW | Before Competition Groups | 16.0338 | 0 | 0 | 466.5686 | 0.034365 | 11 | Industrial_2033_SC B_MW_Before Competition Groups_11 | Greenhouse Grow Lights | 3.437% | 0 | 16.0338 | Industrial_2033_SC B_MW_Before Competition Groups_Greenhouse Grow Lights
Industrial | Ind ¦ Improved Controls - Process Cooling | 2033 | SC B | MW | Before Competition Groups | 12.619 | 0 | 0 | 466.5686 | 0.027046 | 12 | Industrial_2033_SC B_MW_Before Competition Groups_12 | Improved Controls - Process Cooling | 2.705% | 0 | 12.619 | Industrial_2033_SC B_MW_Before Competition Groups_Improved Controls - Process Cooling
Industrial | Ind ¦ Pulp and Paper Process Improvements | 2033 | SC B | MW | Before Competition Groups | 6.73 | 0 | 0 | 466.5686 | 0.014425 | 13 | Industrial_2033_SC B_MW_Before Competition Groups_13 | Pulp and Paper Process Improvements | 1.442% | 0 | 6.73 | Industrial_2033_SC B_MW_Before Competition Groups_Pulp and Paper Process Improvements
Industrial | Ind ¦ Material Handling Improvements | 2033 | SC B | MW | Before Competition Groups | 6.3838 | 0 | 0 | 466.5686 | 0.013683 | 14 | Industrial_2033_SC B_MW_Before Competition Groups_14 | Material Handling Improvements | 1.368% | 0 | 6.3838 | Industrial_2033_SC B_MW_Before Competition Groups_Material Handling Improvements
Industrial | Ind ¦ Process Optimization (Elec) | 2033 | SC B | MW | Before Competition Groups | 4.6947 | 0 | 0 | 466.5686 | 0.010062 | 15 | Industrial_2033_SC B_MW_Before Competition Groups_15 | Process Optimization (Elec) | 1.006% | 0 | 4.6947 | Industrial_2033_SC B_MW_Before Competition Groups_Process Optimization (Elec)
Industrial | Ind ¦ Refiner Plate Improvements | 2033 | SC B | MW | Before Competition Groups | 4.5476 | 0 | 0 | 466.5686 | 0.0097469 | 16 | Industrial_2033_SC B_MW_Before Competition Groups_16 | Refiner Plate Improvements | 0.9747% | 0 | 4.5476 | Industrial_2033_SC B_MW_Before Competition Groups_Refiner Plate Improvements
Industrial | Ind ¦ Cooling Tower Optimization | 2033 | SC B | MW | Before Competition Groups | 3.7256 | 0 | 0 | 466.5686 | 0.0079851 | 17 | Industrial_2033_SC B_MW_Before Competition Groups_17 | Cooling Tower Optimization | 0.7985% | 0 | 3.7256 | Industrial_2033_SC B_MW_Before Competition Groups_Cooling Tower Optimization
Industrial | Ind ¦ Free Cooling | 2033 | SC B | MW | Before Competition Groups | 3.3285 | 0 | 0 | 466.5686 | 0.007134 | 18 | Industrial_2033_SC B_MW_Before Competition Groups_18 | Free Cooling | 0.7134% | 0 | 3.3285 | Industrial_2033_SC B_MW_Before Competition Groups_Free Cooling
Industrial | Ind ¦ Ventilation Optimization | 2033 | SC B | MW | Before Competition Groups | 3.0859 | 0 | 0 | 466.5686 | 0.0066141 | 19 | Industrial_2033_SC B_MW_Before Competition Groups_19 | Ventilation Optimization | 0.6614% | 0 | 3.0859 | Industrial_2033_SC B_MW_Before Competition Groups_Ventilation Optimization
Industrial | Ind ¦ VAV Conversion Project | 2033 | SC B | MW | Before Competition Groups | 2.904 | 0 | 0 | 466.5686 | 0.0062241 | 20 | Industrial_2033_SC B_MW_Before Competition Groups_20 | VAV Conversion Project | 0.6224% | 0 | 2.904 | Industrial_2033_SC B_MW_Before Competition Groups_VAV Conversion Project
Industrial | Ind ¦ Process Heat Recovery | 2033 | SC B | MW | Before Competition Groups | 2.4187 | 0 | 0 | 466.5686 | 0.0051841 | 21 | Industrial_2033_SC B_MW_Before Competition Groups_21 | Process Heat Recovery | 0.5184% | 0 | 2.4187 | Industrial_2033_SC B_MW_Before Competition Groups_Process Heat Recovery
Industrial | Ind ¦ High Efficiency Battery Charger | 2033 | SC B | MW | Before Competition Groups | 2.0949 | 0 | 0 | 466.5686 | 0.00449 | 22 | Industrial_2033_SC B_MW_Before Competition Groups_22 | High Efficiency Battery Charger | 0.449% | 0 | 2.0949 | Industrial_2033_SC B_MW_Before Competition Groups_High Efficiency Battery Charger
Industrial | Ind ¦ Process Improvements | 2033 | SC B | MW | Before Competition Groups | 1.8664 | 0 | 0 | 466.5686 | 0.0040003 | 23 | Industrial_2033_SC B_MW_Before Competition Groups_23 | Process Improvements | 0.4% | 0 | 1.8664 | Industrial_2033_SC B_MW_Before Competition Groups_Process Improvements
Industrial | Ind ¦ Refrigeration Compressor VFD | 2033 | SC B | MW | Before Competition Groups | 1.2266 | 0 | 0 | 466.5686 | 0.0026289 | 24 | Industrial_2033_SC B_MW_Before Competition Groups_24 | Refrigeration Compressor VFD | 0.2629% | 0 | 1.2266 | Industrial_2033_SC B_MW_Before Competition Groups_Refrigeration Compressor VFD
Industrial | Ind ¦ Improved Controls - Process Heating | 2033 | SC B | MW | Before Competition Groups | 1.1623 | 0 | 0 | 466.5686 | 0.0024912 | 25 | Industrial_2033_SC B_MW_Before Competition Groups_25 | Improved Controls - Process Heating | 0.2491% | 0 | 1.1623 | Industrial_2033_SC B_MW_Before Competition Groups_Improved Controls - Process Heating
Industrial | Ind ¦ Efficient Irrigation | 2033 | SC B | MW | Before Competition Groups | 1.1228 | 0 | 0 | 466.5686 | 0.0024065 | 26 | Industrial_2033_SC B_MW_Before Competition Groups_26 | Efficient Irrigation | 0.2406% | 0 | 1.1228 | Industrial_2033_SC B_MW_Before Competition Groups_Efficient Irrigation
Industrial | Ind ¦ Engine Block Heater Timer | 2033 | SC B | MW | Before Competition Groups | 0.70797 | 0 | 0 | 466.5686 | 0.0015174 | 27 | Industrial_2033_SC B_MW_Before Competition Groups_27 | Engine Block Heater Timer | 0.1517% | 0 | 0.70797 | Industrial_2033_SC B_MW_Before Competition Groups_Engine Block Heater Timer
Industrial | Ind ¦ Air Compressor Heat Recovery | 2033 | SC B | MW | Before Competition Groups | 0.31764 | 0 | 0 | 466.5686 | 0.0006808 | 28 | Industrial_2033_SC B_MW_Before Competition Groups_28 | Air Compressor Heat Recovery | 0.06808% | 0 | 0.31764 | Industrial_2033_SC B_MW_Before Competition Groups_Air Compressor Heat Recovery
Industrial | Ind ¦ Dairy Pre-Cooler | 2033 | SC B | MW | Before Competition Groups | 0.2484 | 0 | 0 | 466.5686 | 0.00053241 | 29 | Industrial_2033_SC B_MW_Before Competition Groups_29 | Dairy Pre-Cooler | 0.05324% | 0 | 0.2484 | Industrial_2033_SC B_MW_Before Competition Groups_Dairy Pre-Cooler
Industrial | Ind ¦ Efficient Refrigeration Compressor | 2033 | SC B | MW | Before Competition Groups | 0.11122 | 0 | 0 | 466.5686 | 0.00023838 | 30 | Industrial_2033_SC B_MW_Before Competition Groups_30 | Efficient Refrigeration Compressor | 0.02384% | 0 | 0.11122 | Industrial_2033_SC B_MW_Before Competition Groups_Efficient Refrigeration Compressor
Industrial | Ind ¦ Heat Lamps/Heat Pad | 2033 | SC B | MW | Before Competition Groups | 0.048936 | 0 | 0 | 466.5686 | 0.00010489 | 31 | Industrial_2033_SC B_MW_Before Competition Groups_31 | Heat Lamps/Heat Pad | 0.01049% | 0 | 0.048936 | Industrial_2033_SC B_MW_Before Competition Groups_Heat Lamps/Heat Pad
Industrial | Ind ¦ Pump System Optimization | 2033 | SC C | MW | Before Competition Groups | 62.6526 | 0 | 0 | 334.8631 | 0.1871 | 1 | Industrial_2033_SC C_MW_Before Competition Groups_1 | Pump System Optimization | 18.71% | 0 | 62.6526 | Industrial_2033_SC C_MW_Before Competition Groups_Pump System Optimization
Industrial | Ind ¦ Air Compressor Optimization | 2033 | SC C | MW | Before Competition Groups | 45.7309 | 0 | 0 | 334.8631 | 0.13657 | 2 | Industrial_2033_SC C_MW_Before Competition Groups_2 | Air Compressor Optimization | 13.66% | 0 | 45.7309 | Industrial_2033_SC C_MW_Before Competition Groups_Air Compressor Optimization
Industrial | Ind ¦ Air Leak Survey and Repair | 2033 | SC C | MW | Before Competition Groups | 36.1119 | 0 | 0 | 334.8631 | 0.10784 | 3 | Industrial_2033_SC C_MW_Before Competition Groups_3 | Air Leak Survey and Repair | 10.78% | 0 | 36.1119 | Industrial_2033_SC C_MW_Before Competition Groups_Air Leak Survey and Repair
Industrial | Ind ¦ Pump Equipment Upgrade | 2033 | SC C | MW | Before Competition Groups | 28.3701 | 0 | 0 | 334.8631 | 0.084722 | 4 | Industrial_2033_SC C_MW_Before Competition Groups_4 | Pump Equipment Upgrade | 8.472% | 0 | 28.3701 | Industrial_2033_SC C_MW_Before Competition Groups_Pump Equipment Upgrade
Industrial | Ind ¦ Recommissioning | 2033 | SC C | MW | Before Competition Groups | 25.5724 | 0 | 0 | 334.8631 | 0.076367 | 5 | Industrial_2033_SC C_MW_Before Competition Groups_5 | Recommissioning | 7.637% | 0 | 25.5724 | Industrial_2033_SC C_MW_Before Competition Groups_Recommissioning
Industrial | Ind ¦ SEM | 2033 | SC C | MW | Before Competition Groups | 25.5724 | 0 | 0 | 334.8631 | 0.076367 | 6 | Industrial_2033_SC C_MW_Before Competition Groups_6 | SEM | 7.637% | 0 | 25.5724 | Industrial_2033_SC C_MW_Before Competition Groups_SEM
Industrial | Ind ¦ Efficient Compressed Air Nozzles | 2033 | SC C | MW | Before Competition Groups | 20.9289 | 0 | 0 | 334.8631 | 0.0625 | 7 | Industrial_2033_SC C_MW_Before Competition Groups_7 | Efficient Compressed Air Nozzles | 6.25% | 0 | 20.9289 | Industrial_2033_SC C_MW_Before Competition Groups_Efficient Compressed Air Nozzles
Industrial | Ind ¦ Fan System Optimization | 2033 | SC C | MW | Before Competition Groups | 16.387 | 0 | 0 | 334.8631 | 0.048936 | 8 | Industrial_2033_SC C_MW_Before Competition Groups_8 | Fan System Optimization | 4.894% | 0 | 16.387 | Industrial_2033_SC C_MW_Before Competition Groups_Fan System Optimization
Industrial | Ind ¦ High Efficiency HVAC Fans | 2033 | SC C | MW | Before Competition Groups | 14.294 | 0 | 0 | 334.8631 | 0.042686 | 9 | Industrial_2033_SC C_MW_Before Competition Groups_9 | High Efficiency HVAC Fans | 4.269% | 0 | 14.294 | Industrial_2033_SC C_MW_Before Competition Groups_High Efficiency HVAC Fans
Industrial | Ind ¦ Greenhouse Grow Lights | 2033 | SC C | MW | Before Competition Groups | 10.8847 | 0 | 0 | 334.8631 | 0.032505 | 10 | Industrial_2033_SC C_MW_Before Competition Groups_10 | Greenhouse Grow Lights | 3.251% | 0 | 10.8847 | Industrial_2033_SC C_MW_Before Competition Groups_Greenhouse Grow Lights
Industrial | Ind ¦ HE Lighting | 2033 | SC C | MW | Before Competition Groups | 9.3816 | 0 | 0 | 334.8631 | 0.028016 | 11 | Industrial_2033_SC C_MW_Before Competition Groups_11 | HE Lighting | 2.802% | 0 | 9.3816 | Industrial_2033_SC C_MW_Before Competition Groups_HE Lighting
Industrial | Ind ¦ Improved Controls - Process Cooling | 2033 | SC C | MW | Before Competition Groups | 6.9239 | 0 | 0 | 334.8631 | 0.020677 | 12 | Industrial_2033_SC C_MW_Before Competition Groups_12 | Improved Controls - Process Cooling | 2.068% | 0 | 6.9239 | Industrial_2033_SC C_MW_Before Competition Groups_Improved Controls - Process Cooling
Industrial | Ind ¦ Process Optimization (Elec) | 2033 | SC C | MW | Before Competition Groups | 4.6947 | 0 | 0 | 334.8631 | 0.01402 | 13 | Industrial_2033_SC C_MW_Before Competition Groups_13 | Process Optimization (Elec) | 1.402% | 0 | 4.6947 | Industrial_2033_SC C_MW_Before Competition Groups_Process Optimization (Elec)
Industrial | Ind ¦ Material Handling Improvements | 2033 | SC C | MW | Before Competition Groups | 4.5461 | 0 | 0 | 334.8631 | 0.013576 | 14 | Industrial_2033_SC C_MW_Before Competition Groups_14 | Material Handling Improvements | 1.358% | 0 | 4.5461 | Industrial_2033_SC C_MW_Before Competition Groups_Material Handling Improvements
Industrial | Ind ¦ Cooling Tower Optimization | 2033 | SC C | MW | Before Competition Groups | 3.7256 | 0 | 0 | 334.8631 | 0.011126 | 15 | Industrial_2033_SC C_MW_Before Competition Groups_15 | Cooling Tower Optimization | 1.113% | 0 | 3.7256 | Industrial_2033_SC C_MW_Before Competition Groups_Cooling Tower Optimization
Industrial | Ind ¦ Pulp and Paper Process Improvements | 2033 | SC C | MW | Before Competition Groups | 3.5611 | 0 | 0 | 334.8631 | 0.010634 | 16 | Industrial_2033_SC C_MW_Before Competition Groups_16 | Pulp and Paper Process Improvements | 1.063% | 0 | 3.5611 | Industrial_2033_SC C_MW_Before Competition Groups_Pulp and Paper Process Improvements
Industrial | Ind ¦ Ventilation Optimization | 2033 | SC C | MW | Before Competition Groups | 3.0859 | 0 | 0 | 334.8631 | 0.0092155 | 17 | Industrial_2033_SC C_MW_Before Competition Groups_17 | Ventilation Optimization | 0.9216% | 0 | 3.0859 | Industrial_2033_SC C_MW_Before Competition Groups_Ventilation Optimization
Industrial | Ind ¦ Refiner Plate Improvements | 2033 | SC C | MW | Before Competition Groups | 2.3817 | 0 | 0 | 334.8631 | 0.0071126 | 18 | Industrial_2033_SC C_MW_Before Competition Groups_18 | Refiner Plate Improvements | 0.7113% | 0 | 2.3817 | Industrial_2033_SC C_MW_Before Competition Groups_Refiner Plate Improvements
Industrial | Ind ¦ Free Cooling | 2033 | SC C | MW | Before Competition Groups | 1.9079 | 0 | 0 | 334.8631 | 0.0056976 | 19 | Industrial_2033_SC C_MW_Before Competition Groups_19 | Free Cooling | 0.5698% | 0 | 1.9079 | Industrial_2033_SC C_MW_Before Competition Groups_Free Cooling
Industrial | Ind ¦ VAV Conversion Project | 2033 | SC C | MW | Before Competition Groups | 1.5846 | 0 | 0 | 334.8631 | 0.0047322 | 20 | Industrial_2033_SC C_MW_Before Competition Groups_20 | VAV Conversion Project | 0.4732% | 0 | 1.5846 | Industrial_2033_SC C_MW_Before Competition Groups_VAV Conversion Project
Industrial | Ind ¦ High Efficiency Battery Charger | 2033 | SC C | MW | Before Competition Groups | 1.3386 | 0 | 0 | 334.8631 | 0.0039975 | 21 | Industrial_2033_SC C_MW_Before Competition Groups_21 | High Efficiency Battery Charger | 0.3997% | 0 | 1.3386 | Industrial_2033_SC C_MW_Before Competition Groups_High Efficiency Battery Charger
Industrial | Ind ¦ Process Heat Recovery | 2033 | SC C | MW | Before Competition Groups | 1.3019 | 0 | 0 | 334.8631 | 0.0038877 | 22 | Industrial_2033_SC C_MW_Before Competition Groups_22 | Process Heat Recovery | 0.3888% | 0 | 1.3019 | Industrial_2033_SC C_MW_Before Competition Groups_Process Heat Recovery
Industrial | Ind ¦ Process Improvements | 2033 | SC C | MW | Before Competition Groups | 1.0225 | 0 | 0 | 334.8631 | 0.0030536 | 23 | Industrial_2033_SC C_MW_Before Competition Groups_23 | Process Improvements | 0.3054% | 0 | 1.0225 | Industrial_2033_SC C_MW_Before Competition Groups_Process Improvements
Industrial | Ind ¦ Refrigeration Compressor VFD | 2033 | SC C | MW | Before Competition Groups | 0.85583 | 0 | 0 | 334.8631 | 0.0025557 | 24 | Industrial_2033_SC C_MW_Before Competition Groups_24 | Refrigeration Compressor VFD | 0.2556% | 0 | 0.85583 | Industrial_2033_SC C_MW_Before Competition Groups_Refrigeration Compressor VFD
Industrial | Ind ¦ Improved Controls - Process Heating | 2033 | SC C | MW | Before Competition Groups | 0.65209 | 0 | 0 | 334.8631 | 0.0019473 | 25 | Industrial_2033_SC C_MW_Before Competition Groups_25 | Improved Controls - Process Heating | 0.1947% | 0 | 0.65209 | Industrial_2033_SC C_MW_Before Competition Groups_Improved Controls - Process Heating
Industrial | Ind ¦ Efficient Irrigation | 2033 | SC C | MW | Before Competition Groups | 0.50217 | 0 | 0 | 334.8631 | 0.0014996 | 26 | Industrial_2033_SC C_MW_Before Competition Groups_26 | Efficient Irrigation | 0.15% | 0 | 0.50217 | Industrial_2033_SC C_MW_Before Competition Groups_Efficient Irrigation
Industrial | Ind ¦ Engine Block Heater Timer | 2033 | SC C | MW | Before Competition Groups | 0.3847 | 0 | 0 | 334.8631 | 0.0011488 | 27 | Industrial_2033_SC C_MW_Before Competition Groups_27 | Engine Block Heater Timer | 0.1149% | 0 | 0.3847 | Industrial_2033_SC C_MW_Before Competition Groups_Engine Block Heater Timer
Industrial | Ind ¦ Dairy Pre-Cooler | 2033 | SC C | MW | Before Competition Groups | 0.20284 | 0 | 0 | 334.8631 | 0.00060573 | 28 | Industrial_2033_SC C_MW_Before Competition Groups_28 | Dairy Pre-Cooler | 0.06057% | 0 | 0.20284 | Industrial_2033_SC C_MW_Before Competition Groups_Dairy Pre-Cooler
Industrial | Ind ¦ Air Compressor Heat Recovery | 2033 | SC C | MW | Before Competition Groups | 0.17465 | 0 | 0 | 334.8631 | 0.00052156 | 29 | Industrial_2033_SC C_MW_Before Competition Groups_29 | Air Compressor Heat Recovery | 0.05216% | 0 | 0.17465 | Industrial_2033_SC C_MW_Before Competition Groups_Air Compressor Heat Recovery
Industrial | Ind ¦ Efficient Refrigeration Compressor | 2033 | SC C | MW | Before Competition Groups | 0.086639 | 0 | 0 | 334.8631 | 0.00025873 | 30 | Industrial_2033_SC C_MW_Before Competition Groups_30 | Efficient Refrigeration Compressor | 0.02587% | 0 | 0.086639 | Industrial_2033_SC C_MW_Before Competition Groups_Efficient Refrigeration Compressor
Industrial | Ind ¦ Heat Lamps/Heat Pad | 2033 | SC C | MW | Before Competition Groups | 0.042885 | 0 | 0 | 334.8631 | 0.00012807 | 31 | Industrial_2033_SC C_MW_Before Competition Groups_31 | Heat Lamps/Heat Pad | 0.01281% | 0 | 0.042885 | Industrial_2033_SC C_MW_Before Competition Groups_Heat Lamps/Heat Pad
Industrial | Ind ¦ Air Compressor Optimization | 2033 | SC D | MW | Before Competition Groups | 45.7309 | 0 | 0 | 271.3771 | 0.16851 | 1 | Industrial_2033_SC D_MW_Before Competition Groups_1 | Air Compressor Optimization | 16.85% | 0 | 45.7309 | Industrial_2033_SC D_MW_Before Competition Groups_Air Compressor Optimization
Industrial | Ind ¦ Air Leak Survey and Repair | 2033 | SC D | MW | Before Competition Groups | 36.0475 | 0 | 0 | 271.3771 | 0.13283 | 2 | Industrial_2033_SC D_MW_Before Competition Groups_2 | Air Leak Survey and Repair | 13.28% | 0 | 36.0475 | Industrial_2033_SC D_MW_Before Competition Groups_Air Leak Survey and Repair
Industrial | Ind ¦ Pump System Optimization | 2033 | SC D | MW | Before Competition Groups | 35.4415 | 0 | 0 | 271.3771 | 0.1306 | 3 | Industrial_2033_SC D_MW_Before Competition Groups_3 | Pump System Optimization | 13.06% | 0 | 35.4415 | Industrial_2033_SC D_MW_Before Competition Groups_Pump System Optimization
Industrial | Ind ¦ SEM | 2033 | SC D | MW | Before Competition Groups | 25.5724 | 0 | 0 | 271.3771 | 0.094232 | 4 | Industrial_2033_SC D_MW_Before Competition Groups_4 | SEM | 9.423% | 0 | 25.5724 | Industrial_2033_SC D_MW_Before Competition Groups_SEM
Industrial | Ind ¦ Recommissioning | 2033 | SC D | MW | Before Competition Groups | 24.6978 | 0 | 0 | 271.3771 | 0.091009 | 5 | Industrial_2033_SC D_MW_Before Competition Groups_5 | Recommissioning | 9.101% | 0 | 24.6978 | Industrial_2033_SC D_MW_Before Competition Groups_Recommissioning
Industrial | Ind ¦ Efficient Compressed Air Nozzles | 2033 | SC D | MW | Before Competition Groups | 20.9289 | 0 | 0 | 271.3771 | 0.077121 | 6 | Industrial_2033_SC D_MW_Before Competition Groups_6 | Efficient Compressed Air Nozzles | 7.712% | 0 | 20.9289 | Industrial_2033_SC D_MW_Before Competition Groups_Efficient Compressed Air Nozzles
Industrial | Ind ¦ Fan System Optimization | 2033 | SC D | MW | Before Competition Groups | 16.387 | 0 | 0 | 271.3771 | 0.060385 | 7 | Industrial_2033_SC D_MW_Before Competition Groups_7 | Fan System Optimization | 6.038% | 0 | 16.387 | Industrial_2033_SC D_MW_Before Competition Groups_Fan System Optimization
Industrial | Ind ¦ Pump Equipment Upgrade | 2033 | SC D | MW | Before Competition Groups | 15.3984 | 0 | 0 | 271.3771 | 0.056742 | 8 | Industrial_2033_SC D_MW_Before Competition Groups_8 | Pump Equipment Upgrade | 5.674% | 0 | 15.3984 | Industrial_2033_SC D_MW_Before Competition Groups_Pump Equipment Upgrade
Industrial | Ind ¦ High Efficiency HVAC Fans | 2033 | SC D | MW | Before Competition Groups | 13.5393 | 0 | 0 | 271.3771 | 0.049891 | 9 | Industrial_2033_SC D_MW_Before Competition Groups_9 | High Efficiency HVAC Fans | 4.989% | 0 | 13.5393 | Industrial_2033_SC D_MW_Before Competition Groups_High Efficiency HVAC Fans
Industrial | Ind ¦ Improved Controls - Process Cooling | 2033 | SC D | MW | Before Competition Groups | 6.9239 | 0 | 0 | 271.3771 | 0.025514 | 10 | Industrial_2033_SC D_MW_Before Competition Groups_10 | Improved Controls - Process Cooling | 2.551% | 0 | 6.9239 | Industrial_2033_SC D_MW_Before Competition Groups_Improved Controls - Process Cooling
Industrial | Ind ¦ Greenhouse Grow Lights | 2033 | SC D | MW | Before Competition Groups | 5.726 | 0 | 0 | 271.3771 | 0.0211 | 11 | Industrial_2033_SC D_MW_Before Competition Groups_11 | Greenhouse Grow Lights | 2.11% | 0 | 5.726 | Industrial_2033_SC D_MW_Before Competition Groups_Greenhouse Grow Lights
Industrial | Ind ¦ Process Optimization (Elec) | 2033 | SC D | MW | Before Competition Groups | 4.6947 | 0 | 0 | 271.3771 | 0.0173 | 12 | Industrial_2033_SC D_MW_Before Competition Groups_12 | Process Optimization (Elec) | 1.73% | 0 | 4.6947 | Industrial_2033_SC D_MW_Before Competition Groups_Process Optimization (Elec)
Industrial | Ind ¦ Material Handling Improvements | 2033 | SC D | MW | Before Competition Groups | 4.5461 | 0 | 0 | 271.3771 | 0.016752 | 13 | Industrial_2033_SC D_MW_Before Competition Groups_13 | Material Handling Improvements | 1.675% | 0 | 4.5461 | Industrial_2033_SC D_MW_Before Competition Groups_Material Handling Improvements
Industrial | Ind ¦ Cooling Tower Optimization | 2033 | SC D | MW | Before Competition Groups | 3.5612 | 0 | 0 | 271.3771 | 0.013123 | 14 | Industrial_2033_SC D_MW_Before Competition Groups_14 | Cooling Tower Optimization | 1.312% | 0 | 3.5612 | Industrial_2033_SC D_MW_Before Competition Groups_Cooling Tower Optimization
Industrial | Ind ¦ Ventilation Optimization | 2033 | SC D | MW | Before Competition Groups | 2.7266 | 0 | 0 | 271.3771 | 0.010047 | 15 | Industrial_2033_SC D_MW_Before Competition Groups_15 | Ventilation Optimization | 1.005% | 0 | 2.7266 | Industrial_2033_SC D_MW_Before Competition Groups_Ventilation Optimization
Industrial | Ind ¦ Refiner Plate Improvements | 2033 | SC D | MW | Before Competition Groups | 2.3817 | 0 | 0 | 271.3771 | 0.0087765 | 16 | Industrial_2033_SC D_MW_Before Competition Groups_16 | Refiner Plate Improvements | 0.8776% | 0 | 2.3817 | Industrial_2033_SC D_MW_Before Competition Groups_Refiner Plate Improvements
Industrial | Ind ¦ VAV Conversion Project | 2033 | SC D | MW | Before Competition Groups | 1.0686 | 0 | 0 | 271.3771 | 0.0039379 | 17 | Industrial_2033_SC D_MW_Before Competition Groups_17 | VAV Conversion Project | 0.3938% | 0 | 1.0686 | Industrial_2033_SC D_MW_Before Competition Groups_VAV Conversion Project
Industrial | Ind ¦ HE Lighting | 2033 | SC D | MW | Before Competition Groups | 1.0523 | 0 | 0 | 271.3771 | 0.0038775 | 18 | Industrial_2033_SC D_MW_Before Competition Groups_18 | HE Lighting | 0.3877% | 0 | 1.0523 | Industrial_2033_SC D_MW_Before Competition Groups_HE Lighting
Industrial | Ind ¦ Process Heat Recovery | 2033 | SC D | MW | Before Competition Groups | 0.97724 | 0 | 0 | 271.3771 | 0.003601 | 19 | Industrial_2033_SC D_MW_Before Competition Groups_19 | Process Heat Recovery | 0.3601% | 0 | 0.97724 | Industrial_2033_SC D_MW_Before Competition Groups_Process Heat Recovery
Industrial | Ind ¦ Process Improvements | 2033 | SC D | MW | Before Competition Groups | 0.89436 | 0 | 0 | 271.3771 | 0.0032956 | 20 | Industrial_2033_SC D_MW_Before Competition Groups_20 | Process Improvements | 0.3296% | 0 | 0.89436 | Industrial_2033_SC D_MW_Before Competition Groups_Process Improvements
Industrial | Ind ¦ High Efficiency Battery Charger | 2033 | SC D | MW | Before Competition Groups | 0.59655 | 0 | 0 | 271.3771 | 0.0021982 | 21 | Industrial_2033_SC D_MW_Before Competition Groups_21 | High Efficiency Battery Charger | 0.2198% | 0 | 0.59655 | Industrial_2033_SC D_MW_Before Competition Groups_High Efficiency Battery Charger
Industrial | Ind ¦ Improved Controls - Process Heating | 2033 | SC D | MW | Before Competition Groups | 0.58255 | 0 | 0 | 271.3771 | 0.0021467 | 22 | Industrial_2033_SC D_MW_Before Competition Groups_22 | Improved Controls - Process Heating | 0.2147% | 0 | 0.58255 | Industrial_2033_SC D_MW_Before Competition Groups_Improved Controls - Process Heating
Industrial | Ind ¦ Refrigeration Compressor VFD | 2033 | SC D | MW | Before Competition Groups | 0.4033 | 0 | 0 | 271.3771 | 0.0014861 | 23 | Industrial_2033_SC D_MW_Before Competition Groups_23 | Refrigeration Compressor VFD | 0.1486% | 0 | 0.4033 | Industrial_2033_SC D_MW_Before Competition Groups_Refrigeration Compressor VFD
Industrial | Ind ¦ Engine Block Heater Timer | 2033 | SC D | MW | Before Competition Groups | 0.36453 | 0 | 0 | 271.3771 | 0.0013432 | 24 | Industrial_2033_SC D_MW_Before Competition Groups_24 | Engine Block Heater Timer | 0.1343% | 0 | 0.36453 | Industrial_2033_SC D_MW_Before Competition Groups_Engine Block Heater Timer
Industrial | Ind ¦ Pulp and Paper Process Improvements | 2033 | SC D | MW | Before Competition Groups | 0.35888 | 0 | 0 | 271.3771 | 0.0013224 | 25 | Industrial_2033_SC D_MW_Before Competition Groups_25 | Pulp and Paper Process Improvements | 0.1322% | 0 | 0.35888 | Industrial_2033_SC D_MW_Before Competition Groups_Pulp and Paper Process Improvements
Industrial | Ind ¦ Free Cooling | 2033 | SC D | MW | Before Competition Groups | 0.21191 | 0 | 0 | 271.3771 | 0.00078087 | 26 | Industrial_2033_SC D_MW_Before Competition Groups_26 | Free Cooling | 0.07809% | 0 | 0.21191 | Industrial_2033_SC D_MW_Before Competition Groups_Free Cooling
Industrial | Ind ¦ Efficient Irrigation | 2033 | SC D | MW | Before Competition Groups | 0.19053 | 0 | 0 | 271.3771 | 0.0007021 | 27 | Industrial_2033_SC D_MW_Before Competition Groups_27 | Efficient Irrigation | 0.07021% | 0 | 0.19053 | Industrial_2033_SC D_MW_Before Competition Groups_Efficient Irrigation
Industrial | Ind ¦ Air Compressor Heat Recovery | 2033 | SC D | MW | Before Competition Groups | 0.15852 | 0 | 0 | 271.3771 | 0.00058413 | 28 | Industrial_2033_SC D_MW_Before Competition Groups_28 | Air Compressor Heat Recovery | 0.05841% | 0 | 0.15852 | Industrial_2033_SC D_MW_Before Competition Groups_Air Compressor Heat Recovery
Industrial | Ind ¦ Dairy Pre-Cooler | 2033 | SC D | MW | Before Competition Groups | 0.10293 | 0 | 0 | 271.3771 | 0.00037929 | 29 | Industrial_2033_SC D_MW_Before Competition Groups_29 | Dairy Pre-Cooler | 0.03793% | 0 | 0.10293 | Industrial_2033_SC D_MW_Before Competition Groups_Dairy Pre-Cooler
Industrial | Ind ¦ Efficient Refrigeration Compressor | 2033 | SC D | MW | Before Competition Groups | 0.085603 | 0 | 0 | 271.3771 | 0.00031544 | 30 | Industrial_2033_SC D_MW_Before Competition Groups_30 | Efficient Refrigeration Compressor | 0.03154% | 0 | 0.085603 | Industrial_2033_SC D_MW_Before Competition Groups_Efficient Refrigeration Compressor
Industrial | Ind ¦ Heat Lamps/Heat Pad | 2033 | SC D | MW | Before Competition Groups | 0.025411 | 0 | 0 | 271.3771 | 9.3639e-05 | 31 | Industrial_2033_SC D_MW_Before Competition Groups_31 | Heat Lamps/Heat Pad | 0.009364% | 0 | 0.025411 | Industrial_2033_SC D_MW_Before Competition Groups_Heat Lamps/Heat Pad
Industrial | Ind ¦ Pump System Optimization | 2033 | Technical | MW | Before Competition Groups | 95.7607 | 0 | 0 | 735.5343 | 0.13019 | 1 | Industrial_2033_Technical_MW_Before Competition Groups_1 | Pump System Optimization | 13.02% | 0 | 95.7607 | Industrial_2033_Technical_MW_Before Competition Groups_Pump System Optimization
Industrial | Ind ¦ HE Lighting | 2033 | Technical | MW | Before Competition Groups | 89.3535 | 0 | 0 | 735.5343 | 0.12148 | 2 | Industrial_2033_Technical_MW_Before Competition Groups_2 | HE Lighting | 12.15% | 0 | 89.3535 | Industrial_2033_Technical_MW_Before Competition Groups_HE Lighting
Industrial | Ind ¦ Air Leak Survey and Repair | 2033 | Technical | MW | Before Competition Groups | 74.0543 | 0 | 0 | 735.5343 | 0.10068 | 3 | Industrial_2033_Technical_MW_Before Competition Groups_3 | Air Leak Survey and Repair | 10.07% | 0 | 74.0543 | Industrial_2033_Technical_MW_Before Competition Groups_Air Leak Survey and Repair
Industrial | Ind ¦ Air Compressor Optimization | 2033 | Technical | MW | Before Competition Groups | 57.0958 | 0 | 0 | 735.5343 | 0.077625 | 4 | Industrial_2033_Technical_MW_Before Competition Groups_4 | Air Compressor Optimization | 7.762% | 0 | 57.0958 | Industrial_2033_Technical_MW_Before Competition Groups_Air Compressor Optimization
Industrial | Ind ¦ Efficient Compressed Air Nozzles | 2033 | Technical | MW | Before Competition Groups | 55.6987 | 0 | 0 | 735.5343 | 0.075726 | 5 | Industrial_2033_Technical_MW_Before Competition Groups_5 | Efficient Compressed Air Nozzles | 7.573% | 0 | 55.6987 | Industrial_2033_Technical_MW_Before Competition Groups_Efficient Compressed Air Nozzles
Industrial | Ind ¦ Recommissioning | 2033 | Technical | MW | Before Competition Groups | 51.9511 | 0 | 0 | 735.5343 | 0.07063 | 6 | Industrial_2033_Technical_MW_Before Competition Groups_6 | Recommissioning | 7.063% | 0 | 51.9511 | Industrial_2033_Technical_MW_Before Competition Groups_Recommissioning
Industrial | Ind ¦ SEM | 2033 | Technical | MW | Before Competition Groups | 51.9511 | 0 | 0 | 735.5343 | 0.07063 | 7 | Industrial_2033_Technical_MW_Before Competition Groups_7 | SEM | 7.063% | 0 | 51.9511 | Industrial_2033_Technical_MW_Before Competition Groups_SEM
Industrial | Ind ¦ Pump Equipment Upgrade | 2033 | Technical | MW | Before Competition Groups | 42.7708 | 0 | 0 | 735.5343 | 0.058149 | 8 | Industrial_2033_Technical_MW_Before Competition Groups_8 | Pump Equipment Upgrade | 5.815% | 0 | 42.7708 | Industrial_2033_Technical_MW_Before Competition Groups_Pump Equipment Upgrade
Industrial | Ind ¦ High Efficiency HVAC Fans | 2033 | Technical | MW | Before Competition Groups | 27.0059 | 0 | 0 | 735.5343 | 0.036716 | 9 | Industrial_2033_Technical_MW_Before Competition Groups_9 | High Efficiency HVAC Fans | 3.672% | 0 | 27.0059 | Industrial_2033_Technical_MW_Before Competition Groups_High Efficiency HVAC Fans
Industrial | Ind ¦ Greenhouse Grow Lights | 2033 | Technical | MW | Before Competition Groups | 21.8675 | 0 | 0 | 735.5343 | 0.02973 | 10 | Industrial_2033_Technical_MW_Before Competition Groups_10 | Greenhouse Grow Lights | 2.973% | 0 | 21.8675 | Industrial_2033_Technical_MW_Before Competition Groups_Greenhouse Grow Lights
Industrial | Ind ¦ Process Optimization (Elec) | 2033 | Technical | MW | Before Competition Groups | 21.0301 | 0 | 0 | 735.5343 | 0.028592 | 11 | Industrial_2033_Technical_MW_Before Competition Groups_11 | Process Optimization (Elec) | 2.859% | 0 | 21.0301 | Industrial_2033_Technical_MW_Before Competition Groups_Process Optimization (Elec)
Industrial | Ind ¦ Premium Efficient Motors | 2033 | Technical | MW | Before Competition Groups | 20.8256 | 0 | 0 | 735.5343 | 0.028314 | 12 | Industrial_2033_Technical_MW_Before Competition Groups_12 | Premium Efficient Motors | 2.831% | 0 | 20.8256 | Industrial_2033_Technical_MW_Before Competition Groups_Premium Efficient Motors
Industrial | Ind ¦ Fan System Optimization | 2033 | Technical | MW | Before Competition Groups | 19.5301 | 0 | 0 | 735.5343 | 0.026552 | 13 | Industrial_2033_Technical_MW_Before Competition Groups_13 | Fan System Optimization | 2.655% | 0 | 19.5301 | Industrial_2033_Technical_MW_Before Competition Groups_Fan System Optimization
Industrial | Ind ¦ Improved Controls - Process Cooling | 2033 | Technical | MW | Before Competition Groups | 13.4816 | 0 | 0 | 735.5343 | 0.018329 | 14 | Industrial_2033_Technical_MW_Before Competition Groups_14 | Improved Controls - Process Cooling | 1.833% | 0 | 13.4816 | Industrial_2033_Technical_MW_Before Competition Groups_Improved Controls - Process Cooling
Industrial | Ind ¦ Ventilation Optimization | 2033 | Technical | MW | Before Competition Groups | 10.3136 | 0 | 0 | 735.5343 | 0.014022 | 15 | Industrial_2033_Technical_MW_Before Competition Groups_15 | Ventilation Optimization | 1.402% | 0 | 10.3136 | Industrial_2033_Technical_MW_Before Competition Groups_Ventilation Optimization
Industrial | Ind ¦ HE HVAC Controls | 2033 | Technical | MW | Before Competition Groups | 8.6396 | 0 | 0 | 735.5343 | 0.011746 | 16 | Industrial_2033_Technical_MW_Before Competition Groups_16 | HE HVAC Controls | 1.175% | 0 | 8.6396 | Industrial_2033_Technical_MW_Before Competition Groups_HE HVAC Controls
Industrial | Ind ¦ Material Handling Improvements | 2033 | Technical | MW | Before Competition Groups | 8.1719 | 0 | 0 | 735.5343 | 0.01111 | 17 | Industrial_2033_Technical_MW_Before Competition Groups_17 | Material Handling Improvements | 1.111% | 0 | 8.1719 | Industrial_2033_Technical_MW_Before Competition Groups_Material Handling Improvements
Industrial | Ind ¦ Pulp and Paper Process Improvements | 2033 | Technical | MW | Before Competition Groups | 7.9525 | 0 | 0 | 735.5343 | 0.010812 | 18 | Industrial_2033_Technical_MW_Before Competition Groups_18 | Pulp and Paper Process Improvements | 1.081% | 0 | 7.9525 | Industrial_2033_Technical_MW_Before Competition Groups_Pulp and Paper Process Improvements
Industrial | Ind ¦ Refiner Plate Improvements | 2033 | Technical | MW | Before Competition Groups | 6.758 | 0 | 0 | 735.5343 | 0.0091879 | 19 | Industrial_2033_Technical_MW_Before Competition Groups_19 | Refiner Plate Improvements | 0.9188% | 0 | 6.758 | Industrial_2033_Technical_MW_Before Competition Groups_Refiner Plate Improvements
Industrial | Ind ¦ HVLS Fans | 2033 | Technical | MW | Before Competition Groups | 6.6198 | 0 | 0 | 735.5343 | 0.009 | 20 | Industrial_2033_Technical_MW_Before Competition Groups_20 | HVLS Fans | 0.9% | 0 | 6.6198 | Industrial_2033_Technical_MW_Before Competition Groups_HVLS Fans
Industrial | Ind ¦ HE HVAC Units | 2033 | Technical | MW | Before Competition Groups | 5.8182 | 0 | 0 | 735.5343 | 0.0079102 | 21 | Industrial_2033_Technical_MW_Before Competition Groups_21 | HE HVAC Units | 0.791% | 0 | 5.8182 | Industrial_2033_Technical_MW_Before Competition Groups_HE HVAC Units
Industrial | Ind ¦ Chiller Optimization | 2033 | Technical | MW | Before Competition Groups | 5.2431 | 0 | 0 | 735.5343 | 0.0071284 | 22 | Industrial_2033_Technical_MW_Before Competition Groups_22 | Chiller Optimization | 0.7128% | 0 | 5.2431 | Industrial_2033_Technical_MW_Before Competition Groups_Chiller Optimization
Industrial | Ind ¦ Cooling Tower Optimization | 2033 | Technical | MW | Before Competition Groups | 4.1158 | 0 | 0 | 735.5343 | 0.0055957 | 23 | Industrial_2033_Technical_MW_Before Competition Groups_23 | Cooling Tower Optimization | 0.5596% | 0 | 4.1158 | Industrial_2033_Technical_MW_Before Competition Groups_Cooling Tower Optimization
Industrial | Ind ¦ Free Cooling | 2033 | Technical | MW | Before Competition Groups | 3.493 | 0 | 0 | 735.5343 | 0.004749 | 24 | Industrial_2033_Technical_MW_Before Competition Groups_24 | Free Cooling | 0.4749% | 0 | 3.493 | Industrial_2033_Technical_MW_Before Competition Groups_Free Cooling
Industrial | Ind ¦ Cold Storage Retrofit | 2033 | Technical | MW | Before Competition Groups | 2.8569 | 0 | 0 | 735.5343 | 0.0038841 | 25 | Industrial_2033_Technical_MW_Before Competition Groups_25 | Cold Storage Retrofit | 0.3884% | 0 | 2.8569 | Industrial_2033_Technical_MW_Before Competition Groups_Cold Storage Retrofit
Industrial | Ind ¦ VAV Conversion Project | 2033 | Technical | MW | Before Competition Groups | 2.8278 | 0 | 0 | 735.5343 | 0.0038445 | 26 | Industrial_2033_Technical_MW_Before Competition Groups_26 | VAV Conversion Project | 0.3845% | 0 | 2.8278 | Industrial_2033_Technical_MW_Before Competition Groups_VAV Conversion Project
Industrial | Ind ¦ High Efficiency Battery Charger | 2033 | Technical | MW | Before Competition Groups | 2.8062 | 0 | 0 | 735.5343 | 0.0038152 | 27 | Industrial_2033_Technical_MW_Before Competition Groups_27 | High Efficiency Battery Charger | 0.3815% | 0 | 2.8062 | Industrial_2033_Technical_MW_Before Competition Groups_High Efficiency Battery Charger
Industrial | Ind ¦ Process Heat Recovery | 2033 | Technical | MW | Before Competition Groups | 2.7185 | 0 | 0 | 735.5343 | 0.0036959 | 28 | Industrial_2033_Technical_MW_Before Competition Groups_28 | Process Heat Recovery | 0.3696% | 0 | 2.7185 | Industrial_2033_Technical_MW_Before Competition Groups_Process Heat Recovery
Industrial | Ind ¦ Synchronous Belts | 2033 | Technical | MW | Before Competition Groups | 2.6164 | 0 | 0 | 735.5343 | 0.0035571 | 29 | Industrial_2033_Technical_MW_Before Competition Groups_29 | Synchronous Belts | 0.3557% | 0 | 2.6164 | Industrial_2033_Technical_MW_Before Competition Groups_Synchronous Belts
Industrial | Ind ¦ Efficient Irrigation | 2033 | Technical | MW | Before Competition Groups | 2.2837 | 0 | 0 | 735.5343 | 0.0031048 | 30 | Industrial_2033_Technical_MW_Before Competition Groups_30 | Efficient Irrigation | 0.3105% | 0 | 2.2837 | Industrial_2033_Technical_MW_Before Competition Groups_Efficient Irrigation
Industrial | Ind ¦ Process Improvements | 2033 | Technical | MW | Before Competition Groups | 2.1477 | 0 | 0 | 735.5343 | 0.0029199 | 31 | Industrial_2033_Technical_MW_Before Competition Groups_31 | Process Improvements | 0.292% | 0 | 2.1477 | Industrial_2033_Technical_MW_Before Competition Groups_Process Improvements
Industrial | Ind ¦ Refrigeration Compressor VFD | 2033 | Technical | MW | Before Competition Groups | 1.5227 | 0 | 0 | 735.5343 | 0.0020702 | 32 | Industrial_2033_Technical_MW_Before Competition Groups_32 | Refrigeration Compressor VFD | 0.207% | 0 | 1.5227 | Industrial_2033_Technical_MW_Before Competition Groups_Refrigeration Compressor VFD
Industrial | Ind ¦ Efficient Transformer | 2033 | Technical | MW | Before Competition Groups | 1.4078 | 0 | 0 | 735.5343 | 0.001914 | 33 | Industrial_2033_Technical_MW_Before Competition Groups_33 | Efficient Transformer | 0.1914% | 0 | 1.4078 | Industrial_2033_Technical_MW_Before Competition Groups_Efficient Transformer
Industrial | Ind ¦ Improved Controls - Process Heating | 2033 | Technical | MW | Before Competition Groups | 1.305 | 0 | 0 | 735.5343 | 0.0017743 | 34 | Industrial_2033_Technical_MW_Before Competition Groups_34 | Improved Controls - Process Heating | 0.1774% | 0 | 1.305 | Industrial_2033_Technical_MW_Before Competition Groups_Improved Controls - Process Heating
Industrial | Ind ¦ High Efficiency Welders | 2033 | Technical | MW | Before Competition Groups | 1.1238 | 0 | 0 | 735.5343 | 0.0015278 | 35 | Industrial_2033_Technical_MW_Before Competition Groups_35 | High Efficiency Welders | 0.1528% | 0 | 1.1238 | Industrial_2033_Technical_MW_Before Competition Groups_High Efficiency Welders
Industrial | Ind ¦ Engine Block Heater Timer | 2033 | Technical | MW | Before Competition Groups | 0.82259 | 0 | 0 | 735.5343 | 0.0011184 | 36 | Industrial_2033_Technical_MW_Before Competition Groups_36 | Engine Block Heater Timer | 0.1118% | 0 | 0.82259 | Industrial_2033_Technical_MW_Before Competition Groups_Engine Block Heater Timer
Industrial | Ind ¦ Dairy Pre-Cooler | 2033 | Technical | MW | Before Competition Groups | 0.62071 | 0 | 0 | 735.5343 | 0.00084389 | 37 | Industrial_2033_Technical_MW_Before Competition Groups_37 | Dairy Pre-Cooler | 0.08439% | 0 | 0.62071 | Industrial_2033_Technical_MW_Before Competition Groups_Dairy Pre-Cooler
Industrial | Ind ¦ Air Compressor Heat Recovery | 2033 | Technical | MW | Before Competition Groups | 0.34765 | 0 | 0 | 735.5343 | 0.00047265 | 38 | Industrial_2033_Technical_MW_Before Competition Groups_38 | Air Compressor Heat Recovery | 0.04727% | 0 | 0.34765 | Industrial_2033_Technical_MW_Before Competition Groups_Air Compressor Heat Recovery
Industrial | Ind ¦ Optimize Compressed Air Dryer | 2033 | Technical | MW | Before Competition Groups | 0.25669 | 0 | 0 | 735.5343 | 0.00034899 | 39 | Industrial_2033_Technical_MW_Before Competition Groups_39 | Optimize Compressed Air Dryer | 0.0349% | 0 | 0.25669 | Industrial_2033_Technical_MW_Before Competition Groups_Optimize Compressed Air Dryer
Industrial | Ind ¦ Heat Lamps/Heat Pad | 2033 | Technical | MW | Before Competition Groups | 0.13658 | 0 | 0 | 735.5343 | 0.00018568 | 40 | Industrial_2033_Technical_MW_Before Competition Groups_40 | Heat Lamps/Heat Pad | 0.01857% | 0 | 0.13658 | Industrial_2033_Technical_MW_Before Competition Groups_Heat Lamps/Heat Pad
Industrial | Ind ¦ Efficient Refrigeration Compressor | 2033 | Technical | MW | Before Competition Groups | 0.12634 | 0 | 0 | 735.5343 | 0.00017177 | 41 | Industrial_2033_Technical_MW_Before Competition Groups_41 | Efficient Refrigeration Compressor | 0.01718% | 0 | 0.12634 | Industrial_2033_Technical_MW_Before Competition Groups_Efficient Refrigeration Compressor
Industrial | Ind ¦ Creep Heat Controller | 2033 | Technical | MW | Before Competition Groups | 0.10476 | 0 | 0 | 735.5343 | 0.00014243 | 42 | Industrial_2033_Technical_MW_Before Competition Groups_42 | Creep Heat Controller | 0.01424% | 0 | 0.10476 | Industrial_2033_Technical_MW_Before Competition Groups_Creep Heat Controller
Industrial | Ind ¦ Pump System Optimization | 2034 | Economic | MW | Before Competition Groups | 94.5914 | 0 | 0 | 678.1165 | 0.13949 | 1 | Industrial_2034_Economic_MW_Before Competition Groups_1 | Pump System Optimization | 13.95% | 0 | 94.5914 | Industrial_2034_Economic_MW_Before Competition Groups_Pump System Optimization
Industrial | Ind ¦ HE Lighting | 2034 | Economic | MW | Before Competition Groups | 90.8477 | 0 | 0 | 678.1165 | 0.13397 | 2 | Industrial_2034_Economic_MW_Before Competition Groups_2 | HE Lighting | 13.4% | 0 | 90.8477 | Industrial_2034_Economic_MW_Before Competition Groups_HE Lighting
Industrial | Ind ¦ Air Leak Survey and Repair | 2034 | Economic | MW | Before Competition Groups | 74.1116 | 0 | 0 | 678.1165 | 0.10929 | 3 | Industrial_2034_Economic_MW_Before Competition Groups_3 | Air Leak Survey and Repair | 10.93% | 0 | 74.1116 | Industrial_2034_Economic_MW_Before Competition Groups_Air Leak Survey and Repair
Industrial | Ind ¦ Air Compressor Optimization | 2034 | Economic | MW | Before Competition Groups | 58.0526 | 0 | 0 | 678.1165 | 0.085609 | 4 | Industrial_2034_Economic_MW_Before Competition Groups_4 | Air Compressor Optimization | 8.561% | 0 | 58.0526 | Industrial_2034_Economic_MW_Before Competition Groups_Air Compressor Optimization
Industrial | Ind ¦ Efficient Compressed Air Nozzles | 2034 | Economic | MW | Before Competition Groups | 56.5682 | 0 | 0 | 678.1165 | 0.08342 | 5 | Industrial_2034_Economic_MW_Before Competition Groups_5 | Efficient Compressed Air Nozzles | 8.342% | 0 | 56.5682 | Industrial_2034_Economic_MW_Before Competition Groups_Efficient Compressed Air Nozzles
Industrial | Ind ¦ Recommissioning | 2034 | Economic | MW | Before Competition Groups | 51.8662 | 0 | 0 | 678.1165 | 0.076486 | 6 | Industrial_2034_Economic_MW_Before Competition Groups_6 | Recommissioning | 7.649% | 0 | 51.8662 | Industrial_2034_Economic_MW_Before Competition Groups_Recommissioning
Industrial | Ind ¦ SEM | 2034 | Economic | MW | Before Competition Groups | 51.8662 | 0 | 0 | 678.1165 | 0.076486 | 7 | Industrial_2034_Economic_MW_Before Competition Groups_7 | SEM | 7.649% | 0 | 51.8662 | Industrial_2034_Economic_MW_Before Competition Groups_SEM
Industrial | Ind ¦ Pump Equipment Upgrade | 2034 | Economic | MW | Before Competition Groups | 43.4778 | 0 | 0 | 678.1165 | 0.064116 | 8 | Industrial_2034_Economic_MW_Before Competition Groups_8 | Pump Equipment Upgrade | 6.412% | 0 | 43.4778 | Industrial_2034_Economic_MW_Before Competition Groups_Pump Equipment Upgrade
Industrial | Ind ¦ High Efficiency HVAC Fans | 2034 | Economic | MW | Before Competition Groups | 27.4367 | 0 | 0 | 678.1165 | 0.04046 | 9 | Industrial_2034_Economic_MW_Before Competition Groups_9 | High Efficiency HVAC Fans | 4.046% | 0 | 27.4367 | Industrial_2034_Economic_MW_Before Competition Groups_High Efficiency HVAC Fans
Industrial | Ind ¦ Greenhouse Grow Lights | 2034 | Economic | MW | Before Competition Groups | 22.1325 | 0 | 0 | 678.1165 | 0.032638 | 10 | Industrial_2034_Economic_MW_Before Competition Groups_10 | Greenhouse Grow Lights | 3.264% | 0 | 22.1325 | Industrial_2034_Economic_MW_Before Competition Groups_Greenhouse Grow Lights
Industrial | Ind ¦ Process Optimization (Elec) | 2034 | Economic | MW | Before Competition Groups | 20.975 | 0 | 0 | 678.1165 | 0.030931 | 11 | Industrial_2034_Economic_MW_Before Competition Groups_11 | Process Optimization (Elec) | 3.093% | 0 | 20.975 | Industrial_2034_Economic_MW_Before Competition Groups_Process Optimization (Elec)
Industrial | Ind ¦ Fan System Optimization | 2034 | Economic | MW | Before Competition Groups | 19.6964 | 0 | 0 | 678.1165 | 0.029046 | 12 | Industrial_2034_Economic_MW_Before Competition Groups_12 | Fan System Optimization | 2.905% | 0 | 19.6964 | Industrial_2034_Economic_MW_Before Competition Groups_Fan System Optimization
Industrial | Ind ¦ Improved Controls - Process Cooling | 2034 | Economic | MW | Before Competition Groups | 13.4469 | 0 | 0 | 678.1165 | 0.01983 | 13 | Industrial_2034_Economic_MW_Before Competition Groups_13 | Improved Controls - Process Cooling | 1.983% | 0 | 13.4469 | Industrial_2034_Economic_MW_Before Competition Groups_Improved Controls - Process Cooling
Industrial | Ind ¦ Material Handling Improvements | 2034 | Economic | MW | Before Competition Groups | 8.2921 | 0 | 0 | 678.1165 | 0.012228 | 14 | Industrial_2034_Economic_MW_Before Competition Groups_14 | Material Handling Improvements | 1.223% | 0 | 8.2921 | Industrial_2034_Economic_MW_Before Competition Groups_Material Handling Improvements
Industrial | Ind ¦ Pulp and Paper Process Improvements | 2034 | Economic | MW | Before Competition Groups | 7.9624 | 0 | 0 | 678.1165 | 0.011742 | 15 | Industrial_2034_Economic_MW_Before Competition Groups_15 | Pulp and Paper Process Improvements | 1.174% | 0 | 7.9624 | Industrial_2034_Economic_MW_Before Competition Groups_Pulp and Paper Process Improvements
Industrial | Ind ¦ Refiner Plate Improvements | 2034 | Economic | MW | Before Competition Groups | 6.9216 | 0 | 0 | 678.1165 | 0.010207 | 16 | Industrial_2034_Economic_MW_Before Competition Groups_16 | Refiner Plate Improvements | 1.021% | 0 | 6.9216 | Industrial_2034_Economic_MW_Before Competition Groups_Refiner Plate Improvements
Industrial | Ind ¦ Ventilation Optimization | 2034 | Economic | MW | Before Competition Groups | 4.6464 | 0 | 0 | 678.1165 | 0.0068519 | 17 | Industrial_2034_Economic_MW_Before Competition Groups_17 | Ventilation Optimization | 0.6852% | 0 | 4.6464 | Industrial_2034_Economic_MW_Before Competition Groups_Ventilation Optimization
Industrial | Ind ¦ Cooling Tower Optimization | 2034 | Economic | MW | Before Competition Groups | 4.1044 | 0 | 0 | 678.1165 | 0.0060526 | 18 | Industrial_2034_Economic_MW_Before Competition Groups_18 | Cooling Tower Optimization | 0.6053% | 0 | 4.1044 | Industrial_2034_Economic_MW_Before Competition Groups_Cooling Tower Optimization
Industrial | Ind ¦ Free Cooling | 2034 | Economic | MW | Before Competition Groups | 3.4885 | 0 | 0 | 678.1165 | 0.0051443 | 19 | Industrial_2034_Economic_MW_Before Competition Groups_19 | Free Cooling | 0.5144% | 0 | 3.4885 | Industrial_2034_Economic_MW_Before Competition Groups_Free Cooling
Industrial | Ind ¦ High Efficiency Battery Charger | 2034 | Economic | MW | Before Competition Groups | 2.8536 | 0 | 0 | 678.1165 | 0.0042081 | 20 | Industrial_2034_Economic_MW_Before Competition Groups_20 | High Efficiency Battery Charger | 0.4208% | 0 | 2.8536 | Industrial_2034_Economic_MW_Before Competition Groups_High Efficiency Battery Charger
Industrial | Ind ¦ VAV Conversion Project | 2034 | Economic | MW | Before Competition Groups | 2.8208 | 0 | 0 | 678.1165 | 0.0041598 | 21 | Industrial_2034_Economic_MW_Before Competition Groups_21 | VAV Conversion Project | 0.416% | 0 | 2.8208 | Industrial_2034_Economic_MW_Before Competition Groups_VAV Conversion Project
Industrial | Ind ¦ Process Heat Recovery | 2034 | Economic | MW | Before Competition Groups | 2.7153 | 0 | 0 | 678.1165 | 0.0040042 | 22 | Industrial_2034_Economic_MW_Before Competition Groups_22 | Process Heat Recovery | 0.4004% | 0 | 2.7153 | Industrial_2034_Economic_MW_Before Competition Groups_Process Heat Recovery
Industrial | Ind ¦ Efficient Irrigation | 2034 | Economic | MW | Before Competition Groups | 2.3161 | 0 | 0 | 678.1165 | 0.0034155 | 23 | Industrial_2034_Economic_MW_Before Competition Groups_23 | Efficient Irrigation | 0.3415% | 0 | 2.3161 | Industrial_2034_Economic_MW_Before Competition Groups_Efficient Irrigation
Industrial | Ind ¦ Process Improvements | 2034 | Economic | MW | Before Competition Groups | 2.1419 | 0 | 0 | 678.1165 | 0.0031585 | 24 | Industrial_2034_Economic_MW_Before Competition Groups_24 | Process Improvements | 0.3159% | 0 | 2.1419 | Industrial_2034_Economic_MW_Before Competition Groups_Process Improvements
Industrial | Ind ¦ Refrigeration Compressor VFD | 2034 | Economic | MW | Before Competition Groups | 1.5462 | 0 | 0 | 678.1165 | 0.0022801 | 25 | Industrial_2034_Economic_MW_Before Competition Groups_25 | Refrigeration Compressor VFD | 0.228% | 0 | 1.5462 | Industrial_2034_Economic_MW_Before Competition Groups_Refrigeration Compressor VFD
Industrial | Ind ¦ Improved Controls - Process Heating | 2034 | Economic | MW | Before Competition Groups | 1.3046 | 0 | 0 | 678.1165 | 0.0019238 | 26 | Industrial_2034_Economic_MW_Before Competition Groups_26 | Improved Controls - Process Heating | 0.1924% | 0 | 1.3046 | Industrial_2034_Economic_MW_Before Competition Groups_Improved Controls - Process Heating
Industrial | Ind ¦ Engine Block Heater Timer | 2034 | Economic | MW | Before Competition Groups | 0.82068 | 0 | 0 | 678.1165 | 0.0012102 | 27 | Industrial_2034_Economic_MW_Before Competition Groups_27 | Engine Block Heater Timer | 0.121% | 0 | 0.82068 | Industrial_2034_Economic_MW_Before Competition Groups_Engine Block Heater Timer
Industrial | Ind ¦ Dairy Pre-Cooler | 2034 | Economic | MW | Before Competition Groups | 0.62789 | 0 | 0 | 678.1165 | 0.00092594 | 28 | Industrial_2034_Economic_MW_Before Competition Groups_28 | Dairy Pre-Cooler | 0.09259% | 0 | 0.62789 | Industrial_2034_Economic_MW_Before Competition Groups_Dairy Pre-Cooler
Industrial | Ind ¦ Air Compressor Heat Recovery | 2034 | Economic | MW | Before Competition Groups | 0.34616 | 0 | 0 | 678.1165 | 0.00051047 | 29 | Industrial_2034_Economic_MW_Before Competition Groups_29 | Air Compressor Heat Recovery | 0.05105% | 0 | 0.34616 | Industrial_2034_Economic_MW_Before Competition Groups_Air Compressor Heat Recovery
Industrial | Ind ¦ Efficient Refrigeration Compressor | 2034 | Economic | MW | Before Competition Groups | 0.12799 | 0 | 0 | 678.1165 | 0.00018875 | 30 | Industrial_2034_Economic_MW_Before Competition Groups_30 | Efficient Refrigeration Compressor | 0.01887% | 0 | 0.12799 | Industrial_2034_Economic_MW_Before Competition Groups_Efficient Refrigeration Compressor
Industrial | Ind ¦ Heat Lamps/Heat Pad | 2034 | Economic | MW | Before Competition Groups | 0.01081 | 0 | 0 | 678.1165 | 1.5942e-05 | 31 | Industrial_2034_Economic_MW_Before Competition Groups_31 | Heat Lamps/Heat Pad | 0.001594% | 0 | 0.01081 | Industrial_2034_Economic_MW_Before Competition Groups_Heat Lamps/Heat Pad
Industrial | Ind ¦ Air Compressor Optimization | 2034 | SC A | MW | Before Competition Groups | 47.4759 | 0 | 0 | 302.2837 | 0.15706 | 1 | Industrial_2034_SC A_MW_Before Competition Groups_1 | Air Compressor Optimization | 15.71% | 0 | 47.4759 | Industrial_2034_SC A_MW_Before Competition Groups_Air Compressor Optimization
Industrial | Ind ¦ Pump System Optimization | 2034 | SC A | MW | Before Competition Groups | 44.935 | 0 | 0 | 302.2837 | 0.14865 | 2 | Industrial_2034_SC A_MW_Before Competition Groups_2 | Pump System Optimization | 14.87% | 0 | 44.935 | Industrial_2034_SC A_MW_Before Competition Groups_Pump System Optimization
Industrial | Ind ¦ Air Leak Survey and Repair | 2034 | SC A | MW | Before Competition Groups | 39.3196 | 0 | 0 | 302.2837 | 0.13008 | 3 | Industrial_2034_SC A_MW_Before Competition Groups_3 | Air Leak Survey and Repair | 13.01% | 0 | 39.3196 | Industrial_2034_SC A_MW_Before Competition Groups_Air Leak Survey and Repair
Industrial | Ind ¦ Recommissioning | 2034 | SC A | MW | Before Competition Groups | 27.8461 | 0 | 0 | 302.2837 | 0.092119 | 4 | Industrial_2034_SC A_MW_Before Competition Groups_4 | Recommissioning | 9.212% | 0 | 27.8461 | Industrial_2034_SC A_MW_Before Competition Groups_Recommissioning
Industrial | Ind ¦ SEM | 2034 | SC A | MW | Before Competition Groups | 27.8461 | 0 | 0 | 302.2837 | 0.092119 | 5 | Industrial_2034_SC A_MW_Before Competition Groups_5 | SEM | 9.212% | 0 | 27.8461 | Industrial_2034_SC A_MW_Before Competition Groups_SEM
Industrial | Ind ¦ Efficient Compressed Air Nozzles | 2034 | SC A | MW | Before Competition Groups | 23.2013 | 0 | 0 | 302.2837 | 0.076753 | 6 | Industrial_2034_SC A_MW_Before Competition Groups_6 | Efficient Compressed Air Nozzles | 7.675% | 0 | 23.2013 | Industrial_2034_SC A_MW_Before Competition Groups_Efficient Compressed Air Nozzles
Industrial | Ind ¦ Pump Equipment Upgrade | 2034 | SC A | MW | Before Competition Groups | 19.501 | 0 | 0 | 302.2837 | 0.064512 | 7 | Industrial_2034_SC A_MW_Before Competition Groups_7 | Pump Equipment Upgrade | 6.451% | 0 | 19.501 | Industrial_2034_SC A_MW_Before Competition Groups_Pump Equipment Upgrade
Industrial | Ind ¦ Fan System Optimization | 2034 | SC A | MW | Before Competition Groups | 16.2587 | 0 | 0 | 302.2837 | 0.053786 | 8 | Industrial_2034_SC A_MW_Before Competition Groups_8 | Fan System Optimization | 5.379% | 0 | 16.2587 | Industrial_2034_SC A_MW_Before Competition Groups_Fan System Optimization
Industrial | Ind ¦ High Efficiency HVAC Fans | 2034 | SC A | MW | Before Competition Groups | 15.4298 | 0 | 0 | 302.2837 | 0.051044 | 9 | Industrial_2034_SC A_MW_Before Competition Groups_9 | High Efficiency HVAC Fans | 5.104% | 0 | 15.4298 | Industrial_2034_SC A_MW_Before Competition Groups_High Efficiency HVAC Fans
Industrial | Ind ¦ Improved Controls - Process Cooling | 2034 | SC A | MW | Before Competition Groups | 7.5347 | 0 | 0 | 302.2837 | 0.024926 | 10 | Industrial_2034_SC A_MW_Before Competition Groups_10 | Improved Controls - Process Cooling | 2.493% | 0 | 7.5347 | Industrial_2034_SC A_MW_Before Competition Groups_Improved Controls - Process Cooling
Industrial | Ind ¦ Greenhouse Grow Lights | 2034 | SC A | MW | Before Competition Groups | 7.1119 | 0 | 0 | 302.2837 | 0.023527 | 11 | Industrial_2034_SC A_MW_Before Competition Groups_11 | Greenhouse Grow Lights | 2.353% | 0 | 7.1119 | Industrial_2034_SC A_MW_Before Competition Groups_Greenhouse Grow Lights
Industrial | Ind ¦ Process Optimization (Elec) | 2034 | SC A | MW | Before Competition Groups | 5.1848 | 0 | 0 | 302.2837 | 0.017152 | 12 | Industrial_2034_SC A_MW_Before Competition Groups_12 | Process Optimization (Elec) | 1.715% | 0 | 5.1848 | Industrial_2034_SC A_MW_Before Competition Groups_Process Optimization (Elec)
Industrial | Ind ¦ Material Handling Improvements | 2034 | SC A | MW | Before Competition Groups | 4.8445 | 0 | 0 | 302.2837 | 0.016026 | 13 | Industrial_2034_SC A_MW_Before Competition Groups_13 | Material Handling Improvements | 1.603% | 0 | 4.8445 | Industrial_2034_SC A_MW_Before Competition Groups_Material Handling Improvements
Industrial | Ind ¦ Refiner Plate Improvements | 2034 | SC A | MW | Before Competition Groups | 2.6604 | 0 | 0 | 302.2837 | 0.0088009 | 14 | Industrial_2034_SC A_MW_Before Competition Groups_14 | Refiner Plate Improvements | 0.8801% | 0 | 2.6604 | Industrial_2034_SC A_MW_Before Competition Groups_Refiner Plate Improvements
Industrial | Ind ¦ HE Lighting | 2034 | SC A | MW | Before Competition Groups | 2.1891 | 0 | 0 | 302.2837 | 0.0072419 | 15 | Industrial_2034_SC A_MW_Before Competition Groups_15 | HE Lighting | 0.7242% | 0 | 2.1891 | Industrial_2034_SC A_MW_Before Competition Groups_HE Lighting
Industrial | Ind ¦ VAV Conversion Project | 2034 | SC A | MW | Before Competition Groups | 1.6878 | 0 | 0 | 302.2837 | 0.0055833 | 16 | Industrial_2034_SC A_MW_Before Competition Groups_16 | VAV Conversion Project | 0.5583% | 0 | 1.6878 | Industrial_2034_SC A_MW_Before Competition Groups_VAV Conversion Project
Industrial | Ind ¦ Pulp and Paper Process Improvements | 2034 | SC A | MW | Before Competition Groups | 1.4359 | 0 | 0 | 302.2837 | 0.0047501 | 17 | Industrial_2034_SC A_MW_Before Competition Groups_17 | Pulp and Paper Process Improvements | 0.475% | 0 | 1.4359 | Industrial_2034_SC A_MW_Before Competition Groups_Pulp and Paper Process Improvements
Industrial | Ind ¦ Process Heat Recovery | 2034 | SC A | MW | Before Competition Groups | 1.419 | 0 | 0 | 302.2837 | 0.0046941 | 18 | Industrial_2034_SC A_MW_Before Competition Groups_18 | Process Heat Recovery | 0.4694% | 0 | 1.419 | Industrial_2034_SC A_MW_Before Competition Groups_Process Heat Recovery
Industrial | Ind ¦ Ventilation Optimization | 2034 | SC A | MW | Before Competition Groups | 1.4075 | 0 | 0 | 302.2837 | 0.0046563 | 19 | Industrial_2034_SC A_MW_Before Competition Groups_19 | Ventilation Optimization | 0.4656% | 0 | 1.4075 | Industrial_2034_SC A_MW_Before Competition Groups_Ventilation Optimization
Industrial | Ind ¦ Process Improvements | 2034 | SC A | MW | Before Competition Groups | 1.0644 | 0 | 0 | 302.2837 | 0.003521 | 20 | Industrial_2034_SC A_MW_Before Competition Groups_20 | Process Improvements | 0.3521% | 0 | 1.0644 | Industrial_2034_SC A_MW_Before Competition Groups_Process Improvements
Industrial | Ind ¦ High Efficiency Battery Charger | 2034 | SC A | MW | Before Competition Groups | 0.92508 | 0 | 0 | 302.2837 | 0.0030603 | 21 | Industrial_2034_SC A_MW_Before Competition Groups_21 | High Efficiency Battery Charger | 0.306% | 0 | 0.92508 | Industrial_2034_SC A_MW_Before Competition Groups_High Efficiency Battery Charger
Industrial | Ind ¦ Improved Controls - Process Heating | 2034 | SC A | MW | Before Competition Groups | 0.70916 | 0 | 0 | 302.2837 | 0.002346 | 22 | Industrial_2034_SC A_MW_Before Competition Groups_22 | Improved Controls - Process Heating | 0.2346% | 0 | 0.70916 | Industrial_2034_SC A_MW_Before Competition Groups_Improved Controls - Process Heating
Industrial | Ind ¦ Refrigeration Compressor VFD | 2034 | SC A | MW | Before Competition Groups | 0.54863 | 0 | 0 | 302.2837 | 0.001815 | 23 | Industrial_2034_SC A_MW_Before Competition Groups_23 | Refrigeration Compressor VFD | 0.1815% | 0 | 0.54863 | Industrial_2034_SC A_MW_Before Competition Groups_Refrigeration Compressor VFD
Industrial | Ind ¦ Cooling Tower Optimization | 2034 | SC A | MW | Before Competition Groups | 0.50364 | 0 | 0 | 302.2837 | 0.0016661 | 24 | Industrial_2034_SC A_MW_Before Competition Groups_24 | Cooling Tower Optimization | 0.1666% | 0 | 0.50364 | Industrial_2034_SC A_MW_Before Competition Groups_Cooling Tower Optimization
Industrial | Ind ¦ Engine Block Heater Timer | 2034 | SC A | MW | Before Competition Groups | 0.41824 | 0 | 0 | 302.2837 | 0.0013836 | 25 | Industrial_2034_SC A_MW_Before Competition Groups_25 | Engine Block Heater Timer | 0.1384% | 0 | 0.41824 | Industrial_2034_SC A_MW_Before Competition Groups_Engine Block Heater Timer
Industrial | Ind ¦ Efficient Irrigation | 2034 | SC A | MW | Before Competition Groups | 0.31519 | 0 | 0 | 302.2837 | 0.0010427 | 26 | Industrial_2034_SC A_MW_Before Competition Groups_26 | Efficient Irrigation | 0.1043% | 0 | 0.31519 | Industrial_2034_SC A_MW_Before Competition Groups_Efficient Irrigation
Industrial | Ind ¦ Air Compressor Heat Recovery | 2034 | SC A | MW | Before Competition Groups | 0.18989 | 0 | 0 | 302.2837 | 0.00062819 | 27 | Industrial_2034_SC A_MW_Before Competition Groups_27 | Air Compressor Heat Recovery | 0.06282% | 0 | 0.18989 | Industrial_2034_SC A_MW_Before Competition Groups_Air Compressor Heat Recovery
Industrial | Ind ¦ Dairy Pre-Cooler | 2034 | SC A | MW | Before Competition Groups | 0.17901 | 0 | 0 | 302.2837 | 0.0005922 | 28 | Industrial_2034_SC A_MW_Before Competition Groups_28 | Dairy Pre-Cooler | 0.05922% | 0 | 0.17901 | Industrial_2034_SC A_MW_Before Competition Groups_Dairy Pre-Cooler
Industrial | Ind ¦ Efficient Refrigeration Compressor | 2034 | SC A | MW | Before Competition Groups | 0.091242 | 0 | 0 | 302.2837 | 0.00030184 | 29 | Industrial_2034_SC A_MW_Before Competition Groups_29 | Efficient Refrigeration Compressor | 0.03018% | 0 | 0.091242 | Industrial_2034_SC A_MW_Before Competition Groups_Efficient Refrigeration Compressor
Industrial | Ind ¦ Heat Lamps/Heat Pad | 2034 | SC A | MW | Before Competition Groups | 0.039219 | 0 | 0 | 302.2837 | 0.00012974 | 30 | Industrial_2034_SC A_MW_Before Competition Groups_30 | Heat Lamps/Heat Pad | 0.01297% | 0 | 0.039219 | Industrial_2034_SC A_MW_Before Competition Groups_Heat Lamps/Heat Pad
Industrial | Ind ¦ Free Cooling | 2034 | SC A | MW | Before Competition Groups | 0.010958 | 0 | 0 | 302.2837 | 3.6252e-05 | 31 | Industrial_2034_SC A_MW_Before Competition Groups_31 | Free Cooling | 0.003625% | 0 | 0.010958 | Industrial_2034_SC A_MW_Before Competition Groups_Free Cooling
Industrial | Ind ¦ Air Leak Survey and Repair | 2034 | SC B | MW | Before Competition Groups | 67.8556 | 0 | 0 | 490.184 | 0.13843 | 1 | Industrial_2034_SC B_MW_Before Competition Groups_1 | Air Leak Survey and Repair | 13.84% | 0 | 67.8556 | Industrial_2034_SC B_MW_Before Competition Groups_Air Leak Survey and Repair
Industrial | Ind ¦ Pump System Optimization | 2034 | SC B | MW | Before Competition Groups | 66.9484 | 0 | 0 | 490.184 | 0.13658 | 2 | Industrial_2034_SC B_MW_Before Competition Groups_2 | Pump System Optimization | 13.66% | 0 | 66.9484 | Industrial_2034_SC B_MW_Before Competition Groups_Pump System Optimization
Industrial | Ind ¦ Recommissioning | 2034 | SC B | MW | Before Competition Groups | 48.0331 | 0 | 0 | 490.184 | 0.09799 | 3 | Industrial_2034_SC B_MW_Before Competition Groups_3 | Recommissioning | 9.799% | 0 | 48.0331 | Industrial_2034_SC B_MW_Before Competition Groups_Recommissioning
Industrial | Ind ¦ SEM | 2034 | SC B | MW | Before Competition Groups | 48.0331 | 0 | 0 | 490.184 | 0.09799 | 4 | Industrial_2034_SC B_MW_Before Competition Groups_4 | SEM | 9.799% | 0 | 48.0331 | Industrial_2034_SC B_MW_Before Competition Groups_SEM
Industrial | Ind ¦ Air Compressor Optimization | 2034 | SC B | MW | Before Competition Groups | 47.4759 | 0 | 0 | 490.184 | 0.096853 | 5 | Industrial_2034_SC B_MW_Before Competition Groups_5 | Air Compressor Optimization | 9.685% | 0 | 47.4759 | Industrial_2034_SC B_MW_Before Competition Groups_Air Compressor Optimization
Industrial | Ind ¦ Efficient Compressed Air Nozzles | 2034 | SC B | MW | Before Competition Groups | 40.7768 | 0 | 0 | 490.184 | 0.083187 | 6 | Industrial_2034_SC B_MW_Before Competition Groups_6 | Efficient Compressed Air Nozzles | 8.319% | 0 | 40.7768 | Industrial_2034_SC B_MW_Before Competition Groups_Efficient Compressed Air Nozzles
Industrial | Ind ¦ Pump Equipment Upgrade | 2034 | SC B | MW | Before Competition Groups | 30.5177 | 0 | 0 | 490.184 | 0.062258 | 7 | Industrial_2034_SC B_MW_Before Competition Groups_7 | Pump Equipment Upgrade | 6.226% | 0 | 30.5177 | Industrial_2034_SC B_MW_Before Competition Groups_Pump Equipment Upgrade
Industrial | Ind ¦ High Efficiency HVAC Fans | 2034 | SC B | MW | Before Competition Groups | 22.5128 | 0 | 0 | 490.184 | 0.045927 | 8 | Industrial_2034_SC B_MW_Before Competition Groups_8 | High Efficiency HVAC Fans | 4.593% | 0 | 22.5128 | Industrial_2034_SC B_MW_Before Competition Groups_High Efficiency HVAC Fans
Industrial | Ind ¦ HE Lighting | 2034 | SC B | MW | Before Competition Groups | 22.4304 | 0 | 0 | 490.184 | 0.045759 | 9 | Industrial_2034_SC B_MW_Before Competition Groups_9 | HE Lighting | 4.576% | 0 | 22.4304 | Industrial_2034_SC B_MW_Before Competition Groups_HE Lighting
Industrial | Ind ¦ Fan System Optimization | 2034 | SC B | MW | Before Competition Groups | 16.9176 | 0 | 0 | 490.184 | 0.034513 | 10 | Industrial_2034_SC B_MW_Before Competition Groups_10 | Fan System Optimization | 3.451% | 0 | 16.9176 | Industrial_2034_SC B_MW_Before Competition Groups_Fan System Optimization
Industrial | Ind ¦ Greenhouse Grow Lights | 2034 | SC B | MW | Before Competition Groups | 16.773 | 0 | 0 | 490.184 | 0.034218 | 11 | Industrial_2034_SC B_MW_Before Competition Groups_11 | Greenhouse Grow Lights | 3.422% | 0 | 16.773 | Industrial_2034_SC B_MW_Before Competition Groups_Greenhouse Grow Lights
Industrial | Ind ¦ Improved Controls - Process Cooling | 2034 | SC B | MW | Before Competition Groups | 13.0002 | 0 | 0 | 490.184 | 0.026521 | 12 | Industrial_2034_SC B_MW_Before Competition Groups_12 | Improved Controls - Process Cooling | 2.652% | 0 | 13.0002 | Industrial_2034_SC B_MW_Before Competition Groups_Improved Controls - Process Cooling
Industrial | Ind ¦ Pulp and Paper Process Improvements | 2034 | SC B | MW | Before Competition Groups | 6.9564 | 0 | 0 | 490.184 | 0.014191 | 13 | Industrial_2034_SC B_MW_Before Competition Groups_13 | Pulp and Paper Process Improvements | 1.419% | 0 | 6.9564 | Industrial_2034_SC B_MW_Before Competition Groups_Pulp and Paper Process Improvements
Industrial | Ind ¦ Material Handling Improvements | 2034 | SC B | MW | Before Competition Groups | 6.6108 | 0 | 0 | 490.184 | 0.013486 | 14 | Industrial_2034_SC B_MW_Before Competition Groups_14 | Material Handling Improvements | 1.349% | 0 | 6.6108 | Industrial_2034_SC B_MW_Before Competition Groups_Material Handling Improvements
Industrial | Ind ¦ Process Optimization (Elec) | 2034 | SC B | MW | Before Competition Groups | 5.1848 | 0 | 0 | 490.184 | 0.010577 | 15 | Industrial_2034_SC B_MW_Before Competition Groups_15 | Process Optimization (Elec) | 1.058% | 0 | 5.1848 | Industrial_2034_SC B_MW_Before Competition Groups_Process Optimization (Elec)
Industrial | Ind ¦ Refiner Plate Improvements | 2034 | SC B | MW | Before Competition Groups | 4.8169 | 0 | 0 | 490.184 | 0.0098267 | 16 | Industrial_2034_SC B_MW_Before Competition Groups_16 | Refiner Plate Improvements | 0.9827% | 0 | 4.8169 | Industrial_2034_SC B_MW_Before Competition Groups_Refiner Plate Improvements
Industrial | Ind ¦ Cooling Tower Optimization | 2034 | SC B | MW | Before Competition Groups | 3.8326 | 0 | 0 | 490.184 | 0.0078187 | 17 | Industrial_2034_SC B_MW_Before Competition Groups_17 | Cooling Tower Optimization | 0.7819% | 0 | 3.8326 | Industrial_2034_SC B_MW_Before Competition Groups_Cooling Tower Optimization
Industrial | Ind ¦ Free Cooling | 2034 | SC B | MW | Before Competition Groups | 3.4154 | 0 | 0 | 490.184 | 0.0069677 | 18 | Industrial_2034_SC B_MW_Before Competition Groups_18 | Free Cooling | 0.6968% | 0 | 3.4154 | Industrial_2034_SC B_MW_Before Competition Groups_Free Cooling
Industrial | Ind ¦ Ventilation Optimization | 2034 | SC B | MW | Before Competition Groups | 3.2497 | 0 | 0 | 490.184 | 0.0066295 | 19 | Industrial_2034_SC B_MW_Before Competition Groups_19 | Ventilation Optimization | 0.663% | 0 | 3.2497 | Industrial_2034_SC B_MW_Before Competition Groups_Ventilation Optimization
Industrial | Ind ¦ VAV Conversion Project | 2034 | SC B | MW | Before Competition Groups | 2.9904 | 0 | 0 | 490.184 | 0.0061006 | 20 | Industrial_2034_SC B_MW_Before Competition Groups_20 | VAV Conversion Project | 0.6101% | 0 | 2.9904 | Industrial_2034_SC B_MW_Before Competition Groups_VAV Conversion Project
Industrial | Ind ¦ Process Heat Recovery | 2034 | SC B | MW | Before Competition Groups | 2.4952 | 0 | 0 | 490.184 | 0.0050904 | 21 | Industrial_2034_SC B_MW_Before Competition Groups_21 | Process Heat Recovery | 0.509% | 0 | 2.4952 | Industrial_2034_SC B_MW_Before Competition Groups_Process Heat Recovery
Industrial | Ind ¦ High Efficiency Battery Charger | 2034 | SC B | MW | Before Competition Groups | 2.1856 | 0 | 0 | 490.184 | 0.0044588 | 22 | Industrial_2034_SC B_MW_Before Competition Groups_22 | High Efficiency Battery Charger | 0.4459% | 0 | 2.1856 | Industrial_2034_SC B_MW_Before Competition Groups_High Efficiency Battery Charger
Industrial | Ind ¦ Process Improvements | 2034 | SC B | MW | Before Competition Groups | 1.9219 | 0 | 0 | 490.184 | 0.0039207 | 23 | Industrial_2034_SC B_MW_Before Competition Groups_23 | Process Improvements | 0.3921% | 0 | 1.9219 | Industrial_2034_SC B_MW_Before Competition Groups_Process Improvements
Industrial | Ind ¦ Refrigeration Compressor VFD | 2034 | SC B | MW | Before Competition Groups | 1.2822 | 0 | 0 | 490.184 | 0.0026158 | 24 | Industrial_2034_SC B_MW_Before Competition Groups_24 | Refrigeration Compressor VFD | 0.2616% | 0 | 1.2822 | Industrial_2034_SC B_MW_Before Competition Groups_Refrigeration Compressor VFD
Industrial | Ind ¦ Efficient Irrigation | 2034 | SC B | MW | Before Competition Groups | 1.2715 | 0 | 0 | 490.184 | 0.0025938 | 25 | Industrial_2034_SC B_MW_Before Competition Groups_25 | Efficient Irrigation | 0.2594% | 0 | 1.2715 | Industrial_2034_SC B_MW_Before Competition Groups_Efficient Irrigation
Industrial | Ind ¦ Improved Controls - Process Heating | 2034 | SC B | MW | Before Competition Groups | 1.1955 | 0 | 0 | 490.184 | 0.002439 | 26 | Industrial_2034_SC B_MW_Before Competition Groups_26 | Improved Controls - Process Heating | 0.2439% | 0 | 1.1955 | Industrial_2034_SC B_MW_Before Competition Groups_Improved Controls - Process Heating
Industrial | Ind ¦ Engine Block Heater Timer | 2034 | SC B | MW | Before Competition Groups | 0.72965 | 0 | 0 | 490.184 | 0.0014885 | 27 | Industrial_2034_SC B_MW_Before Competition Groups_27 | Engine Block Heater Timer | 0.1489% | 0 | 0.72965 | Industrial_2034_SC B_MW_Before Competition Groups_Engine Block Heater Timer
Industrial | Ind ¦ Air Compressor Heat Recovery | 2034 | SC B | MW | Before Competition Groups | 0.32672 | 0 | 0 | 490.184 | 0.00066653 | 28 | Industrial_2034_SC B_MW_Before Competition Groups_28 | Air Compressor Heat Recovery | 0.06665% | 0 | 0.32672 | Industrial_2034_SC B_MW_Before Competition Groups_Air Compressor Heat Recovery
Industrial | Ind ¦ Dairy Pre-Cooler | 2034 | SC B | MW | Before Competition Groups | 0.27864 | 0 | 0 | 490.184 | 0.00056845 | 29 | Industrial_2034_SC B_MW_Before Competition Groups_29 | Dairy Pre-Cooler | 0.05684% | 0 | 0.27864 | Industrial_2034_SC B_MW_Before Competition Groups_Dairy Pre-Cooler
Industrial | Ind ¦ Efficient Refrigeration Compressor | 2034 | SC B | MW | Before Competition Groups | 0.11423 | 0 | 0 | 490.184 | 0.00023304 | 30 | Industrial_2034_SC B_MW_Before Competition Groups_30 | Efficient Refrigeration Compressor | 0.0233% | 0 | 0.11423 | Industrial_2034_SC B_MW_Before Competition Groups_Efficient Refrigeration Compressor
Industrial | Ind ¦ Heat Lamps/Heat Pad | 2034 | SC B | MW | Before Competition Groups | 0.051189 | 0 | 0 | 490.184 | 0.00010443 | 31 | Industrial_2034_SC B_MW_Before Competition Groups_31 | Heat Lamps/Heat Pad | 0.01044% | 0 | 0.051189 | Industrial_2034_SC B_MW_Before Competition Groups_Heat Lamps/Heat Pad
Industrial | Ind ¦ Pump System Optimization | 2034 | SC C | MW | Before Competition Groups | 66.9484 | 0 | 0 | 361.1095 | 0.1854 | 1 | Industrial_2034_SC C_MW_Before Competition Groups_1 | Pump System Optimization | 18.54% | 0 | 66.9484 | Industrial_2034_SC C_MW_Before Competition Groups_Pump System Optimization
Industrial | Ind ¦ Air Compressor Optimization | 2034 | SC C | MW | Before Competition Groups | 47.4759 | 0 | 0 | 361.1095 | 0.13147 | 2 | Industrial_2034_SC C_MW_Before Competition Groups_2 | Air Compressor Optimization | 13.15% | 0 | 47.4759 | Industrial_2034_SC C_MW_Before Competition Groups_Air Compressor Optimization
Industrial | Ind ¦ Air Leak Survey and Repair | 2034 | SC C | MW | Before Competition Groups | 39.3196 | 0 | 0 | 361.1095 | 0.10889 | 3 | Industrial_2034_SC C_MW_Before Competition Groups_3 | Air Leak Survey and Repair | 10.89% | 0 | 39.3196 | Industrial_2034_SC C_MW_Before Competition Groups_Air Leak Survey and Repair
Industrial | Ind ¦ Pump Equipment Upgrade | 2034 | SC C | MW | Before Competition Groups | 30.5177 | 0 | 0 | 361.1095 | 0.084511 | 4 | Industrial_2034_SC C_MW_Before Competition Groups_4 | Pump Equipment Upgrade | 8.451% | 0 | 30.5177 | Industrial_2034_SC C_MW_Before Competition Groups_Pump Equipment Upgrade
Industrial | Ind ¦ Recommissioning | 2034 | SC C | MW | Before Competition Groups | 27.8461 | 0 | 0 | 361.1095 | 0.077113 | 5 | Industrial_2034_SC C_MW_Before Competition Groups_5 | Recommissioning | 7.711% | 0 | 27.8461 | Industrial_2034_SC C_MW_Before Competition Groups_Recommissioning
Industrial | Ind ¦ SEM | 2034 | SC C | MW | Before Competition Groups | 27.8461 | 0 | 0 | 361.1095 | 0.077113 | 6 | Industrial_2034_SC C_MW_Before Competition Groups_6 | SEM | 7.711% | 0 | 27.8461 | Industrial_2034_SC C_MW_Before Competition Groups_SEM
Industrial | Ind ¦ Efficient Compressed Air Nozzles | 2034 | SC C | MW | Before Competition Groups | 23.2013 | 0 | 0 | 361.1095 | 0.06425 | 7 | Industrial_2034_SC C_MW_Before Competition Groups_7 | Efficient Compressed Air Nozzles | 6.425% | 0 | 23.2013 | Industrial_2034_SC C_MW_Before Competition Groups_Efficient Compressed Air Nozzles
Industrial | Ind ¦ Fan System Optimization | 2034 | SC C | MW | Before Competition Groups | 16.9176 | 0 | 0 | 361.1095 | 0.046849 | 8 | Industrial_2034_SC C_MW_Before Competition Groups_8 | Fan System Optimization | 4.685% | 0 | 16.9176 | Industrial_2034_SC C_MW_Before Competition Groups_Fan System Optimization
Industrial | Ind ¦ High Efficiency HVAC Fans | 2034 | SC C | MW | Before Competition Groups | 15.4298 | 0 | 0 | 361.1095 | 0.042729 | 9 | Industrial_2034_SC C_MW_Before Competition Groups_9 | High Efficiency HVAC Fans | 4.273% | 0 | 15.4298 | Industrial_2034_SC C_MW_Before Competition Groups_High Efficiency HVAC Fans
Industrial | Ind ¦ Greenhouse Grow Lights | 2034 | SC C | MW | Before Competition Groups | 11.7677 | 0 | 0 | 361.1095 | 0.032588 | 10 | Industrial_2034_SC C_MW_Before Competition Groups_10 | Greenhouse Grow Lights | 3.259% | 0 | 11.7677 | Industrial_2034_SC C_MW_Before Competition Groups_Greenhouse Grow Lights
Industrial | Ind ¦ HE Lighting | 2034 | SC C | MW | Before Competition Groups | 11.6628 | 0 | 0 | 361.1095 | 0.032297 | 11 | Industrial_2034_SC C_MW_Before Competition Groups_11 | HE Lighting | 3.23% | 0 | 11.6628 | Industrial_2034_SC C_MW_Before Competition Groups_HE Lighting
Industrial | Ind ¦ Improved Controls - Process Cooling | 2034 | SC C | MW | Before Competition Groups | 7.5473 | 0 | 0 | 361.1095 | 0.0209 | 12 | Industrial_2034_SC C_MW_Before Competition Groups_12 | Improved Controls - Process Cooling | 2.09% | 0 | 7.5473 | Industrial_2034_SC C_MW_Before Competition Groups_Improved Controls - Process Cooling
Industrial | Ind ¦ Process Optimization (Elec) | 2034 | SC C | MW | Before Competition Groups | 5.1848 | 0 | 0 | 361.1095 | 0.014358 | 13 | Industrial_2034_SC C_MW_Before Competition Groups_13 | Process Optimization (Elec) | 1.436% | 0 | 5.1848 | Industrial_2034_SC C_MW_Before Competition Groups_Process Optimization (Elec)
Industrial | Ind ¦ Material Handling Improvements | 2034 | SC C | MW | Before Competition Groups | 4.8445 | 0 | 0 | 361.1095 | 0.013416 | 14 | Industrial_2034_SC C_MW_Before Competition Groups_14 | Material Handling Improvements | 1.342% | 0 | 4.8445 | Industrial_2034_SC C_MW_Before Competition Groups_Material Handling Improvements
Industrial | Ind ¦ Pulp and Paper Process Improvements | 2034 | SC C | MW | Before Competition Groups | 3.8861 | 0 | 0 | 361.1095 | 0.010762 | 15 | Industrial_2034_SC C_MW_Before Competition Groups_15 | Pulp and Paper Process Improvements | 1.076% | 0 | 3.8861 | Industrial_2034_SC C_MW_Before Competition Groups_Pulp and Paper Process Improvements
Industrial | Ind ¦ Cooling Tower Optimization | 2034 | SC C | MW | Before Competition Groups | 3.8326 | 0 | 0 | 361.1095 | 0.010613 | 16 | Industrial_2034_SC C_MW_Before Competition Groups_16 | Cooling Tower Optimization | 1.061% | 0 | 3.8326 | Industrial_2034_SC C_MW_Before Competition Groups_Cooling Tower Optimization
Industrial | Ind ¦ Ventilation Optimization | 2034 | SC C | MW | Before Competition Groups | 3.2497 | 0 | 0 | 361.1095 | 0.0089991 | 17 | Industrial_2034_SC C_MW_Before Competition Groups_17 | Ventilation Optimization | 0.8999% | 0 | 3.2497 | Industrial_2034_SC C_MW_Before Competition Groups_Ventilation Optimization
Industrial | Ind ¦ Refiner Plate Improvements | 2034 | SC C | MW | Before Competition Groups | 2.6604 | 0 | 0 | 361.1095 | 0.0073672 | 18 | Industrial_2034_SC C_MW_Before Competition Groups_18 | Refiner Plate Improvements | 0.7367% | 0 | 2.6604 | Industrial_2034_SC C_MW_Before Competition Groups_Refiner Plate Improvements
Industrial | Ind ¦ Free Cooling | 2034 | SC C | MW | Before Competition Groups | 2.0759 | 0 | 0 | 361.1095 | 0.0057486 | 19 | Industrial_2034_SC C_MW_Before Competition Groups_19 | Free Cooling | 0.5749% | 0 | 2.0759 | Industrial_2034_SC C_MW_Before Competition Groups_Free Cooling
Industrial | Ind ¦ VAV Conversion Project | 2034 | SC C | MW | Before Competition Groups | 1.7247 | 0 | 0 | 361.1095 | 0.0047762 | 20 | Industrial_2034_SC C_MW_Before Competition Groups_20 | VAV Conversion Project | 0.4776% | 0 | 1.7247 | Industrial_2034_SC C_MW_Before Competition Groups_VAV Conversion Project
Industrial | Ind ¦ High Efficiency Battery Charger | 2034 | SC C | MW | Before Competition Groups | 1.4539 | 0 | 0 | 361.1095 | 0.0040263 | 21 | Industrial_2034_SC C_MW_Before Competition Groups_21 | High Efficiency Battery Charger | 0.4026% | 0 | 1.4539 | Industrial_2034_SC C_MW_Before Competition Groups_High Efficiency Battery Charger
Industrial | Ind ¦ Process Heat Recovery | 2034 | SC C | MW | Before Competition Groups | 1.419 | 0 | 0 | 361.1095 | 0.0039295 | 22 | Industrial_2034_SC C_MW_Before Competition Groups_22 | Process Heat Recovery | 0.3929% | 0 | 1.419 | Industrial_2034_SC C_MW_Before Competition Groups_Process Heat Recovery
Industrial | Ind ¦ Process Improvements | 2034 | SC C | MW | Before Competition Groups | 1.1132 | 0 | 0 | 361.1095 | 0.0030828 | 23 | Industrial_2034_SC C_MW_Before Competition Groups_23 | Process Improvements | 0.3083% | 0 | 1.1132 | Industrial_2034_SC C_MW_Before Competition Groups_Process Improvements
Industrial | Ind ¦ Refrigeration Compressor VFD | 2034 | SC C | MW | Before Competition Groups | 0.91564 | 0 | 0 | 361.1095 | 0.0025356 | 24 | Industrial_2034_SC C_MW_Before Competition Groups_24 | Refrigeration Compressor VFD | 0.2536% | 0 | 0.91564 | Industrial_2034_SC C_MW_Before Competition Groups_Refrigeration Compressor VFD
Industrial | Ind ¦ Improved Controls - Process Heating | 2034 | SC C | MW | Before Competition Groups | 0.71033 | 0 | 0 | 361.1095 | 0.0019671 | 25 | Industrial_2034_SC C_MW_Before Competition Groups_25 | Improved Controls - Process Heating | 0.1967% | 0 | 0.71033 | Industrial_2034_SC C_MW_Before Competition Groups_Improved Controls - Process Heating
Industrial | Ind ¦ Efficient Irrigation | 2034 | SC C | MW | Before Competition Groups | 0.5905 | 0 | 0 | 361.1095 | 0.0016352 | 26 | Industrial_2034_SC C_MW_Before Competition Groups_26 | Efficient Irrigation | 0.1635% | 0 | 0.5905 | Industrial_2034_SC C_MW_Before Competition Groups_Efficient Irrigation
Industrial | Ind ¦ Engine Block Heater Timer | 2034 | SC C | MW | Before Competition Groups | 0.41908 | 0 | 0 | 361.1095 | 0.0011605 | 27 | Industrial_2034_SC C_MW_Before Competition Groups_27 | Engine Block Heater Timer | 0.1161% | 0 | 0.41908 | Industrial_2034_SC C_MW_Before Competition Groups_Engine Block Heater Timer
Industrial | Ind ¦ Dairy Pre-Cooler | 2034 | SC C | MW | Before Competition Groups | 0.22183 | 0 | 0 | 361.1095 | 0.00061431 | 28 | Industrial_2034_SC C_MW_Before Competition Groups_28 | Dairy Pre-Cooler | 0.06143% | 0 | 0.22183 | Industrial_2034_SC C_MW_Before Competition Groups_Dairy Pre-Cooler
Industrial | Ind ¦ Air Compressor Heat Recovery | 2034 | SC C | MW | Before Competition Groups | 0.18989 | 0 | 0 | 361.1095 | 0.00052586 | 29 | Industrial_2034_SC C_MW_Before Competition Groups_29 | Air Compressor Heat Recovery | 0.05259% | 0 | 0.18989 | Industrial_2034_SC C_MW_Before Competition Groups_Air Compressor Heat Recovery
Industrial | Ind ¦ Efficient Refrigeration Compressor | 2034 | SC C | MW | Before Competition Groups | 0.091242 | 0 | 0 | 361.1095 | 0.00025267 | 30 | Industrial_2034_SC C_MW_Before Competition Groups_30 | Efficient Refrigeration Compressor | 0.02527% | 0 | 0.091242 | Industrial_2034_SC C_MW_Before Competition Groups_Efficient Refrigeration Compressor
Industrial | Ind ¦ Heat Lamps/Heat Pad | 2034 | SC C | MW | Before Competition Groups | 0.045771 | 0 | 0 | 361.1095 | 0.00012675 | 31 | Industrial_2034_SC C_MW_Before Competition Groups_31 | Heat Lamps/Heat Pad | 0.01267% | 0 | 0.045771 | Industrial_2034_SC C_MW_Before Competition Groups_Heat Lamps/Heat Pad
Industrial | Ind ¦ Air Compressor Optimization | 2034 | SC D | MW | Before Competition Groups | 47.4759 | 0 | 0 | 290.4431 | 0.16346 | 1 | Industrial_2034_SC D_MW_Before Competition Groups_1 | Air Compressor Optimization | 16.35% | 0 | 47.4759 | Industrial_2034_SC D_MW_Before Competition Groups_Air Compressor Optimization
Industrial | Ind ¦ Air Leak Survey and Repair | 2034 | SC D | MW | Before Competition Groups | 39.2516 | 0 | 0 | 290.4431 | 0.13514 | 2 | Industrial_2034_SC D_MW_Before Competition Groups_2 | Air Leak Survey and Repair | 13.51% | 0 | 39.2516 | Industrial_2034_SC D_MW_Before Competition Groups_Air Leak Survey and Repair
Industrial | Ind ¦ Pump System Optimization | 2034 | SC D | MW | Before Competition Groups | 37.3648 | 0 | 0 | 290.4431 | 0.12865 | 3 | Industrial_2034_SC D_MW_Before Competition Groups_3 | Pump System Optimization | 12.86% | 0 | 37.3648 | Industrial_2034_SC D_MW_Before Competition Groups_Pump System Optimization
Industrial | Ind ¦ SEM | 2034 | SC D | MW | Before Competition Groups | 27.8461 | 0 | 0 | 290.4431 | 0.095875 | 4 | Industrial_2034_SC D_MW_Before Competition Groups_4 | SEM | 9.587% | 0 | 27.8461 | Industrial_2034_SC D_MW_Before Competition Groups_SEM
Industrial | Ind ¦ Recommissioning | 2034 | SC D | MW | Before Competition Groups | 26.9205 | 0 | 0 | 290.4431 | 0.092688 | 5 | Industrial_2034_SC D_MW_Before Competition Groups_5 | Recommissioning | 9.269% | 0 | 26.9205 | Industrial_2034_SC D_MW_Before Competition Groups_Recommissioning
Industrial | Ind ¦ Efficient Compressed Air Nozzles | 2034 | SC D | MW | Before Competition Groups | 23.2013 | 0 | 0 | 290.4431 | 0.079883 | 6 | Industrial_2034_SC D_MW_Before Competition Groups_6 | Efficient Compressed Air Nozzles | 7.988% | 0 | 23.2013 | Industrial_2034_SC D_MW_Before Competition Groups_Efficient Compressed Air Nozzles
Industrial | Ind ¦ Fan System Optimization | 2034 | SC D | MW | Before Competition Groups | 16.9176 | 0 | 0 | 290.4431 | 0.058247 | 7 | Industrial_2034_SC D_MW_Before Competition Groups_7 | Fan System Optimization | 5.825% | 0 | 16.9176 | Industrial_2034_SC D_MW_Before Competition Groups_Fan System Optimization
Industrial | Ind ¦ Pump Equipment Upgrade | 2034 | SC D | MW | Before Competition Groups | 16.1671 | 0 | 0 | 290.4431 | 0.055664 | 8 | Industrial_2034_SC D_MW_Before Competition Groups_8 | Pump Equipment Upgrade | 5.566% | 0 | 16.1671 | Industrial_2034_SC D_MW_Before Competition Groups_Pump Equipment Upgrade
Industrial | Ind ¦ High Efficiency HVAC Fans | 2034 | SC D | MW | Before Competition Groups | 14.6268 | 0 | 0 | 290.4431 | 0.05036 | 9 | Industrial_2034_SC D_MW_Before Competition Groups_9 | High Efficiency HVAC Fans | 5.036% | 0 | 14.6268 | Industrial_2034_SC D_MW_Before Competition Groups_High Efficiency HVAC Fans
Industrial | Ind ¦ Improved Controls - Process Cooling | 2034 | SC D | MW | Before Competition Groups | 7.5473 | 0 | 0 | 290.4431 | 0.025986 | 10 | Industrial_2034_SC D_MW_Before Competition Groups_10 | Improved Controls - Process Cooling | 2.599% | 0 | 7.5473 | Industrial_2034_SC D_MW_Before Competition Groups_Improved Controls - Process Cooling
Industrial | Ind ¦ Greenhouse Grow Lights | 2034 | SC D | MW | Before Competition Groups | 6.0831 | 0 | 0 | 290.4431 | 0.020944 | 11 | Industrial_2034_SC D_MW_Before Competition Groups_11 | Greenhouse Grow Lights | 2.094% | 0 | 6.0831 | Industrial_2034_SC D_MW_Before Competition Groups_Greenhouse Grow Lights
Industrial | Ind ¦ Process Optimization (Elec) | 2034 | SC D | MW | Before Competition Groups | 5.1848 | 0 | 0 | 290.4431 | 0.017851 | 12 | Industrial_2034_SC D_MW_Before Competition Groups_12 | Process Optimization (Elec) | 1.785% | 0 | 5.1848 | Industrial_2034_SC D_MW_Before Competition Groups_Process Optimization (Elec)
Industrial | Ind ¦ Material Handling Improvements | 2034 | SC D | MW | Before Competition Groups | 4.8445 | 0 | 0 | 290.4431 | 0.01668 | 13 | Industrial_2034_SC D_MW_Before Competition Groups_13 | Material Handling Improvements | 1.668% | 0 | 4.8445 | Industrial_2034_SC D_MW_Before Competition Groups_Material Handling Improvements
Industrial | Ind ¦ Cooling Tower Optimization | 2034 | SC D | MW | Before Competition Groups | 3.6869 | 0 | 0 | 290.4431 | 0.012694 | 14 | Industrial_2034_SC D_MW_Before Competition Groups_14 | Cooling Tower Optimization | 1.269% | 0 | 3.6869 | Industrial_2034_SC D_MW_Before Competition Groups_Cooling Tower Optimization
Industrial | Ind ¦ Ventilation Optimization | 2034 | SC D | MW | Before Competition Groups | 2.8699 | 0 | 0 | 290.4431 | 0.0098812 | 15 | Industrial_2034_SC D_MW_Before Competition Groups_15 | Ventilation Optimization | 0.9881% | 0 | 2.8699 | Industrial_2034_SC D_MW_Before Competition Groups_Ventilation Optimization
Industrial | Ind ¦ Refiner Plate Improvements | 2034 | SC D | MW | Before Competition Groups | 2.6604 | 0 | 0 | 290.4431 | 0.0091597 | 16 | Industrial_2034_SC D_MW_Before Competition Groups_16 | Refiner Plate Improvements | 0.916% | 0 | 2.6604 | Industrial_2034_SC D_MW_Before Competition Groups_Refiner Plate Improvements
Industrial | Ind ¦ HE Lighting | 2034 | SC D | MW | Before Competition Groups | 1.2504 | 0 | 0 | 290.4431 | 0.004305 | 17 | Industrial_2034_SC D_MW_Before Competition Groups_17 | HE Lighting | 0.4305% | 0 | 1.2504 | Industrial_2034_SC D_MW_Before Competition Groups_HE Lighting
Industrial | Ind ¦ VAV Conversion Project | 2034 | SC D | MW | Before Competition Groups | 1.1684 | 0 | 0 | 290.4431 | 0.0040228 | 18 | Industrial_2034_SC D_MW_Before Competition Groups_18 | VAV Conversion Project | 0.4023% | 0 | 1.1684 | Industrial_2034_SC D_MW_Before Competition Groups_VAV Conversion Project
Industrial | Ind ¦ Process Heat Recovery | 2034 | SC D | MW | Before Competition Groups | 1.069 | 0 | 0 | 290.4431 | 0.0036806 | 19 | Industrial_2034_SC D_MW_Before Competition Groups_19 | Process Heat Recovery | 0.3681% | 0 | 1.069 | Industrial_2034_SC D_MW_Before Competition Groups_Process Heat Recovery
Industrial | Ind ¦ Process Improvements | 2034 | SC D | MW | Before Competition Groups | 0.97669 | 0 | 0 | 290.4431 | 0.0033628 | 20 | Industrial_2034_SC D_MW_Before Competition Groups_20 | Process Improvements | 0.3363% | 0 | 0.97669 | Industrial_2034_SC D_MW_Before Competition Groups_Process Improvements
Industrial | Ind ¦ High Efficiency Battery Charger | 2034 | SC D | MW | Before Competition Groups | 0.64464 | 0 | 0 | 290.4431 | 0.0022195 | 21 | Industrial_2034_SC D_MW_Before Competition Groups_21 | High Efficiency Battery Charger | 0.2219% | 0 | 0.64464 | Industrial_2034_SC D_MW_Before Competition Groups_High Efficiency Battery Charger
Industrial | Ind ¦ Improved Controls - Process Heating | 2034 | SC D | MW | Before Competition Groups | 0.63654 | 0 | 0 | 290.4431 | 0.0021916 | 22 | Industrial_2034_SC D_MW_Before Competition Groups_22 | Improved Controls - Process Heating | 0.2192% | 0 | 0.63654 | Industrial_2034_SC D_MW_Before Competition Groups_Improved Controls - Process Heating
Industrial | Ind ¦ Refrigeration Compressor VFD | 2034 | SC D | MW | Before Competition Groups | 0.42059 | 0 | 0 | 290.4431 | 0.0014481 | 23 | Industrial_2034_SC D_MW_Before Competition Groups_23 | Refrigeration Compressor VFD | 0.1448% | 0 | 0.42059 | Industrial_2034_SC D_MW_Before Competition Groups_Refrigeration Compressor VFD
Industrial | Ind ¦ Engine Block Heater Timer | 2034 | SC D | MW | Before Competition Groups | 0.39764 | 0 | 0 | 290.4431 | 0.0013691 | 24 | Industrial_2034_SC D_MW_Before Competition Groups_24 | Engine Block Heater Timer | 0.1369% | 0 | 0.39764 | Industrial_2034_SC D_MW_Before Competition Groups_Engine Block Heater Timer
Industrial | Ind ¦ Pulp and Paper Process Improvements | 2034 | SC D | MW | Before Competition Groups | 0.38513 | 0 | 0 | 290.4431 | 0.001326 | 25 | Industrial_2034_SC D_MW_Before Competition Groups_25 | Pulp and Paper Process Improvements | 0.1326% | 0 | 0.38513 | Industrial_2034_SC D_MW_Before Competition Groups_Pulp and Paper Process Improvements
Industrial | Ind ¦ Free Cooling | 2034 | SC D | MW | Before Competition Groups | 0.22816 | 0 | 0 | 290.4431 | 0.00078555 | 26 | Industrial_2034_SC D_MW_Before Competition Groups_26 | Free Cooling | 0.07855% | 0 | 0.22816 | Industrial_2034_SC D_MW_Before Competition Groups_Free Cooling
Industrial | Ind ¦ Efficient Irrigation | 2034 | SC D | MW | Before Competition Groups | 0.21807 | 0 | 0 | 290.4431 | 0.00075083 | 27 | Industrial_2034_SC D_MW_Before Competition Groups_27 | Efficient Irrigation | 0.07508% | 0 | 0.21807 | Industrial_2034_SC D_MW_Before Competition Groups_Efficient Irrigation
Industrial | Ind ¦ Air Compressor Heat Recovery | 2034 | SC D | MW | Before Competition Groups | 0.17278 | 0 | 0 | 290.4431 | 0.00059488 | 28 | Industrial_2034_SC D_MW_Before Competition Groups_28 | Air Compressor Heat Recovery | 0.05949% | 0 | 0.17278 | Industrial_2034_SC D_MW_Before Competition Groups_Air Compressor Heat Recovery
Industrial | Ind ¦ Dairy Pre-Cooler | 2034 | SC D | MW | Before Competition Groups | 0.10935 | 0 | 0 | 290.4431 | 0.00037648 | 29 | Industrial_2034_SC D_MW_Before Competition Groups_29 | Dairy Pre-Cooler | 0.03765% | 0 | 0.10935 | Industrial_2034_SC D_MW_Before Competition Groups_Dairy Pre-Cooler
Industrial | Ind ¦ Efficient Refrigeration Compressor | 2034 | SC D | MW | Before Competition Groups | 0.090161 | 0 | 0 | 290.4431 | 0.00031043 | 30 | Industrial_2034_SC D_MW_Before Competition Groups_30 | Efficient Refrigeration Compressor | 0.03104% | 0 | 0.090161 | Industrial_2034_SC D_MW_Before Competition Groups_Efficient Refrigeration Compressor
Industrial | Ind ¦ Heat Lamps/Heat Pad | 2034 | SC D | MW | Before Competition Groups | 0.02697 | 0 | 0 | 290.4431 | 9.2859e-05 | 31 | Industrial_2034_SC D_MW_Before Competition Groups_31 | Heat Lamps/Heat Pad | 0.009286% | 0 | 0.02697 | Industrial_2034_SC D_MW_Before Competition Groups_Heat Lamps/Heat Pad
Industrial | Ind ¦ Pump System Optimization | 2034 | Technical | MW | Before Competition Groups | 97.6788 | 0 | 0 | 743.0618 | 0.13145 | 1 | Industrial_2034_Technical_MW_Before Competition Groups_1 | Pump System Optimization | 13.15% | 0 | 97.6788 | Industrial_2034_Technical_MW_Before Competition Groups_Pump System Optimization
Industrial | Ind ¦ HE Lighting | 2034 | Technical | MW | Before Competition Groups | 90.8477 | 0 | 0 | 743.0618 | 0.12226 | 2 | Industrial_2034_Technical_MW_Before Competition Groups_2 | HE Lighting | 12.23% | 0 | 90.8477 | Industrial_2034_Technical_MW_Before Competition Groups_HE Lighting
Industrial | Ind ¦ Air Leak Survey and Repair | 2034 | Technical | MW | Before Competition Groups | 74.1116 | 0 | 0 | 743.0618 | 0.099738 | 3 | Industrial_2034_Technical_MW_Before Competition Groups_3 | Air Leak Survey and Repair | 9.974% | 0 | 74.1116 | Industrial_2034_Technical_MW_Before Competition Groups_Air Leak Survey and Repair
Industrial | Ind ¦ Air Compressor Optimization | 2034 | Technical | MW | Before Competition Groups | 58.0526 | 0 | 0 | 743.0618 | 0.078126 | 4 | Industrial_2034_Technical_MW_Before Competition Groups_4 | Air Compressor Optimization | 7.813% | 0 | 58.0526 | Industrial_2034_Technical_MW_Before Competition Groups_Air Compressor Optimization
Industrial | Ind ¦ Efficient Compressed Air Nozzles | 2034 | Technical | MW | Before Competition Groups | 56.5682 | 0 | 0 | 743.0618 | 0.076128 | 5 | Industrial_2034_Technical_MW_Before Competition Groups_5 | Efficient Compressed Air Nozzles | 7.613% | 0 | 56.5682 | Industrial_2034_Technical_MW_Before Competition Groups_Efficient Compressed Air Nozzles
Industrial | Ind ¦ Recommissioning | 2034 | Technical | MW | Before Competition Groups | 51.8662 | 0 | 0 | 743.0618 | 0.069801 | 6 | Industrial_2034_Technical_MW_Before Competition Groups_6 | Recommissioning | 6.98% | 0 | 51.8662 | Industrial_2034_Technical_MW_Before Competition Groups_Recommissioning
Industrial | Ind ¦ SEM | 2034 | Technical | MW | Before Competition Groups | 51.8662 | 0 | 0 | 743.0618 | 0.069801 | 7 | Industrial_2034_Technical_MW_Before Competition Groups_7 | SEM | 6.98% | 0 | 51.8662 | Industrial_2034_Technical_MW_Before Competition Groups_SEM
Industrial | Ind ¦ Pump Equipment Upgrade | 2034 | Technical | MW | Before Competition Groups | 43.4778 | 0 | 0 | 743.0618 | 0.058512 | 8 | Industrial_2034_Technical_MW_Before Competition Groups_8 | Pump Equipment Upgrade | 5.851% | 0 | 43.4778 | Industrial_2034_Technical_MW_Before Competition Groups_Pump Equipment Upgrade
Industrial | Ind ¦ High Efficiency HVAC Fans | 2034 | Technical | MW | Before Competition Groups | 27.4367 | 0 | 0 | 743.0618 | 0.036924 | 9 | Industrial_2034_Technical_MW_Before Competition Groups_9 | High Efficiency HVAC Fans | 3.692% | 0 | 27.4367 | Industrial_2034_Technical_MW_Before Competition Groups_High Efficiency HVAC Fans
Industrial | Ind ¦ Greenhouse Grow Lights | 2034 | Technical | MW | Before Competition Groups | 22.1325 | 0 | 0 | 743.0618 | 0.029786 | 10 | Industrial_2034_Technical_MW_Before Competition Groups_10 | Greenhouse Grow Lights | 2.979% | 0 | 22.1325 | Industrial_2034_Technical_MW_Before Competition Groups_Greenhouse Grow Lights
Industrial | Ind ¦ Premium Efficient Motors | 2034 | Technical | MW | Before Competition Groups | 21.0583 | 0 | 0 | 743.0618 | 0.02834 | 11 | Industrial_2034_Technical_MW_Before Competition Groups_11 | Premium Efficient Motors | 2.834% | 0 | 21.0583 | Industrial_2034_Technical_MW_Before Competition Groups_Premium Efficient Motors
Industrial | Ind ¦ Process Optimization (Elec) | 2034 | Technical | MW | Before Competition Groups | 20.975 | 0 | 0 | 743.0618 | 0.028228 | 12 | Industrial_2034_Technical_MW_Before Competition Groups_12 | Process Optimization (Elec) | 2.823% | 0 | 20.975 | Industrial_2034_Technical_MW_Before Competition Groups_Process Optimization (Elec)
Industrial | Ind ¦ Fan System Optimization | 2034 | Technical | MW | Before Competition Groups | 19.6964 | 0 | 0 | 743.0618 | 0.026507 | 13 | Industrial_2034_Technical_MW_Before Competition Groups_13 | Fan System Optimization | 2.651% | 0 | 19.6964 | Industrial_2034_Technical_MW_Before Competition Groups_Fan System Optimization
Industrial | Ind ¦ Improved Controls - Process Cooling | 2034 | Technical | MW | Before Competition Groups | 13.4469 | 0 | 0 | 743.0618 | 0.018097 | 14 | Industrial_2034_Technical_MW_Before Competition Groups_14 | Improved Controls - Process Cooling | 1.81% | 0 | 13.4469 | Industrial_2034_Technical_MW_Before Competition Groups_Improved Controls - Process Cooling
Industrial | Ind ¦ Ventilation Optimization | 2034 | Technical | MW | Before Competition Groups | 10.4765 | 0 | 0 | 743.0618 | 0.014099 | 15 | Industrial_2034_Technical_MW_Before Competition Groups_15 | Ventilation Optimization | 1.41% | 0 | 10.4765 | Industrial_2034_Technical_MW_Before Competition Groups_Ventilation Optimization
Industrial | Ind ¦ HE HVAC Controls | 2034 | Technical | MW | Before Competition Groups | 8.6229 | 0 | 0 | 743.0618 | 0.011605 | 16 | Industrial_2034_Technical_MW_Before Competition Groups_16 | HE HVAC Controls | 1.16% | 0 | 8.6229 | Industrial_2034_Technical_MW_Before Competition Groups_HE HVAC Controls
Industrial | Ind ¦ Material Handling Improvements | 2034 | Technical | MW | Before Competition Groups | 8.2921 | 0 | 0 | 743.0618 | 0.011159 | 17 | Industrial_2034_Technical_MW_Before Competition Groups_17 | Material Handling Improvements | 1.116% | 0 | 8.2921 | Industrial_2034_Technical_MW_Before Competition Groups_Material Handling Improvements
Industrial | Ind ¦ Pulp and Paper Process Improvements | 2034 | Technical | MW | Before Competition Groups | 7.9624 | 0 | 0 | 743.0618 | 0.010716 | 18 | Industrial_2034_Technical_MW_Before Competition Groups_18 | Pulp and Paper Process Improvements | 1.072% | 0 | 7.9624 | Industrial_2034_Technical_MW_Before Competition Groups_Pulp and Paper Process Improvements
Industrial | Ind ¦ Refiner Plate Improvements | 2034 | Technical | MW | Before Competition Groups | 6.9216 | 0 | 0 | 743.0618 | 0.0093149 | 19 | Industrial_2034_Technical_MW_Before Competition Groups_19 | Refiner Plate Improvements | 0.9315% | 0 | 6.9216 | Industrial_2034_Technical_MW_Before Competition Groups_Refiner Plate Improvements
Industrial | Ind ¦ HVLS Fans | 2034 | Technical | MW | Before Competition Groups | 6.7146 | 0 | 0 | 743.0618 | 0.0090364 | 20 | Industrial_2034_Technical_MW_Before Competition Groups_20 | HVLS Fans | 0.9036% | 0 | 6.7146 | Industrial_2034_Technical_MW_Before Competition Groups_HVLS Fans
Industrial | Ind ¦ HE HVAC Units | 2034 | Technical | MW | Before Competition Groups | 5.8804 | 0 | 0 | 743.0618 | 0.0079138 | 21 | Industrial_2034_Technical_MW_Before Competition Groups_21 | HE HVAC Units | 0.7914% | 0 | 5.8804 | Industrial_2034_Technical_MW_Before Competition Groups_HE HVAC Units
Industrial | Ind ¦ Chiller Optimization | 2034 | Technical | MW | Before Competition Groups | 5.2251 | 0 | 0 | 743.0618 | 0.0070319 | 22 | Industrial_2034_Technical_MW_Before Competition Groups_22 | Chiller Optimization | 0.7032% | 0 | 5.2251 | Industrial_2034_Technical_MW_Before Competition Groups_Chiller Optimization
Industrial | Ind ¦ Cooling Tower Optimization | 2034 | Technical | MW | Before Competition Groups | 4.1044 | 0 | 0 | 743.0618 | 0.0055236 | 23 | Industrial_2034_Technical_MW_Before Competition Groups_23 | Cooling Tower Optimization | 0.5524% | 0 | 4.1044 | Industrial_2034_Technical_MW_Before Competition Groups_Cooling Tower Optimization
Industrial | Ind ¦ Free Cooling | 2034 | Technical | MW | Before Competition Groups | 3.4885 | 0 | 0 | 743.0618 | 0.0046947 | 24 | Industrial_2034_Technical_MW_Before Competition Groups_24 | Free Cooling | 0.4695% | 0 | 3.4885 | Industrial_2034_Technical_MW_Before Competition Groups_Free Cooling
Industrial | Ind ¦ High Efficiency Battery Charger | 2034 | Technical | MW | Before Competition Groups | 2.8536 | 0 | 0 | 743.0618 | 0.0038403 | 25 | Industrial_2034_Technical_MW_Before Competition Groups_25 | High Efficiency Battery Charger | 0.384% | 0 | 2.8536 | Industrial_2034_Technical_MW_Before Competition Groups_High Efficiency Battery Charger
Industrial | Ind ¦ Cold Storage Retrofit | 2034 | Technical | MW | Before Competition Groups | 2.8529 | 0 | 0 | 743.0618 | 0.0038394 | 26 | Industrial_2034_Technical_MW_Before Competition Groups_26 | Cold Storage Retrofit | 0.3839% | 0 | 2.8529 | Industrial_2034_Technical_MW_Before Competition Groups_Cold Storage Retrofit
Industrial | Ind ¦ VAV Conversion Project | 2034 | Technical | MW | Before Competition Groups | 2.8208 | 0 | 0 | 743.0618 | 0.0037962 | 27 | Industrial_2034_Technical_MW_Before Competition Groups_27 | VAV Conversion Project | 0.3796% | 0 | 2.8208 | Industrial_2034_Technical_MW_Before Competition Groups_VAV Conversion Project
Industrial | Ind ¦ Process Heat Recovery | 2034 | Technical | MW | Before Competition Groups | 2.7153 | 0 | 0 | 743.0618 | 0.0036543 | 28 | Industrial_2034_Technical_MW_Before Competition Groups_28 | Process Heat Recovery | 0.3654% | 0 | 2.7153 | Industrial_2034_Technical_MW_Before Competition Groups_Process Heat Recovery
Industrial | Ind ¦ Synchronous Belts | 2034 | Technical | MW | Before Competition Groups | 2.6112 | 0 | 0 | 743.0618 | 0.0035141 | 29 | Industrial_2034_Technical_MW_Before Competition Groups_29 | Synchronous Belts | 0.3514% | 0 | 2.6112 | Industrial_2034_Technical_MW_Before Competition Groups_Synchronous Belts
Industrial | Ind ¦ Efficient Irrigation | 2034 | Technical | MW | Before Competition Groups | 2.3161 | 0 | 0 | 743.0618 | 0.0031169 | 30 | Industrial_2034_Technical_MW_Before Competition Groups_30 | Efficient Irrigation | 0.3117% | 0 | 2.3161 | Industrial_2034_Technical_MW_Before Competition Groups_Efficient Irrigation
Industrial | Ind ¦ Process Improvements | 2034 | Technical | MW | Before Competition Groups | 2.1419 | 0 | 0 | 743.0618 | 0.0028825 | 31 | Industrial_2034_Technical_MW_Before Competition Groups_31 | Process Improvements | 0.2882% | 0 | 2.1419 | Industrial_2034_Technical_MW_Before Competition Groups_Process Improvements
Industrial | Ind ¦ Refrigeration Compressor VFD | 2034 | Technical | MW | Before Competition Groups | 1.5462 | 0 | 0 | 743.0618 | 0.0020808 | 32 | Industrial_2034_Technical_MW_Before Competition Groups_32 | Refrigeration Compressor VFD | 0.2081% | 0 | 1.5462 | Industrial_2034_Technical_MW_Before Competition Groups_Refrigeration Compressor VFD
Industrial | Ind ¦ Efficient Transformer | 2034 | Technical | MW | Before Competition Groups | 1.4316 | 0 | 0 | 743.0618 | 0.0019266 | 33 | Industrial_2034_Technical_MW_Before Competition Groups_33 | Efficient Transformer | 0.1927% | 0 | 1.4316 | Industrial_2034_Technical_MW_Before Competition Groups_Efficient Transformer
Industrial | Ind ¦ Improved Controls - Process Heating | 2034 | Technical | MW | Before Competition Groups | 1.3046 | 0 | 0 | 743.0618 | 0.0017557 | 34 | Industrial_2034_Technical_MW_Before Competition Groups_34 | Improved Controls - Process Heating | 0.1756% | 0 | 1.3046 | Industrial_2034_Technical_MW_Before Competition Groups_Improved Controls - Process Heating
Industrial | Ind ¦ High Efficiency Welders | 2034 | Technical | MW | Before Competition Groups | 1.1436 | 0 | 0 | 743.0618 | 0.001539 | 35 | Industrial_2034_Technical_MW_Before Competition Groups_35 | High Efficiency Welders | 0.1539% | 0 | 1.1436 | Industrial_2034_Technical_MW_Before Competition Groups_High Efficiency Welders
Industrial | Ind ¦ Engine Block Heater Timer | 2034 | Technical | MW | Before Competition Groups | 0.82068 | 0 | 0 | 743.0618 | 0.0011045 | 36 | Industrial_2034_Technical_MW_Before Competition Groups_36 | Engine Block Heater Timer | 0.1104% | 0 | 0.82068 | Industrial_2034_Technical_MW_Before Competition Groups_Engine Block Heater Timer
Industrial | Ind ¦ Dairy Pre-Cooler | 2034 | Technical | MW | Before Competition Groups | 0.62789 | 0 | 0 | 743.0618 | 0.00084501 | 37 | Industrial_2034_Technical_MW_Before Competition Groups_37 | Dairy Pre-Cooler | 0.0845% | 0 | 0.62789 | Industrial_2034_Technical_MW_Before Competition Groups_Dairy Pre-Cooler
Industrial | Ind ¦ Air Compressor Heat Recovery | 2034 | Technical | MW | Before Competition Groups | 0.34616 | 0 | 0 | 743.0618 | 0.00046585 | 38 | Industrial_2034_Technical_MW_Before Competition Groups_38 | Air Compressor Heat Recovery | 0.04659% | 0 | 0.34616 | Industrial_2034_Technical_MW_Before Competition Groups_Air Compressor Heat Recovery
Industrial | Ind ¦ Optimize Compressed Air Dryer | 2034 | Technical | MW | Before Competition Groups | 0.2563 | 0 | 0 | 743.0618 | 0.00034493 | 39 | Industrial_2034_Technical_MW_Before Competition Groups_39 | Optimize Compressed Air Dryer | 0.03449% | 0 | 0.2563 | Industrial_2034_Technical_MW_Before Competition Groups_Optimize Compressed Air Dryer
Industrial | Ind ¦ Heat Lamps/Heat Pad | 2034 | Technical | MW | Before Competition Groups | 0.13702 | 0 | 0 | 743.0618 | 0.0001844 | 40 | Industrial_2034_Technical_MW_Before Competition Groups_40 | Heat Lamps/Heat Pad | 0.01844% | 0 | 0.13702 | Industrial_2034_Technical_MW_Before Competition Groups_Heat Lamps/Heat Pad
Industrial | Ind ¦ Efficient Refrigeration Compressor | 2034 | Technical | MW | Before Competition Groups | 0.12799 | 0 | 0 | 743.0618 | 0.00017225 | 41 | Industrial_2034_Technical_MW_Before Competition Groups_41 | Efficient Refrigeration Compressor | 0.01723% | 0 | 0.12799 | Industrial_2034_Technical_MW_Before Competition Groups_Efficient Refrigeration Compressor
Industrial | Ind ¦ Creep Heat Controller | 2034 | Technical | MW | Before Competition Groups | 0.10474 | 0 | 0 | 743.0618 | 0.00014096 | 42 | Industrial_2034_Technical_MW_Before Competition Groups_42 | Creep Heat Controller | 0.0141% | 0 | 0.10474 | Industrial_2034_Technical_MW_Before Competition Groups_Creep Heat Controller
Industrial | Ind ¦ Pump System Optimization | 2035 | Economic | MW | Before Competition Groups | 96.6662 | 0 | 0 | 685.3943 | 0.14104 | 1 | Industrial_2035_Economic_MW_Before Competition Groups_1 | Pump System Optimization | 14.1% | 0 | 96.6662 | Industrial_2035_Economic_MW_Before Competition Groups_Pump System Optimization
Industrial | Ind ¦ HE Lighting | 2035 | Economic | MW | Before Competition Groups | 92.4259 | 0 | 0 | 685.3943 | 0.13485 | 2 | Industrial_2035_Economic_MW_Before Competition Groups_2 | HE Lighting | 13.49% | 0 | 92.4259 | Industrial_2035_Economic_MW_Before Competition Groups_HE Lighting
Industrial | Ind ¦ Air Leak Survey and Repair | 2035 | Economic | MW | Before Competition Groups | 74.29 | 0 | 0 | 685.3943 | 0.10839 | 3 | Industrial_2035_Economic_MW_Before Competition Groups_3 | Air Leak Survey and Repair | 10.84% | 0 | 74.29 | Industrial_2035_Economic_MW_Before Competition Groups_Air Leak Survey and Repair
Industrial | Ind ¦ Air Compressor Optimization | 2035 | Economic | MW | Before Competition Groups | 58.9831 | 0 | 0 | 685.3943 | 0.086057 | 4 | Industrial_2035_Economic_MW_Before Competition Groups_4 | Air Compressor Optimization | 8.606% | 0 | 58.9831 | Industrial_2035_Economic_MW_Before Competition Groups_Air Compressor Optimization
Industrial | Ind ¦ Efficient Compressed Air Nozzles | 2035 | Economic | MW | Before Competition Groups | 57.4389 | 0 | 0 | 685.3943 | 0.083804 | 5 | Industrial_2035_Economic_MW_Before Competition Groups_5 | Efficient Compressed Air Nozzles | 8.38% | 0 | 57.4389 | Industrial_2035_Economic_MW_Before Competition Groups_Efficient Compressed Air Nozzles
Industrial | Ind ¦ Recommissioning | 2035 | Economic | MW | Before Competition Groups | 51.7503 | 0 | 0 | 685.3943 | 0.075504 | 6 | Industrial_2035_Economic_MW_Before Competition Groups_6 | Recommissioning | 7.55% | 0 | 51.7503 | Industrial_2035_Economic_MW_Before Competition Groups_Recommissioning
Industrial | Ind ¦ SEM | 2035 | Economic | MW | Before Competition Groups | 51.7503 | 0 | 0 | 685.3943 | 0.075504 | 7 | Industrial_2035_Economic_MW_Before Competition Groups_7 | SEM | 7.55% | 0 | 51.7503 | Industrial_2035_Economic_MW_Before Competition Groups_SEM
Industrial | Ind ¦ Pump Equipment Upgrade | 2035 | Economic | MW | Before Competition Groups | 44.1396 | 0 | 0 | 685.3943 | 0.0644 | 8 | Industrial_2035_Economic_MW_Before Competition Groups_8 | Pump Equipment Upgrade | 6.44% | 0 | 44.1396 | Industrial_2035_Economic_MW_Before Competition Groups_Pump Equipment Upgrade
Industrial | Ind ¦ High Efficiency HVAC Fans | 2035 | Economic | MW | Before Competition Groups | 27.9521 | 0 | 0 | 685.3943 | 0.040783 | 9 | Industrial_2035_Economic_MW_Before Competition Groups_9 | High Efficiency HVAC Fans | 4.078% | 0 | 27.9521 | Industrial_2035_Economic_MW_Before Competition Groups_High Efficiency HVAC Fans
Industrial | Ind ¦ Greenhouse Grow Lights | 2035 | Economic | MW | Before Competition Groups | 22.3704 | 0 | 0 | 685.3943 | 0.032639 | 10 | Industrial_2035_Economic_MW_Before Competition Groups_10 | Greenhouse Grow Lights | 3.264% | 0 | 22.3704 | Industrial_2035_Economic_MW_Before Competition Groups_Greenhouse Grow Lights
Industrial | Ind ¦ Process Optimization (Elec) | 2035 | Economic | MW | Before Competition Groups | 20.9101 | 0 | 0 | 685.3943 | 0.030508 | 11 | Industrial_2035_Economic_MW_Before Competition Groups_11 | Process Optimization (Elec) | 3.051% | 0 | 20.9101 | Industrial_2035_Economic_MW_Before Competition Groups_Process Optimization (Elec)
Industrial | Ind ¦ Fan System Optimization | 2035 | Economic | MW | Before Competition Groups | 19.8587 | 0 | 0 | 685.3943 | 0.028974 | 12 | Industrial_2035_Economic_MW_Before Competition Groups_12 | Fan System Optimization | 2.897% | 0 | 19.8587 | Industrial_2035_Economic_MW_Before Competition Groups_Fan System Optimization
Industrial | Ind ¦ Improved Controls - Process Cooling | 2035 | Economic | MW | Before Competition Groups | 13.3761 | 0 | 0 | 685.3943 | 0.019516 | 13 | Industrial_2035_Economic_MW_Before Competition Groups_13 | Improved Controls - Process Cooling | 1.952% | 0 | 13.3761 | Industrial_2035_Economic_MW_Before Competition Groups_Improved Controls - Process Cooling
Industrial | Ind ¦ Material Handling Improvements | 2035 | Economic | MW | Before Competition Groups | 8.4113 | 0 | 0 | 685.3943 | 0.012272 | 14 | Industrial_2035_Economic_MW_Before Competition Groups_14 | Material Handling Improvements | 1.227% | 0 | 8.4113 | Industrial_2035_Economic_MW_Before Competition Groups_Material Handling Improvements
Industrial | Ind ¦ Pulp and Paper Process Improvements | 2035 | Economic | MW | Before Competition Groups | 7.9298 | 0 | 0 | 685.3943 | 0.01157 | 15 | Industrial_2035_Economic_MW_Before Competition Groups_15 | Pulp and Paper Process Improvements | 1.157% | 0 | 7.9298 | Industrial_2035_Economic_MW_Before Competition Groups_Pulp and Paper Process Improvements
Industrial | Ind ¦ Refiner Plate Improvements | 2035 | Economic | MW | Before Competition Groups | 7.0241 | 0 | 0 | 685.3943 | 0.010248 | 16 | Industrial_2035_Economic_MW_Before Competition Groups_16 | Refiner Plate Improvements | 1.025% | 0 | 7.0241 | Industrial_2035_Economic_MW_Before Competition Groups_Refiner Plate Improvements
Industrial | Ind ¦ Ventilation Optimization | 2035 | Economic | MW | Before Competition Groups | 4.8212 | 0 | 0 | 685.3943 | 0.0070342 | 17 | Industrial_2035_Economic_MW_Before Competition Groups_17 | Ventilation Optimization | 0.7034% | 0 | 4.8212 | Industrial_2035_Economic_MW_Before Competition Groups_Ventilation Optimization
Industrial | Ind ¦ Cooling Tower Optimization | 2035 | Economic | MW | Before Competition Groups | 4.0909 | 0 | 0 | 685.3943 | 0.0059686 | 18 | Industrial_2035_Economic_MW_Before Competition Groups_18 | Cooling Tower Optimization | 0.5969% | 0 | 4.0909 | Industrial_2035_Economic_MW_Before Competition Groups_Cooling Tower Optimization
Industrial | Ind ¦ Free Cooling | 2035 | Economic | MW | Before Competition Groups | 3.4795 | 0 | 0 | 685.3943 | 0.0050766 | 19 | Industrial_2035_Economic_MW_Before Competition Groups_19 | Free Cooling | 0.5077% | 0 | 3.4795 | Industrial_2035_Economic_MW_Before Competition Groups_Free Cooling
Industrial | Ind ¦ High Efficiency Battery Charger | 2035 | Economic | MW | Before Competition Groups | 2.9018 | 0 | 0 | 685.3943 | 0.0042338 | 20 | Industrial_2035_Economic_MW_Before Competition Groups_20 | High Efficiency Battery Charger | 0.4234% | 0 | 2.9018 | Industrial_2035_Economic_MW_Before Competition Groups_High Efficiency Battery Charger
Industrial | Ind ¦ VAV Conversion Project | 2035 | Economic | MW | Before Competition Groups | 2.8249 | 0 | 0 | 685.3943 | 0.0041216 | 21 | Industrial_2035_Economic_MW_Before Competition Groups_21 | VAV Conversion Project | 0.4122% | 0 | 2.8249 | Industrial_2035_Economic_MW_Before Competition Groups_VAV Conversion Project
Industrial | Ind ¦ Process Heat Recovery | 2035 | Economic | MW | Before Competition Groups | 2.7117 | 0 | 0 | 685.3943 | 0.0039564 | 22 | Industrial_2035_Economic_MW_Before Competition Groups_22 | Process Heat Recovery | 0.3956% | 0 | 2.7117 | Industrial_2035_Economic_MW_Before Competition Groups_Process Heat Recovery
Industrial | Ind ¦ Efficient Irrigation | 2035 | Economic | MW | Before Competition Groups | 2.3462 | 0 | 0 | 685.3943 | 0.0034231 | 23 | Industrial_2035_Economic_MW_Before Competition Groups_23 | Efficient Irrigation | 0.3423% | 0 | 2.3462 | Industrial_2035_Economic_MW_Before Competition Groups_Efficient Irrigation
Industrial | Ind ¦ Process Improvements | 2035 | Economic | MW | Before Competition Groups | 2.13 | 0 | 0 | 685.3943 | 0.0031078 | 24 | Industrial_2035_Economic_MW_Before Competition Groups_24 | Process Improvements | 0.3108% | 0 | 2.13 | Industrial_2035_Economic_MW_Before Competition Groups_Process Improvements
Industrial | Ind ¦ Refrigeration Compressor VFD | 2035 | Economic | MW | Before Competition Groups | 1.5713 | 0 | 0 | 685.3943 | 0.0022925 | 25 | Industrial_2035_Economic_MW_Before Competition Groups_25 | Refrigeration Compressor VFD | 0.2293% | 0 | 1.5713 | Industrial_2035_Economic_MW_Before Competition Groups_Refrigeration Compressor VFD
Industrial | Ind ¦ Improved Controls - Process Heating | 2035 | Economic | MW | Before Competition Groups | 1.304 | 0 | 0 | 685.3943 | 0.0019026 | 26 | Industrial_2035_Economic_MW_Before Competition Groups_26 | Improved Controls - Process Heating | 0.1903% | 0 | 1.304 | Industrial_2035_Economic_MW_Before Competition Groups_Improved Controls - Process Heating
Industrial | Ind ¦ Engine Block Heater Timer | 2035 | Economic | MW | Before Competition Groups | 0.81658 | 0 | 0 | 685.3943 | 0.0011914 | 27 | Industrial_2035_Economic_MW_Before Competition Groups_27 | Engine Block Heater Timer | 0.1191% | 0 | 0.81658 | Industrial_2035_Economic_MW_Before Competition Groups_Engine Block Heater Timer
Industrial | Ind ¦ Dairy Pre-Cooler | 2035 | Economic | MW | Before Competition Groups | 0.63434 | 0 | 0 | 685.3943 | 0.00092552 | 28 | Industrial_2035_Economic_MW_Before Competition Groups_28 | Dairy Pre-Cooler | 0.09255% | 0 | 0.63434 | Industrial_2035_Economic_MW_Before Competition Groups_Dairy Pre-Cooler
Industrial | Ind ¦ Air Compressor Heat Recovery | 2035 | Economic | MW | Before Competition Groups | 0.34442 | 0 | 0 | 685.3943 | 0.00050252 | 29 | Industrial_2035_Economic_MW_Before Competition Groups_29 | Air Compressor Heat Recovery | 0.05025% | 0 | 0.34442 | Industrial_2035_Economic_MW_Before Competition Groups_Air Compressor Heat Recovery
Industrial | Ind ¦ Efficient Refrigeration Compressor | 2035 | Economic | MW | Before Competition Groups | 0.1295 | 0 | 0 | 685.3943 | 0.00018894 | 30 | Industrial_2035_Economic_MW_Before Competition Groups_30 | Efficient Refrigeration Compressor | 0.01889% | 0 | 0.1295 | Industrial_2035_Economic_MW_Before Competition Groups_Efficient Refrigeration Compressor
Industrial | Ind ¦ Heat Lamps/Heat Pad | 2035 | Economic | MW | Before Competition Groups | 0.011122 | 0 | 0 | 685.3943 | 1.6228e-05 | 31 | Industrial_2035_Economic_MW_Before Competition Groups_31 | Heat Lamps/Heat Pad | 0.001623% | 0 | 0.011122 | Industrial_2035_Economic_MW_Before Competition Groups_Heat Lamps/Heat Pad
Industrial | Ind ¦ Air Compressor Optimization | 2035 | SC A | MW | Before Competition Groups | 49.0409 | 0 | 0 | 322.588 | 0.15202 | 1 | Industrial_2035_SC A_MW_Before Competition Groups_1 | Air Compressor Optimization | 15.2% | 0 | 49.0409 | Industrial_2035_SC A_MW_Before Competition Groups_Air Compressor Optimization
Industrial | Ind ¦ Pump System Optimization | 2035 | SC A | MW | Before Competition Groups | 47.7735 | 0 | 0 | 322.588 | 0.14809 | 2 | Industrial_2035_SC A_MW_Before Competition Groups_2 | Pump System Optimization | 14.81% | 0 | 47.7735 | Industrial_2035_SC A_MW_Before Competition Groups_Pump System Optimization
Industrial | Ind ¦ Air Leak Survey and Repair | 2035 | SC A | MW | Before Competition Groups | 42.4614 | 0 | 0 | 322.588 | 0.13163 | 3 | Industrial_2035_SC A_MW_Before Competition Groups_3 | Air Leak Survey and Repair | 13.16% | 0 | 42.4614 | Industrial_2035_SC A_MW_Before Competition Groups_Air Leak Survey and Repair
Industrial | Ind ¦ Recommissioning | 2035 | SC A | MW | Before Competition Groups | 30.0738 | 0 | 0 | 322.588 | 0.093227 | 4 | Industrial_2035_SC A_MW_Before Competition Groups_4 | Recommissioning | 9.323% | 0 | 30.0738 | Industrial_2035_SC A_MW_Before Competition Groups_Recommissioning
Industrial | Ind ¦ SEM | 2035 | SC A | MW | Before Competition Groups | 30.0738 | 0 | 0 | 322.588 | 0.093227 | 5 | Industrial_2035_SC A_MW_Before Competition Groups_5 | SEM | 9.323% | 0 | 30.0738 | Industrial_2035_SC A_MW_Before Competition Groups_SEM
Industrial | Ind ¦ Efficient Compressed Air Nozzles | 2035 | SC A | MW | Before Competition Groups | 25.4948 | 0 | 0 | 322.588 | 0.079032 | 6 | Industrial_2035_SC A_MW_Before Competition Groups_6 | Efficient Compressed Air Nozzles | 7.903% | 0 | 25.4948 | Industrial_2035_SC A_MW_Before Competition Groups_Efficient Compressed Air Nozzles
Industrial | Ind ¦ Pump Equipment Upgrade | 2035 | SC A | MW | Before Competition Groups | 20.5692 | 0 | 0 | 322.588 | 0.063763 | 7 | Industrial_2035_SC A_MW_Before Competition Groups_7 | Pump Equipment Upgrade | 6.376% | 0 | 20.5692 | Industrial_2035_SC A_MW_Before Competition Groups_Pump Equipment Upgrade
Industrial | Ind ¦ Fan System Optimization | 2035 | SC A | MW | Before Competition Groups | 16.7541 | 0 | 0 | 322.588 | 0.051936 | 8 | Industrial_2035_SC A_MW_Before Competition Groups_8 | Fan System Optimization | 5.194% | 0 | 16.7541 | Industrial_2035_SC A_MW_Before Competition Groups_Fan System Optimization
Industrial | Ind ¦ High Efficiency HVAC Fans | 2035 | SC A | MW | Before Competition Groups | 16.5819 | 0 | 0 | 322.588 | 0.051403 | 9 | Industrial_2035_SC A_MW_Before Competition Groups_9 | High Efficiency HVAC Fans | 5.14% | 0 | 16.5819 | Industrial_2035_SC A_MW_Before Competition Groups_High Efficiency HVAC Fans
Industrial | Ind ¦ Improved Controls - Process Cooling | 2035 | SC A | MW | Before Competition Groups | 8.1461 | 0 | 0 | 322.588 | 0.025252 | 10 | Industrial_2035_SC A_MW_Before Competition Groups_10 | Improved Controls - Process Cooling | 2.525% | 0 | 8.1461 | Industrial_2035_SC A_MW_Before Competition Groups_Improved Controls - Process Cooling
Industrial | Ind ¦ Greenhouse Grow Lights | 2035 | SC A | MW | Before Competition Groups | 7.52 | 0 | 0 | 322.588 | 0.023311 | 11 | Industrial_2035_SC A_MW_Before Competition Groups_11 | Greenhouse Grow Lights | 2.331% | 0 | 7.52 | Industrial_2035_SC A_MW_Before Competition Groups_Greenhouse Grow Lights
Industrial | Ind ¦ Process Optimization (Elec) | 2035 | SC A | MW | Before Competition Groups | 5.6964 | 0 | 0 | 322.588 | 0.017658 | 12 | Industrial_2035_SC A_MW_Before Competition Groups_12 | Process Optimization (Elec) | 1.766% | 0 | 5.6964 | Industrial_2035_SC A_MW_Before Competition Groups_Process Optimization (Elec)
Industrial | Ind ¦ Material Handling Improvements | 2035 | SC A | MW | Before Competition Groups | 5.1408 | 0 | 0 | 322.588 | 0.015936 | 13 | Industrial_2035_SC A_MW_Before Competition Groups_13 | Material Handling Improvements | 1.594% | 0 | 5.1408 | Industrial_2035_SC A_MW_Before Competition Groups_Material Handling Improvements
Industrial | Ind ¦ Refiner Plate Improvements | 2035 | SC A | MW | Before Competition Groups | 2.9274 | 0 | 0 | 322.588 | 0.0090747 | 14 | Industrial_2035_SC A_MW_Before Competition Groups_14 | Refiner Plate Improvements | 0.9075% | 0 | 2.9274 | Industrial_2035_SC A_MW_Before Competition Groups_Refiner Plate Improvements
Industrial | Ind ¦ HE Lighting | 2035 | SC A | MW | Before Competition Groups | 2.5615 | 0 | 0 | 322.588 | 0.0079404 | 15 | Industrial_2035_SC A_MW_Before Competition Groups_15 | HE Lighting | 0.794% | 0 | 2.5615 | Industrial_2035_SC A_MW_Before Competition Groups_HE Lighting
Industrial | Ind ¦ VAV Conversion Project | 2035 | SC A | MW | Before Competition Groups | 1.8236 | 0 | 0 | 322.588 | 0.0056529 | 16 | Industrial_2035_SC A_MW_Before Competition Groups_16 | VAV Conversion Project | 0.5653% | 0 | 1.8236 | Industrial_2035_SC A_MW_Before Competition Groups_VAV Conversion Project
Industrial | Ind ¦ Pulp and Paper Process Improvements | 2035 | SC A | MW | Before Competition Groups | 1.5581 | 0 | 0 | 322.588 | 0.0048301 | 17 | Industrial_2035_SC A_MW_Before Competition Groups_17 | Pulp and Paper Process Improvements | 0.483% | 0 | 1.5581 | Industrial_2035_SC A_MW_Before Competition Groups_Pulp and Paper Process Improvements
Industrial | Ind ¦ Process Heat Recovery | 2035 | SC A | MW | Before Competition Groups | 1.5343 | 0 | 0 | 322.588 | 0.0047562 | 18 | Industrial_2035_SC A_MW_Before Competition Groups_18 | Process Heat Recovery | 0.4756% | 0 | 1.5343 | Industrial_2035_SC A_MW_Before Competition Groups_Process Heat Recovery
Industrial | Ind ¦ Ventilation Optimization | 2035 | SC A | MW | Before Competition Groups | 1.4705 | 0 | 0 | 322.588 | 0.0045586 | 19 | Industrial_2035_SC A_MW_Before Competition Groups_19 | Ventilation Optimization | 0.4559% | 0 | 1.4705 | Industrial_2035_SC A_MW_Before Competition Groups_Ventilation Optimization
Industrial | Ind ¦ Process Improvements | 2035 | SC A | MW | Before Competition Groups | 1.1512 | 0 | 0 | 322.588 | 0.0035685 | 20 | Industrial_2035_SC A_MW_Before Competition Groups_20 | Process Improvements | 0.3569% | 0 | 1.1512 | Industrial_2035_SC A_MW_Before Competition Groups_Process Improvements
Industrial | Ind ¦ High Efficiency Battery Charger | 2035 | SC A | MW | Before Competition Groups | 1.0026 | 0 | 0 | 322.588 | 0.0031079 | 21 | Industrial_2035_SC A_MW_Before Competition Groups_21 | High Efficiency Battery Charger | 0.3108% | 0 | 1.0026 | Industrial_2035_SC A_MW_Before Competition Groups_High Efficiency Battery Charger
Industrial | Ind ¦ Improved Controls - Process Heating | 2035 | SC A | MW | Before Competition Groups | 0.76596 | 0 | 0 | 322.588 | 0.0023744 | 22 | Industrial_2035_SC A_MW_Before Competition Groups_22 | Improved Controls - Process Heating | 0.2374% | 0 | 0.76596 | Industrial_2035_SC A_MW_Before Competition Groups_Improved Controls - Process Heating
Industrial | Ind ¦ Refrigeration Compressor VFD | 2035 | SC A | MW | Before Competition Groups | 0.57519 | 0 | 0 | 322.588 | 0.0017831 | 23 | Industrial_2035_SC A_MW_Before Competition Groups_23 | Refrigeration Compressor VFD | 0.1783% | 0 | 0.57519 | Industrial_2035_SC A_MW_Before Competition Groups_Refrigeration Compressor VFD
Industrial | Ind ¦ Cooling Tower Optimization | 2035 | SC A | MW | Before Competition Groups | 0.53837 | 0 | 0 | 322.588 | 0.0016689 | 24 | Industrial_2035_SC A_MW_Before Competition Groups_24 | Cooling Tower Optimization | 0.1669% | 0 | 0.53837 | Industrial_2035_SC A_MW_Before Competition Groups_Cooling Tower Optimization
Industrial | Ind ¦ Engine Block Heater Timer | 2035 | SC A | MW | Before Competition Groups | 0.45198 | 0 | 0 | 322.588 | 0.0014011 | 25 | Industrial_2035_SC A_MW_Before Competition Groups_25 | Engine Block Heater Timer | 0.1401% | 0 | 0.45198 | Industrial_2035_SC A_MW_Before Competition Groups_Engine Block Heater Timer
Industrial | Ind ¦ Efficient Irrigation | 2035 | SC A | MW | Before Competition Groups | 0.35787 | 0 | 0 | 322.588 | 0.0011094 | 26 | Industrial_2035_SC A_MW_Before Competition Groups_26 | Efficient Irrigation | 0.1109% | 0 | 0.35787 | Industrial_2035_SC A_MW_Before Competition Groups_Efficient Irrigation
Industrial | Ind ¦ Air Compressor Heat Recovery | 2035 | SC A | MW | Before Competition Groups | 0.20477 | 0 | 0 | 322.588 | 0.00063478 | 27 | Industrial_2035_SC A_MW_Before Competition Groups_27 | Air Compressor Heat Recovery | 0.06348% | 0 | 0.20477 | Industrial_2035_SC A_MW_Before Competition Groups_Air Compressor Heat Recovery
Industrial | Ind ¦ Dairy Pre-Cooler | 2035 | SC A | MW | Before Competition Groups | 0.18961 | 0 | 0 | 322.588 | 0.00058777 | 28 | Industrial_2035_SC A_MW_Before Competition Groups_28 | Dairy Pre-Cooler | 0.05878% | 0 | 0.18961 | Industrial_2035_SC A_MW_Before Competition Groups_Dairy Pre-Cooler
Industrial | Ind ¦ Efficient Refrigeration Compressor | 2035 | SC A | MW | Before Competition Groups | 0.095604 | 0 | 0 | 322.588 | 0.00029636 | 29 | Industrial_2035_SC A_MW_Before Competition Groups_29 | Efficient Refrigeration Compressor | 0.02964% | 0 | 0.095604 | Industrial_2035_SC A_MW_Before Competition Groups_Efficient Refrigeration Compressor
Industrial | Ind ¦ Heat Lamps/Heat Pad | 2035 | SC A | MW | Before Competition Groups | 0.041315 | 0 | 0 | 322.588 | 0.00012807 | 30 | Industrial_2035_SC A_MW_Before Competition Groups_30 | Heat Lamps/Heat Pad | 0.01281% | 0 | 0.041315 | Industrial_2035_SC A_MW_Before Competition Groups_Heat Lamps/Heat Pad
Industrial | Ind ¦ Free Cooling | 2035 | SC A | MW | Before Competition Groups | 0.011613 | 0 | 0 | 322.588 | 3.5999e-05 | 31 | Industrial_2035_SC A_MW_Before Competition Groups_31 | Free Cooling | 0.0036% | 0 | 0.011613 | Industrial_2035_SC A_MW_Before Competition Groups_Free Cooling
Industrial | Ind ¦ Pump System Optimization | 2035 | SC B | MW | Before Competition Groups | 71.1017 | 0 | 0 | 511.9938 | 0.13887 | 1 | Industrial_2035_SC B_MW_Before Competition Groups_1 | Pump System Optimization | 13.89% | 0 | 71.1017 | Industrial_2035_SC B_MW_Before Competition Groups_Pump System Optimization
Industrial | Ind ¦ Air Leak Survey and Repair | 2035 | SC B | MW | Before Competition Groups | 69.4232 | 0 | 0 | 511.9938 | 0.13559 | 2 | Industrial_2035_SC B_MW_Before Competition Groups_2 | Air Leak Survey and Repair | 13.56% | 0 | 69.4232 | Industrial_2035_SC B_MW_Before Competition Groups_Air Leak Survey and Repair
Industrial | Ind ¦ Recommissioning | 2035 | SC B | MW | Before Competition Groups | 49.1442 | 0 | 0 | 511.9938 | 0.095986 | 3 | Industrial_2035_SC B_MW_Before Competition Groups_3 | Recommissioning | 9.599% | 0 | 49.1442 | Industrial_2035_SC B_MW_Before Competition Groups_Recommissioning
Industrial | Ind ¦ SEM | 2035 | SC B | MW | Before Competition Groups | 49.1442 | 0 | 0 | 511.9938 | 0.095986 | 4 | Industrial_2035_SC B_MW_Before Competition Groups_4 | SEM | 9.599% | 0 | 49.1442 | Industrial_2035_SC B_MW_Before Competition Groups_SEM
Industrial | Ind ¦ Air Compressor Optimization | 2035 | SC B | MW | Before Competition Groups | 49.0409 | 0 | 0 | 511.9938 | 0.095784 | 5 | Industrial_2035_SC B_MW_Before Competition Groups_5 | Air Compressor Optimization | 9.578% | 0 | 49.0409 | Industrial_2035_SC B_MW_Before Competition Groups_Air Compressor Optimization
Industrial | Ind ¦ Efficient Compressed Air Nozzles | 2035 | SC B | MW | Before Competition Groups | 42.5306 | 0 | 0 | 511.9938 | 0.083069 | 6 | Industrial_2035_SC B_MW_Before Competition Groups_6 | Efficient Compressed Air Nozzles | 8.307% | 0 | 42.5306 | Industrial_2035_SC B_MW_Before Competition Groups_Efficient Compressed Air Nozzles
Industrial | Ind ¦ Pump Equipment Upgrade | 2035 | SC B | MW | Before Competition Groups | 32.48 | 0 | 0 | 511.9938 | 0.063438 | 7 | Industrial_2035_SC B_MW_Before Competition Groups_7 | Pump Equipment Upgrade | 6.344% | 0 | 32.48 | Industrial_2035_SC B_MW_Before Competition Groups_Pump Equipment Upgrade
Industrial | Ind ¦ HE Lighting | 2035 | SC B | MW | Before Competition Groups | 26.8203 | 0 | 0 | 511.9938 | 0.052384 | 8 | Industrial_2035_SC B_MW_Before Competition Groups_8 | HE Lighting | 5.238% | 0 | 26.8203 | Industrial_2035_SC B_MW_Before Competition Groups_HE Lighting
Industrial | Ind ¦ High Efficiency HVAC Fans | 2035 | SC B | MW | Before Competition Groups | 23.3373 | 0 | 0 | 511.9938 | 0.045581 | 9 | Industrial_2035_SC B_MW_Before Competition Groups_9 | High Efficiency HVAC Fans | 4.558% | 0 | 23.3373 | Industrial_2035_SC B_MW_Before Competition Groups_High Efficiency HVAC Fans
Industrial | Ind ¦ Greenhouse Grow Lights | 2035 | SC B | MW | Before Competition Groups | 17.4089 | 0 | 0 | 511.9938 | 0.034002 | 10 | Industrial_2035_SC B_MW_Before Competition Groups_10 | Greenhouse Grow Lights | 3.4% | 0 | 17.4089 | Industrial_2035_SC B_MW_Before Competition Groups_Greenhouse Grow Lights
Industrial | Ind ¦ Fan System Optimization | 2035 | SC B | MW | Before Competition Groups | 17.3747 | 0 | 0 | 511.9938 | 0.033935 | 11 | Industrial_2035_SC B_MW_Before Competition Groups_11 | Fan System Optimization | 3.394% | 0 | 17.3747 | Industrial_2035_SC B_MW_Before Competition Groups_Fan System Optimization
Industrial | Ind ¦ Improved Controls - Process Cooling | 2035 | SC B | MW | Before Competition Groups | 13.3049 | 0 | 0 | 511.9938 | 0.025986 | 12 | Industrial_2035_SC B_MW_Before Competition Groups_12 | Improved Controls - Process Cooling | 2.599% | 0 | 13.3049 | Industrial_2035_SC B_MW_Before Competition Groups_Improved Controls - Process Cooling
Industrial | Ind ¦ Pulp and Paper Process Improvements | 2035 | SC B | MW | Before Competition Groups | 7.1406 | 0 | 0 | 511.9938 | 0.013947 | 13 | Industrial_2035_SC B_MW_Before Competition Groups_13 | Pulp and Paper Process Improvements | 1.395% | 0 | 7.1406 | Industrial_2035_SC B_MW_Before Competition Groups_Pulp and Paper Process Improvements
Industrial | Ind ¦ Material Handling Improvements | 2035 | SC B | MW | Before Competition Groups | 6.8161 | 0 | 0 | 511.9938 | 0.013313 | 14 | Industrial_2035_SC B_MW_Before Competition Groups_14 | Material Handling Improvements | 1.331% | 0 | 6.8161 | Industrial_2035_SC B_MW_Before Competition Groups_Material Handling Improvements
Industrial | Ind ¦ Process Optimization (Elec) | 2035 | SC B | MW | Before Competition Groups | 5.6964 | 0 | 0 | 511.9938 | 0.011126 | 15 | Industrial_2035_SC B_MW_Before Competition Groups_15 | Process Optimization (Elec) | 1.113% | 0 | 5.6964 | Industrial_2035_SC B_MW_Before Competition Groups_Process Optimization (Elec)
Industrial | Ind ¦ Refiner Plate Improvements | 2035 | SC B | MW | Before Competition Groups | 5.0372 | 0 | 0 | 511.9938 | 0.0098384 | 16 | Industrial_2035_SC B_MW_Before Competition Groups_16 | Refiner Plate Improvements | 0.9838% | 0 | 5.0372 | Industrial_2035_SC B_MW_Before Competition Groups_Refiner Plate Improvements
Industrial | Ind ¦ Cooling Tower Optimization | 2035 | SC B | MW | Before Competition Groups | 3.9176 | 0 | 0 | 511.9938 | 0.0076516 | 17 | Industrial_2035_SC B_MW_Before Competition Groups_17 | Cooling Tower Optimization | 0.7652% | 0 | 3.9176 | Industrial_2035_SC B_MW_Before Competition Groups_Cooling Tower Optimization
Industrial | Ind ¦ Free Cooling | 2035 | SC B | MW | Before Competition Groups | 3.4833 | 0 | 0 | 511.9938 | 0.0068033 | 18 | Industrial_2035_SC B_MW_Before Competition Groups_18 | Free Cooling | 0.6803% | 0 | 3.4833 | Industrial_2035_SC B_MW_Before Competition Groups_Free Cooling
Industrial | Ind ¦ Ventilation Optimization | 2035 | SC B | MW | Before Competition Groups | 3.4079 | 0 | 0 | 511.9938 | 0.0066561 | 19 | Industrial_2035_SC B_MW_Before Competition Groups_19 | Ventilation Optimization | 0.6656% | 0 | 3.4079 | Industrial_2035_SC B_MW_Before Competition Groups_Ventilation Optimization
Industrial | Ind ¦ VAV Conversion Project | 2035 | SC B | MW | Before Competition Groups | 3.0596 | 0 | 0 | 511.9938 | 0.0059759 | 20 | Industrial_2035_SC B_MW_Before Competition Groups_20 | VAV Conversion Project | 0.5976% | 0 | 3.0596 | Industrial_2035_SC B_MW_Before Competition Groups_VAV Conversion Project
Industrial | Ind ¦ Process Heat Recovery | 2035 | SC B | MW | Before Competition Groups | 2.5569 | 0 | 0 | 511.9938 | 0.0049941 | 21 | Industrial_2035_SC B_MW_Before Competition Groups_21 | Process Heat Recovery | 0.4994% | 0 | 2.5569 | Industrial_2035_SC B_MW_Before Competition Groups_Process Heat Recovery
Industrial | Ind ¦ High Efficiency Battery Charger | 2035 | SC B | MW | Before Competition Groups | 2.2718 | 0 | 0 | 511.9938 | 0.0044371 | 22 | Industrial_2035_SC B_MW_Before Competition Groups_22 | High Efficiency Battery Charger | 0.4437% | 0 | 2.2718 | Industrial_2035_SC B_MW_Before Competition Groups_High Efficiency Battery Charger
Industrial | Ind ¦ Process Improvements | 2035 | SC B | MW | Before Competition Groups | 1.9662 | 0 | 0 | 511.9938 | 0.0038403 | 23 | Industrial_2035_SC B_MW_Before Competition Groups_23 | Process Improvements | 0.384% | 0 | 1.9662 | Industrial_2035_SC B_MW_Before Competition Groups_Process Improvements
Industrial | Ind ¦ Efficient Irrigation | 2035 | SC B | MW | Before Competition Groups | 1.4118 | 0 | 0 | 511.9938 | 0.0027575 | 24 | Industrial_2035_SC B_MW_Before Competition Groups_24 | Efficient Irrigation | 0.2758% | 0 | 1.4118 | Industrial_2035_SC B_MW_Before Competition Groups_Efficient Irrigation
Industrial | Ind ¦ Refrigeration Compressor VFD | 2035 | SC B | MW | Before Competition Groups | 1.3349 | 0 | 0 | 511.9938 | 0.0026073 | 25 | Industrial_2035_SC B_MW_Before Competition Groups_25 | Refrigeration Compressor VFD | 0.2607% | 0 | 1.3349 | Industrial_2035_SC B_MW_Before Competition Groups_Refrigeration Compressor VFD
Industrial | Ind ¦ Improved Controls - Process Heating | 2035 | SC B | MW | Before Competition Groups | 1.2219 | 0 | 0 | 511.9938 | 0.0023865 | 26 | Industrial_2035_SC B_MW_Before Competition Groups_26 | Improved Controls - Process Heating | 0.2387% | 0 | 1.2219 | Industrial_2035_SC B_MW_Before Competition Groups_Improved Controls - Process Heating
Industrial | Ind ¦ Engine Block Heater Timer | 2035 | SC B | MW | Before Competition Groups | 0.74707 | 0 | 0 | 511.9938 | 0.0014591 | 27 | Industrial_2035_SC B_MW_Before Competition Groups_27 | Engine Block Heater Timer | 0.1459% | 0 | 0.74707 | Industrial_2035_SC B_MW_Before Competition Groups_Engine Block Heater Timer
Industrial | Ind ¦ Air Compressor Heat Recovery | 2035 | SC B | MW | Before Competition Groups | 0.33394 | 0 | 0 | 511.9938 | 0.00065224 | 28 | Industrial_2035_SC B_MW_Before Competition Groups_28 | Air Compressor Heat Recovery | 0.06522% | 0 | 0.33394 | Industrial_2035_SC B_MW_Before Competition Groups_Air Compressor Heat Recovery
Industrial | Ind ¦ Dairy Pre-Cooler | 2035 | SC B | MW | Before Competition Groups | 0.31004 | 0 | 0 | 511.9938 | 0.00060556 | 29 | Industrial_2035_SC B_MW_Before Competition Groups_29 | Dairy Pre-Cooler | 0.06056% | 0 | 0.31004 | Industrial_2035_SC B_MW_Before Competition Groups_Dairy Pre-Cooler
Industrial | Ind ¦ Efficient Refrigeration Compressor | 2035 | SC B | MW | Before Competition Groups | 0.11679 | 0 | 0 | 511.9938 | 0.00022811 | 30 | Industrial_2035_SC B_MW_Before Competition Groups_30 | Efficient Refrigeration Compressor | 0.02281% | 0 | 0.11679 | Industrial_2035_SC B_MW_Before Competition Groups_Efficient Refrigeration Compressor
Industrial | Ind ¦ Heat Lamps/Heat Pad | 2035 | SC B | MW | Before Competition Groups | 0.052981 | 0 | 0 | 511.9938 | 0.00010348 | 31 | Industrial_2035_SC B_MW_Before Competition Groups_31 | Heat Lamps/Heat Pad | 0.01035% | 0 | 0.052981 | Industrial_2035_SC B_MW_Before Competition Groups_Heat Lamps/Heat Pad
Industrial | Ind ¦ Pump System Optimization | 2035 | SC C | MW | Before Competition Groups | 71.1017 | 0 | 0 | 386.8611 | 0.18379 | 1 | Industrial_2035_SC C_MW_Before Competition Groups_1 | Pump System Optimization | 18.38% | 0 | 71.1017 | Industrial_2035_SC C_MW_Before Competition Groups_Pump System Optimization
Industrial | Ind ¦ Air Compressor Optimization | 2035 | SC C | MW | Before Competition Groups | 49.0409 | 0 | 0 | 386.8611 | 0.12677 | 2 | Industrial_2035_SC C_MW_Before Competition Groups_2 | Air Compressor Optimization | 12.68% | 0 | 49.0409 | Industrial_2035_SC C_MW_Before Competition Groups_Air Compressor Optimization
Industrial | Ind ¦ Air Leak Survey and Repair | 2035 | SC C | MW | Before Competition Groups | 42.4614 | 0 | 0 | 386.8611 | 0.10976 | 3 | Industrial_2035_SC C_MW_Before Competition Groups_3 | Air Leak Survey and Repair | 10.98% | 0 | 42.4614 | Industrial_2035_SC C_MW_Before Competition Groups_Air Leak Survey and Repair
Industrial | Ind ¦ Pump Equipment Upgrade | 2035 | SC C | MW | Before Competition Groups | 32.48 | 0 | 0 | 386.8611 | 0.083958 | 4 | Industrial_2035_SC C_MW_Before Competition Groups_4 | Pump Equipment Upgrade | 8.396% | 0 | 32.48 | Industrial_2035_SC C_MW_Before Competition Groups_Pump Equipment Upgrade
Industrial | Ind ¦ Recommissioning | 2035 | SC C | MW | Before Competition Groups | 30.0738 | 0 | 0 | 386.8611 | 0.077738 | 5 | Industrial_2035_SC C_MW_Before Competition Groups_5 | Recommissioning | 7.774% | 0 | 30.0738 | Industrial_2035_SC C_MW_Before Competition Groups_Recommissioning
Industrial | Ind ¦ SEM | 2035 | SC C | MW | Before Competition Groups | 30.0738 | 0 | 0 | 386.8611 | 0.077738 | 6 | Industrial_2035_SC C_MW_Before Competition Groups_6 | SEM | 7.774% | 0 | 30.0738 | Industrial_2035_SC C_MW_Before Competition Groups_SEM
Industrial | Ind ¦ Efficient Compressed Air Nozzles | 2035 | SC C | MW | Before Competition Groups | 25.4948 | 0 | 0 | 386.8611 | 0.065902 | 7 | Industrial_2035_SC C_MW_Before Competition Groups_7 | Efficient Compressed Air Nozzles | 6.59% | 0 | 25.4948 | Industrial_2035_SC C_MW_Before Competition Groups_Efficient Compressed Air Nozzles
Industrial | Ind ¦ Fan System Optimization | 2035 | SC C | MW | Before Competition Groups | 17.3747 | 0 | 0 | 386.8611 | 0.044912 | 8 | Industrial_2035_SC C_MW_Before Competition Groups_8 | Fan System Optimization | 4.491% | 0 | 17.3747 | Industrial_2035_SC C_MW_Before Competition Groups_Fan System Optimization
Industrial | Ind ¦ High Efficiency HVAC Fans | 2035 | SC C | MW | Before Competition Groups | 16.5819 | 0 | 0 | 386.8611 | 0.042863 | 9 | Industrial_2035_SC C_MW_Before Competition Groups_9 | High Efficiency HVAC Fans | 4.286% | 0 | 16.5819 | Industrial_2035_SC C_MW_Before Competition Groups_High Efficiency HVAC Fans
Industrial | Ind ¦ HE Lighting | 2035 | SC C | MW | Before Competition Groups | 14.2128 | 0 | 0 | 386.8611 | 0.036739 | 10 | Industrial_2035_SC C_MW_Before Competition Groups_10 | HE Lighting | 3.674% | 0 | 14.2128 | Industrial_2035_SC C_MW_Before Competition Groups_HE Lighting
Industrial | Ind ¦ Greenhouse Grow Lights | 2035 | SC C | MW | Before Competition Groups | 12.6261 | 0 | 0 | 386.8611 | 0.032637 | 11 | Industrial_2035_SC C_MW_Before Competition Groups_11 | Greenhouse Grow Lights | 3.264% | 0 | 12.6261 | Industrial_2035_SC C_MW_Before Competition Groups_Greenhouse Grow Lights
Industrial | Ind ¦ Improved Controls - Process Cooling | 2035 | SC C | MW | Before Competition Groups | 8.1592 | 0 | 0 | 386.8611 | 0.021091 | 12 | Industrial_2035_SC C_MW_Before Competition Groups_12 | Improved Controls - Process Cooling | 2.109% | 0 | 8.1592 | Industrial_2035_SC C_MW_Before Competition Groups_Improved Controls - Process Cooling
Industrial | Ind ¦ Process Optimization (Elec) | 2035 | SC C | MW | Before Competition Groups | 5.6964 | 0 | 0 | 386.8611 | 0.014725 | 13 | Industrial_2035_SC C_MW_Before Competition Groups_13 | Process Optimization (Elec) | 1.472% | 0 | 5.6964 | Industrial_2035_SC C_MW_Before Competition Groups_Process Optimization (Elec)
Industrial | Ind ¦ Material Handling Improvements | 2035 | SC C | MW | Before Competition Groups | 5.1408 | 0 | 0 | 386.8611 | 0.013289 | 14 | Industrial_2035_SC C_MW_Before Competition Groups_14 | Material Handling Improvements | 1.329% | 0 | 5.1408 | Industrial_2035_SC C_MW_Before Competition Groups_Material Handling Improvements
Industrial | Ind ¦ Pulp and Paper Process Improvements | 2035 | SC C | MW | Before Competition Groups | 4.2081 | 0 | 0 | 386.8611 | 0.010878 | 15 | Industrial_2035_SC C_MW_Before Competition Groups_15 | Pulp and Paper Process Improvements | 1.088% | 0 | 4.2081 | Industrial_2035_SC C_MW_Before Competition Groups_Pulp and Paper Process Improvements
Industrial | Ind ¦ Cooling Tower Optimization | 2035 | SC C | MW | Before Competition Groups | 3.9176 | 0 | 0 | 386.8611 | 0.010127 | 16 | Industrial_2035_SC C_MW_Before Competition Groups_16 | Cooling Tower Optimization | 1.013% | 0 | 3.9176 | Industrial_2035_SC C_MW_Before Competition Groups_Cooling Tower Optimization
Industrial | Ind ¦ Ventilation Optimization | 2035 | SC C | MW | Before Competition Groups | 3.4079 | 0 | 0 | 386.8611 | 0.0088091 | 17 | Industrial_2035_SC C_MW_Before Competition Groups_17 | Ventilation Optimization | 0.8809% | 0 | 3.4079 | Industrial_2035_SC C_MW_Before Competition Groups_Ventilation Optimization
Industrial | Ind ¦ Refiner Plate Improvements | 2035 | SC C | MW | Before Competition Groups | 2.9274 | 0 | 0 | 386.8611 | 0.0075671 | 18 | Industrial_2035_SC C_MW_Before Competition Groups_18 | Refiner Plate Improvements | 0.7567% | 0 | 2.9274 | Industrial_2035_SC C_MW_Before Competition Groups_Refiner Plate Improvements
Industrial | Ind ¦ Free Cooling | 2035 | SC C | MW | Before Competition Groups | 2.2388 | 0 | 0 | 386.8611 | 0.0057872 | 19 | Industrial_2035_SC C_MW_Before Competition Groups_19 | Free Cooling | 0.5787% | 0 | 2.2388 | Industrial_2035_SC C_MW_Before Competition Groups_Free Cooling
Industrial | Ind ¦ VAV Conversion Project | 2035 | SC C | MW | Before Competition Groups | 1.862 | 0 | 0 | 386.8611 | 0.0048131 | 20 | Industrial_2035_SC C_MW_Before Competition Groups_20 | VAV Conversion Project | 0.4813% | 0 | 1.862 | Industrial_2035_SC C_MW_Before Competition Groups_VAV Conversion Project
Industrial | Ind ¦ High Efficiency Battery Charger | 2035 | SC C | MW | Before Competition Groups | 1.5726 | 0 | 0 | 386.8611 | 0.004065 | 21 | Industrial_2035_SC C_MW_Before Competition Groups_21 | High Efficiency Battery Charger | 0.4065% | 0 | 1.5726 | Industrial_2035_SC C_MW_Before Competition Groups_High Efficiency Battery Charger
Industrial | Ind ¦ Process Heat Recovery | 2035 | SC C | MW | Before Competition Groups | 1.5343 | 0 | 0 | 386.8611 | 0.003966 | 22 | Industrial_2035_SC C_MW_Before Competition Groups_22 | Process Heat Recovery | 0.3966% | 0 | 1.5343 | Industrial_2035_SC C_MW_Before Competition Groups_Process Heat Recovery
Industrial | Ind ¦ Process Improvements | 2035 | SC C | MW | Before Competition Groups | 1.2021 | 0 | 0 | 386.8611 | 0.0031074 | 23 | Industrial_2035_SC C_MW_Before Competition Groups_23 | Process Improvements | 0.3107% | 0 | 1.2021 | Industrial_2035_SC C_MW_Before Competition Groups_Process Improvements
Industrial | Ind ¦ Refrigeration Compressor VFD | 2035 | SC C | MW | Before Competition Groups | 0.97874 | 0 | 0 | 386.8611 | 0.00253 | 24 | Industrial_2035_SC C_MW_Before Competition Groups_24 | Refrigeration Compressor VFD | 0.253% | 0 | 0.97874 | Industrial_2035_SC C_MW_Before Competition Groups_Refrigeration Compressor VFD
Industrial | Ind ¦ Improved Controls - Process Heating | 2035 | SC C | MW | Before Competition Groups | 0.76717 | 0 | 0 | 386.8611 | 0.0019831 | 25 | Industrial_2035_SC C_MW_Before Competition Groups_25 | Improved Controls - Process Heating | 0.1983% | 0 | 0.76717 | Industrial_2035_SC C_MW_Before Competition Groups_Improved Controls - Process Heating
Industrial | Ind ¦ Efficient Irrigation | 2035 | SC C | MW | Before Competition Groups | 0.68372 | 0 | 0 | 386.8611 | 0.0017674 | 26 | Industrial_2035_SC C_MW_Before Competition Groups_26 | Efficient Irrigation | 0.1767% | 0 | 0.68372 | Industrial_2035_SC C_MW_Before Competition Groups_Efficient Irrigation
Industrial | Ind ¦ Engine Block Heater Timer | 2035 | SC C | MW | Before Competition Groups | 0.45285 | 0 | 0 | 386.8611 | 0.0011706 | 27 | Industrial_2035_SC C_MW_Before Competition Groups_27 | Engine Block Heater Timer | 0.1171% | 0 | 0.45285 | Industrial_2035_SC C_MW_Before Competition Groups_Engine Block Heater Timer
Industrial | Ind ¦ Dairy Pre-Cooler | 2035 | SC C | MW | Before Competition Groups | 0.24099 | 0 | 0 | 386.8611 | 0.00062294 | 28 | Industrial_2035_SC C_MW_Before Competition Groups_28 | Dairy Pre-Cooler | 0.06229% | 0 | 0.24099 | Industrial_2035_SC C_MW_Before Competition Groups_Dairy Pre-Cooler
Industrial | Ind ¦ Air Compressor Heat Recovery | 2035 | SC C | MW | Before Competition Groups | 0.20477 | 0 | 0 | 386.8611 | 0.00052932 | 29 | Industrial_2035_SC C_MW_Before Competition Groups_29 | Air Compressor Heat Recovery | 0.05293% | 0 | 0.20477 | Industrial_2035_SC C_MW_Before Competition Groups_Air Compressor Heat Recovery
Industrial | Ind ¦ Efficient Refrigeration Compressor | 2035 | SC C | MW | Before Competition Groups | 0.095604 | 0 | 0 | 386.8611 | 0.00024713 | 30 | Industrial_2035_SC C_MW_Before Competition Groups_30 | Efficient Refrigeration Compressor | 0.02471% | 0 | 0.095604 | Industrial_2035_SC C_MW_Before Competition Groups_Efficient Refrigeration Compressor
Industrial | Ind ¦ Heat Lamps/Heat Pad | 2035 | SC C | MW | Before Competition Groups | 0.048262 | 0 | 0 | 386.8611 | 0.00012475 | 31 | Industrial_2035_SC C_MW_Before Competition Groups_31 | Heat Lamps/Heat Pad | 0.01248% | 0 | 0.048262 | Industrial_2035_SC C_MW_Before Competition Groups_Heat Lamps/Heat Pad
Industrial | Ind ¦ Air Compressor Optimization | 2035 | SC D | MW | Before Competition Groups | 49.0409 | 0 | 0 | 309.3208 | 0.15854 | 1 | Industrial_2035_SC D_MW_Before Competition Groups_1 | Air Compressor Optimization | 15.85% | 0 | 49.0409 | Industrial_2035_SC D_MW_Before Competition Groups_Air Compressor Optimization
Industrial | Ind ¦ Air Leak Survey and Repair | 2035 | SC D | MW | Before Competition Groups | 42.3908 | 0 | 0 | 309.3208 | 0.13704 | 2 | Industrial_2035_SC D_MW_Before Competition Groups_2 | Air Leak Survey and Repair | 13.7% | 0 | 42.3908 | Industrial_2035_SC D_MW_Before Competition Groups_Air Leak Survey and Repair
Industrial | Ind ¦ Pump System Optimization | 2035 | SC D | MW | Before Competition Groups | 39.4757 | 0 | 0 | 309.3208 | 0.12762 | 3 | Industrial_2035_SC D_MW_Before Competition Groups_3 | Pump System Optimization | 12.76% | 0 | 39.4757 | Industrial_2035_SC D_MW_Before Competition Groups_Pump System Optimization
Industrial | Ind ¦ SEM | 2035 | SC D | MW | Before Competition Groups | 30.0738 | 0 | 0 | 309.3208 | 0.097225 | 4 | Industrial_2035_SC D_MW_Before Competition Groups_4 | SEM | 9.723% | 0 | 30.0738 | Industrial_2035_SC D_MW_Before Competition Groups_SEM
Industrial | Ind ¦ Recommissioning | 2035 | SC D | MW | Before Competition Groups | 29.1102 | 0 | 0 | 309.3208 | 0.09411 | 5 | Industrial_2035_SC D_MW_Before Competition Groups_5 | Recommissioning | 9.411% | 0 | 29.1102 | Industrial_2035_SC D_MW_Before Competition Groups_Recommissioning
Industrial | Ind ¦ Efficient Compressed Air Nozzles | 2035 | SC D | MW | Before Competition Groups | 25.4948 | 0 | 0 | 309.3208 | 0.082422 | 6 | Industrial_2035_SC D_MW_Before Competition Groups_6 | Efficient Compressed Air Nozzles | 8.242% | 0 | 25.4948 | Industrial_2035_SC D_MW_Before Competition Groups_Efficient Compressed Air Nozzles
Industrial | Ind ¦ Fan System Optimization | 2035 | SC D | MW | Before Competition Groups | 17.3747 | 0 | 0 | 309.3208 | 0.05617 | 7 | Industrial_2035_SC D_MW_Before Competition Groups_7 | Fan System Optimization | 5.617% | 0 | 17.3747 | Industrial_2035_SC D_MW_Before Competition Groups_Fan System Optimization
Industrial | Ind ¦ Pump Equipment Upgrade | 2035 | SC D | MW | Before Competition Groups | 16.9183 | 0 | 0 | 309.3208 | 0.054695 | 8 | Industrial_2035_SC D_MW_Before Competition Groups_8 | Pump Equipment Upgrade | 5.47% | 0 | 16.9183 | Industrial_2035_SC D_MW_Before Competition Groups_Pump Equipment Upgrade
Industrial | Ind ¦ High Efficiency HVAC Fans | 2035 | SC D | MW | Before Competition Groups | 15.7407 | 0 | 0 | 309.3208 | 0.050888 | 9 | Industrial_2035_SC D_MW_Before Competition Groups_9 | High Efficiency HVAC Fans | 5.089% | 0 | 15.7407 | Industrial_2035_SC D_MW_Before Competition Groups_High Efficiency HVAC Fans
Industrial | Ind ¦ Improved Controls - Process Cooling | 2035 | SC D | MW | Before Competition Groups | 8.1592 | 0 | 0 | 309.3208 | 0.026378 | 10 | Industrial_2035_SC D_MW_Before Competition Groups_10 | Improved Controls - Process Cooling | 2.638% | 0 | 8.1592 | Industrial_2035_SC D_MW_Before Competition Groups_Improved Controls - Process Cooling
Industrial | Ind ¦ Greenhouse Grow Lights | 2035 | SC D | MW | Before Competition Groups | 6.4267 | 0 | 0 | 309.3208 | 0.020777 | 11 | Industrial_2035_SC D_MW_Before Competition Groups_11 | Greenhouse Grow Lights | 2.078% | 0 | 6.4267 | Industrial_2035_SC D_MW_Before Competition Groups_Greenhouse Grow Lights
Industrial | Ind ¦ Process Optimization (Elec) | 2035 | SC D | MW | Before Competition Groups | 5.6964 | 0 | 0 | 309.3208 | 0.018416 | 12 | Industrial_2035_SC D_MW_Before Competition Groups_12 | Process Optimization (Elec) | 1.842% | 0 | 5.6964 | Industrial_2035_SC D_MW_Before Competition Groups_Process Optimization (Elec)
Industrial | Ind ¦ Material Handling Improvements | 2035 | SC D | MW | Before Competition Groups | 5.1408 | 0 | 0 | 309.3208 | 0.01662 | 13 | Industrial_2035_SC D_MW_Before Competition Groups_13 | Material Handling Improvements | 1.662% | 0 | 5.1408 | Industrial_2035_SC D_MW_Before Competition Groups_Material Handling Improvements
Industrial | Ind ¦ Cooling Tower Optimization | 2035 | SC D | MW | Before Competition Groups | 3.7908 | 0 | 0 | 309.3208 | 0.012255 | 14 | Industrial_2035_SC D_MW_Before Competition Groups_14 | Cooling Tower Optimization | 1.226% | 0 | 3.7908 | Industrial_2035_SC D_MW_Before Competition Groups_Cooling Tower Optimization
Industrial | Ind ¦ Ventilation Optimization | 2035 | SC D | MW | Before Competition Groups | 3.0092 | 0 | 0 | 309.3208 | 0.0097283 | 15 | Industrial_2035_SC D_MW_Before Competition Groups_15 | Ventilation Optimization | 0.9728% | 0 | 3.0092 | Industrial_2035_SC D_MW_Before Competition Groups_Ventilation Optimization
Industrial | Ind ¦ Refiner Plate Improvements | 2035 | SC D | MW | Before Competition Groups | 2.9274 | 0 | 0 | 309.3208 | 0.009464 | 16 | Industrial_2035_SC D_MW_Before Competition Groups_16 | Refiner Plate Improvements | 0.9464% | 0 | 2.9274 | Industrial_2035_SC D_MW_Before Competition Groups_Refiner Plate Improvements
Industrial | Ind ¦ HE Lighting | 2035 | SC D | MW | Before Competition Groups | 1.4707 | 0 | 0 | 309.3208 | 0.0047547 | 17 | Industrial_2035_SC D_MW_Before Competition Groups_17 | HE Lighting | 0.4755% | 0 | 1.4707 | Industrial_2035_SC D_MW_Before Competition Groups_HE Lighting
Industrial | Ind ¦ VAV Conversion Project | 2035 | SC D | MW | Before Competition Groups | 1.2707 | 0 | 0 | 309.3208 | 0.0041079 | 18 | Industrial_2035_SC D_MW_Before Competition Groups_18 | VAV Conversion Project | 0.4108% | 0 | 1.2707 | Industrial_2035_SC D_MW_Before Competition Groups_VAV Conversion Project
Industrial | Ind ¦ Process Heat Recovery | 2035 | SC D | MW | Before Competition Groups | 1.1626 | 0 | 0 | 309.3208 | 0.0037585 | 19 | Industrial_2035_SC D_MW_Before Competition Groups_19 | Process Heat Recovery | 0.3758% | 0 | 1.1626 | Industrial_2035_SC D_MW_Before Competition Groups_Process Heat Recovery
Industrial | Ind ¦ Process Improvements | 2035 | SC D | MW | Before Competition Groups | 1.0589 | 0 | 0 | 309.3208 | 0.0034233 | 20 | Industrial_2035_SC D_MW_Before Competition Groups_20 | Process Improvements | 0.3423% | 0 | 1.0589 | Industrial_2035_SC D_MW_Before Competition Groups_Process Improvements
Industrial | Ind ¦ High Efficiency Battery Charger | 2035 | SC D | MW | Before Competition Groups | 0.6971 | 0 | 0 | 309.3208 | 0.0022537 | 21 | Industrial_2035_SC D_MW_Before Competition Groups_21 | High Efficiency Battery Charger | 0.2254% | 0 | 0.6971 | Industrial_2035_SC D_MW_Before Competition Groups_High Efficiency Battery Charger
Industrial | Ind ¦ Improved Controls - Process Heating | 2035 | SC D | MW | Before Competition Groups | 0.69014 | 0 | 0 | 309.3208 | 0.0022312 | 22 | Industrial_2035_SC D_MW_Before Competition Groups_22 | Improved Controls - Process Heating | 0.2231% | 0 | 0.69014 | Industrial_2035_SC D_MW_Before Competition Groups_Improved Controls - Process Heating
Industrial | Ind ¦ Refrigeration Compressor VFD | 2035 | SC D | MW | Before Competition Groups | 0.44042 | 0 | 0 | 309.3208 | 0.0014238 | 23 | Industrial_2035_SC D_MW_Before Competition Groups_23 | Refrigeration Compressor VFD | 0.1424% | 0 | 0.44042 | Industrial_2035_SC D_MW_Before Competition Groups_Refrigeration Compressor VFD
Industrial | Ind ¦ Engine Block Heater Timer | 2035 | SC D | MW | Before Competition Groups | 0.43044 | 0 | 0 | 309.3208 | 0.0013916 | 24 | Industrial_2035_SC D_MW_Before Competition Groups_24 | Engine Block Heater Timer | 0.1392% | 0 | 0.43044 | Industrial_2035_SC D_MW_Before Competition Groups_Engine Block Heater Timer
Industrial | Ind ¦ Pulp and Paper Process Improvements | 2035 | SC D | MW | Before Competition Groups | 0.41221 | 0 | 0 | 309.3208 | 0.0013326 | 25 | Industrial_2035_SC D_MW_Before Competition Groups_25 | Pulp and Paper Process Improvements | 0.1333% | 0 | 0.41221 | Industrial_2035_SC D_MW_Before Competition Groups_Pulp and Paper Process Improvements
Industrial | Ind ¦ Efficient Irrigation | 2035 | SC D | MW | Before Competition Groups | 0.24695 | 0 | 0 | 309.3208 | 0.00079835 | 26 | Industrial_2035_SC D_MW_Before Competition Groups_26 | Efficient Irrigation | 0.07983% | 0 | 0.24695 | Industrial_2035_SC D_MW_Before Competition Groups_Efficient Irrigation
Industrial | Ind ¦ Free Cooling | 2035 | SC D | MW | Before Competition Groups | 0.24495 | 0 | 0 | 309.3208 | 0.00079189 | 27 | Industrial_2035_SC D_MW_Before Competition Groups_27 | Free Cooling | 0.07919% | 0 | 0.24495 | Industrial_2035_SC D_MW_Before Competition Groups_Free Cooling
Industrial | Ind ¦ Air Compressor Heat Recovery | 2035 | SC D | MW | Before Competition Groups | 0.18691 | 0 | 0 | 309.3208 | 0.00060424 | 28 | Industrial_2035_SC D_MW_Before Competition Groups_28 | Air Compressor Heat Recovery | 0.06042% | 0 | 0.18691 | Industrial_2035_SC D_MW_Before Competition Groups_Air Compressor Heat Recovery
Industrial | Ind ¦ Dairy Pre-Cooler | 2035 | SC D | MW | Before Competition Groups | 0.11565 | 0 | 0 | 309.3208 | 0.00037388 | 29 | Industrial_2035_SC D_MW_Before Competition Groups_29 | Dairy Pre-Cooler | 0.03739% | 0 | 0.11565 | Industrial_2035_SC D_MW_Before Competition Groups_Dairy Pre-Cooler
Industrial | Ind ¦ Efficient Refrigeration Compressor | 2035 | SC D | MW | Before Competition Groups | 0.094498 | 0 | 0 | 309.3208 | 0.0003055 | 30 | Industrial_2035_SC D_MW_Before Competition Groups_30 | Efficient Refrigeration Compressor | 0.03055% | 0 | 0.094498 | Industrial_2035_SC D_MW_Before Competition Groups_Efficient Refrigeration Compressor
Industrial | Ind ¦ Heat Lamps/Heat Pad | 2035 | SC D | MW | Before Competition Groups | 0.028404 | 0 | 0 | 309.3208 | 9.1826e-05 | 31 | Industrial_2035_SC D_MW_Before Competition Groups_31 | Heat Lamps/Heat Pad | 0.009183% | 0 | 0.028404 | Industrial_2035_SC D_MW_Before Competition Groups_Heat Lamps/Heat Pad
Industrial | Ind ¦ Pump System Optimization | 2035 | Technical | MW | Before Competition Groups | 99.8042 | 0 | 0 | 750.764 | 0.13294 | 1 | Industrial_2035_Technical_MW_Before Competition Groups_1 | Pump System Optimization | 13.29% | 0 | 99.8042 | Industrial_2035_Technical_MW_Before Competition Groups_Pump System Optimization
Industrial | Ind ¦ HE Lighting | 2035 | Technical | MW | Before Competition Groups | 92.4259 | 0 | 0 | 750.764 | 0.12311 | 2 | Industrial_2035_Technical_MW_Before Competition Groups_2 | HE Lighting | 12.31% | 0 | 92.4259 | Industrial_2035_Technical_MW_Before Competition Groups_HE Lighting
Industrial | Ind ¦ Air Leak Survey and Repair | 2035 | Technical | MW | Before Competition Groups | 74.29 | 0 | 0 | 750.764 | 0.098953 | 3 | Industrial_2035_Technical_MW_Before Competition Groups_3 | Air Leak Survey and Repair | 9.895% | 0 | 74.29 | Industrial_2035_Technical_MW_Before Competition Groups_Air Leak Survey and Repair
Industrial | Ind ¦ Air Compressor Optimization | 2035 | Technical | MW | Before Competition Groups | 58.9831 | 0 | 0 | 750.764 | 0.078564 | 4 | Industrial_2035_Technical_MW_Before Competition Groups_4 | Air Compressor Optimization | 7.856% | 0 | 58.9831 | Industrial_2035_Technical_MW_Before Competition Groups_Air Compressor Optimization
Industrial | Ind ¦ Efficient Compressed Air Nozzles | 2035 | Technical | MW | Before Competition Groups | 57.4389 | 0 | 0 | 750.764 | 0.076507 | 5 | Industrial_2035_Technical_MW_Before Competition Groups_5 | Efficient Compressed Air Nozzles | 7.651% | 0 | 57.4389 | Industrial_2035_Technical_MW_Before Competition Groups_Efficient Compressed Air Nozzles
Industrial | Ind ¦ Recommissioning | 2035 | Technical | MW | Before Competition Groups | 51.7503 | 0 | 0 | 750.764 | 0.06893 | 6 | Industrial_2035_Technical_MW_Before Competition Groups_6 | Recommissioning | 6.893% | 0 | 51.7503 | Industrial_2035_Technical_MW_Before Competition Groups_Recommissioning
Industrial | Ind ¦ SEM | 2035 | Technical | MW | Before Competition Groups | 51.7503 | 0 | 0 | 750.764 | 0.06893 | 7 | Industrial_2035_Technical_MW_Before Competition Groups_7 | SEM | 6.893% | 0 | 51.7503 | Industrial_2035_Technical_MW_Before Competition Groups_SEM
Industrial | Ind ¦ Pump Equipment Upgrade | 2035 | Technical | MW | Before Competition Groups | 44.1396 | 0 | 0 | 750.764 | 0.058793 | 8 | Industrial_2035_Technical_MW_Before Competition Groups_8 | Pump Equipment Upgrade | 5.879% | 0 | 44.1396 | Industrial_2035_Technical_MW_Before Competition Groups_Pump Equipment Upgrade
Industrial | Ind ¦ High Efficiency HVAC Fans | 2035 | Technical | MW | Before Competition Groups | 27.9521 | 0 | 0 | 750.764 | 0.037232 | 9 | Industrial_2035_Technical_MW_Before Competition Groups_9 | High Efficiency HVAC Fans | 3.723% | 0 | 27.9521 | Industrial_2035_Technical_MW_Before Competition Groups_High Efficiency HVAC Fans
Industrial | Ind ¦ Greenhouse Grow Lights | 2035 | Technical | MW | Before Competition Groups | 22.3704 | 0 | 0 | 750.764 | 0.029797 | 10 | Industrial_2035_Technical_MW_Before Competition Groups_10 | Greenhouse Grow Lights | 2.98% | 0 | 22.3704 | Industrial_2035_Technical_MW_Before Competition Groups_Greenhouse Grow Lights
Industrial | Ind ¦ Premium Efficient Motors | 2035 | Technical | MW | Before Competition Groups | 21.3194 | 0 | 0 | 750.764 | 0.028397 | 11 | Industrial_2035_Technical_MW_Before Competition Groups_11 | Premium Efficient Motors | 2.84% | 0 | 21.3194 | Industrial_2035_Technical_MW_Before Competition Groups_Premium Efficient Motors
Industrial | Ind ¦ Process Optimization (Elec) | 2035 | Technical | MW | Before Competition Groups | 20.9101 | 0 | 0 | 750.764 | 0.027852 | 12 | Industrial_2035_Technical_MW_Before Competition Groups_12 | Process Optimization (Elec) | 2.785% | 0 | 20.9101 | Industrial_2035_Technical_MW_Before Competition Groups_Process Optimization (Elec)
Industrial | Ind ¦ Fan System Optimization | 2035 | Technical | MW | Before Competition Groups | 19.8587 | 0 | 0 | 750.764 | 0.026451 | 13 | Industrial_2035_Technical_MW_Before Competition Groups_13 | Fan System Optimization | 2.645% | 0 | 19.8587 | Industrial_2035_Technical_MW_Before Competition Groups_Fan System Optimization
Industrial | Ind ¦ Improved Controls - Process Cooling | 2035 | Technical | MW | Before Competition Groups | 13.3761 | 0 | 0 | 750.764 | 0.017817 | 14 | Industrial_2035_Technical_MW_Before Competition Groups_14 | Improved Controls - Process Cooling | 1.782% | 0 | 13.3761 | Industrial_2035_Technical_MW_Before Competition Groups_Improved Controls - Process Cooling
Industrial | Ind ¦ Ventilation Optimization | 2035 | Technical | MW | Before Competition Groups | 10.6312 | 0 | 0 | 750.764 | 0.014161 | 15 | Industrial_2035_Technical_MW_Before Competition Groups_15 | Ventilation Optimization | 1.416% | 0 | 10.6312 | Industrial_2035_Technical_MW_Before Competition Groups_Ventilation Optimization
Industrial | Ind ¦ HE HVAC Controls | 2035 | Technical | MW | Before Competition Groups | 8.6034 | 0 | 0 | 750.764 | 0.01146 | 16 | Industrial_2035_Technical_MW_Before Competition Groups_16 | HE HVAC Controls | 1.146% | 0 | 8.6034 | Industrial_2035_Technical_MW_Before Competition Groups_HE HVAC Controls
Industrial | Ind ¦ Material Handling Improvements | 2035 | Technical | MW | Before Competition Groups | 8.4113 | 0 | 0 | 750.764 | 0.011204 | 17 | Industrial_2035_Technical_MW_Before Competition Groups_17 | Material Handling Improvements | 1.12% | 0 | 8.4113 | Industrial_2035_Technical_MW_Before Competition Groups_Material Handling Improvements
Industrial | Ind ¦ Pulp and Paper Process Improvements | 2035 | Technical | MW | Before Competition Groups | 7.9298 | 0 | 0 | 750.764 | 0.010562 | 18 | Industrial_2035_Technical_MW_Before Competition Groups_18 | Pulp and Paper Process Improvements | 1.056% | 0 | 7.9298 | Industrial_2035_Technical_MW_Before Competition Groups_Pulp and Paper Process Improvements
Industrial | Ind ¦ Refiner Plate Improvements | 2035 | Technical | MW | Before Competition Groups | 7.0241 | 0 | 0 | 750.764 | 0.0093559 | 19 | Industrial_2035_Technical_MW_Before Competition Groups_19 | Refiner Plate Improvements | 0.9356% | 0 | 7.0241 | Industrial_2035_Technical_MW_Before Competition Groups_Refiner Plate Improvements
Industrial | Ind ¦ HVLS Fans | 2035 | Technical | MW | Before Competition Groups | 6.7982 | 0 | 0 | 750.764 | 0.0090551 | 20 | Industrial_2035_Technical_MW_Before Competition Groups_20 | HVLS Fans | 0.9055% | 0 | 6.7982 | Industrial_2035_Technical_MW_Before Competition Groups_HVLS Fans
Industrial | Ind ¦ HE HVAC Units | 2035 | Technical | MW | Before Competition Groups | 5.939 | 0 | 0 | 750.764 | 0.0079107 | 21 | Industrial_2035_Technical_MW_Before Competition Groups_21 | HE HVAC Units | 0.7911% | 0 | 5.939 | Industrial_2035_Technical_MW_Before Competition Groups_HE HVAC Units
Industrial | Ind ¦ Chiller Optimization | 2035 | Technical | MW | Before Competition Groups | 5.2038 | 0 | 0 | 750.764 | 0.0069313 | 22 | Industrial_2035_Technical_MW_Before Competition Groups_22 | Chiller Optimization | 0.6931% | 0 | 5.2038 | Industrial_2035_Technical_MW_Before Competition Groups_Chiller Optimization
Industrial | Ind ¦ Cooling Tower Optimization | 2035 | Technical | MW | Before Competition Groups | 4.0909 | 0 | 0 | 750.764 | 0.0054489 | 23 | Industrial_2035_Technical_MW_Before Competition Groups_23 | Cooling Tower Optimization | 0.5449% | 0 | 4.0909 | Industrial_2035_Technical_MW_Before Competition Groups_Cooling Tower Optimization
Industrial | Ind ¦ Free Cooling | 2035 | Technical | MW | Before Competition Groups | 3.4795 | 0 | 0 | 750.764 | 0.0046346 | 24 | Industrial_2035_Technical_MW_Before Competition Groups_24 | Free Cooling | 0.4635% | 0 | 3.4795 | Industrial_2035_Technical_MW_Before Competition Groups_Free Cooling
Industrial | Ind ¦ High Efficiency Battery Charger | 2035 | Technical | MW | Before Competition Groups | 2.9018 | 0 | 0 | 750.764 | 0.0038652 | 25 | Industrial_2035_Technical_MW_Before Competition Groups_25 | High Efficiency Battery Charger | 0.3865% | 0 | 2.9018 | Industrial_2035_Technical_MW_Before Competition Groups_High Efficiency Battery Charger
Industrial | Ind ¦ Cold Storage Retrofit | 2035 | Technical | MW | Before Competition Groups | 2.8486 | 0 | 0 | 750.764 | 0.0037943 | 26 | Industrial_2035_Technical_MW_Before Competition Groups_26 | Cold Storage Retrofit | 0.3794% | 0 | 2.8486 | Industrial_2035_Technical_MW_Before Competition Groups_Cold Storage Retrofit
Industrial | Ind ¦ VAV Conversion Project | 2035 | Technical | MW | Before Competition Groups | 2.8249 | 0 | 0 | 750.764 | 0.0037627 | 27 | Industrial_2035_Technical_MW_Before Competition Groups_27 | VAV Conversion Project | 0.3763% | 0 | 2.8249 | Industrial_2035_Technical_MW_Before Competition Groups_VAV Conversion Project
Industrial | Ind ¦ Process Heat Recovery | 2035 | Technical | MW | Before Competition Groups | 2.7117 | 0 | 0 | 750.764 | 0.0036119 | 28 | Industrial_2035_Technical_MW_Before Competition Groups_28 | Process Heat Recovery | 0.3612% | 0 | 2.7117 | Industrial_2035_Technical_MW_Before Competition Groups_Process Heat Recovery
Industrial | Ind ¦ Synchronous Belts | 2035 | Technical | MW | Before Competition Groups | 2.6032 | 0 | 0 | 750.764 | 0.0034674 | 29 | Industrial_2035_Technical_MW_Before Competition Groups_29 | Synchronous Belts | 0.3467% | 0 | 2.6032 | Industrial_2035_Technical_MW_Before Competition Groups_Synchronous Belts
Industrial | Ind ¦ Efficient Irrigation | 2035 | Technical | MW | Before Competition Groups | 2.3462 | 0 | 0 | 750.764 | 0.003125 | 30 | Industrial_2035_Technical_MW_Before Competition Groups_30 | Efficient Irrigation | 0.3125% | 0 | 2.3462 | Industrial_2035_Technical_MW_Before Competition Groups_Efficient Irrigation
Industrial | Ind ¦ Process Improvements | 2035 | Technical | MW | Before Competition Groups | 2.13 | 0 | 0 | 750.764 | 0.0028372 | 31 | Industrial_2035_Technical_MW_Before Competition Groups_31 | Process Improvements | 0.2837% | 0 | 2.13 | Industrial_2035_Technical_MW_Before Competition Groups_Process Improvements
Industrial | Ind ¦ Refrigeration Compressor VFD | 2035 | Technical | MW | Before Competition Groups | 1.5713 | 0 | 0 | 750.764 | 0.0020929 | 32 | Industrial_2035_Technical_MW_Before Competition Groups_32 | Refrigeration Compressor VFD | 0.2093% | 0 | 1.5713 | Industrial_2035_Technical_MW_Before Competition Groups_Refrigeration Compressor VFD
Industrial | Ind ¦ Efficient Transformer | 2035 | Technical | MW | Before Competition Groups | 1.4558 | 0 | 0 | 750.764 | 0.0019391 | 33 | Industrial_2035_Technical_MW_Before Competition Groups_33 | Efficient Transformer | 0.1939% | 0 | 1.4558 | Industrial_2035_Technical_MW_Before Competition Groups_Efficient Transformer
Industrial | Ind ¦ Improved Controls - Process Heating | 2035 | Technical | MW | Before Competition Groups | 1.304 | 0 | 0 | 750.764 | 0.0017369 | 34 | Industrial_2035_Technical_MW_Before Competition Groups_34 | Improved Controls - Process Heating | 0.1737% | 0 | 1.304 | Industrial_2035_Technical_MW_Before Competition Groups_Improved Controls - Process Heating
Industrial | Ind ¦ High Efficiency Welders | 2035 | Technical | MW | Before Competition Groups | 1.1635 | 0 | 0 | 750.764 | 0.0015498 | 35 | Industrial_2035_Technical_MW_Before Competition Groups_35 | High Efficiency Welders | 0.155% | 0 | 1.1635 | Industrial_2035_Technical_MW_Before Competition Groups_High Efficiency Welders
Industrial | Ind ¦ Engine Block Heater Timer | 2035 | Technical | MW | Before Competition Groups | 0.81658 | 0 | 0 | 750.764 | 0.0010877 | 36 | Industrial_2035_Technical_MW_Before Competition Groups_36 | Engine Block Heater Timer | 0.1088% | 0 | 0.81658 | Industrial_2035_Technical_MW_Before Competition Groups_Engine Block Heater Timer
Industrial | Ind ¦ Dairy Pre-Cooler | 2035 | Technical | MW | Before Competition Groups | 0.63434 | 0 | 0 | 750.764 | 0.00084493 | 37 | Industrial_2035_Technical_MW_Before Competition Groups_37 | Dairy Pre-Cooler | 0.08449% | 0 | 0.63434 | Industrial_2035_Technical_MW_Before Competition Groups_Dairy Pre-Cooler
Industrial | Ind ¦ Air Compressor Heat Recovery | 2035 | Technical | MW | Before Competition Groups | 0.34442 | 0 | 0 | 750.764 | 0.00045876 | 38 | Industrial_2035_Technical_MW_Before Competition Groups_38 | Air Compressor Heat Recovery | 0.04588% | 0 | 0.34442 | Industrial_2035_Technical_MW_Before Competition Groups_Air Compressor Heat Recovery
Industrial | Ind ¦ Optimize Compressed Air Dryer | 2035 | Technical | MW | Before Competition Groups | 0.25581 | 0 | 0 | 750.764 | 0.00034074 | 39 | Industrial_2035_Technical_MW_Before Competition Groups_39 | Optimize Compressed Air Dryer | 0.03407% | 0 | 0.25581 | Industrial_2035_Technical_MW_Before Competition Groups_Optimize Compressed Air Dryer
Industrial | Ind ¦ Heat Lamps/Heat Pad | 2035 | Technical | MW | Before Competition Groups | 0.13729 | 0 | 0 | 750.764 | 0.00018287 | 40 | Industrial_2035_Technical_MW_Before Competition Groups_40 | Heat Lamps/Heat Pad | 0.01829% | 0 | 0.13729 | Industrial_2035_Technical_MW_Before Competition Groups_Heat Lamps/Heat Pad
Industrial | Ind ¦ Efficient Refrigeration Compressor | 2035 | Technical | MW | Before Competition Groups | 0.1295 | 0 | 0 | 750.764 | 0.00017249 | 41 | Industrial_2035_Technical_MW_Before Competition Groups_41 | Efficient Refrigeration Compressor | 0.01725% | 0 | 0.1295 | Industrial_2035_Technical_MW_Before Competition Groups_Efficient Refrigeration Compressor
Industrial | Ind ¦ Creep Heat Controller | 2035 | Technical | MW | Before Competition Groups | 0.10473 | 0 | 0 | 750.764 | 0.0001395 | 42 | Industrial_2035_Technical_MW_Before Competition Groups_42 | Creep Heat Controller | 0.01395% | 0 | 0.10473 | Industrial_2035_Technical_MW_Before Competition Groups_Creep Heat Controller
Industrial | Ind ¦ Pump System Optimization | 2036 | Economic | MW | Before Competition Groups | 98.3954 | 0 | 0 | 691.8128 | 0.14223 | 1 | Industrial_2036_Economic_MW_Before Competition Groups_1 | Pump System Optimization | 14.22% | 0 | 98.3954 | Industrial_2036_Economic_MW_Before Competition Groups_Pump System Optimization
Industrial | Ind ¦ HE Lighting | 2036 | Economic | MW | Before Competition Groups | 93.7835 | 0 | 0 | 691.8128 | 0.13556 | 2 | Industrial_2036_Economic_MW_Before Competition Groups_2 | HE Lighting | 13.56% | 0 | 93.7835 | Industrial_2036_Economic_MW_Before Competition Groups_HE Lighting
Industrial | Ind ¦ Air Leak Survey and Repair | 2036 | Economic | MW | Before Competition Groups | 74.4212 | 0 | 0 | 691.8128 | 0.10757 | 3 | Industrial_2036_Economic_MW_Before Competition Groups_3 | Air Leak Survey and Repair | 10.76% | 0 | 74.4212 | Industrial_2036_Economic_MW_Before Competition Groups_Air Leak Survey and Repair
Industrial | Ind ¦ Air Compressor Optimization | 2036 | Economic | MW | Before Competition Groups | 59.8256 | 0 | 0 | 691.8128 | 0.086477 | 4 | Industrial_2036_Economic_MW_Before Competition Groups_4 | Air Compressor Optimization | 8.648% | 0 | 59.8256 | Industrial_2036_Economic_MW_Before Competition Groups_Air Compressor Optimization
Industrial | Ind ¦ Efficient Compressed Air Nozzles | 2036 | Economic | MW | Before Competition Groups | 58.1552 | 0 | 0 | 691.8128 | 0.084062 | 5 | Industrial_2036_Economic_MW_Before Competition Groups_5 | Efficient Compressed Air Nozzles | 8.406% | 0 | 58.1552 | Industrial_2036_Economic_MW_Before Competition Groups_Efficient Compressed Air Nozzles
Industrial | Ind ¦ Recommissioning | 2036 | Economic | MW | Before Competition Groups | 51.6853 | 0 | 0 | 691.8128 | 0.07471 | 6 | Industrial_2036_Economic_MW_Before Competition Groups_6 | Recommissioning | 7.471% | 0 | 51.6853 | Industrial_2036_Economic_MW_Before Competition Groups_Recommissioning
Industrial | Ind ¦ SEM | 2036 | Economic | MW | Before Competition Groups | 51.6853 | 0 | 0 | 691.8128 | 0.07471 | 7 | Industrial_2036_Economic_MW_Before Competition Groups_7 | SEM | 7.471% | 0 | 51.6853 | Industrial_2036_Economic_MW_Before Competition Groups_SEM
Industrial | Ind ¦ Pump Equipment Upgrade | 2036 | Economic | MW | Before Competition Groups | 44.7571 | 0 | 0 | 691.8128 | 0.064695 | 8 | Industrial_2036_Economic_MW_Before Competition Groups_8 | Pump Equipment Upgrade | 6.47% | 0 | 44.7571 | Industrial_2036_Economic_MW_Before Competition Groups_Pump Equipment Upgrade
Industrial | Ind ¦ High Efficiency HVAC Fans | 2036 | Economic | MW | Before Competition Groups | 28.3798 | 0 | 0 | 691.8128 | 0.041022 | 9 | Industrial_2036_Economic_MW_Before Competition Groups_9 | High Efficiency HVAC Fans | 4.102% | 0 | 28.3798 | Industrial_2036_Economic_MW_Before Competition Groups_High Efficiency HVAC Fans
Industrial | Ind ¦ Greenhouse Grow Lights | 2036 | Economic | MW | Before Competition Groups | 22.5782 | 0 | 0 | 691.8128 | 0.032636 | 10 | Industrial_2036_Economic_MW_Before Competition Groups_10 | Greenhouse Grow Lights | 3.264% | 0 | 22.5782 | Industrial_2036_Economic_MW_Before Competition Groups_Greenhouse Grow Lights
Industrial | Ind ¦ Process Optimization (Elec) | 2036 | Economic | MW | Before Competition Groups | 20.8665 | 0 | 0 | 691.8128 | 0.030162 | 11 | Industrial_2036_Economic_MW_Before Competition Groups_11 | Process Optimization (Elec) | 3.016% | 0 | 20.8665 | Industrial_2036_Economic_MW_Before Competition Groups_Process Optimization (Elec)
Industrial | Ind ¦ Fan System Optimization | 2036 | Economic | MW | Before Competition Groups | 20.0027 | 0 | 0 | 691.8128 | 0.028914 | 12 | Industrial_2036_Economic_MW_Before Competition Groups_12 | Fan System Optimization | 2.891% | 0 | 20.0027 | Industrial_2036_Economic_MW_Before Competition Groups_Fan System Optimization
Industrial | Ind ¦ Improved Controls - Process Cooling | 2036 | Economic | MW | Before Competition Groups | 13.3356 | 0 | 0 | 691.8128 | 0.019276 | 13 | Industrial_2036_Economic_MW_Before Competition Groups_13 | Improved Controls - Process Cooling | 1.928% | 0 | 13.3356 | Industrial_2036_Economic_MW_Before Competition Groups_Improved Controls - Process Cooling
Industrial | Ind ¦ Material Handling Improvements | 2036 | Economic | MW | Before Competition Groups | 8.5126 | 0 | 0 | 691.8128 | 0.012305 | 14 | Industrial_2036_Economic_MW_Before Competition Groups_14 | Material Handling Improvements | 1.23% | 0 | 8.5126 | Industrial_2036_Economic_MW_Before Competition Groups_Material Handling Improvements
Industrial | Ind ¦ Pulp and Paper Process Improvements | 2036 | Economic | MW | Before Competition Groups | 7.9432 | 0 | 0 | 691.8128 | 0.011482 | 15 | Industrial_2036_Economic_MW_Before Competition Groups_15 | Pulp and Paper Process Improvements | 1.148% | 0 | 7.9432 | Industrial_2036_Economic_MW_Before Competition Groups_Pulp and Paper Process Improvements
Industrial | Ind ¦ Refiner Plate Improvements | 2036 | Economic | MW | Before Competition Groups | 7.136 | 0 | 0 | 691.8128 | 0.010315 | 16 | Industrial_2036_Economic_MW_Before Competition Groups_16 | Refiner Plate Improvements | 1.031% | 0 | 7.136 | Industrial_2036_Economic_MW_Before Competition Groups_Refiner Plate Improvements
Industrial | Ind ¦ Ventilation Optimization | 2036 | Economic | MW | Before Competition Groups | 4.9776 | 0 | 0 | 691.8128 | 0.007195 | 17 | Industrial_2036_Economic_MW_Before Competition Groups_17 | Ventilation Optimization | 0.7195% | 0 | 4.9776 | Industrial_2036_Economic_MW_Before Competition Groups_Ventilation Optimization
Industrial | Ind ¦ Cooling Tower Optimization | 2036 | Economic | MW | Before Competition Groups | 4.0863 | 0 | 0 | 691.8128 | 0.0059066 | 18 | Industrial_2036_Economic_MW_Before Competition Groups_18 | Cooling Tower Optimization | 0.5907% | 0 | 4.0863 | Industrial_2036_Economic_MW_Before Competition Groups_Cooling Tower Optimization
Industrial | Ind ¦ Free Cooling | 2036 | Economic | MW | Before Competition Groups | 3.4745 | 0 | 0 | 691.8128 | 0.0050223 | 19 | Industrial_2036_Economic_MW_Before Competition Groups_19 | Free Cooling | 0.5022% | 0 | 3.4745 | Industrial_2036_Economic_MW_Before Competition Groups_Free Cooling
Industrial | Ind ¦ High Efficiency Battery Charger | 2036 | Economic | MW | Before Competition Groups | 2.946 | 0 | 0 | 691.8128 | 0.0042584 | 20 | Industrial_2036_Economic_MW_Before Competition Groups_20 | High Efficiency Battery Charger | 0.4258% | 0 | 2.946 | Industrial_2036_Economic_MW_Before Competition Groups_High Efficiency Battery Charger
Industrial | Ind ¦ VAV Conversion Project | 2036 | Economic | MW | Before Competition Groups | 2.8269 | 0 | 0 | 691.8128 | 0.0040862 | 21 | Industrial_2036_Economic_MW_Before Competition Groups_21 | VAV Conversion Project | 0.4086% | 0 | 2.8269 | Industrial_2036_Economic_MW_Before Competition Groups_VAV Conversion Project
Industrial | Ind ¦ Process Heat Recovery | 2036 | Economic | MW | Before Competition Groups | 2.7092 | 0 | 0 | 691.8128 | 0.0039161 | 22 | Industrial_2036_Economic_MW_Before Competition Groups_22 | Process Heat Recovery | 0.3916% | 0 | 2.7092 | Industrial_2036_Economic_MW_Before Competition Groups_Process Heat Recovery
Industrial | Ind ¦ Efficient Irrigation | 2036 | Economic | MW | Before Competition Groups | 2.3717 | 0 | 0 | 691.8128 | 0.0034282 | 23 | Industrial_2036_Economic_MW_Before Competition Groups_23 | Efficient Irrigation | 0.3428% | 0 | 2.3717 | Industrial_2036_Economic_MW_Before Competition Groups_Efficient Irrigation
Industrial | Ind ¦ Process Improvements | 2036 | Economic | MW | Before Competition Groups | 2.1229 | 0 | 0 | 691.8128 | 0.0030686 | 24 | Industrial_2036_Economic_MW_Before Competition Groups_24 | Process Improvements | 0.3069% | 0 | 2.1229 | Industrial_2036_Economic_MW_Before Competition Groups_Process Improvements
Industrial | Ind ¦ Refrigeration Compressor VFD | 2036 | Economic | MW | Before Competition Groups | 1.5919 | 0 | 0 | 691.8128 | 0.002301 | 25 | Industrial_2036_Economic_MW_Before Competition Groups_25 | Refrigeration Compressor VFD | 0.2301% | 0 | 1.5919 | Industrial_2036_Economic_MW_Before Competition Groups_Refrigeration Compressor VFD
Industrial | Ind ¦ Improved Controls - Process Heating | 2036 | Economic | MW | Before Competition Groups | 1.3038 | 0 | 0 | 691.8128 | 0.0018846 | 26 | Industrial_2036_Economic_MW_Before Competition Groups_26 | Improved Controls - Process Heating | 0.1885% | 0 | 1.3038 | Industrial_2036_Economic_MW_Before Competition Groups_Improved Controls - Process Heating
Industrial | Ind ¦ Engine Block Heater Timer | 2036 | Economic | MW | Before Competition Groups | 0.8141 | 0 | 0 | 691.8128 | 0.0011768 | 27 | Industrial_2036_Economic_MW_Before Competition Groups_27 | Engine Block Heater Timer | 0.1177% | 0 | 0.8141 | Industrial_2036_Economic_MW_Before Competition Groups_Engine Block Heater Timer
Industrial | Ind ¦ Dairy Pre-Cooler | 2036 | Economic | MW | Before Competition Groups | 0.63953 | 0 | 0 | 691.8128 | 0.00092443 | 28 | Industrial_2036_Economic_MW_Before Competition Groups_28 | Dairy Pre-Cooler | 0.09244% | 0 | 0.63953 | Industrial_2036_Economic_MW_Before Competition Groups_Dairy Pre-Cooler
Industrial | Ind ¦ Air Compressor Heat Recovery | 2036 | Economic | MW | Before Competition Groups | 0.34332 | 0 | 0 | 691.8128 | 0.00049627 | 29 | Industrial_2036_Economic_MW_Before Competition Groups_29 | Air Compressor Heat Recovery | 0.04963% | 0 | 0.34332 | Industrial_2036_Economic_MW_Before Competition Groups_Air Compressor Heat Recovery
Industrial | Ind ¦ Efficient Refrigeration Compressor | 2036 | Economic | MW | Before Competition Groups | 0.1308 | 0 | 0 | 691.8128 | 0.00018907 | 30 | Industrial_2036_Economic_MW_Before Competition Groups_30 | Efficient Refrigeration Compressor | 0.01891% | 0 | 0.1308 | Industrial_2036_Economic_MW_Before Competition Groups_Efficient Refrigeration Compressor
Industrial | Ind ¦ Heat Lamps/Heat Pad | 2036 | Economic | MW | Before Competition Groups | 0.011326 | 0 | 0 | 691.8128 | 1.6372e-05 | 31 | Industrial_2036_Economic_MW_Before Competition Groups_31 | Heat Lamps/Heat Pad | 0.001637% | 0 | 0.011326 | Industrial_2036_Economic_MW_Before Competition Groups_Heat Lamps/Heat Pad
Industrial | Ind ¦ Air Compressor Optimization | 2036 | SC A | MW | Before Competition Groups | 50.3655 | 0 | 0 | 341.7554 | 0.14737 | 1 | Industrial_2036_SC A_MW_Before Competition Groups_1 | Air Compressor Optimization | 14.74% | 0 | 50.3655 | Industrial_2036_SC A_MW_Before Competition Groups_Air Compressor Optimization
Industrial | Ind ¦ Pump System Optimization | 2036 | SC A | MW | Before Competition Groups | 50.3251 | 0 | 0 | 341.7554 | 0.14725 | 2 | Industrial_2036_SC A_MW_Before Competition Groups_2 | Pump System Optimization | 14.73% | 0 | 50.3251 | Industrial_2036_SC A_MW_Before Competition Groups_Pump System Optimization
Industrial | Ind ¦ Air Leak Survey and Repair | 2036 | SC A | MW | Before Competition Groups | 45.4988 | 0 | 0 | 341.7554 | 0.13313 | 3 | Industrial_2036_SC A_MW_Before Competition Groups_3 | Air Leak Survey and Repair | 13.31% | 0 | 45.4988 | Industrial_2036_SC A_MW_Before Competition Groups_Air Leak Survey and Repair
Industrial | Ind ¦ Recommissioning | 2036 | SC A | MW | Before Competition Groups | 32.2282 | 0 | 0 | 341.7554 | 0.094302 | 4 | Industrial_2036_SC A_MW_Before Competition Groups_4 | Recommissioning | 9.43% | 0 | 32.2282 | Industrial_2036_SC A_MW_Before Competition Groups_Recommissioning
Industrial | Ind ¦ SEM | 2036 | SC A | MW | Before Competition Groups | 32.2282 | 0 | 0 | 341.7554 | 0.094302 | 5 | Industrial_2036_SC A_MW_Before Competition Groups_5 | SEM | 9.43% | 0 | 32.2282 | Industrial_2036_SC A_MW_Before Competition Groups_SEM
Industrial | Ind ¦ Efficient Compressed Air Nozzles | 2036 | SC A | MW | Before Competition Groups | 27.7219 | 0 | 0 | 341.7554 | 0.081116 | 6 | Industrial_2036_SC A_MW_Before Competition Groups_6 | Efficient Compressed Air Nozzles | 8.112% | 0 | 27.7219 | Industrial_2036_SC A_MW_Before Competition Groups_Efficient Compressed Air Nozzles
Industrial | Ind ¦ Pump Equipment Upgrade | 2036 | SC A | MW | Before Competition Groups | 21.5888 | 0 | 0 | 341.7554 | 0.06317 | 7 | Industrial_2036_SC A_MW_Before Competition Groups_7 | Pump Equipment Upgrade | 6.317% | 0 | 21.5888 | Industrial_2036_SC A_MW_Before Competition Groups_Pump Equipment Upgrade
Industrial | Ind ¦ High Efficiency HVAC Fans | 2036 | SC A | MW | Before Competition Groups | 17.6601 | 0 | 0 | 341.7554 | 0.051675 | 8 | Industrial_2036_SC A_MW_Before Competition Groups_8 | High Efficiency HVAC Fans | 5.167% | 0 | 17.6601 | Industrial_2036_SC A_MW_Before Competition Groups_High Efficiency HVAC Fans
Industrial | Ind ¦ Fan System Optimization | 2036 | SC A | MW | Before Competition Groups | 17.1613 | 0 | 0 | 341.7554 | 0.050215 | 9 | Industrial_2036_SC A_MW_Before Competition Groups_9 | Fan System Optimization | 5.022% | 0 | 17.1613 | Industrial_2036_SC A_MW_Before Competition Groups_Fan System Optimization
Industrial | Ind ¦ Improved Controls - Process Cooling | 2036 | SC A | MW | Before Competition Groups | 8.7388 | 0 | 0 | 341.7554 | 0.02557 | 10 | Industrial_2036_SC A_MW_Before Competition Groups_10 | Improved Controls - Process Cooling | 2.557% | 0 | 8.7388 | Industrial_2036_SC A_MW_Before Competition Groups_Improved Controls - Process Cooling
Industrial | Ind ¦ Greenhouse Grow Lights | 2036 | SC A | MW | Before Competition Groups | 7.9012 | 0 | 0 | 341.7554 | 0.02312 | 11 | Industrial_2036_SC A_MW_Before Competition Groups_11 | Greenhouse Grow Lights | 2.312% | 0 | 7.9012 | Industrial_2036_SC A_MW_Before Competition Groups_Greenhouse Grow Lights
Industrial | Ind ¦ Process Optimization (Elec) | 2036 | SC A | MW | Before Competition Groups | 6.2276 | 0 | 0 | 341.7554 | 0.018222 | 12 | Industrial_2036_SC A_MW_Before Competition Groups_12 | Process Optimization (Elec) | 1.822% | 0 | 6.2276 | Industrial_2036_SC A_MW_Before Competition Groups_Process Optimization (Elec)
Industrial | Ind ¦ Material Handling Improvements | 2036 | SC A | MW | Before Competition Groups | 5.4145 | 0 | 0 | 341.7554 | 0.015843 | 13 | Industrial_2036_SC A_MW_Before Competition Groups_13 | Material Handling Improvements | 1.584% | 0 | 5.4145 | Industrial_2036_SC A_MW_Before Competition Groups_Material Handling Improvements
Industrial | Ind ¦ Refiner Plate Improvements | 2036 | SC A | MW | Before Competition Groups | 3.1918 | 0 | 0 | 341.7554 | 0.0093395 | 14 | Industrial_2036_SC A_MW_Before Competition Groups_14 | Refiner Plate Improvements | 0.9339% | 0 | 3.1918 | Industrial_2036_SC A_MW_Before Competition Groups_Refiner Plate Improvements
Industrial | Ind ¦ HE Lighting | 2036 | SC A | MW | Before Competition Groups | 2.9281 | 0 | 0 | 341.7554 | 0.0085678 | 15 | Industrial_2036_SC A_MW_Before Competition Groups_15 | HE Lighting | 0.8568% | 0 | 2.9281 | Industrial_2036_SC A_MW_Before Competition Groups_HE Lighting
Industrial | Ind ¦ VAV Conversion Project | 2036 | SC A | MW | Before Competition Groups | 1.9554 | 0 | 0 | 341.7554 | 0.0057217 | 16 | Industrial_2036_SC A_MW_Before Competition Groups_16 | VAV Conversion Project | 0.5722% | 0 | 1.9554 | Industrial_2036_SC A_MW_Before Competition Groups_VAV Conversion Project
Industrial | Ind ¦ Pulp and Paper Process Improvements | 2036 | SC A | MW | Before Competition Groups | 1.6844 | 0 | 0 | 341.7554 | 0.0049287 | 17 | Industrial_2036_SC A_MW_Before Competition Groups_17 | Pulp and Paper Process Improvements | 0.4929% | 0 | 1.6844 | Industrial_2036_SC A_MW_Before Competition Groups_Pulp and Paper Process Improvements
Industrial | Ind ¦ Process Heat Recovery | 2036 | SC A | MW | Before Competition Groups | 1.6465 | 0 | 0 | 341.7554 | 0.0048177 | 18 | Industrial_2036_SC A_MW_Before Competition Groups_18 | Process Heat Recovery | 0.4818% | 0 | 1.6465 | Industrial_2036_SC A_MW_Before Competition Groups_Process Heat Recovery
Industrial | Ind ¦ Ventilation Optimization | 2036 | SC A | MW | Before Competition Groups | 1.5272 | 0 | 0 | 341.7554 | 0.0044688 | 19 | Industrial_2036_SC A_MW_Before Competition Groups_19 | Ventilation Optimization | 0.4469% | 0 | 1.5272 | Industrial_2036_SC A_MW_Before Competition Groups_Ventilation Optimization
Industrial | Ind ¦ Process Improvements | 2036 | SC A | MW | Before Competition Groups | 1.2358 | 0 | 0 | 341.7554 | 0.003616 | 20 | Industrial_2036_SC A_MW_Before Competition Groups_20 | Process Improvements | 0.3616% | 0 | 1.2358 | Industrial_2036_SC A_MW_Before Competition Groups_Process Improvements
Industrial | Ind ¦ High Efficiency Battery Charger | 2036 | SC A | MW | Before Competition Groups | 1.0763 | 0 | 0 | 341.7554 | 0.0031493 | 21 | Industrial_2036_SC A_MW_Before Competition Groups_21 | High Efficiency Battery Charger | 0.3149% | 0 | 1.0763 | Industrial_2036_SC A_MW_Before Competition Groups_High Efficiency Battery Charger
Industrial | Ind ¦ Improved Controls - Process Heating | 2036 | SC A | MW | Before Competition Groups | 0.82068 | 0 | 0 | 341.7554 | 0.0024014 | 22 | Industrial_2036_SC A_MW_Before Competition Groups_22 | Improved Controls - Process Heating | 0.2401% | 0 | 0.82068 | Industrial_2036_SC A_MW_Before Competition Groups_Improved Controls - Process Heating
Industrial | Ind ¦ Refrigeration Compressor VFD | 2036 | SC A | MW | Before Competition Groups | 0.59698 | 0 | 0 | 341.7554 | 0.0017468 | 23 | Industrial_2036_SC A_MW_Before Competition Groups_23 | Refrigeration Compressor VFD | 0.1747% | 0 | 0.59698 | Industrial_2036_SC A_MW_Before Competition Groups_Refrigeration Compressor VFD
Industrial | Ind ¦ Cooling Tower Optimization | 2036 | SC A | MW | Before Competition Groups | 0.5736 | 0 | 0 | 341.7554 | 0.0016784 | 24 | Industrial_2036_SC A_MW_Before Competition Groups_24 | Cooling Tower Optimization | 0.1678% | 0 | 0.5736 | Industrial_2036_SC A_MW_Before Competition Groups_Cooling Tower Optimization
Industrial | Ind ¦ Engine Block Heater Timer | 2036 | SC A | MW | Before Competition Groups | 0.48472 | 0 | 0 | 341.7554 | 0.0014183 | 25 | Industrial_2036_SC A_MW_Before Competition Groups_25 | Engine Block Heater Timer | 0.1418% | 0 | 0.48472 | Industrial_2036_SC A_MW_Before Competition Groups_Engine Block Heater Timer
Industrial | Ind ¦ Efficient Irrigation | 2036 | SC A | MW | Before Competition Groups | 0.40026 | 0 | 0 | 341.7554 | 0.0011712 | 26 | Industrial_2036_SC A_MW_Before Competition Groups_26 | Efficient Irrigation | 0.1171% | 0 | 0.40026 | Industrial_2036_SC A_MW_Before Competition Groups_Efficient Irrigation
Industrial | Ind ¦ Air Compressor Heat Recovery | 2036 | SC A | MW | Before Competition Groups | 0.2191 | 0 | 0 | 341.7554 | 0.00064111 | 27 | Industrial_2036_SC A_MW_Before Competition Groups_27 | Air Compressor Heat Recovery | 0.06411% | 0 | 0.2191 | Industrial_2036_SC A_MW_Before Competition Groups_Air Compressor Heat Recovery
Industrial | Ind ¦ Dairy Pre-Cooler | 2036 | SC A | MW | Before Competition Groups | 0.19927 | 0 | 0 | 341.7554 | 0.00058308 | 28 | Industrial_2036_SC A_MW_Before Competition Groups_28 | Dairy Pre-Cooler | 0.05831% | 0 | 0.19927 | Industrial_2036_SC A_MW_Before Competition Groups_Dairy Pre-Cooler
Industrial | Ind ¦ Efficient Refrigeration Compressor | 2036 | SC A | MW | Before Competition Groups | 0.099628 | 0 | 0 | 341.7554 | 0.00029152 | 29 | Industrial_2036_SC A_MW_Before Competition Groups_29 | Efficient Refrigeration Compressor | 0.02915% | 0 | 0.099628 | Industrial_2036_SC A_MW_Before Competition Groups_Efficient Refrigeration Compressor
Industrial | Ind ¦ Heat Lamps/Heat Pad | 2036 | SC A | MW | Before Competition Groups | 0.043127 | 0 | 0 | 341.7554 | 0.00012619 | 30 | Industrial_2036_SC A_MW_Before Competition Groups_30 | Heat Lamps/Heat Pad | 0.01262% | 0 | 0.043127 | Industrial_2036_SC A_MW_Before Competition Groups_Heat Lamps/Heat Pad
Industrial | Ind ¦ Free Cooling | 2036 | SC A | MW | Before Competition Groups | 0.012268 | 0 | 0 | 341.7554 | 3.5897e-05 | 31 | Industrial_2036_SC A_MW_Before Competition Groups_31 | Free Cooling | 0.00359% | 0 | 0.012268 | Industrial_2036_SC A_MW_Before Competition Groups_Free Cooling
Industrial | Ind ¦ Pump System Optimization | 2036 | SC B | MW | Before Competition Groups | 74.619 | 0 | 0 | 531.1209 | 0.14049 | 1 | Industrial_2036_SC B_MW_Before Competition Groups_1 | Pump System Optimization | 14.05% | 0 | 74.619 | Industrial_2036_SC B_MW_Before Competition Groups_Pump System Optimization
Industrial | Ind ¦ Air Leak Survey and Repair | 2036 | SC B | MW | Before Competition Groups | 70.6605 | 0 | 0 | 531.1209 | 0.13304 | 2 | Industrial_2036_SC B_MW_Before Competition Groups_2 | Air Leak Survey and Repair | 13.3% | 0 | 70.6605 | Industrial_2036_SC B_MW_Before Competition Groups_Air Leak Survey and Repair
Industrial | Ind ¦ Air Compressor Optimization | 2036 | SC B | MW | Before Competition Groups | 50.3655 | 0 | 0 | 531.1209 | 0.094829 | 3 | Industrial_2036_SC B_MW_Before Competition Groups_3 | Air Compressor Optimization | 9.483% | 0 | 50.3655 | Industrial_2036_SC B_MW_Before Competition Groups_Air Compressor Optimization
Industrial | Ind ¦ Recommissioning | 2036 | SC B | MW | Before Competition Groups | 50.0217 | 0 | 0 | 531.1209 | 0.094181 | 4 | Industrial_2036_SC B_MW_Before Competition Groups_4 | Recommissioning | 9.418% | 0 | 50.0217 | Industrial_2036_SC B_MW_Before Competition Groups_Recommissioning
Industrial | Ind ¦ SEM | 2036 | SC B | MW | Before Competition Groups | 50.0217 | 0 | 0 | 531.1209 | 0.094181 | 5 | Industrial_2036_SC B_MW_Before Competition Groups_5 | SEM | 9.418% | 0 | 50.0217 | Industrial_2036_SC B_MW_Before Competition Groups_SEM
Industrial | Ind ¦ Efficient Compressed Air Nozzles | 2036 | SC B | MW | Before Competition Groups | 44.0172 | 0 | 0 | 531.1209 | 0.082876 | 6 | Industrial_2036_SC B_MW_Before Competition Groups_6 | Efficient Compressed Air Nozzles | 8.288% | 0 | 44.0172 | Industrial_2036_SC B_MW_Before Competition Groups_Efficient Compressed Air Nozzles
Industrial | Ind ¦ Pump Equipment Upgrade | 2036 | SC B | MW | Before Competition Groups | 34.2074 | 0 | 0 | 531.1209 | 0.064406 | 7 | Industrial_2036_SC B_MW_Before Competition Groups_7 | Pump Equipment Upgrade | 6.441% | 0 | 34.2074 | Industrial_2036_SC B_MW_Before Competition Groups_Pump Equipment Upgrade
Industrial | Ind ¦ HE Lighting | 2036 | SC B | MW | Before Competition Groups | 31.2991 | 0 | 0 | 531.1209 | 0.05893 | 8 | Industrial_2036_SC B_MW_Before Competition Groups_8 | HE Lighting | 5.893% | 0 | 31.2991 | Industrial_2036_SC B_MW_Before Competition Groups_HE Lighting
Industrial | Ind ¦ High Efficiency HVAC Fans | 2036 | SC B | MW | Before Competition Groups | 24.0293 | 0 | 0 | 531.1209 | 0.045243 | 9 | Industrial_2036_SC B_MW_Before Competition Groups_9 | High Efficiency HVAC Fans | 4.524% | 0 | 24.0293 | Industrial_2036_SC B_MW_Before Competition Groups_High Efficiency HVAC Fans
Industrial | Ind ¦ Greenhouse Grow Lights | 2036 | SC B | MW | Before Competition Groups | 17.9471 | 0 | 0 | 531.1209 | 0.033791 | 10 | Industrial_2036_SC B_MW_Before Competition Groups_10 | Greenhouse Grow Lights | 3.379% | 0 | 17.9471 | Industrial_2036_SC B_MW_Before Competition Groups_Greenhouse Grow Lights
Industrial | Ind ¦ Fan System Optimization | 2036 | SC B | MW | Before Competition Groups | 17.7449 | 0 | 0 | 531.1209 | 0.03341 | 11 | Industrial_2036_SC B_MW_Before Competition Groups_11 | Fan System Optimization | 3.341% | 0 | 17.7449 | Industrial_2036_SC B_MW_Before Competition Groups_Fan System Optimization
Industrial | Ind ¦ Improved Controls - Process Cooling | 2036 | SC B | MW | Before Competition Groups | 13.5456 | 0 | 0 | 531.1209 | 0.025504 | 12 | Industrial_2036_SC B_MW_Before Competition Groups_12 | Improved Controls - Process Cooling | 2.55% | 0 | 13.5456 | Industrial_2036_SC B_MW_Before Competition Groups_Improved Controls - Process Cooling
Industrial | Ind ¦ Pulp and Paper Process Improvements | 2036 | SC B | MW | Before Competition Groups | 7.2886 | 0 | 0 | 531.1209 | 0.013723 | 13 | Industrial_2036_SC B_MW_Before Competition Groups_13 | Pulp and Paper Process Improvements | 1.372% | 0 | 7.2886 | Industrial_2036_SC B_MW_Before Competition Groups_Pulp and Paper Process Improvements
Industrial | Ind ¦ Material Handling Improvements | 2036 | SC B | MW | Before Competition Groups | 6.9847 | 0 | 0 | 531.1209 | 0.013151 | 14 | Industrial_2036_SC B_MW_Before Competition Groups_14 | Material Handling Improvements | 1.315% | 0 | 6.9847 | Industrial_2036_SC B_MW_Before Competition Groups_Material Handling Improvements
Industrial | Ind ¦ Process Optimization (Elec) | 2036 | SC B | MW | Before Competition Groups | 6.2276 | 0 | 0 | 531.1209 | 0.011725 | 15 | Industrial_2036_SC B_MW_Before Competition Groups_15 | Process Optimization (Elec) | 1.173% | 0 | 6.2276 | Industrial_2036_SC B_MW_Before Competition Groups_Process Optimization (Elec)
Industrial | Ind ¦ Refiner Plate Improvements | 2036 | SC B | MW | Before Competition Groups | 5.2302 | 0 | 0 | 531.1209 | 0.0098476 | 16 | Industrial_2036_SC B_MW_Before Competition Groups_16 | Refiner Plate Improvements | 0.9848% | 0 | 5.2302 | Industrial_2036_SC B_MW_Before Competition Groups_Refiner Plate Improvements
Industrial | Ind ¦ Cooling Tower Optimization | 2036 | SC B | MW | Before Competition Groups | 3.9842 | 0 | 0 | 531.1209 | 0.0075015 | 17 | Industrial_2036_SC B_MW_Before Competition Groups_17 | Cooling Tower Optimization | 0.7501% | 0 | 3.9842 | Industrial_2036_SC B_MW_Before Competition Groups_Cooling Tower Optimization
Industrial | Ind ¦ Ventilation Optimization | 2036 | SC B | MW | Before Competition Groups | 3.5497 | 0 | 0 | 531.1209 | 0.0066835 | 18 | Industrial_2036_SC B_MW_Before Competition Groups_18 | Ventilation Optimization | 0.6683% | 0 | 3.5497 | Industrial_2036_SC B_MW_Before Competition Groups_Ventilation Optimization
Industrial | Ind ¦ Free Cooling | 2036 | SC B | MW | Before Competition Groups | 3.5356 | 0 | 0 | 531.1209 | 0.0066569 | 19 | Industrial_2036_SC B_MW_Before Competition Groups_19 | Free Cooling | 0.6657% | 0 | 3.5356 | Industrial_2036_SC B_MW_Before Competition Groups_Free Cooling
Industrial | Ind ¦ VAV Conversion Project | 2036 | SC B | MW | Before Competition Groups | 3.1143 | 0 | 0 | 531.1209 | 0.0058637 | 20 | Industrial_2036_SC B_MW_Before Competition Groups_20 | VAV Conversion Project | 0.5864% | 0 | 3.1143 | Industrial_2036_SC B_MW_Before Competition Groups_VAV Conversion Project
Industrial | Ind ¦ Process Heat Recovery | 2036 | SC B | MW | Before Competition Groups | 2.6061 | 0 | 0 | 531.1209 | 0.0049068 | 21 | Industrial_2036_SC B_MW_Before Competition Groups_21 | Process Heat Recovery | 0.4907% | 0 | 2.6061 | Industrial_2036_SC B_MW_Before Competition Groups_Process Heat Recovery
Industrial | Ind ¦ High Efficiency Battery Charger | 2036 | SC B | MW | Before Competition Groups | 2.345 | 0 | 0 | 531.1209 | 0.0044152 | 22 | Industrial_2036_SC B_MW_Before Competition Groups_22 | High Efficiency Battery Charger | 0.4415% | 0 | 2.345 | Industrial_2036_SC B_MW_Before Competition Groups_High Efficiency Battery Charger
Industrial | Ind ¦ Process Improvements | 2036 | SC B | MW | Before Competition Groups | 2.0012 | 0 | 0 | 531.1209 | 0.0037679 | 23 | Industrial_2036_SC B_MW_Before Competition Groups_23 | Process Improvements | 0.3768% | 0 | 2.0012 | Industrial_2036_SC B_MW_Before Competition Groups_Process Improvements
Industrial | Ind ¦ Efficient Irrigation | 2036 | SC B | MW | Before Competition Groups | 1.5392 | 0 | 0 | 531.1209 | 0.002898 | 24 | Industrial_2036_SC B_MW_Before Competition Groups_24 | Efficient Irrigation | 0.2898% | 0 | 1.5392 | Industrial_2036_SC B_MW_Before Competition Groups_Efficient Irrigation
Industrial | Ind ¦ Refrigeration Compressor VFD | 2036 | SC B | MW | Before Competition Groups | 1.3772 | 0 | 0 | 531.1209 | 0.002593 | 25 | Industrial_2036_SC B_MW_Before Competition Groups_25 | Refrigeration Compressor VFD | 0.2593% | 0 | 1.3772 | Industrial_2036_SC B_MW_Before Competition Groups_Refrigeration Compressor VFD
Industrial | Ind ¦ Improved Controls - Process Heating | 2036 | SC B | MW | Before Competition Groups | 1.2425 | 0 | 0 | 531.1209 | 0.0023394 | 26 | Industrial_2036_SC B_MW_Before Competition Groups_26 | Improved Controls - Process Heating | 0.2339% | 0 | 1.2425 | Industrial_2036_SC B_MW_Before Competition Groups_Improved Controls - Process Heating
Industrial | Ind ¦ Engine Block Heater Timer | 2036 | SC B | MW | Before Competition Groups | 0.76089 | 0 | 0 | 531.1209 | 0.0014326 | 27 | Industrial_2036_SC B_MW_Before Competition Groups_27 | Engine Block Heater Timer | 0.1433% | 0 | 0.76089 | Industrial_2036_SC B_MW_Before Competition Groups_Engine Block Heater Timer
Industrial | Ind ¦ Dairy Pre-Cooler | 2036 | SC B | MW | Before Competition Groups | 0.34181 | 0 | 0 | 531.1209 | 0.00064357 | 28 | Industrial_2036_SC B_MW_Before Competition Groups_28 | Dairy Pre-Cooler | 0.06436% | 0 | 0.34181 | Industrial_2036_SC B_MW_Before Competition Groups_Dairy Pre-Cooler
Industrial | Ind ¦ Air Compressor Heat Recovery | 2036 | SC B | MW | Before Competition Groups | 0.3396 | 0 | 0 | 531.1209 | 0.00063941 | 29 | Industrial_2036_SC B_MW_Before Competition Groups_29 | Air Compressor Heat Recovery | 0.06394% | 0 | 0.3396 | Industrial_2036_SC B_MW_Before Competition Groups_Air Compressor Heat Recovery
Industrial | Ind ¦ Efficient Refrigeration Compressor | 2036 | SC B | MW | Before Competition Groups | 0.1189 | 0 | 0 | 531.1209 | 0.00022386 | 30 | Industrial_2036_SC B_MW_Before Competition Groups_30 | Efficient Refrigeration Compressor | 0.02239% | 0 | 0.1189 | Industrial_2036_SC B_MW_Before Competition Groups_Efficient Refrigeration Compressor
Industrial | Ind ¦ Heat Lamps/Heat Pad | 2036 | SC B | MW | Before Competition Groups | 0.054406 | 0 | 0 | 531.1209 | 0.00010244 | 31 | Industrial_2036_SC B_MW_Before Competition Groups_31 | Heat Lamps/Heat Pad | 0.01024% | 0 | 0.054406 | Industrial_2036_SC B_MW_Before Competition Groups_Heat Lamps/Heat Pad
Industrial | Ind ¦ Pump System Optimization | 2036 | SC C | MW | Before Competition Groups | 74.619 | 0 | 0 | 410.9501 | 0.18158 | 1 | Industrial_2036_SC C_MW_Before Competition Groups_1 | Pump System Optimization | 18.16% | 0 | 74.619 | Industrial_2036_SC C_MW_Before Competition Groups_Pump System Optimization
Industrial | Ind ¦ Air Compressor Optimization | 2036 | SC C | MW | Before Competition Groups | 50.3655 | 0 | 0 | 410.9501 | 0.12256 | 2 | Industrial_2036_SC C_MW_Before Competition Groups_2 | Air Compressor Optimization | 12.26% | 0 | 50.3655 | Industrial_2036_SC C_MW_Before Competition Groups_Air Compressor Optimization
Industrial | Ind ¦ Air Leak Survey and Repair | 2036 | SC C | MW | Before Competition Groups | 45.4988 | 0 | 0 | 410.9501 | 0.11072 | 3 | Industrial_2036_SC C_MW_Before Competition Groups_3 | Air Leak Survey and Repair | 11.07% | 0 | 45.4988 | Industrial_2036_SC C_MW_Before Competition Groups_Air Leak Survey and Repair
Industrial | Ind ¦ Pump Equipment Upgrade | 2036 | SC C | MW | Before Competition Groups | 34.2074 | 0 | 0 | 410.9501 | 0.08324 | 4 | Industrial_2036_SC C_MW_Before Competition Groups_4 | Pump Equipment Upgrade | 8.324% | 0 | 34.2074 | Industrial_2036_SC C_MW_Before Competition Groups_Pump Equipment Upgrade
Industrial | Ind ¦ Recommissioning | 2036 | SC C | MW | Before Competition Groups | 32.2282 | 0 | 0 | 410.9501 | 0.078424 | 5 | Industrial_2036_SC C_MW_Before Competition Groups_5 | Recommissioning | 7.842% | 0 | 32.2282 | Industrial_2036_SC C_MW_Before Competition Groups_Recommissioning
Industrial | Ind ¦ SEM | 2036 | SC C | MW | Before Competition Groups | 32.2282 | 0 | 0 | 410.9501 | 0.078424 | 6 | Industrial_2036_SC C_MW_Before Competition Groups_6 | SEM | 7.842% | 0 | 32.2282 | Industrial_2036_SC C_MW_Before Competition Groups_SEM
Industrial | Ind ¦ Efficient Compressed Air Nozzles | 2036 | SC C | MW | Before Competition Groups | 27.7219 | 0 | 0 | 410.9501 | 0.067458 | 7 | Industrial_2036_SC C_MW_Before Competition Groups_7 | Efficient Compressed Air Nozzles | 6.746% | 0 | 27.7219 | Industrial_2036_SC C_MW_Before Competition Groups_Efficient Compressed Air Nozzles
Industrial | Ind ¦ Fan System Optimization | 2036 | SC C | MW | Before Competition Groups | 17.7449 | 0 | 0 | 410.9501 | 0.04318 | 8 | Industrial_2036_SC C_MW_Before Competition Groups_8 | Fan System Optimization | 4.318% | 0 | 17.7449 | Industrial_2036_SC C_MW_Before Competition Groups_Fan System Optimization
Industrial | Ind ¦ High Efficiency HVAC Fans | 2036 | SC C | MW | Before Competition Groups | 17.6601 | 0 | 0 | 410.9501 | 0.042974 | 9 | Industrial_2036_SC C_MW_Before Competition Groups_9 | High Efficiency HVAC Fans | 4.297% | 0 | 17.6601 | Industrial_2036_SC C_MW_Before Competition Groups_High Efficiency HVAC Fans
Industrial | Ind ¦ HE Lighting | 2036 | SC C | MW | Before Competition Groups | 16.8258 | 0 | 0 | 410.9501 | 0.040944 | 10 | Industrial_2036_SC C_MW_Before Competition Groups_10 | HE Lighting | 4.094% | 0 | 16.8258 | Industrial_2036_SC C_MW_Before Competition Groups_HE Lighting
Industrial | Ind ¦ Greenhouse Grow Lights | 2036 | SC C | MW | Before Competition Groups | 13.4453 | 0 | 0 | 410.9501 | 0.032718 | 11 | Industrial_2036_SC C_MW_Before Competition Groups_11 | Greenhouse Grow Lights | 3.272% | 0 | 13.4453 | Industrial_2036_SC C_MW_Before Competition Groups_Greenhouse Grow Lights
Industrial | Ind ¦ Improved Controls - Process Cooling | 2036 | SC C | MW | Before Competition Groups | 8.7522 | 0 | 0 | 410.9501 | 0.021298 | 12 | Industrial_2036_SC C_MW_Before Competition Groups_12 | Improved Controls - Process Cooling | 2.13% | 0 | 8.7522 | Industrial_2036_SC C_MW_Before Competition Groups_Improved Controls - Process Cooling
Industrial | Ind ¦ Process Optimization (Elec) | 2036 | SC C | MW | Before Competition Groups | 6.2276 | 0 | 0 | 410.9501 | 0.015154 | 13 | Industrial_2036_SC C_MW_Before Competition Groups_13 | Process Optimization (Elec) | 1.515% | 0 | 6.2276 | Industrial_2036_SC C_MW_Before Competition Groups_Process Optimization (Elec)
Industrial | Ind ¦ Material Handling Improvements | 2036 | SC C | MW | Before Competition Groups | 5.4145 | 0 | 0 | 410.9501 | 0.013176 | 14 | Industrial_2036_SC C_MW_Before Competition Groups_14 | Material Handling Improvements | 1.318% | 0 | 5.4145 | Industrial_2036_SC C_MW_Before Competition Groups_Material Handling Improvements
Industrial | Ind ¦ Pulp and Paper Process Improvements | 2036 | SC C | MW | Before Competition Groups | 4.5233 | 0 | 0 | 410.9501 | 0.011007 | 15 | Industrial_2036_SC C_MW_Before Competition Groups_15 | Pulp and Paper Process Improvements | 1.101% | 0 | 4.5233 | Industrial_2036_SC C_MW_Before Competition Groups_Pulp and Paper Process Improvements
Industrial | Ind ¦ Cooling Tower Optimization | 2036 | SC C | MW | Before Competition Groups | 3.9842 | 0 | 0 | 410.9501 | 0.0096951 | 16 | Industrial_2036_SC C_MW_Before Competition Groups_16 | Cooling Tower Optimization | 0.9695% | 0 | 3.9842 | Industrial_2036_SC C_MW_Before Competition Groups_Cooling Tower Optimization
Industrial | Ind ¦ Ventilation Optimization | 2036 | SC C | MW | Before Competition Groups | 3.5497 | 0 | 0 | 410.9501 | 0.0086378 | 17 | Industrial_2036_SC C_MW_Before Competition Groups_17 | Ventilation Optimization | 0.8638% | 0 | 3.5497 | Industrial_2036_SC C_MW_Before Competition Groups_Ventilation Optimization
Industrial | Ind ¦ Refiner Plate Improvements | 2036 | SC C | MW | Before Competition Groups | 3.1918 | 0 | 0 | 410.9501 | 0.0077669 | 18 | Industrial_2036_SC C_MW_Before Competition Groups_18 | Refiner Plate Improvements | 0.7767% | 0 | 3.1918 | Industrial_2036_SC C_MW_Before Competition Groups_Refiner Plate Improvements
Industrial | Ind ¦ Free Cooling | 2036 | SC C | MW | Before Competition Groups | 2.3948 | 0 | 0 | 410.9501 | 0.0058274 | 19 | Industrial_2036_SC C_MW_Before Competition Groups_19 | Free Cooling | 0.5827% | 0 | 2.3948 | Industrial_2036_SC C_MW_Before Competition Groups_Free Cooling
Industrial | Ind ¦ VAV Conversion Project | 2036 | SC C | MW | Before Competition Groups | 1.9948 | 0 | 0 | 410.9501 | 0.0048542 | 20 | Industrial_2036_SC C_MW_Before Competition Groups_20 | VAV Conversion Project | 0.4854% | 0 | 1.9948 | Industrial_2036_SC C_MW_Before Competition Groups_VAV Conversion Project
Industrial | Ind ¦ High Efficiency Battery Charger | 2036 | SC C | MW | Before Competition Groups | 1.6847 | 0 | 0 | 410.9501 | 0.0040994 | 21 | Industrial_2036_SC C_MW_Before Competition Groups_21 | High Efficiency Battery Charger | 0.4099% | 0 | 1.6847 | Industrial_2036_SC C_MW_Before Competition Groups_High Efficiency Battery Charger
Industrial | Ind ¦ Process Heat Recovery | 2036 | SC C | MW | Before Competition Groups | 1.6465 | 0 | 0 | 410.9501 | 0.0040065 | 22 | Industrial_2036_SC C_MW_Before Competition Groups_22 | Process Heat Recovery | 0.4007% | 0 | 1.6465 | Industrial_2036_SC C_MW_Before Competition Groups_Process Heat Recovery
Industrial | Ind ¦ Process Improvements | 2036 | SC C | MW | Before Competition Groups | 1.2881 | 0 | 0 | 410.9501 | 0.0031344 | 23 | Industrial_2036_SC C_MW_Before Competition Groups_23 | Process Improvements | 0.3134% | 0 | 1.2881 | Industrial_2036_SC C_MW_Before Competition Groups_Process Improvements
Industrial | Ind ¦ Refrigeration Compressor VFD | 2036 | SC C | MW | Before Competition Groups | 1.0366 | 0 | 0 | 410.9501 | 0.0025225 | 24 | Industrial_2036_SC C_MW_Before Competition Groups_24 | Refrigeration Compressor VFD | 0.2523% | 0 | 1.0366 | Industrial_2036_SC C_MW_Before Competition Groups_Refrigeration Compressor VFD
Industrial | Ind ¦ Improved Controls - Process Heating | 2036 | SC C | MW | Before Competition Groups | 0.82192 | 0 | 0 | 410.9501 | 0.002 | 25 | Industrial_2036_SC C_MW_Before Competition Groups_25 | Improved Controls - Process Heating | 0.2% | 0 | 0.82192 | Industrial_2036_SC C_MW_Before Competition Groups_Improved Controls - Process Heating
Industrial | Ind ¦ Efficient Irrigation | 2036 | SC C | MW | Before Competition Groups | 0.77961 | 0 | 0 | 410.9501 | 0.0018971 | 26 | Industrial_2036_SC C_MW_Before Competition Groups_26 | Efficient Irrigation | 0.1897% | 0 | 0.77961 | Industrial_2036_SC C_MW_Before Competition Groups_Efficient Irrigation
Industrial | Ind ¦ Engine Block Heater Timer | 2036 | SC C | MW | Before Competition Groups | 0.48561 | 0 | 0 | 410.9501 | 0.0011817 | 27 | Industrial_2036_SC C_MW_Before Competition Groups_27 | Engine Block Heater Timer | 0.1182% | 0 | 0.48561 | Industrial_2036_SC C_MW_Before Competition Groups_Engine Block Heater Timer
Industrial | Ind ¦ Dairy Pre-Cooler | 2036 | SC C | MW | Before Competition Groups | 0.25989 | 0 | 0 | 410.9501 | 0.0006324 | 28 | Industrial_2036_SC C_MW_Before Competition Groups_28 | Dairy Pre-Cooler | 0.06324% | 0 | 0.25989 | Industrial_2036_SC C_MW_Before Competition Groups_Dairy Pre-Cooler
Industrial | Ind ¦ Air Compressor Heat Recovery | 2036 | SC C | MW | Before Competition Groups | 0.2191 | 0 | 0 | 410.9501 | 0.00053316 | 29 | Industrial_2036_SC C_MW_Before Competition Groups_29 | Air Compressor Heat Recovery | 0.05332% | 0 | 0.2191 | Industrial_2036_SC C_MW_Before Competition Groups_Air Compressor Heat Recovery
Industrial | Ind ¦ Efficient Refrigeration Compressor | 2036 | SC C | MW | Before Competition Groups | 0.099628 | 0 | 0 | 410.9501 | 0.00024243 | 30 | Industrial_2036_SC C_MW_Before Competition Groups_30 | Efficient Refrigeration Compressor | 0.02424% | 0 | 0.099628 | Industrial_2036_SC C_MW_Before Competition Groups_Efficient Refrigeration Compressor
Industrial | Ind ¦ Heat Lamps/Heat Pad | 2036 | SC C | MW | Before Competition Groups | 0.05041 | 0 | 0 | 410.9501 | 0.00012267 | 31 | Industrial_2036_SC C_MW_Before Competition Groups_31 | Heat Lamps/Heat Pad | 0.01227% | 0 | 0.05041 | Industrial_2036_SC C_MW_Before Competition Groups_Heat Lamps/Heat Pad
Industrial | Ind ¦ Air Compressor Optimization | 2036 | SC D | MW | Before Competition Groups | 50.3655 | 0 | 0 | 327.0658 | 0.15399 | 1 | Industrial_2036_SC D_MW_Before Competition Groups_1 | Air Compressor Optimization | 15.4% | 0 | 50.3655 | Industrial_2036_SC D_MW_Before Competition Groups_Air Compressor Optimization
Industrial | Ind ¦ Air Leak Survey and Repair | 2036 | SC D | MW | Before Competition Groups | 45.4266 | 0 | 0 | 327.0658 | 0.13889 | 2 | Industrial_2036_SC D_MW_Before Competition Groups_2 | Air Leak Survey and Repair | 13.89% | 0 | 45.4266 | Industrial_2036_SC D_MW_Before Competition Groups_Air Leak Survey and Repair
Industrial | Ind ¦ Pump System Optimization | 2036 | SC D | MW | Before Competition Groups | 41.2927 | 0 | 0 | 327.0658 | 0.12625 | 3 | Industrial_2036_SC D_MW_Before Competition Groups_3 | Pump System Optimization | 12.63% | 0 | 41.2927 | Industrial_2036_SC D_MW_Before Competition Groups_Pump System Optimization
Industrial | Ind ¦ SEM | 2036 | SC D | MW | Before Competition Groups | 32.2282 | 0 | 0 | 327.0658 | 0.098537 | 4 | Industrial_2036_SC D_MW_Before Competition Groups_4 | SEM | 9.854% | 0 | 32.2282 | Industrial_2036_SC D_MW_Before Competition Groups_SEM
Industrial | Ind ¦ Recommissioning | 2036 | SC D | MW | Before Competition Groups | 31.2406 | 0 | 0 | 327.0658 | 0.095518 | 5 | Industrial_2036_SC D_MW_Before Competition Groups_5 | Recommissioning | 9.552% | 0 | 31.2406 | Industrial_2036_SC D_MW_Before Competition Groups_Recommissioning
Industrial | Ind ¦ Efficient Compressed Air Nozzles | 2036 | SC D | MW | Before Competition Groups | 27.7219 | 0 | 0 | 327.0658 | 0.08476 | 6 | Industrial_2036_SC D_MW_Before Competition Groups_6 | Efficient Compressed Air Nozzles | 8.476% | 0 | 27.7219 | Industrial_2036_SC D_MW_Before Competition Groups_Efficient Compressed Air Nozzles
Industrial | Ind ¦ Fan System Optimization | 2036 | SC D | MW | Before Competition Groups | 17.7449 | 0 | 0 | 327.0658 | 0.054255 | 7 | Industrial_2036_SC D_MW_Before Competition Groups_7 | Fan System Optimization | 5.425% | 0 | 17.7449 | Industrial_2036_SC D_MW_Before Competition Groups_Fan System Optimization
Industrial | Ind ¦ Pump Equipment Upgrade | 2036 | SC D | MW | Before Competition Groups | 17.6178 | 0 | 0 | 327.0658 | 0.053866 | 8 | Industrial_2036_SC D_MW_Before Competition Groups_8 | Pump Equipment Upgrade | 5.387% | 0 | 17.6178 | Industrial_2036_SC D_MW_Before Competition Groups_Pump Equipment Upgrade
Industrial | Ind ¦ High Efficiency HVAC Fans | 2036 | SC D | MW | Before Competition Groups | 16.7916 | 0 | 0 | 327.0658 | 0.05134 | 9 | Industrial_2036_SC D_MW_Before Competition Groups_9 | High Efficiency HVAC Fans | 5.134% | 0 | 16.7916 | Industrial_2036_SC D_MW_Before Competition Groups_High Efficiency HVAC Fans
Industrial | Ind ¦ Improved Controls - Process Cooling | 2036 | SC D | MW | Before Competition Groups | 8.7522 | 0 | 0 | 327.0658 | 0.02676 | 10 | Industrial_2036_SC D_MW_Before Competition Groups_10 | Improved Controls - Process Cooling | 2.676% | 0 | 8.7522 | Industrial_2036_SC D_MW_Before Competition Groups_Improved Controls - Process Cooling
Industrial | Ind ¦ Greenhouse Grow Lights | 2036 | SC D | MW | Before Competition Groups | 6.7468 | 0 | 0 | 327.0658 | 0.020628 | 11 | Industrial_2036_SC D_MW_Before Competition Groups_11 | Greenhouse Grow Lights | 2.063% | 0 | 6.7468 | Industrial_2036_SC D_MW_Before Competition Groups_Greenhouse Grow Lights
Industrial | Ind ¦ Process Optimization (Elec) | 2036 | SC D | MW | Before Competition Groups | 6.2276 | 0 | 0 | 327.0658 | 0.019041 | 12 | Industrial_2036_SC D_MW_Before Competition Groups_12 | Process Optimization (Elec) | 1.904% | 0 | 6.2276 | Industrial_2036_SC D_MW_Before Competition Groups_Process Optimization (Elec)
Industrial | Ind ¦ Material Handling Improvements | 2036 | SC D | MW | Before Competition Groups | 5.4145 | 0 | 0 | 327.0658 | 0.016555 | 13 | Industrial_2036_SC D_MW_Before Competition Groups_13 | Material Handling Improvements | 1.655% | 0 | 5.4145 | Industrial_2036_SC D_MW_Before Competition Groups_Material Handling Improvements
Industrial | Ind ¦ Cooling Tower Optimization | 2036 | SC D | MW | Before Competition Groups | 3.8752 | 0 | 0 | 327.0658 | 0.011848 | 14 | Industrial_2036_SC D_MW_Before Competition Groups_14 | Cooling Tower Optimization | 1.185% | 0 | 3.8752 | Industrial_2036_SC D_MW_Before Competition Groups_Cooling Tower Optimization
Industrial | Ind ¦ Refiner Plate Improvements | 2036 | SC D | MW | Before Competition Groups | 3.1918 | 0 | 0 | 327.0658 | 0.0097589 | 15 | Industrial_2036_SC D_MW_Before Competition Groups_15 | Refiner Plate Improvements | 0.9759% | 0 | 3.1918 | Industrial_2036_SC D_MW_Before Competition Groups_Refiner Plate Improvements
Industrial | Ind ¦ Ventilation Optimization | 2036 | SC D | MW | Before Competition Groups | 3.134 | 0 | 0 | 327.0658 | 0.0095822 | 16 | Industrial_2036_SC D_MW_Before Competition Groups_16 | Ventilation Optimization | 0.9582% | 0 | 3.134 | Industrial_2036_SC D_MW_Before Competition Groups_Ventilation Optimization
Industrial | Ind ¦ HE Lighting | 2036 | SC D | MW | Before Competition Groups | 1.6878 | 0 | 0 | 327.0658 | 0.0051604 | 17 | Industrial_2036_SC D_MW_Before Competition Groups_17 | HE Lighting | 0.516% | 0 | 1.6878 | Industrial_2036_SC D_MW_Before Competition Groups_HE Lighting
Industrial | Ind ¦ VAV Conversion Project | 2036 | SC D | MW | Before Competition Groups | 1.3741 | 0 | 0 | 327.0658 | 0.0042014 | 18 | Industrial_2036_SC D_MW_Before Competition Groups_18 | VAV Conversion Project | 0.4201% | 0 | 1.3741 | Industrial_2036_SC D_MW_Before Competition Groups_VAV Conversion Project
Industrial | Ind ¦ Process Heat Recovery | 2036 | SC D | MW | Before Competition Groups | 1.2568 | 0 | 0 | 327.0658 | 0.0038426 | 19 | Industrial_2036_SC D_MW_Before Competition Groups_19 | Process Heat Recovery | 0.3843% | 0 | 1.2568 | Industrial_2036_SC D_MW_Before Competition Groups_Process Heat Recovery
Industrial | Ind ¦ Process Improvements | 2036 | SC D | MW | Before Competition Groups | 1.1401 | 0 | 0 | 327.0658 | 0.0034857 | 20 | Industrial_2036_SC D_MW_Before Competition Groups_20 | Process Improvements | 0.3486% | 0 | 1.1401 | Industrial_2036_SC D_MW_Before Competition Groups_Process Improvements
Industrial | Ind ¦ High Efficiency Battery Charger | 2036 | SC D | MW | Before Competition Groups | 0.74546 | 0 | 0 | 327.0658 | 0.0022792 | 21 | Industrial_2036_SC D_MW_Before Competition Groups_21 | High Efficiency Battery Charger | 0.2279% | 0 | 0.74546 | Industrial_2036_SC D_MW_Before Competition Groups_High Efficiency Battery Charger
Industrial | Ind ¦ Improved Controls - Process Heating | 2036 | SC D | MW | Before Competition Groups | 0.74274 | 0 | 0 | 327.0658 | 0.0022709 | 22 | Industrial_2036_SC D_MW_Before Competition Groups_22 | Improved Controls - Process Heating | 0.2271% | 0 | 0.74274 | Industrial_2036_SC D_MW_Before Competition Groups_Improved Controls - Process Heating
Industrial | Ind ¦ Engine Block Heater Timer | 2036 | SC D | MW | Before Competition Groups | 0.46254 | 0 | 0 | 327.0658 | 0.0014142 | 23 | Industrial_2036_SC D_MW_Before Competition Groups_23 | Engine Block Heater Timer | 0.1414% | 0 | 0.46254 | Industrial_2036_SC D_MW_Before Competition Groups_Engine Block Heater Timer
Industrial | Ind ¦ Refrigeration Compressor VFD | 2036 | SC D | MW | Before Competition Groups | 0.45664 | 0 | 0 | 327.0658 | 0.0013962 | 24 | Industrial_2036_SC D_MW_Before Competition Groups_24 | Refrigeration Compressor VFD | 0.1396% | 0 | 0.45664 | Industrial_2036_SC D_MW_Before Competition Groups_Refrigeration Compressor VFD
Industrial | Ind ¦ Pulp and Paper Process Improvements | 2036 | SC D | MW | Before Competition Groups | 0.43977 | 0 | 0 | 327.0658 | 0.0013446 | 25 | Industrial_2036_SC D_MW_Before Competition Groups_25 | Pulp and Paper Process Improvements | 0.1345% | 0 | 0.43977 | Industrial_2036_SC D_MW_Before Competition Groups_Pulp and Paper Process Improvements
Industrial | Ind ¦ Efficient Irrigation | 2036 | SC D | MW | Before Competition Groups | 0.27564 | 0 | 0 | 327.0658 | 0.00084275 | 26 | Industrial_2036_SC D_MW_Before Competition Groups_26 | Efficient Irrigation | 0.08428% | 0 | 0.27564 | Industrial_2036_SC D_MW_Before Competition Groups_Efficient Irrigation
Industrial | Ind ¦ Free Cooling | 2036 | SC D | MW | Before Competition Groups | 0.26209 | 0 | 0 | 327.0658 | 0.00080134 | 27 | Industrial_2036_SC D_MW_Before Competition Groups_27 | Free Cooling | 0.08013% | 0 | 0.26209 | Industrial_2036_SC D_MW_Before Competition Groups_Free Cooling
Industrial | Ind ¦ Air Compressor Heat Recovery | 2036 | SC D | MW | Before Competition Groups | 0.20072 | 0 | 0 | 327.0658 | 0.00061371 | 28 | Industrial_2036_SC D_MW_Before Competition Groups_28 | Air Compressor Heat Recovery | 0.06137% | 0 | 0.20072 | Industrial_2036_SC D_MW_Before Competition Groups_Air Compressor Heat Recovery
Industrial | Ind ¦ Dairy Pre-Cooler | 2036 | SC D | MW | Before Competition Groups | 0.1214 | 0 | 0 | 327.0658 | 0.00037117 | 29 | Industrial_2036_SC D_MW_Before Competition Groups_29 | Dairy Pre-Cooler | 0.03712% | 0 | 0.1214 | Industrial_2036_SC D_MW_Before Competition Groups_Dairy Pre-Cooler
Industrial | Ind ¦ Efficient Refrigeration Compressor | 2036 | SC D | MW | Before Competition Groups | 0.098517 | 0 | 0 | 327.0658 | 0.00030121 | 30 | Industrial_2036_SC D_MW_Before Competition Groups_30 | Efficient Refrigeration Compressor | 0.03012% | 0 | 0.098517 | Industrial_2036_SC D_MW_Before Competition Groups_Efficient Refrigeration Compressor
Industrial | Ind ¦ Heat Lamps/Heat Pad | 2036 | SC D | MW | Before Competition Groups | 0.02965 | 0 | 0 | 327.0658 | 9.0654e-05 | 31 | Industrial_2036_SC D_MW_Before Competition Groups_31 | Heat Lamps/Heat Pad | 0.009065% | 0 | 0.02965 | Industrial_2036_SC D_MW_Before Competition Groups_Heat Lamps/Heat Pad
Industrial | Ind ¦ Pump System Optimization | 2036 | Technical | MW | Before Competition Groups | 101.5796 | 0 | 0 | 757.5683 | 0.13409 | 1 | Industrial_2036_Technical_MW_Before Competition Groups_1 | Pump System Optimization | 13.41% | 0 | 101.5796 | Industrial_2036_Technical_MW_Before Competition Groups_Pump System Optimization
Industrial | Ind ¦ HE Lighting | 2036 | Technical | MW | Before Competition Groups | 93.7835 | 0 | 0 | 757.5683 | 0.1238 | 2 | Industrial_2036_Technical_MW_Before Competition Groups_2 | HE Lighting | 12.38% | 0 | 93.7835 | Industrial_2036_Technical_MW_Before Competition Groups_HE Lighting
Industrial | Ind ¦ Air Leak Survey and Repair | 2036 | Technical | MW | Before Competition Groups | 74.4212 | 0 | 0 | 757.5683 | 0.098237 | 3 | Industrial_2036_Technical_MW_Before Competition Groups_3 | Air Leak Survey and Repair | 9.824% | 0 | 74.4212 | Industrial_2036_Technical_MW_Before Competition Groups_Air Leak Survey and Repair
Industrial | Ind ¦ Air Compressor Optimization | 2036 | Technical | MW | Before Competition Groups | 59.8256 | 0 | 0 | 757.5683 | 0.078971 | 4 | Industrial_2036_Technical_MW_Before Competition Groups_4 | Air Compressor Optimization | 7.897% | 0 | 59.8256 | Industrial_2036_Technical_MW_Before Competition Groups_Air Compressor Optimization
Industrial | Ind ¦ Efficient Compressed Air Nozzles | 2036 | Technical | MW | Before Competition Groups | 58.1552 | 0 | 0 | 757.5683 | 0.076766 | 5 | Industrial_2036_Technical_MW_Before Competition Groups_5 | Efficient Compressed Air Nozzles | 7.677% | 0 | 58.1552 | Industrial_2036_Technical_MW_Before Competition Groups_Efficient Compressed Air Nozzles
Industrial | Ind ¦ Recommissioning | 2036 | Technical | MW | Before Competition Groups | 51.6853 | 0 | 0 | 757.5683 | 0.068225 | 6 | Industrial_2036_Technical_MW_Before Competition Groups_6 | Recommissioning | 6.823% | 0 | 51.6853 | Industrial_2036_Technical_MW_Before Competition Groups_Recommissioning
Industrial | Ind ¦ SEM | 2036 | Technical | MW | Before Competition Groups | 51.6853 | 0 | 0 | 757.5683 | 0.068225 | 7 | Industrial_2036_Technical_MW_Before Competition Groups_7 | SEM | 6.823% | 0 | 51.6853 | Industrial_2036_Technical_MW_Before Competition Groups_SEM
Industrial | Ind ¦ Pump Equipment Upgrade | 2036 | Technical | MW | Before Competition Groups | 44.7571 | 0 | 0 | 757.5683 | 0.05908 | 8 | Industrial_2036_Technical_MW_Before Competition Groups_8 | Pump Equipment Upgrade | 5.908% | 0 | 44.7571 | Industrial_2036_Technical_MW_Before Competition Groups_Pump Equipment Upgrade
Industrial | Ind ¦ High Efficiency HVAC Fans | 2036 | Technical | MW | Before Competition Groups | 28.3798 | 0 | 0 | 757.5683 | 0.037462 | 9 | Industrial_2036_Technical_MW_Before Competition Groups_9 | High Efficiency HVAC Fans | 3.746% | 0 | 28.3798 | Industrial_2036_Technical_MW_Before Competition Groups_High Efficiency HVAC Fans
Industrial | Ind ¦ Greenhouse Grow Lights | 2036 | Technical | MW | Before Competition Groups | 22.5782 | 0 | 0 | 757.5683 | 0.029804 | 10 | Industrial_2036_Technical_MW_Before Competition Groups_10 | Greenhouse Grow Lights | 2.98% | 0 | 22.5782 | Industrial_2036_Technical_MW_Before Competition Groups_Greenhouse Grow Lights
Industrial | Ind ¦ Premium Efficient Motors | 2036 | Technical | MW | Before Competition Groups | 21.5413 | 0 | 0 | 757.5683 | 0.028435 | 11 | Industrial_2036_Technical_MW_Before Competition Groups_11 | Premium Efficient Motors | 2.843% | 0 | 21.5413 | Industrial_2036_Technical_MW_Before Competition Groups_Premium Efficient Motors
Industrial | Ind ¦ Process Optimization (Elec) | 2036 | Technical | MW | Before Competition Groups | 20.8665 | 0 | 0 | 757.5683 | 0.027544 | 12 | Industrial_2036_Technical_MW_Before Competition Groups_12 | Process Optimization (Elec) | 2.754% | 0 | 20.8665 | Industrial_2036_Technical_MW_Before Competition Groups_Process Optimization (Elec)
Industrial | Ind ¦ Fan System Optimization | 2036 | Technical | MW | Before Competition Groups | 20.0027 | 0 | 0 | 757.5683 | 0.026404 | 13 | Industrial_2036_Technical_MW_Before Competition Groups_13 | Fan System Optimization | 2.64% | 0 | 20.0027 | Industrial_2036_Technical_MW_Before Competition Groups_Fan System Optimization
Industrial | Ind ¦ Improved Controls - Process Cooling | 2036 | Technical | MW | Before Competition Groups | 13.3356 | 0 | 0 | 757.5683 | 0.017603 | 14 | Industrial_2036_Technical_MW_Before Competition Groups_14 | Improved Controls - Process Cooling | 1.76% | 0 | 13.3356 | Industrial_2036_Technical_MW_Before Competition Groups_Improved Controls - Process Cooling
Industrial | Ind ¦ Ventilation Optimization | 2036 | Technical | MW | Before Competition Groups | 10.7785 | 0 | 0 | 757.5683 | 0.014228 | 15 | Industrial_2036_Technical_MW_Before Competition Groups_15 | Ventilation Optimization | 1.423% | 0 | 10.7785 | Industrial_2036_Technical_MW_Before Competition Groups_Ventilation Optimization
Industrial | Ind ¦ HE HVAC Controls | 2036 | Technical | MW | Before Competition Groups | 8.5906 | 0 | 0 | 757.5683 | 0.01134 | 16 | Industrial_2036_Technical_MW_Before Competition Groups_16 | HE HVAC Controls | 1.134% | 0 | 8.5906 | Industrial_2036_Technical_MW_Before Competition Groups_HE HVAC Controls
Industrial | Ind ¦ Material Handling Improvements | 2036 | Technical | MW | Before Competition Groups | 8.5126 | 0 | 0 | 757.5683 | 0.011237 | 17 | Industrial_2036_Technical_MW_Before Competition Groups_17 | Material Handling Improvements | 1.124% | 0 | 8.5126 | Industrial_2036_Technical_MW_Before Competition Groups_Material Handling Improvements
Industrial | Ind ¦ Pulp and Paper Process Improvements | 2036 | Technical | MW | Before Competition Groups | 7.9432 | 0 | 0 | 757.5683 | 0.010485 | 18 | Industrial_2036_Technical_MW_Before Competition Groups_18 | Pulp and Paper Process Improvements | 1.049% | 0 | 7.9432 | Industrial_2036_Technical_MW_Before Competition Groups_Pulp and Paper Process Improvements
Industrial | Ind ¦ Refiner Plate Improvements | 2036 | Technical | MW | Before Competition Groups | 7.136 | 0 | 0 | 757.5683 | 0.0094196 | 19 | Industrial_2036_Technical_MW_Before Competition Groups_19 | Refiner Plate Improvements | 0.942% | 0 | 7.136 | Industrial_2036_Technical_MW_Before Competition Groups_Refiner Plate Improvements
Industrial | Ind ¦ HVLS Fans | 2036 | Technical | MW | Before Competition Groups | 6.8659 | 0 | 0 | 757.5683 | 0.009063 | 20 | Industrial_2036_Technical_MW_Before Competition Groups_20 | HVLS Fans | 0.9063% | 0 | 6.8659 | Industrial_2036_Technical_MW_Before Competition Groups_HVLS Fans
Industrial | Ind ¦ HE HVAC Units | 2036 | Technical | MW | Before Competition Groups | 5.9876 | 0 | 0 | 757.5683 | 0.0079037 | 21 | Industrial_2036_Technical_MW_Before Competition Groups_21 | HE HVAC Units | 0.7904% | 0 | 5.9876 | Industrial_2036_Technical_MW_Before Competition Groups_HE HVAC Units
Industrial | Ind ¦ Chiller Optimization | 2036 | Technical | MW | Before Competition Groups | 5.1937 | 0 | 0 | 757.5683 | 0.0068558 | 22 | Industrial_2036_Technical_MW_Before Competition Groups_22 | Chiller Optimization | 0.6856% | 0 | 5.1937 | Industrial_2036_Technical_MW_Before Competition Groups_Chiller Optimization
Industrial | Ind ¦ Cooling Tower Optimization | 2036 | Technical | MW | Before Competition Groups | 4.0863 | 0 | 0 | 757.5683 | 0.0053939 | 23 | Industrial_2036_Technical_MW_Before Competition Groups_23 | Cooling Tower Optimization | 0.5394% | 0 | 4.0863 | Industrial_2036_Technical_MW_Before Competition Groups_Cooling Tower Optimization
Industrial | Ind ¦ Free Cooling | 2036 | Technical | MW | Before Competition Groups | 3.4745 | 0 | 0 | 757.5683 | 0.0045864 | 24 | Industrial_2036_Technical_MW_Before Competition Groups_24 | Free Cooling | 0.4586% | 0 | 3.4745 | Industrial_2036_Technical_MW_Before Competition Groups_Free Cooling
Industrial | Ind ¦ High Efficiency Battery Charger | 2036 | Technical | MW | Before Competition Groups | 2.946 | 0 | 0 | 757.5683 | 0.0038888 | 25 | Industrial_2036_Technical_MW_Before Competition Groups_25 | High Efficiency Battery Charger | 0.3889% | 0 | 2.946 | Industrial_2036_Technical_MW_Before Competition Groups_High Efficiency Battery Charger
Industrial | Ind ¦ Cold Storage Retrofit | 2036 | Technical | MW | Before Competition Groups | 2.8455 | 0 | 0 | 757.5683 | 0.0037562 | 26 | Industrial_2036_Technical_MW_Before Competition Groups_26 | Cold Storage Retrofit | 0.3756% | 0 | 2.8455 | Industrial_2036_Technical_MW_Before Competition Groups_Cold Storage Retrofit
Industrial | Ind ¦ VAV Conversion Project | 2036 | Technical | MW | Before Competition Groups | 2.8269 | 0 | 0 | 757.5683 | 0.0037315 | 27 | Industrial_2036_Technical_MW_Before Competition Groups_27 | VAV Conversion Project | 0.3732% | 0 | 2.8269 | Industrial_2036_Technical_MW_Before Competition Groups_VAV Conversion Project
Industrial | Ind ¦ Process Heat Recovery | 2036 | Technical | MW | Before Competition Groups | 2.7092 | 0 | 0 | 757.5683 | 0.0035762 | 28 | Industrial_2036_Technical_MW_Before Competition Groups_28 | Process Heat Recovery | 0.3576% | 0 | 2.7092 | Industrial_2036_Technical_MW_Before Competition Groups_Process Heat Recovery
Industrial | Ind ¦ Synchronous Belts | 2036 | Technical | MW | Before Competition Groups | 2.5996 | 0 | 0 | 757.5683 | 0.0034315 | 29 | Industrial_2036_Technical_MW_Before Competition Groups_29 | Synchronous Belts | 0.3432% | 0 | 2.5996 | Industrial_2036_Technical_MW_Before Competition Groups_Synchronous Belts
Industrial | Ind ¦ Efficient Irrigation | 2036 | Technical | MW | Before Competition Groups | 2.3717 | 0 | 0 | 757.5683 | 0.0031306 | 30 | Industrial_2036_Technical_MW_Before Competition Groups_30 | Efficient Irrigation | 0.3131% | 0 | 2.3717 | Industrial_2036_Technical_MW_Before Competition Groups_Efficient Irrigation
Industrial | Ind ¦ Process Improvements | 2036 | Technical | MW | Before Competition Groups | 2.1229 | 0 | 0 | 757.5683 | 0.0028022 | 31 | Industrial_2036_Technical_MW_Before Competition Groups_31 | Process Improvements | 0.2802% | 0 | 2.1229 | Industrial_2036_Technical_MW_Before Competition Groups_Process Improvements
Industrial | Ind ¦ Refrigeration Compressor VFD | 2036 | Technical | MW | Before Competition Groups | 1.5919 | 0 | 0 | 757.5683 | 0.0021013 | 32 | Industrial_2036_Technical_MW_Before Competition Groups_32 | Refrigeration Compressor VFD | 0.2101% | 0 | 1.5919 | Industrial_2036_Technical_MW_Before Competition Groups_Refrigeration Compressor VFD
Industrial | Ind ¦ Efficient Transformer | 2036 | Technical | MW | Before Competition Groups | 1.478 | 0 | 0 | 757.5683 | 0.001951 | 33 | Industrial_2036_Technical_MW_Before Competition Groups_33 | Efficient Transformer | 0.1951% | 0 | 1.478 | Industrial_2036_Technical_MW_Before Competition Groups_Efficient Transformer
Industrial | Ind ¦ Improved Controls - Process Heating | 2036 | Technical | MW | Before Competition Groups | 1.3038 | 0 | 0 | 757.5683 | 0.001721 | 34 | Industrial_2036_Technical_MW_Before Competition Groups_34 | Improved Controls - Process Heating | 0.1721% | 0 | 1.3038 | Industrial_2036_Technical_MW_Before Competition Groups_Improved Controls - Process Heating
Industrial | Ind ¦ High Efficiency Welders | 2036 | Technical | MW | Before Competition Groups | 1.1816 | 0 | 0 | 757.5683 | 0.0015598 | 35 | Industrial_2036_Technical_MW_Before Competition Groups_35 | High Efficiency Welders | 0.156% | 0 | 1.1816 | Industrial_2036_Technical_MW_Before Competition Groups_High Efficiency Welders
Industrial | Ind ¦ Engine Block Heater Timer | 2036 | Technical | MW | Before Competition Groups | 0.8141 | 0 | 0 | 757.5683 | 0.0010746 | 36 | Industrial_2036_Technical_MW_Before Competition Groups_36 | Engine Block Heater Timer | 0.1075% | 0 | 0.8141 | Industrial_2036_Technical_MW_Before Competition Groups_Engine Block Heater Timer
Industrial | Ind ¦ Dairy Pre-Cooler | 2036 | Technical | MW | Before Competition Groups | 0.63953 | 0 | 0 | 757.5683 | 0.00084419 | 37 | Industrial_2036_Technical_MW_Before Competition Groups_37 | Dairy Pre-Cooler | 0.08442% | 0 | 0.63953 | Industrial_2036_Technical_MW_Before Competition Groups_Dairy Pre-Cooler
Industrial | Ind ¦ Air Compressor Heat Recovery | 2036 | Technical | MW | Before Competition Groups | 0.34332 | 0 | 0 | 757.5683 | 0.00045319 | 38 | Industrial_2036_Technical_MW_Before Competition Groups_38 | Air Compressor Heat Recovery | 0.04532% | 0 | 0.34332 | Industrial_2036_Technical_MW_Before Competition Groups_Air Compressor Heat Recovery
Industrial | Ind ¦ Optimize Compressed Air Dryer | 2036 | Technical | MW | Before Competition Groups | 0.2556 | 0 | 0 | 757.5683 | 0.0003374 | 39 | Industrial_2036_Technical_MW_Before Competition Groups_39 | Optimize Compressed Air Dryer | 0.03374% | 0 | 0.2556 | Industrial_2036_Technical_MW_Before Competition Groups_Optimize Compressed Air Dryer
Industrial | Ind ¦ Heat Lamps/Heat Pad | 2036 | Technical | MW | Before Competition Groups | 0.1375 | 0 | 0 | 757.5683 | 0.0001815 | 40 | Industrial_2036_Technical_MW_Before Competition Groups_40 | Heat Lamps/Heat Pad | 0.01815% | 0 | 0.1375 | Industrial_2036_Technical_MW_Before Competition Groups_Heat Lamps/Heat Pad
Industrial | Ind ¦ Efficient Refrigeration Compressor | 2036 | Technical | MW | Before Competition Groups | 0.1308 | 0 | 0 | 757.5683 | 0.00017266 | 41 | Industrial_2036_Technical_MW_Before Competition Groups_41 | Efficient Refrigeration Compressor | 0.01727% | 0 | 0.1308 | Industrial_2036_Technical_MW_Before Competition Groups_Efficient Refrigeration Compressor
Industrial | Ind ¦ Creep Heat Controller | 2036 | Technical | MW | Before Competition Groups | 0.10473 | 0 | 0 | 757.5683 | 0.00013824 | 42 | Industrial_2036_Technical_MW_Before Competition Groups_42 | Creep Heat Controller | 0.01382% | 0 | 0.10473 | Industrial_2036_Technical_MW_Before Competition Groups_Creep Heat Controller
Industrial | Ind ¦ Pump System Optimization | 2037 | Economic | MW | Before Competition Groups | 99.8617 | 0 | 0 | 697.2712 | 0.14322 | 1 | Industrial_2037_Economic_MW_Before Competition Groups_1 | Pump System Optimization | 14.32% | 0 | 99.8617 | Industrial_2037_Economic_MW_Before Competition Groups_Pump System Optimization
Industrial | Ind ¦ HE Lighting | 2037 | Economic | MW | Before Competition Groups | 94.9882 | 0 | 0 | 697.2712 | 0.13623 | 2 | Industrial_2037_Economic_MW_Before Competition Groups_2 | HE Lighting | 13.62% | 0 | 94.9882 | Industrial_2037_Economic_MW_Before Competition Groups_HE Lighting
Industrial | Ind ¦ Air Leak Survey and Repair | 2037 | Economic | MW | Before Competition Groups | 74.4263 | 0 | 0 | 697.2712 | 0.10674 | 3 | Industrial_2037_Economic_MW_Before Competition Groups_3 | Air Leak Survey and Repair | 10.67% | 0 | 74.4263 | Industrial_2037_Economic_MW_Before Competition Groups_Air Leak Survey and Repair
Industrial | Ind ¦ Air Compressor Optimization | 2037 | Economic | MW | Before Competition Groups | 60.5883 | 0 | 0 | 697.2712 | 0.086894 | 4 | Industrial_2037_Economic_MW_Before Competition Groups_4 | Air Compressor Optimization | 8.689% | 0 | 60.5883 | Industrial_2037_Economic_MW_Before Competition Groups_Air Compressor Optimization
Industrial | Ind ¦ Efficient Compressed Air Nozzles | 2037 | Economic | MW | Before Competition Groups | 58.7569 | 0 | 0 | 697.2712 | 0.084267 | 5 | Industrial_2037_Economic_MW_Before Competition Groups_5 | Efficient Compressed Air Nozzles | 8.427% | 0 | 58.7569 | Industrial_2037_Economic_MW_Before Competition Groups_Efficient Compressed Air Nozzles
Industrial | Ind ¦ Recommissioning | 2037 | Economic | MW | Before Competition Groups | 51.6071 | 0 | 0 | 697.2712 | 0.074013 | 6 | Industrial_2037_Economic_MW_Before Competition Groups_6 | Recommissioning | 7.401% | 0 | 51.6071 | Industrial_2037_Economic_MW_Before Competition Groups_Recommissioning
Industrial | Ind ¦ SEM | 2037 | Economic | MW | Before Competition Groups | 51.6071 | 0 | 0 | 697.2712 | 0.074013 | 7 | Industrial_2037_Economic_MW_Before Competition Groups_7 | SEM | 7.401% | 0 | 51.6071 | Industrial_2037_Economic_MW_Before Competition Groups_SEM
Industrial | Ind ¦ Pump Equipment Upgrade | 2037 | Economic | MW | Before Competition Groups | 45.3161 | 0 | 0 | 697.2712 | 0.064991 | 8 | Industrial_2037_Economic_MW_Before Competition Groups_8 | Pump Equipment Upgrade | 6.499% | 0 | 45.3161 | Industrial_2037_Economic_MW_Before Competition Groups_Pump Equipment Upgrade
Industrial | Ind ¦ High Efficiency HVAC Fans | 2037 | Economic | MW | Before Competition Groups | 28.7391 | 0 | 0 | 697.2712 | 0.041217 | 9 | Industrial_2037_Economic_MW_Before Competition Groups_9 | High Efficiency HVAC Fans | 4.122% | 0 | 28.7391 | Industrial_2037_Economic_MW_Before Competition Groups_High Efficiency HVAC Fans
Industrial | Ind ¦ Greenhouse Grow Lights | 2037 | Economic | MW | Before Competition Groups | 22.7721 | 0 | 0 | 697.2712 | 0.032659 | 10 | Industrial_2037_Economic_MW_Before Competition Groups_10 | Greenhouse Grow Lights | 3.266% | 0 | 22.7721 | Industrial_2037_Economic_MW_Before Competition Groups_Greenhouse Grow Lights
Industrial | Ind ¦ Process Optimization (Elec) | 2037 | Economic | MW | Before Competition Groups | 20.8104 | 0 | 0 | 697.2712 | 0.029845 | 11 | Industrial_2037_Economic_MW_Before Competition Groups_11 | Process Optimization (Elec) | 2.985% | 0 | 20.8104 | Industrial_2037_Economic_MW_Before Competition Groups_Process Optimization (Elec)
Industrial | Ind ¦ Fan System Optimization | 2037 | Economic | MW | Before Competition Groups | 20.1349 | 0 | 0 | 697.2712 | 0.028877 | 12 | Industrial_2037_Economic_MW_Before Competition Groups_12 | Fan System Optimization | 2.888% | 0 | 20.1349 | Industrial_2037_Economic_MW_Before Competition Groups_Fan System Optimization
Industrial | Ind ¦ Improved Controls - Process Cooling | 2037 | Economic | MW | Before Competition Groups | 13.3117 | 0 | 0 | 697.2712 | 0.019091 | 13 | Industrial_2037_Economic_MW_Before Competition Groups_13 | Improved Controls - Process Cooling | 1.909% | 0 | 13.3117 | Industrial_2037_Economic_MW_Before Competition Groups_Improved Controls - Process Cooling
Industrial | Ind ¦ Material Handling Improvements | 2037 | Economic | MW | Before Competition Groups | 8.5976 | 0 | 0 | 697.2712 | 0.01233 | 14 | Industrial_2037_Economic_MW_Before Competition Groups_14 | Material Handling Improvements | 1.233% | 0 | 8.5976 | Industrial_2037_Economic_MW_Before Competition Groups_Material Handling Improvements
Industrial | Ind ¦ Pulp and Paper Process Improvements | 2037 | Economic | MW | Before Competition Groups | 7.9526 | 0 | 0 | 697.2712 | 0.011405 | 15 | Industrial_2037_Economic_MW_Before Competition Groups_15 | Pulp and Paper Process Improvements | 1.141% | 0 | 7.9526 | Industrial_2037_Economic_MW_Before Competition Groups_Pulp and Paper Process Improvements
Industrial | Ind ¦ Refiner Plate Improvements | 2037 | Economic | MW | Before Competition Groups | 7.2368 | 0 | 0 | 697.2712 | 0.010379 | 16 | Industrial_2037_Economic_MW_Before Competition Groups_16 | Refiner Plate Improvements | 1.038% | 0 | 7.2368 | Industrial_2037_Economic_MW_Before Competition Groups_Refiner Plate Improvements
Industrial | Ind ¦ Ventilation Optimization | 2037 | Economic | MW | Before Competition Groups | 5.1227 | 0 | 0 | 697.2712 | 0.0073468 | 17 | Industrial_2037_Economic_MW_Before Competition Groups_17 | Ventilation Optimization | 0.7347% | 0 | 5.1227 | Industrial_2037_Economic_MW_Before Competition Groups_Ventilation Optimization
Industrial | Ind ¦ Cooling Tower Optimization | 2037 | Economic | MW | Before Competition Groups | 4.0805 | 0 | 0 | 697.2712 | 0.0058521 | 18 | Industrial_2037_Economic_MW_Before Competition Groups_18 | Cooling Tower Optimization | 0.5852% | 0 | 4.0805 | Industrial_2037_Economic_MW_Before Competition Groups_Cooling Tower Optimization
Industrial | Ind ¦ Free Cooling | 2037 | Economic | MW | Before Competition Groups | 3.4717 | 0 | 0 | 697.2712 | 0.004979 | 19 | Industrial_2037_Economic_MW_Before Competition Groups_19 | Free Cooling | 0.4979% | 0 | 3.4717 | Industrial_2037_Economic_MW_Before Competition Groups_Free Cooling
Industrial | Ind ¦ High Efficiency Battery Charger | 2037 | Economic | MW | Before Competition Groups | 2.9855 | 0 | 0 | 697.2712 | 0.0042818 | 20 | Industrial_2037_Economic_MW_Before Competition Groups_20 | High Efficiency Battery Charger | 0.4282% | 0 | 2.9855 | Industrial_2037_Economic_MW_Before Competition Groups_High Efficiency Battery Charger
Industrial | Ind ¦ VAV Conversion Project | 2037 | Economic | MW | Before Competition Groups | 2.8246 | 0 | 0 | 697.2712 | 0.004051 | 21 | Industrial_2037_Economic_MW_Before Competition Groups_21 | VAV Conversion Project | 0.4051% | 0 | 2.8246 | Industrial_2037_Economic_MW_Before Competition Groups_VAV Conversion Project
Industrial | Ind ¦ Process Heat Recovery | 2037 | Economic | MW | Before Competition Groups | 2.7063 | 0 | 0 | 697.2712 | 0.0038813 | 22 | Industrial_2037_Economic_MW_Before Competition Groups_22 | Process Heat Recovery | 0.3881% | 0 | 2.7063 | Industrial_2037_Economic_MW_Before Competition Groups_Process Heat Recovery
Industrial | Ind ¦ Efficient Irrigation | 2037 | Economic | MW | Before Competition Groups | 2.3955 | 0 | 0 | 697.2712 | 0.0034355 | 23 | Industrial_2037_Economic_MW_Before Competition Groups_23 | Efficient Irrigation | 0.3436% | 0 | 2.3955 | Industrial_2037_Economic_MW_Before Competition Groups_Efficient Irrigation
Industrial | Ind ¦ Process Improvements | 2037 | Economic | MW | Before Competition Groups | 2.1175 | 0 | 0 | 697.2712 | 0.0030368 | 24 | Industrial_2037_Economic_MW_Before Competition Groups_24 | Process Improvements | 0.3037% | 0 | 2.1175 | Industrial_2037_Economic_MW_Before Competition Groups_Process Improvements
Industrial | Ind ¦ Refrigeration Compressor VFD | 2037 | Economic | MW | Before Competition Groups | 1.6141 | 0 | 0 | 697.2712 | 0.0023149 | 25 | Industrial_2037_Economic_MW_Before Competition Groups_25 | Refrigeration Compressor VFD | 0.2315% | 0 | 1.6141 | Industrial_2037_Economic_MW_Before Competition Groups_Refrigeration Compressor VFD
Industrial | Ind ¦ Improved Controls - Process Heating | 2037 | Economic | MW | Before Competition Groups | 1.3036 | 0 | 0 | 697.2712 | 0.0018696 | 26 | Industrial_2037_Economic_MW_Before Competition Groups_26 | Improved Controls - Process Heating | 0.187% | 0 | 1.3036 | Industrial_2037_Economic_MW_Before Competition Groups_Improved Controls - Process Heating
Industrial | Ind ¦ Engine Block Heater Timer | 2037 | Economic | MW | Before Competition Groups | 0.81239 | 0 | 0 | 697.2712 | 0.0011651 | 27 | Industrial_2037_Economic_MW_Before Competition Groups_27 | Engine Block Heater Timer | 0.1165% | 0 | 0.81239 | Industrial_2037_Economic_MW_Before Competition Groups_Engine Block Heater Timer
Industrial | Ind ¦ Dairy Pre-Cooler | 2037 | Economic | MW | Before Competition Groups | 0.6442 | 0 | 0 | 697.2712 | 0.00092389 | 28 | Industrial_2037_Economic_MW_Before Competition Groups_28 | Dairy Pre-Cooler | 0.09239% | 0 | 0.6442 | Industrial_2037_Economic_MW_Before Competition Groups_Dairy Pre-Cooler
Industrial | Ind ¦ Air Compressor Heat Recovery | 2037 | Economic | MW | Before Competition Groups | 0.3419 | 0 | 0 | 697.2712 | 0.00049034 | 29 | Industrial_2037_Economic_MW_Before Competition Groups_29 | Air Compressor Heat Recovery | 0.04903% | 0 | 0.3419 | Industrial_2037_Economic_MW_Before Competition Groups_Air Compressor Heat Recovery
Industrial | Ind ¦ Efficient Refrigeration Compressor | 2037 | Economic | MW | Before Competition Groups | 0.13201 | 0 | 0 | 697.2712 | 0.00018932 | 30 | Industrial_2037_Economic_MW_Before Competition Groups_30 | Efficient Refrigeration Compressor | 0.01893% | 0 | 0.13201 | Industrial_2037_Economic_MW_Before Competition Groups_Efficient Refrigeration Compressor
Industrial | Ind ¦ Heat Lamps/Heat Pad | 2037 | Economic | MW | Before Competition Groups | 0.011489 | 0 | 0 | 697.2712 | 1.6477e-05 | 31 | Industrial_2037_Economic_MW_Before Competition Groups_31 | Heat Lamps/Heat Pad | 0.001648% | 0 | 0.011489 | Industrial_2037_Economic_MW_Before Competition Groups_Heat Lamps/Heat Pad
Industrial | Ind ¦ Pump System Optimization | 2037 | SC A | MW | Before Competition Groups | 52.6846 | 0 | 0 | 359.9641 | 0.14636 | 1 | Industrial_2037_SC A_MW_Before Competition Groups_1 | Pump System Optimization | 14.64% | 0 | 52.6846 | Industrial_2037_SC A_MW_Before Competition Groups_Pump System Optimization
Industrial | Ind ¦ Air Compressor Optimization | 2037 | SC A | MW | Before Competition Groups | 51.5197 | 0 | 0 | 359.9641 | 0.14312 | 2 | Industrial_2037_SC A_MW_Before Competition Groups_2 | Air Compressor Optimization | 14.31% | 0 | 51.5197 | Industrial_2037_SC A_MW_Before Competition Groups_Air Compressor Optimization
Industrial | Ind ¦ Air Leak Survey and Repair | 2037 | SC A | MW | Before Competition Groups | 48.4024 | 0 | 0 | 359.9641 | 0.13446 | 3 | Industrial_2037_SC A_MW_Before Competition Groups_3 | Air Leak Survey and Repair | 13.45% | 0 | 48.4024 | Industrial_2037_SC A_MW_Before Competition Groups_Air Leak Survey and Repair
Industrial | Ind ¦ Recommissioning | 2037 | SC A | MW | Before Competition Groups | 34.2878 | 0 | 0 | 359.9641 | 0.095253 | 4 | Industrial_2037_SC A_MW_Before Competition Groups_4 | Recommissioning | 9.525% | 0 | 34.2878 | Industrial_2037_SC A_MW_Before Competition Groups_Recommissioning
Industrial | Ind ¦ SEM | 2037 | SC A | MW | Before Competition Groups | 34.2878 | 0 | 0 | 359.9641 | 0.095253 | 5 | Industrial_2037_SC A_MW_Before Competition Groups_5 | SEM | 9.525% | 0 | 34.2878 | Industrial_2037_SC A_MW_Before Competition Groups_SEM
Industrial | Ind ¦ Efficient Compressed Air Nozzles | 2037 | SC A | MW | Before Competition Groups | 29.8953 | 0 | 0 | 359.9641 | 0.083051 | 6 | Industrial_2037_SC A_MW_Before Competition Groups_6 | Efficient Compressed Air Nozzles | 8.305% | 0 | 29.8953 | Industrial_2037_SC A_MW_Before Competition Groups_Efficient Compressed Air Nozzles
Industrial | Ind ¦ Pump Equipment Upgrade | 2037 | SC A | MW | Before Competition Groups | 22.5762 | 0 | 0 | 359.9641 | 0.062718 | 7 | Industrial_2037_SC A_MW_Before Competition Groups_7 | Pump Equipment Upgrade | 6.272% | 0 | 22.5762 | Industrial_2037_SC A_MW_Before Competition Groups_Pump Equipment Upgrade
Industrial | Ind ¦ High Efficiency HVAC Fans | 2037 | SC A | MW | Before Competition Groups | 18.6771 | 0 | 0 | 359.9641 | 0.051886 | 8 | Industrial_2037_SC A_MW_Before Competition Groups_8 | High Efficiency HVAC Fans | 5.189% | 0 | 18.6771 | Industrial_2037_SC A_MW_Before Competition Groups_High Efficiency HVAC Fans
Industrial | Ind ¦ Fan System Optimization | 2037 | SC A | MW | Before Competition Groups | 17.5062 | 0 | 0 | 359.9641 | 0.048633 | 9 | Industrial_2037_SC A_MW_Before Competition Groups_9 | Fan System Optimization | 4.863% | 0 | 17.5062 | Industrial_2037_SC A_MW_Before Competition Groups_Fan System Optimization
Industrial | Ind ¦ Improved Controls - Process Cooling | 2037 | SC A | MW | Before Competition Groups | 9.306 | 0 | 0 | 359.9641 | 0.025853 | 10 | Industrial_2037_SC A_MW_Before Competition Groups_10 | Improved Controls - Process Cooling | 2.585% | 0 | 9.306 | Industrial_2037_SC A_MW_Before Competition Groups_Improved Controls - Process Cooling
Industrial | Ind ¦ Greenhouse Grow Lights | 2037 | SC A | MW | Before Competition Groups | 8.2685 | 0 | 0 | 359.9641 | 0.02297 | 11 | Industrial_2037_SC A_MW_Before Competition Groups_11 | Greenhouse Grow Lights | 2.297% | 0 | 8.2685 | Industrial_2037_SC A_MW_Before Competition Groups_Greenhouse Grow Lights
Industrial | Ind ¦ Process Optimization (Elec) | 2037 | SC A | MW | Before Competition Groups | 6.7775 | 0 | 0 | 359.9641 | 0.018828 | 12 | Industrial_2037_SC A_MW_Before Competition Groups_12 | Process Optimization (Elec) | 1.883% | 0 | 6.7775 | Industrial_2037_SC A_MW_Before Competition Groups_Process Optimization (Elec)
Industrial | Ind ¦ Material Handling Improvements | 2037 | SC A | MW | Before Competition Groups | 5.6698 | 0 | 0 | 359.9641 | 0.015751 | 13 | Industrial_2037_SC A_MW_Before Competition Groups_13 | Material Handling Improvements | 1.575% | 0 | 5.6698 | Industrial_2037_SC A_MW_Before Competition Groups_Material Handling Improvements
Industrial | Ind ¦ Refiner Plate Improvements | 2037 | SC A | MW | Before Competition Groups | 3.4519 | 0 | 0 | 359.9641 | 0.0095896 | 14 | Industrial_2037_SC A_MW_Before Competition Groups_14 | Refiner Plate Improvements | 0.959% | 0 | 3.4519 | Industrial_2037_SC A_MW_Before Competition Groups_Refiner Plate Improvements
Industrial | Ind ¦ HE Lighting | 2037 | SC A | MW | Before Competition Groups | 3.2949 | 0 | 0 | 359.9641 | 0.0091534 | 15 | Industrial_2037_SC A_MW_Before Competition Groups_15 | HE Lighting | 0.9153% | 0 | 3.2949 | Industrial_2037_SC A_MW_Before Competition Groups_HE Lighting
Industrial | Ind ¦ VAV Conversion Project | 2037 | SC A | MW | Before Competition Groups | 2.0821 | 0 | 0 | 359.9641 | 0.0057843 | 16 | Industrial_2037_SC A_MW_Before Competition Groups_16 | VAV Conversion Project | 0.5784% | 0 | 2.0821 | Industrial_2037_SC A_MW_Before Competition Groups_VAV Conversion Project
Industrial | Ind ¦ Pulp and Paper Process Improvements | 2037 | SC A | MW | Before Competition Groups | 1.8145 | 0 | 0 | 359.9641 | 0.0050409 | 17 | Industrial_2037_SC A_MW_Before Competition Groups_17 | Pulp and Paper Process Improvements | 0.5041% | 0 | 1.8145 | Industrial_2037_SC A_MW_Before Competition Groups_Pulp and Paper Process Improvements
Industrial | Ind ¦ Process Heat Recovery | 2037 | SC A | MW | Before Competition Groups | 1.7544 | 0 | 0 | 359.9641 | 0.0048737 | 18 | Industrial_2037_SC A_MW_Before Competition Groups_18 | Process Heat Recovery | 0.4874% | 0 | 1.7544 | Industrial_2037_SC A_MW_Before Competition Groups_Process Heat Recovery
Industrial | Ind ¦ Ventilation Optimization | 2037 | SC A | MW | Before Competition Groups | 1.5802 | 0 | 0 | 359.9641 | 0.00439 | 19 | Industrial_2037_SC A_MW_Before Competition Groups_19 | Ventilation Optimization | 0.439% | 0 | 1.5802 | Industrial_2037_SC A_MW_Before Competition Groups_Ventilation Optimization
Industrial | Ind ¦ Process Improvements | 2037 | SC A | MW | Before Competition Groups | 1.3174 | 0 | 0 | 359.9641 | 0.0036598 | 20 | Industrial_2037_SC A_MW_Before Competition Groups_20 | Process Improvements | 0.366% | 0 | 1.3174 | Industrial_2037_SC A_MW_Before Competition Groups_Process Improvements
Industrial | Ind ¦ High Efficiency Battery Charger | 2037 | SC A | MW | Before Competition Groups | 1.1467 | 0 | 0 | 359.9641 | 0.0031857 | 21 | Industrial_2037_SC A_MW_Before Competition Groups_21 | High Efficiency Battery Charger | 0.3186% | 0 | 1.1467 | Industrial_2037_SC A_MW_Before Competition Groups_High Efficiency Battery Charger
Industrial | Ind ¦ Improved Controls - Process Heating | 2037 | SC A | MW | Before Competition Groups | 0.87272 | 0 | 0 | 359.9641 | 0.0024245 | 22 | Industrial_2037_SC A_MW_Before Competition Groups_22 | Improved Controls - Process Heating | 0.2424% | 0 | 0.87272 | Industrial_2037_SC A_MW_Before Competition Groups_Improved Controls - Process Heating
Industrial | Ind ¦ Refrigeration Compressor VFD | 2037 | SC A | MW | Before Competition Groups | 0.61936 | 0 | 0 | 359.9641 | 0.0017206 | 23 | Industrial_2037_SC A_MW_Before Competition Groups_23 | Refrigeration Compressor VFD | 0.1721% | 0 | 0.61936 | Industrial_2037_SC A_MW_Before Competition Groups_Refrigeration Compressor VFD
Industrial | Ind ¦ Cooling Tower Optimization | 2037 | SC A | MW | Before Competition Groups | 0.60933 | 0 | 0 | 359.9641 | 0.0016927 | 24 | Industrial_2037_SC A_MW_Before Competition Groups_24 | Cooling Tower Optimization | 0.1693% | 0 | 0.60933 | Industrial_2037_SC A_MW_Before Competition Groups_Cooling Tower Optimization
Industrial | Ind ¦ Engine Block Heater Timer | 2037 | SC A | MW | Before Competition Groups | 0.51613 | 0 | 0 | 359.9641 | 0.0014338 | 25 | Industrial_2037_SC A_MW_Before Competition Groups_25 | Engine Block Heater Timer | 0.1434% | 0 | 0.51613 | Industrial_2037_SC A_MW_Before Competition Groups_Engine Block Heater Timer
Industrial | Ind ¦ Efficient Irrigation | 2037 | SC A | MW | Before Competition Groups | 0.44331 | 0 | 0 | 359.9641 | 0.0012315 | 26 | Industrial_2037_SC A_MW_Before Competition Groups_26 | Efficient Irrigation | 0.1232% | 0 | 0.44331 | Industrial_2037_SC A_MW_Before Competition Groups_Efficient Irrigation
Industrial | Ind ¦ Air Compressor Heat Recovery | 2037 | SC A | MW | Before Competition Groups | 0.23277 | 0 | 0 | 359.9641 | 0.00064664 | 27 | Industrial_2037_SC A_MW_Before Competition Groups_27 | Air Compressor Heat Recovery | 0.06466% | 0 | 0.23277 | Industrial_2037_SC A_MW_Before Competition Groups_Air Compressor Heat Recovery
Industrial | Ind ¦ Dairy Pre-Cooler | 2037 | SC A | MW | Before Competition Groups | 0.20842 | 0 | 0 | 359.9641 | 0.00057901 | 28 | Industrial_2037_SC A_MW_Before Competition Groups_28 | Dairy Pre-Cooler | 0.0579% | 0 | 0.20842 | Industrial_2037_SC A_MW_Before Competition Groups_Dairy Pre-Cooler
Industrial | Ind ¦ Efficient Refrigeration Compressor | 2037 | SC A | MW | Before Competition Groups | 0.10339 | 0 | 0 | 359.9641 | 0.00028723 | 29 | Industrial_2037_SC A_MW_Before Competition Groups_29 | Efficient Refrigeration Compressor | 0.02872% | 0 | 0.10339 | Industrial_2037_SC A_MW_Before Competition Groups_Efficient Refrigeration Compressor
Industrial | Ind ¦ Heat Lamps/Heat Pad | 2037 | SC A | MW | Before Competition Groups | 0.044712 | 0 | 0 | 359.9641 | 0.00012421 | 30 | Industrial_2037_SC A_MW_Before Competition Groups_30 | Heat Lamps/Heat Pad | 0.01242% | 0 | 0.044712 | Industrial_2037_SC A_MW_Before Competition Groups_Heat Lamps/Heat Pad
Industrial | Ind ¦ Free Cooling | 2037 | SC A | MW | Before Competition Groups | 0.012924 | 0 | 0 | 359.9641 | 3.5903e-05 | 31 | Industrial_2037_SC A_MW_Before Competition Groups_31 | Free Cooling | 0.00359% | 0 | 0.012924 | Industrial_2037_SC A_MW_Before Competition Groups_Free Cooling
Industrial | Ind ¦ Pump System Optimization | 2037 | SC B | MW | Before Competition Groups | 77.6136 | 0 | 0 | 548.2016 | 0.14158 | 1 | Industrial_2037_SC B_MW_Before Competition Groups_1 | Pump System Optimization | 14.16% | 0 | 77.6136 | Industrial_2037_SC B_MW_Before Competition Groups_Pump System Optimization
Industrial | Ind ¦ Air Leak Survey and Repair | 2037 | SC B | MW | Before Competition Groups | 71.6289 | 0 | 0 | 548.2016 | 0.13066 | 2 | Industrial_2037_SC B_MW_Before Competition Groups_2 | Air Leak Survey and Repair | 13.07% | 0 | 71.6289 | Industrial_2037_SC B_MW_Before Competition Groups_Air Leak Survey and Repair
Industrial | Ind ¦ Air Compressor Optimization | 2037 | SC B | MW | Before Competition Groups | 51.5197 | 0 | 0 | 548.2016 | 0.09398 | 3 | Industrial_2037_SC B_MW_Before Competition Groups_3 | Air Compressor Optimization | 9.398% | 0 | 51.5197 | Industrial_2037_SC B_MW_Before Competition Groups_Air Compressor Optimization
Industrial | Ind ¦ Recommissioning | 2037 | SC B | MW | Before Competition Groups | 50.7087 | 0 | 0 | 548.2016 | 0.0925 | 4 | Industrial_2037_SC B_MW_Before Competition Groups_4 | Recommissioning | 9.25% | 0 | 50.7087 | Industrial_2037_SC B_MW_Before Competition Groups_Recommissioning
Industrial | Ind ¦ SEM | 2037 | SC B | MW | Before Competition Groups | 50.7087 | 0 | 0 | 548.2016 | 0.0925 | 5 | Industrial_2037_SC B_MW_Before Competition Groups_5 | SEM | 9.25% | 0 | 50.7087 | Industrial_2037_SC B_MW_Before Competition Groups_SEM
Industrial | Ind ¦ Efficient Compressed Air Nozzles | 2037 | SC B | MW | Before Competition Groups | 45.3163 | 0 | 0 | 548.2016 | 0.082663 | 6 | Industrial_2037_SC B_MW_Before Competition Groups_6 | Efficient Compressed Air Nozzles | 8.266% | 0 | 45.3163 | Industrial_2037_SC B_MW_Before Competition Groups_Efficient Compressed Air Nozzles
Industrial | Ind ¦ HE Lighting | 2037 | SC B | MW | Before Competition Groups | 35.9242 | 0 | 0 | 548.2016 | 0.065531 | 7 | Industrial_2037_SC B_MW_Before Competition Groups_7 | HE Lighting | 6.553% | 0 | 35.9242 | Industrial_2037_SC B_MW_Before Competition Groups_HE Lighting
Industrial | Ind ¦ Pump Equipment Upgrade | 2037 | SC B | MW | Before Competition Groups | 35.716 | 0 | 0 | 548.2016 | 0.065151 | 8 | Industrial_2037_SC B_MW_Before Competition Groups_8 | Pump Equipment Upgrade | 6.515% | 0 | 35.716 | Industrial_2037_SC B_MW_Before Competition Groups_Pump Equipment Upgrade
Industrial | Ind ¦ High Efficiency HVAC Fans | 2037 | SC B | MW | Before Competition Groups | 24.6241 | 0 | 0 | 548.2016 | 0.044918 | 9 | Industrial_2037_SC B_MW_Before Competition Groups_9 | High Efficiency HVAC Fans | 4.492% | 0 | 24.6241 | Industrial_2037_SC B_MW_Before Competition Groups_High Efficiency HVAC Fans
Industrial | Ind ¦ Greenhouse Grow Lights | 2037 | SC B | MW | Before Competition Groups | 18.4151 | 0 | 0 | 548.2016 | 0.033592 | 10 | Industrial_2037_SC B_MW_Before Competition Groups_10 | Greenhouse Grow Lights | 3.359% | 0 | 18.4151 | Industrial_2037_SC B_MW_Before Competition Groups_Greenhouse Grow Lights
Industrial | Ind ¦ Fan System Optimization | 2037 | SC B | MW | Before Competition Groups | 18.0564 | 0 | 0 | 548.2016 | 0.032938 | 11 | Industrial_2037_SC B_MW_Before Competition Groups_11 | Fan System Optimization | 3.294% | 0 | 18.0564 | Industrial_2037_SC B_MW_Before Competition Groups_Fan System Optimization
Industrial | Ind ¦ Improved Controls - Process Cooling | 2037 | SC B | MW | Before Competition Groups | 13.7338 | 0 | 0 | 548.2016 | 0.025053 | 12 | Industrial_2037_SC B_MW_Before Competition Groups_12 | Improved Controls - Process Cooling | 2.505% | 0 | 13.7338 | Industrial_2037_SC B_MW_Before Competition Groups_Improved Controls - Process Cooling
Industrial | Ind ¦ Pulp and Paper Process Improvements | 2037 | SC B | MW | Before Competition Groups | 7.4063 | 0 | 0 | 548.2016 | 0.01351 | 13 | Industrial_2037_SC B_MW_Before Competition Groups_13 | Pulp and Paper Process Improvements | 1.351% | 0 | 7.4063 | Industrial_2037_SC B_MW_Before Competition Groups_Pulp and Paper Process Improvements
Industrial | Ind ¦ Material Handling Improvements | 2037 | SC B | MW | Before Competition Groups | 7.1261 | 0 | 0 | 548.2016 | 0.012999 | 14 | Industrial_2037_SC B_MW_Before Competition Groups_14 | Material Handling Improvements | 1.3% | 0 | 7.1261 | Industrial_2037_SC B_MW_Before Competition Groups_Material Handling Improvements
Industrial | Ind ¦ Process Optimization (Elec) | 2037 | SC B | MW | Before Competition Groups | 6.7775 | 0 | 0 | 548.2016 | 0.012363 | 15 | Industrial_2037_SC B_MW_Before Competition Groups_15 | Process Optimization (Elec) | 1.236% | 0 | 6.7775 | Industrial_2037_SC B_MW_Before Competition Groups_Process Optimization (Elec)
Industrial | Ind ¦ Refiner Plate Improvements | 2037 | SC B | MW | Before Competition Groups | 5.4008 | 0 | 0 | 548.2016 | 0.0098518 | 16 | Industrial_2037_SC B_MW_Before Competition Groups_16 | Refiner Plate Improvements | 0.9852% | 0 | 5.4008 | Industrial_2037_SC B_MW_Before Competition Groups_Refiner Plate Improvements
Industrial | Ind ¦ Cooling Tower Optimization | 2037 | SC B | MW | Before Competition Groups | 4.036 | 0 | 0 | 548.2016 | 0.0073623 | 17 | Industrial_2037_SC B_MW_Before Competition Groups_17 | Cooling Tower Optimization | 0.7362% | 0 | 4.036 | Industrial_2037_SC B_MW_Before Competition Groups_Cooling Tower Optimization
Industrial | Ind ¦ Ventilation Optimization | 2037 | SC B | MW | Before Competition Groups | 3.6817 | 0 | 0 | 548.2016 | 0.0067159 | 18 | Industrial_2037_SC B_MW_Before Competition Groups_18 | Ventilation Optimization | 0.6716% | 0 | 3.6817 | Industrial_2037_SC B_MW_Before Competition Groups_Ventilation Optimization
Industrial | Ind ¦ Free Cooling | 2037 | SC B | MW | Before Competition Groups | 3.5756 | 0 | 0 | 548.2016 | 0.0065224 | 19 | Industrial_2037_SC B_MW_Before Competition Groups_19 | Free Cooling | 0.6522% | 0 | 3.5756 | Industrial_2037_SC B_MW_Before Competition Groups_Free Cooling
Industrial | Ind ¦ VAV Conversion Project | 2037 | SC B | MW | Before Competition Groups | 3.1572 | 0 | 0 | 548.2016 | 0.0057592 | 20 | Industrial_2037_SC B_MW_Before Competition Groups_20 | VAV Conversion Project | 0.5759% | 0 | 3.1572 | Industrial_2037_SC B_MW_Before Competition Groups_VAV Conversion Project
Industrial | Ind ¦ Process Heat Recovery | 2037 | SC B | MW | Before Competition Groups | 2.6449 | 0 | 0 | 548.2016 | 0.0048247 | 21 | Industrial_2037_SC B_MW_Before Competition Groups_21 | Process Heat Recovery | 0.4825% | 0 | 2.6449 | Industrial_2037_SC B_MW_Before Competition Groups_Process Heat Recovery
Industrial | Ind ¦ High Efficiency Battery Charger | 2037 | SC B | MW | Before Competition Groups | 2.4074 | 0 | 0 | 548.2016 | 0.0043914 | 22 | Industrial_2037_SC B_MW_Before Competition Groups_22 | High Efficiency Battery Charger | 0.4391% | 0 | 2.4074 | Industrial_2037_SC B_MW_Before Competition Groups_High Efficiency Battery Charger
Industrial | Ind ¦ Process Improvements | 2037 | SC B | MW | Before Competition Groups | 2.0287 | 0 | 0 | 548.2016 | 0.0037006 | 23 | Industrial_2037_SC B_MW_Before Competition Groups_23 | Process Improvements | 0.3701% | 0 | 2.0287 | Industrial_2037_SC B_MW_Before Competition Groups_Process Improvements
Industrial | Ind ¦ Efficient Irrigation | 2037 | SC B | MW | Before Competition Groups | 1.6538 | 0 | 0 | 548.2016 | 0.0030168 | 24 | Industrial_2037_SC B_MW_Before Competition Groups_24 | Efficient Irrigation | 0.3017% | 0 | 1.6538 | Industrial_2037_SC B_MW_Before Competition Groups_Efficient Irrigation
Industrial | Ind ¦ Refrigeration Compressor VFD | 2037 | SC B | MW | Before Competition Groups | 1.4154 | 0 | 0 | 548.2016 | 0.0025819 | 25 | Industrial_2037_SC B_MW_Before Competition Groups_25 | Refrigeration Compressor VFD | 0.2582% | 0 | 1.4154 | Industrial_2037_SC B_MW_Before Competition Groups_Refrigeration Compressor VFD
Industrial | Ind ¦ Improved Controls - Process Heating | 2037 | SC B | MW | Before Competition Groups | 1.2586 | 0 | 0 | 548.2016 | 0.0022958 | 26 | Industrial_2037_SC B_MW_Before Competition Groups_26 | Improved Controls - Process Heating | 0.2296% | 0 | 1.2586 | Industrial_2037_SC B_MW_Before Competition Groups_Improved Controls - Process Heating
Industrial | Ind ¦ Engine Block Heater Timer | 2037 | SC B | MW | Before Competition Groups | 0.77175 | 0 | 0 | 548.2016 | 0.0014078 | 27 | Industrial_2037_SC B_MW_Before Competition Groups_27 | Engine Block Heater Timer | 0.1408% | 0 | 0.77175 | Industrial_2037_SC B_MW_Before Competition Groups_Engine Block Heater Timer
Industrial | Ind ¦ Dairy Pre-Cooler | 2037 | SC B | MW | Before Competition Groups | 0.37399 | 0 | 0 | 548.2016 | 0.00068221 | 28 | Industrial_2037_SC B_MW_Before Competition Groups_28 | Dairy Pre-Cooler | 0.06822% | 0 | 0.37399 | Industrial_2037_SC B_MW_Before Competition Groups_Dairy Pre-Cooler
Industrial | Ind ¦ Air Compressor Heat Recovery | 2037 | SC B | MW | Before Competition Groups | 0.34401 | 0 | 0 | 548.2016 | 0.00062753 | 29 | Industrial_2037_SC B_MW_Before Competition Groups_29 | Air Compressor Heat Recovery | 0.06275% | 0 | 0.34401 | Industrial_2037_SC B_MW_Before Competition Groups_Air Compressor Heat Recovery
Industrial | Ind ¦ Efficient Refrigeration Compressor | 2037 | SC B | MW | Before Competition Groups | 0.12072 | 0 | 0 | 548.2016 | 0.00022022 | 30 | Industrial_2037_SC B_MW_Before Competition Groups_30 | Efficient Refrigeration Compressor | 0.02202% | 0 | 0.12072 | Industrial_2037_SC B_MW_Before Competition Groups_Efficient Refrigeration Compressor
Industrial | Ind ¦ Heat Lamps/Heat Pad | 2037 | SC B | MW | Before Competition Groups | 0.055567 | 0 | 0 | 548.2016 | 0.00010136 | 31 | Industrial_2037_SC B_MW_Before Competition Groups_31 | Heat Lamps/Heat Pad | 0.01014% | 0 | 0.055567 | Industrial_2037_SC B_MW_Before Competition Groups_Heat Lamps/Heat Pad
Industrial | Ind ¦ Pump System Optimization | 2037 | SC C | MW | Before Competition Groups | 77.6136 | 0 | 0 | 433.6049 | 0.179 | 1 | Industrial_2037_SC C_MW_Before Competition Groups_1 | Pump System Optimization | 17.9% | 0 | 77.6136 | Industrial_2037_SC C_MW_Before Competition Groups_Pump System Optimization
Industrial | Ind ¦ Air Compressor Optimization | 2037 | SC C | MW | Before Competition Groups | 51.5197 | 0 | 0 | 433.6049 | 0.11882 | 2 | Industrial_2037_SC C_MW_Before Competition Groups_2 | Air Compressor Optimization | 11.88% | 0 | 51.5197 | Industrial_2037_SC C_MW_Before Competition Groups_Air Compressor Optimization
Industrial | Ind ¦ Air Leak Survey and Repair | 2037 | SC C | MW | Before Competition Groups | 48.4024 | 0 | 0 | 433.6049 | 0.11163 | 3 | Industrial_2037_SC C_MW_Before Competition Groups_3 | Air Leak Survey and Repair | 11.16% | 0 | 48.4024 | Industrial_2037_SC C_MW_Before Competition Groups_Air Leak Survey and Repair
Industrial | Ind ¦ Pump Equipment Upgrade | 2037 | SC C | MW | Before Competition Groups | 35.716 | 0 | 0 | 433.6049 | 0.08237 | 4 | Industrial_2037_SC C_MW_Before Competition Groups_4 | Pump Equipment Upgrade | 8.237% | 0 | 35.716 | Industrial_2037_SC C_MW_Before Competition Groups_Pump Equipment Upgrade
Industrial | Ind ¦ Recommissioning | 2037 | SC C | MW | Before Competition Groups | 34.2878 | 0 | 0 | 433.6049 | 0.079076 | 5 | Industrial_2037_SC C_MW_Before Competition Groups_5 | Recommissioning | 7.908% | 0 | 34.2878 | Industrial_2037_SC C_MW_Before Competition Groups_Recommissioning
Industrial | Ind ¦ SEM | 2037 | SC C | MW | Before Competition Groups | 34.2878 | 0 | 0 | 433.6049 | 0.079076 | 6 | Industrial_2037_SC C_MW_Before Competition Groups_6 | SEM | 7.908% | 0 | 34.2878 | Industrial_2037_SC C_MW_Before Competition Groups_SEM
Industrial | Ind ¦ Efficient Compressed Air Nozzles | 2037 | SC C | MW | Before Competition Groups | 29.8953 | 0 | 0 | 433.6049 | 0.068946 | 7 | Industrial_2037_SC C_MW_Before Competition Groups_7 | Efficient Compressed Air Nozzles | 6.895% | 0 | 29.8953 | Industrial_2037_SC C_MW_Before Competition Groups_Efficient Compressed Air Nozzles
Industrial | Ind ¦ HE Lighting | 2037 | SC C | MW | Before Competition Groups | 19.5424 | 0 | 0 | 433.6049 | 0.04507 | 8 | Industrial_2037_SC C_MW_Before Competition Groups_8 | HE Lighting | 4.507% | 0 | 19.5424 | Industrial_2037_SC C_MW_Before Competition Groups_HE Lighting
Industrial | Ind ¦ High Efficiency HVAC Fans | 2037 | SC C | MW | Before Competition Groups | 18.6771 | 0 | 0 | 433.6049 | 0.043074 | 9 | Industrial_2037_SC C_MW_Before Competition Groups_9 | High Efficiency HVAC Fans | 4.307% | 0 | 18.6771 | Industrial_2037_SC C_MW_Before Competition Groups_High Efficiency HVAC Fans
Industrial | Ind ¦ Fan System Optimization | 2037 | SC C | MW | Before Competition Groups | 18.0564 | 0 | 0 | 433.6049 | 0.041643 | 10 | Industrial_2037_SC C_MW_Before Competition Groups_10 | Fan System Optimization | 4.164% | 0 | 18.0564 | Industrial_2037_SC C_MW_Before Competition Groups_Fan System Optimization
Industrial | Ind ¦ Greenhouse Grow Lights | 2037 | SC C | MW | Before Competition Groups | 14.2318 | 0 | 0 | 433.6049 | 0.032822 | 11 | Industrial_2037_SC C_MW_Before Competition Groups_11 | Greenhouse Grow Lights | 3.282% | 0 | 14.2318 | Industrial_2037_SC C_MW_Before Competition Groups_Greenhouse Grow Lights
Industrial | Ind ¦ Improved Controls - Process Cooling | 2037 | SC C | MW | Before Competition Groups | 9.3195 | 0 | 0 | 433.6049 | 0.021493 | 12 | Industrial_2037_SC C_MW_Before Competition Groups_12 | Improved Controls - Process Cooling | 2.149% | 0 | 9.3195 | Industrial_2037_SC C_MW_Before Competition Groups_Improved Controls - Process Cooling
Industrial | Ind ¦ Process Optimization (Elec) | 2037 | SC C | MW | Before Competition Groups | 6.7775 | 0 | 0 | 433.6049 | 0.015631 | 13 | Industrial_2037_SC C_MW_Before Competition Groups_13 | Process Optimization (Elec) | 1.563% | 0 | 6.7775 | Industrial_2037_SC C_MW_Before Competition Groups_Process Optimization (Elec)
Industrial | Ind ¦ Material Handling Improvements | 2037 | SC C | MW | Before Competition Groups | 5.6698 | 0 | 0 | 433.6049 | 0.013076 | 14 | Industrial_2037_SC C_MW_Before Competition Groups_14 | Material Handling Improvements | 1.308% | 0 | 5.6698 | Industrial_2037_SC C_MW_Before Competition Groups_Material Handling Improvements
Industrial | Ind ¦ Pulp and Paper Process Improvements | 2037 | SC C | MW | Before Competition Groups | 4.8283 | 0 | 0 | 433.6049 | 0.011135 | 15 | Industrial_2037_SC C_MW_Before Competition Groups_15 | Pulp and Paper Process Improvements | 1.114% | 0 | 4.8283 | Industrial_2037_SC C_MW_Before Competition Groups_Pulp and Paper Process Improvements
Industrial | Ind ¦ Cooling Tower Optimization | 2037 | SC C | MW | Before Competition Groups | 4.036 | 0 | 0 | 433.6049 | 0.009308 | 16 | Industrial_2037_SC C_MW_Before Competition Groups_16 | Cooling Tower Optimization | 0.9308% | 0 | 4.036 | Industrial_2037_SC C_MW_Before Competition Groups_Cooling Tower Optimization
Industrial | Ind ¦ Ventilation Optimization | 2037 | SC C | MW | Before Competition Groups | 3.6817 | 0 | 0 | 433.6049 | 0.0084908 | 17 | Industrial_2037_SC C_MW_Before Competition Groups_17 | Ventilation Optimization | 0.8491% | 0 | 3.6817 | Industrial_2037_SC C_MW_Before Competition Groups_Ventilation Optimization
Industrial | Ind ¦ Refiner Plate Improvements | 2037 | SC C | MW | Before Competition Groups | 3.4519 | 0 | 0 | 433.6049 | 0.007961 | 18 | Industrial_2037_SC C_MW_Before Competition Groups_18 | Refiner Plate Improvements | 0.7961% | 0 | 3.4519 | Industrial_2037_SC C_MW_Before Competition Groups_Refiner Plate Improvements
Industrial | Ind ¦ Free Cooling | 2037 | SC C | MW | Before Competition Groups | 2.5419 | 0 | 0 | 433.6049 | 0.0058624 | 19 | Industrial_2037_SC C_MW_Before Competition Groups_19 | Free Cooling | 0.5862% | 0 | 2.5419 | Industrial_2037_SC C_MW_Before Competition Groups_Free Cooling
Industrial | Ind ¦ VAV Conversion Project | 2037 | SC C | MW | Before Competition Groups | 2.1219 | 0 | 0 | 433.6049 | 0.0048936 | 20 | Industrial_2037_SC C_MW_Before Competition Groups_20 | VAV Conversion Project | 0.4894% | 0 | 2.1219 | Industrial_2037_SC C_MW_Before Competition Groups_VAV Conversion Project
Industrial | Ind ¦ High Efficiency Battery Charger | 2037 | SC C | MW | Before Competition Groups | 1.79 | 0 | 0 | 433.6049 | 0.0041281 | 21 | Industrial_2037_SC C_MW_Before Competition Groups_21 | High Efficiency Battery Charger | 0.4128% | 0 | 1.79 | Industrial_2037_SC C_MW_Before Competition Groups_High Efficiency Battery Charger
Industrial | Ind ¦ Process Heat Recovery | 2037 | SC C | MW | Before Competition Groups | 1.7544 | 0 | 0 | 433.6049 | 0.004046 | 22 | Industrial_2037_SC C_MW_Before Competition Groups_22 | Process Heat Recovery | 0.4046% | 0 | 1.7544 | Industrial_2037_SC C_MW_Before Competition Groups_Process Heat Recovery
Industrial | Ind ¦ Process Improvements | 2037 | SC C | MW | Before Competition Groups | 1.3703 | 0 | 0 | 433.6049 | 0.0031602 | 23 | Industrial_2037_SC C_MW_Before Competition Groups_23 | Process Improvements | 0.316% | 0 | 1.3703 | Industrial_2037_SC C_MW_Before Competition Groups_Process Improvements
Industrial | Ind ¦ Refrigeration Compressor VFD | 2037 | SC C | MW | Before Competition Groups | 1.0943 | 0 | 0 | 433.6049 | 0.0025238 | 24 | Industrial_2037_SC C_MW_Before Competition Groups_24 | Refrigeration Compressor VFD | 0.2524% | 0 | 1.0943 | Industrial_2037_SC C_MW_Before Competition Groups_Refrigeration Compressor VFD
Industrial | Ind ¦ Efficient Irrigation | 2037 | SC C | MW | Before Competition Groups | 0.87864 | 0 | 0 | 433.6049 | 0.0020264 | 25 | Industrial_2037_SC C_MW_Before Competition Groups_25 | Efficient Irrigation | 0.2026% | 0 | 0.87864 | Industrial_2037_SC C_MW_Before Competition Groups_Efficient Irrigation
Industrial | Ind ¦ Improved Controls - Process Heating | 2037 | SC C | MW | Before Competition Groups | 0.87395 | 0 | 0 | 433.6049 | 0.0020156 | 26 | Industrial_2037_SC C_MW_Before Competition Groups_26 | Improved Controls - Process Heating | 0.2016% | 0 | 0.87395 | Industrial_2037_SC C_MW_Before Competition Groups_Improved Controls - Process Heating
Industrial | Ind ¦ Engine Block Heater Timer | 2037 | SC C | MW | Before Competition Groups | 0.51703 | 0 | 0 | 433.6049 | 0.0011924 | 27 | Industrial_2037_SC C_MW_Before Competition Groups_27 | Engine Block Heater Timer | 0.1192% | 0 | 0.51703 | Industrial_2037_SC C_MW_Before Competition Groups_Engine Block Heater Timer
Industrial | Ind ¦ Dairy Pre-Cooler | 2037 | SC C | MW | Before Competition Groups | 0.27905 | 0 | 0 | 433.6049 | 0.00064356 | 28 | Industrial_2037_SC C_MW_Before Competition Groups_28 | Dairy Pre-Cooler | 0.06436% | 0 | 0.27905 | Industrial_2037_SC C_MW_Before Competition Groups_Dairy Pre-Cooler
Industrial | Ind ¦ Air Compressor Heat Recovery | 2037 | SC C | MW | Before Competition Groups | 0.23277 | 0 | 0 | 433.6049 | 0.00053682 | 29 | Industrial_2037_SC C_MW_Before Competition Groups_29 | Air Compressor Heat Recovery | 0.05368% | 0 | 0.23277 | Industrial_2037_SC C_MW_Before Competition Groups_Air Compressor Heat Recovery
Industrial | Ind ¦ Efficient Refrigeration Compressor | 2037 | SC C | MW | Before Competition Groups | 0.10339 | 0 | 0 | 433.6049 | 0.00023845 | 30 | Industrial_2037_SC C_MW_Before Competition Groups_30 | Efficient Refrigeration Compressor | 0.02385% | 0 | 0.10339 | Industrial_2037_SC C_MW_Before Competition Groups_Efficient Refrigeration Compressor
Industrial | Ind ¦ Heat Lamps/Heat Pad | 2037 | SC C | MW | Before Competition Groups | 0.052284 | 0 | 0 | 433.6049 | 0.00012058 | 31 | Industrial_2037_SC C_MW_Before Competition Groups_31 | Heat Lamps/Heat Pad | 0.01206% | 0 | 0.052284 | Industrial_2037_SC C_MW_Before Competition Groups_Heat Lamps/Heat Pad
Industrial | Ind ¦ Air Compressor Optimization | 2037 | SC D | MW | Before Competition Groups | 51.5197 | 0 | 0 | 343.8615 | 0.14983 | 1 | Industrial_2037_SC D_MW_Before Competition Groups_1 | Air Compressor Optimization | 14.98% | 0 | 51.5197 | Industrial_2037_SC D_MW_Before Competition Groups_Air Compressor Optimization
Industrial | Ind ¦ Air Leak Survey and Repair | 2037 | SC D | MW | Before Competition Groups | 48.3297 | 0 | 0 | 343.8615 | 0.14055 | 2 | Industrial_2037_SC D_MW_Before Competition Groups_2 | Air Leak Survey and Repair | 14.05% | 0 | 48.3297 | Industrial_2037_SC D_MW_Before Competition Groups_Air Leak Survey and Repair
Industrial | Ind ¦ Pump System Optimization | 2037 | SC D | MW | Before Competition Groups | 42.911 | 0 | 0 | 343.8615 | 0.12479 | 3 | Industrial_2037_SC D_MW_Before Competition Groups_3 | Pump System Optimization | 12.48% | 0 | 42.911 | Industrial_2037_SC D_MW_Before Competition Groups_Pump System Optimization
Industrial | Ind ¦ SEM | 2037 | SC D | MW | Before Competition Groups | 34.2878 | 0 | 0 | 343.8615 | 0.099714 | 4 | Industrial_2037_SC D_MW_Before Competition Groups_4 | SEM | 9.971% | 0 | 34.2878 | Industrial_2037_SC D_MW_Before Competition Groups_SEM
Industrial | Ind ¦ Recommissioning | 2037 | SC D | MW | Before Competition Groups | 33.2904 | 0 | 0 | 343.8615 | 0.096813 | 5 | Industrial_2037_SC D_MW_Before Competition Groups_5 | Recommissioning | 9.681% | 0 | 33.2904 | Industrial_2037_SC D_MW_Before Competition Groups_Recommissioning
Industrial | Ind ¦ Efficient Compressed Air Nozzles | 2037 | SC D | MW | Before Competition Groups | 29.8953 | 0 | 0 | 343.8615 | 0.08694 | 6 | Industrial_2037_SC D_MW_Before Competition Groups_6 | Efficient Compressed Air Nozzles | 8.694% | 0 | 29.8953 | Industrial_2037_SC D_MW_Before Competition Groups_Efficient Compressed Air Nozzles
Industrial | Ind ¦ Pump Equipment Upgrade | 2037 | SC D | MW | Before Competition Groups | 18.2812 | 0 | 0 | 343.8615 | 0.053164 | 7 | Industrial_2037_SC D_MW_Before Competition Groups_7 | Pump Equipment Upgrade | 5.316% | 0 | 18.2812 | Industrial_2037_SC D_MW_Before Competition Groups_Pump Equipment Upgrade
Industrial | Ind ¦ Fan System Optimization | 2037 | SC D | MW | Before Competition Groups | 18.0564 | 0 | 0 | 343.8615 | 0.052511 | 8 | Industrial_2037_SC D_MW_Before Competition Groups_8 | Fan System Optimization | 5.251% | 0 | 18.0564 | Industrial_2037_SC D_MW_Before Competition Groups_Fan System Optimization
Industrial | Ind ¦ High Efficiency HVAC Fans | 2037 | SC D | MW | Before Competition Groups | 17.793 | 0 | 0 | 343.8615 | 0.051745 | 9 | Industrial_2037_SC D_MW_Before Competition Groups_9 | High Efficiency HVAC Fans | 5.174% | 0 | 17.793 | Industrial_2037_SC D_MW_Before Competition Groups_High Efficiency HVAC Fans
Industrial | Ind ¦ Improved Controls - Process Cooling | 2037 | SC D | MW | Before Competition Groups | 9.3195 | 0 | 0 | 343.8615 | 0.027102 | 10 | Industrial_2037_SC D_MW_Before Competition Groups_10 | Improved Controls - Process Cooling | 2.71% | 0 | 9.3195 | Industrial_2037_SC D_MW_Before Competition Groups_Improved Controls - Process Cooling
Industrial | Ind ¦ Greenhouse Grow Lights | 2037 | SC D | MW | Before Competition Groups | 7.0544 | 0 | 0 | 343.8615 | 0.020515 | 11 | Industrial_2037_SC D_MW_Before Competition Groups_11 | Greenhouse Grow Lights | 2.052% | 0 | 7.0544 | Industrial_2037_SC D_MW_Before Competition Groups_Greenhouse Grow Lights
Industrial | Ind ¦ Process Optimization (Elec) | 2037 | SC D | MW | Before Competition Groups | 6.7775 | 0 | 0 | 343.8615 | 0.01971 | 12 | Industrial_2037_SC D_MW_Before Competition Groups_12 | Process Optimization (Elec) | 1.971% | 0 | 6.7775 | Industrial_2037_SC D_MW_Before Competition Groups_Process Optimization (Elec)
Industrial | Ind ¦ Material Handling Improvements | 2037 | SC D | MW | Before Competition Groups | 5.6698 | 0 | 0 | 343.8615 | 0.016488 | 13 | Industrial_2037_SC D_MW_Before Competition Groups_13 | Material Handling Improvements | 1.649% | 0 | 5.6698 | Industrial_2037_SC D_MW_Before Competition Groups_Material Handling Improvements
Industrial | Ind ¦ Cooling Tower Optimization | 2037 | SC D | MW | Before Competition Groups | 3.9431 | 0 | 0 | 343.8615 | 0.011467 | 14 | Industrial_2037_SC D_MW_Before Competition Groups_14 | Cooling Tower Optimization | 1.147% | 0 | 3.9431 | Industrial_2037_SC D_MW_Before Competition Groups_Cooling Tower Optimization
Industrial | Ind ¦ Refiner Plate Improvements | 2037 | SC D | MW | Before Competition Groups | 3.4519 | 0 | 0 | 343.8615 | 0.010039 | 15 | Industrial_2037_SC D_MW_Before Competition Groups_15 | Refiner Plate Improvements | 1.004% | 0 | 3.4519 | Industrial_2037_SC D_MW_Before Competition Groups_Refiner Plate Improvements
Industrial | Ind ¦ Ventilation Optimization | 2037 | SC D | MW | Before Competition Groups | 3.2502 | 0 | 0 | 343.8615 | 0.0094522 | 16 | Industrial_2037_SC D_MW_Before Competition Groups_16 | Ventilation Optimization | 0.9452% | 0 | 3.2502 | Industrial_2037_SC D_MW_Before Competition Groups_Ventilation Optimization
Industrial | Ind ¦ HE Lighting | 2037 | SC D | MW | Before Competition Groups | 1.9049 | 0 | 0 | 343.8615 | 0.0055398 | 17 | Industrial_2037_SC D_MW_Before Competition Groups_17 | HE Lighting | 0.554% | 0 | 1.9049 | Industrial_2037_SC D_MW_Before Competition Groups_HE Lighting
Industrial | Ind ¦ VAV Conversion Project | 2037 | SC D | MW | Before Competition Groups | 1.4782 | 0 | 0 | 343.8615 | 0.0042988 | 18 | Industrial_2037_SC D_MW_Before Competition Groups_18 | VAV Conversion Project | 0.4299% | 0 | 1.4782 | Industrial_2037_SC D_MW_Before Competition Groups_VAV Conversion Project
Industrial | Ind ¦ Process Heat Recovery | 2037 | SC D | MW | Before Competition Groups | 1.3509 | 0 | 0 | 343.8615 | 0.0039288 | 19 | Industrial_2037_SC D_MW_Before Competition Groups_19 | Process Heat Recovery | 0.3929% | 0 | 1.3509 | Industrial_2037_SC D_MW_Before Competition Groups_Process Heat Recovery
Industrial | Ind ¦ Process Improvements | 2037 | SC D | MW | Before Competition Groups | 1.2194 | 0 | 0 | 343.8615 | 0.0035462 | 20 | Industrial_2037_SC D_MW_Before Competition Groups_20 | Process Improvements | 0.3546% | 0 | 1.2194 | Industrial_2037_SC D_MW_Before Competition Groups_Process Improvements
Industrial | Ind ¦ Improved Controls - Process Heating | 2037 | SC D | MW | Before Competition Groups | 0.79377 | 0 | 0 | 343.8615 | 0.0023084 | 21 | Industrial_2037_SC D_MW_Before Competition Groups_21 | Improved Controls - Process Heating | 0.2308% | 0 | 0.79377 | Industrial_2037_SC D_MW_Before Competition Groups_Improved Controls - Process Heating
Industrial | Ind ¦ High Efficiency Battery Charger | 2037 | SC D | MW | Before Competition Groups | 0.79014 | 0 | 0 | 343.8615 | 0.0022979 | 22 | Industrial_2037_SC D_MW_Before Competition Groups_22 | High Efficiency Battery Charger | 0.2298% | 0 | 0.79014 | Industrial_2037_SC D_MW_Before Competition Groups_High Efficiency Battery Charger
Industrial | Ind ¦ Engine Block Heater Timer | 2037 | SC D | MW | Before Competition Groups | 0.49361 | 0 | 0 | 343.8615 | 0.0014355 | 23 | Industrial_2037_SC D_MW_Before Competition Groups_23 | Engine Block Heater Timer | 0.1436% | 0 | 0.49361 | Industrial_2037_SC D_MW_Before Competition Groups_Engine Block Heater Timer
Industrial | Ind ¦ Refrigeration Compressor VFD | 2037 | SC D | MW | Before Competition Groups | 0.47332 | 0 | 0 | 343.8615 | 0.0013765 | 24 | Industrial_2037_SC D_MW_Before Competition Groups_24 | Refrigeration Compressor VFD | 0.1376% | 0 | 0.47332 | Industrial_2037_SC D_MW_Before Competition Groups_Refrigeration Compressor VFD
Industrial | Ind ¦ Pulp and Paper Process Improvements | 2037 | SC D | MW | Before Competition Groups | 0.46781 | 0 | 0 | 343.8615 | 0.0013605 | 25 | Industrial_2037_SC D_MW_Before Competition Groups_25 | Pulp and Paper Process Improvements | 0.136% | 0 | 0.46781 | Industrial_2037_SC D_MW_Before Competition Groups_Pulp and Paper Process Improvements
Industrial | Ind ¦ Efficient Irrigation | 2037 | SC D | MW | Before Competition Groups | 0.30477 | 0 | 0 | 343.8615 | 0.00088632 | 26 | Industrial_2037_SC D_MW_Before Competition Groups_26 | Efficient Irrigation | 0.08863% | 0 | 0.30477 | Industrial_2037_SC D_MW_Before Competition Groups_Efficient Irrigation
Industrial | Ind ¦ Free Cooling | 2037 | SC D | MW | Before Competition Groups | 0.27958 | 0 | 0 | 343.8615 | 0.00081307 | 27 | Industrial_2037_SC D_MW_Before Competition Groups_27 | Free Cooling | 0.08131% | 0 | 0.27958 | Industrial_2037_SC D_MW_Before Competition Groups_Free Cooling
Industrial | Ind ¦ Air Compressor Heat Recovery | 2037 | SC D | MW | Before Competition Groups | 0.21413 | 0 | 0 | 343.8615 | 0.00062272 | 28 | Industrial_2037_SC D_MW_Before Competition Groups_28 | Air Compressor Heat Recovery | 0.06227% | 0 | 0.21413 | Industrial_2037_SC D_MW_Before Competition Groups_Air Compressor Heat Recovery
Industrial | Ind ¦ Dairy Pre-Cooler | 2037 | SC D | MW | Before Competition Groups | 0.12684 | 0 | 0 | 343.8615 | 0.00036887 | 29 | Industrial_2037_SC D_MW_Before Competition Groups_29 | Dairy Pre-Cooler | 0.03689% | 0 | 0.12684 | Industrial_2037_SC D_MW_Before Competition Groups_Dairy Pre-Cooler
Industrial | Ind ¦ Efficient Refrigeration Compressor | 2037 | SC D | MW | Before Competition Groups | 0.1023 | 0 | 0 | 343.8615 | 0.00029749 | 30 | Industrial_2037_SC D_MW_Before Competition Groups_30 | Efficient Refrigeration Compressor | 0.02975% | 0 | 0.1023 | Industrial_2037_SC D_MW_Before Competition Groups_Efficient Refrigeration Compressor
Industrial | Ind ¦ Heat Lamps/Heat Pad | 2037 | SC D | MW | Before Competition Groups | 0.030746 | 0 | 0 | 343.8615 | 8.9415e-05 | 31 | Industrial_2037_SC D_MW_Before Competition Groups_31 | Heat Lamps/Heat Pad | 0.008942% | 0 | 0.030746 | Industrial_2037_SC D_MW_Before Competition Groups_Heat Lamps/Heat Pad
Industrial | Ind ¦ Pump System Optimization | 2037 | Technical | MW | Before Competition Groups | 103.0874 | 0 | 0 | 763.3395 | 0.13505 | 1 | Industrial_2037_Technical_MW_Before Competition Groups_1 | Pump System Optimization | 13.5% | 0 | 103.0874 | Industrial_2037_Technical_MW_Before Competition Groups_Pump System Optimization
Industrial | Ind ¦ HE Lighting | 2037 | Technical | MW | Before Competition Groups | 94.9882 | 0 | 0 | 763.3395 | 0.12444 | 2 | Industrial_2037_Technical_MW_Before Competition Groups_2 | HE Lighting | 12.44% | 0 | 94.9882 | Industrial_2037_Technical_MW_Before Competition Groups_HE Lighting
Industrial | Ind ¦ Air Leak Survey and Repair | 2037 | Technical | MW | Before Competition Groups | 74.4263 | 0 | 0 | 763.3395 | 0.097501 | 3 | Industrial_2037_Technical_MW_Before Competition Groups_3 | Air Leak Survey and Repair | 9.75% | 0 | 74.4263 | Industrial_2037_Technical_MW_Before Competition Groups_Air Leak Survey and Repair
Industrial | Ind ¦ Air Compressor Optimization | 2037 | Technical | MW | Before Competition Groups | 60.5883 | 0 | 0 | 763.3395 | 0.079373 | 4 | Industrial_2037_Technical_MW_Before Competition Groups_4 | Air Compressor Optimization | 7.937% | 0 | 60.5883 | Industrial_2037_Technical_MW_Before Competition Groups_Air Compressor Optimization
Industrial | Ind ¦ Efficient Compressed Air Nozzles | 2037 | Technical | MW | Before Competition Groups | 58.7569 | 0 | 0 | 763.3395 | 0.076974 | 5 | Industrial_2037_Technical_MW_Before Competition Groups_5 | Efficient Compressed Air Nozzles | 7.697% | 0 | 58.7569 | Industrial_2037_Technical_MW_Before Competition Groups_Efficient Compressed Air Nozzles
Industrial | Ind ¦ Recommissioning | 2037 | Technical | MW | Before Competition Groups | 51.6071 | 0 | 0 | 763.3395 | 0.067607 | 6 | Industrial_2037_Technical_MW_Before Competition Groups_6 | Recommissioning | 6.761% | 0 | 51.6071 | Industrial_2037_Technical_MW_Before Competition Groups_Recommissioning
Industrial | Ind ¦ SEM | 2037 | Technical | MW | Before Competition Groups | 51.6071 | 0 | 0 | 763.3395 | 0.067607 | 7 | Industrial_2037_Technical_MW_Before Competition Groups_7 | SEM | 6.761% | 0 | 51.6071 | Industrial_2037_Technical_MW_Before Competition Groups_SEM
Industrial | Ind ¦ Pump Equipment Upgrade | 2037 | Technical | MW | Before Competition Groups | 45.3161 | 0 | 0 | 763.3395 | 0.059366 | 8 | Industrial_2037_Technical_MW_Before Competition Groups_8 | Pump Equipment Upgrade | 5.937% | 0 | 45.3161 | Industrial_2037_Technical_MW_Before Competition Groups_Pump Equipment Upgrade
Industrial | Ind ¦ High Efficiency HVAC Fans | 2037 | Technical | MW | Before Competition Groups | 28.7391 | 0 | 0 | 763.3395 | 0.037649 | 9 | Industrial_2037_Technical_MW_Before Competition Groups_9 | High Efficiency HVAC Fans | 3.765% | 0 | 28.7391 | Industrial_2037_Technical_MW_Before Competition Groups_High Efficiency HVAC Fans
Industrial | Ind ¦ Greenhouse Grow Lights | 2037 | Technical | MW | Before Competition Groups | 22.7721 | 0 | 0 | 763.3395 | 0.029832 | 10 | Industrial_2037_Technical_MW_Before Competition Groups_10 | Greenhouse Grow Lights | 2.983% | 0 | 22.7721 | Industrial_2037_Technical_MW_Before Competition Groups_Greenhouse Grow Lights
Industrial | Ind ¦ Premium Efficient Motors | 2037 | Technical | MW | Before Competition Groups | 21.7274 | 0 | 0 | 763.3395 | 0.028464 | 11 | Industrial_2037_Technical_MW_Before Competition Groups_11 | Premium Efficient Motors | 2.846% | 0 | 21.7274 | Industrial_2037_Technical_MW_Before Competition Groups_Premium Efficient Motors
Industrial | Ind ¦ Process Optimization (Elec) | 2037 | Technical | MW | Before Competition Groups | 20.8104 | 0 | 0 | 763.3395 | 0.027262 | 12 | Industrial_2037_Technical_MW_Before Competition Groups_12 | Process Optimization (Elec) | 2.726% | 0 | 20.8104 | Industrial_2037_Technical_MW_Before Competition Groups_Process Optimization (Elec)
Industrial | Ind ¦ Fan System Optimization | 2037 | Technical | MW | Before Competition Groups | 20.1349 | 0 | 0 | 763.3395 | 0.026377 | 13 | Industrial_2037_Technical_MW_Before Competition Groups_13 | Fan System Optimization | 2.638% | 0 | 20.1349 | Industrial_2037_Technical_MW_Before Competition Groups_Fan System Optimization
Industrial | Ind ¦ Improved Controls - Process Cooling | 2037 | Technical | MW | Before Competition Groups | 13.3117 | 0 | 0 | 763.3395 | 0.017439 | 14 | Industrial_2037_Technical_MW_Before Competition Groups_14 | Improved Controls - Process Cooling | 1.744% | 0 | 13.3117 | Industrial_2037_Technical_MW_Before Competition Groups_Improved Controls - Process Cooling
Industrial | Ind ¦ Ventilation Optimization | 2037 | Technical | MW | Before Competition Groups | 10.9112 | 0 | 0 | 763.3395 | 0.014294 | 15 | Industrial_2037_Technical_MW_Before Competition Groups_15 | Ventilation Optimization | 1.429% | 0 | 10.9112 | Industrial_2037_Technical_MW_Before Competition Groups_Ventilation Optimization
Industrial | Ind ¦ Material Handling Improvements | 2037 | Technical | MW | Before Competition Groups | 8.5976 | 0 | 0 | 763.3395 | 0.011263 | 16 | Industrial_2037_Technical_MW_Before Competition Groups_16 | Material Handling Improvements | 1.126% | 0 | 8.5976 | Industrial_2037_Technical_MW_Before Competition Groups_Material Handling Improvements
Industrial | Ind ¦ HE HVAC Controls | 2037 | Technical | MW | Before Competition Groups | 8.5732 | 0 | 0 | 763.3395 | 0.011231 | 17 | Industrial_2037_Technical_MW_Before Competition Groups_17 | HE HVAC Controls | 1.123% | 0 | 8.5732 | Industrial_2037_Technical_MW_Before Competition Groups_HE HVAC Controls
Industrial | Ind ¦ Pulp and Paper Process Improvements | 2037 | Technical | MW | Before Competition Groups | 7.9526 | 0 | 0 | 763.3395 | 0.010418 | 18 | Industrial_2037_Technical_MW_Before Competition Groups_18 | Pulp and Paper Process Improvements | 1.042% | 0 | 7.9526 | Industrial_2037_Technical_MW_Before Competition Groups_Pulp and Paper Process Improvements
Industrial | Ind ¦ Refiner Plate Improvements | 2037 | Technical | MW | Before Competition Groups | 7.2368 | 0 | 0 | 763.3395 | 0.0094804 | 19 | Industrial_2037_Technical_MW_Before Competition Groups_19 | Refiner Plate Improvements | 0.948% | 0 | 7.2368 | Industrial_2037_Technical_MW_Before Competition Groups_Refiner Plate Improvements
Industrial | Ind ¦ HVLS Fans | 2037 | Technical | MW | Before Competition Groups | 6.924 | 0 | 0 | 763.3395 | 0.0090706 | 20 | Industrial_2037_Technical_MW_Before Competition Groups_20 | HVLS Fans | 0.9071% | 0 | 6.924 | Industrial_2037_Technical_MW_Before Competition Groups_HVLS Fans
Industrial | Ind ¦ HE HVAC Units | 2037 | Technical | MW | Before Competition Groups | 6.0304 | 0 | 0 | 763.3395 | 0.0079001 | 21 | Industrial_2037_Technical_MW_Before Competition Groups_21 | HE HVAC Units | 0.79% | 0 | 6.0304 | Industrial_2037_Technical_MW_Before Competition Groups_HE HVAC Units
Industrial | Ind ¦ Chiller Optimization | 2037 | Technical | MW | Before Competition Groups | 5.1805 | 0 | 0 | 763.3395 | 0.0067867 | 22 | Industrial_2037_Technical_MW_Before Competition Groups_22 | Chiller Optimization | 0.6787% | 0 | 5.1805 | Industrial_2037_Technical_MW_Before Competition Groups_Chiller Optimization
Industrial | Ind ¦ Cooling Tower Optimization | 2037 | Technical | MW | Before Competition Groups | 4.0805 | 0 | 0 | 763.3395 | 0.0053456 | 23 | Industrial_2037_Technical_MW_Before Competition Groups_23 | Cooling Tower Optimization | 0.5346% | 0 | 4.0805 | Industrial_2037_Technical_MW_Before Competition Groups_Cooling Tower Optimization
Industrial | Ind ¦ Free Cooling | 2037 | Technical | MW | Before Competition Groups | 3.4717 | 0 | 0 | 763.3395 | 0.004548 | 24 | Industrial_2037_Technical_MW_Before Competition Groups_24 | Free Cooling | 0.4548% | 0 | 3.4717 | Industrial_2037_Technical_MW_Before Competition Groups_Free Cooling
Industrial | Ind ¦ High Efficiency Battery Charger | 2037 | Technical | MW | Before Competition Groups | 2.9855 | 0 | 0 | 763.3395 | 0.0039112 | 25 | Industrial_2037_Technical_MW_Before Competition Groups_25 | High Efficiency Battery Charger | 0.3911% | 0 | 2.9855 | Industrial_2037_Technical_MW_Before Competition Groups_High Efficiency Battery Charger
Industrial | Ind ¦ Cold Storage Retrofit | 2037 | Technical | MW | Before Competition Groups | 2.8418 | 0 | 0 | 763.3395 | 0.0037228 | 26 | Industrial_2037_Technical_MW_Before Competition Groups_26 | Cold Storage Retrofit | 0.3723% | 0 | 2.8418 | Industrial_2037_Technical_MW_Before Competition Groups_Cold Storage Retrofit
Industrial | Ind ¦ VAV Conversion Project | 2037 | Technical | MW | Before Competition Groups | 2.8246 | 0 | 0 | 763.3395 | 0.0037004 | 27 | Industrial_2037_Technical_MW_Before Competition Groups_27 | VAV Conversion Project | 0.37% | 0 | 2.8246 | Industrial_2037_Technical_MW_Before Competition Groups_VAV Conversion Project
Industrial | Ind ¦ Process Heat Recovery | 2037 | Technical | MW | Before Competition Groups | 2.7063 | 0 | 0 | 763.3395 | 0.0035454 | 28 | Industrial_2037_Technical_MW_Before Competition Groups_28 | Process Heat Recovery | 0.3545% | 0 | 2.7063 | Industrial_2037_Technical_MW_Before Competition Groups_Process Heat Recovery
Industrial | Ind ¦ Synchronous Belts | 2037 | Technical | MW | Before Competition Groups | 2.5954 | 0 | 0 | 763.3395 | 0.0034 | 29 | Industrial_2037_Technical_MW_Before Competition Groups_29 | Synchronous Belts | 0.34% | 0 | 2.5954 | Industrial_2037_Technical_MW_Before Competition Groups_Synchronous Belts
Industrial | Ind ¦ Efficient Irrigation | 2037 | Technical | MW | Before Competition Groups | 2.3955 | 0 | 0 | 763.3395 | 0.0031382 | 30 | Industrial_2037_Technical_MW_Before Competition Groups_30 | Efficient Irrigation | 0.3138% | 0 | 2.3955 | Industrial_2037_Technical_MW_Before Competition Groups_Efficient Irrigation
Industrial | Ind ¦ Process Improvements | 2037 | Technical | MW | Before Competition Groups | 2.1175 | 0 | 0 | 763.3395 | 0.002774 | 31 | Industrial_2037_Technical_MW_Before Competition Groups_31 | Process Improvements | 0.2774% | 0 | 2.1175 | Industrial_2037_Technical_MW_Before Competition Groups_Process Improvements
Industrial | Ind ¦ Refrigeration Compressor VFD | 2037 | Technical | MW | Before Competition Groups | 1.6141 | 0 | 0 | 763.3395 | 0.0021145 | 32 | Industrial_2037_Technical_MW_Before Competition Groups_32 | Refrigeration Compressor VFD | 0.2115% | 0 | 1.6141 | Industrial_2037_Technical_MW_Before Competition Groups_Refrigeration Compressor VFD
Industrial | Ind ¦ Efficient Transformer | 2037 | Technical | MW | Before Competition Groups | 1.4978 | 0 | 0 | 763.3395 | 0.0019622 | 33 | Industrial_2037_Technical_MW_Before Competition Groups_33 | Efficient Transformer | 0.1962% | 0 | 1.4978 | Industrial_2037_Technical_MW_Before Competition Groups_Efficient Transformer
Industrial | Ind ¦ Improved Controls - Process Heating | 2037 | Technical | MW | Before Competition Groups | 1.3036 | 0 | 0 | 763.3395 | 0.0017078 | 34 | Industrial_2037_Technical_MW_Before Competition Groups_34 | Improved Controls - Process Heating | 0.1708% | 0 | 1.3036 | Industrial_2037_Technical_MW_Before Competition Groups_Improved Controls - Process Heating
Industrial | Ind ¦ High Efficiency Welders | 2037 | Technical | MW | Before Competition Groups | 1.1974 | 0 | 0 | 763.3395 | 0.0015687 | 35 | Industrial_2037_Technical_MW_Before Competition Groups_35 | High Efficiency Welders | 0.1569% | 0 | 1.1974 | Industrial_2037_Technical_MW_Before Competition Groups_High Efficiency Welders
Industrial | Ind ¦ Engine Block Heater Timer | 2037 | Technical | MW | Before Competition Groups | 0.81239 | 0 | 0 | 763.3395 | 0.0010643 | 36 | Industrial_2037_Technical_MW_Before Competition Groups_36 | Engine Block Heater Timer | 0.1064% | 0 | 0.81239 | Industrial_2037_Technical_MW_Before Competition Groups_Engine Block Heater Timer
Industrial | Ind ¦ Dairy Pre-Cooler | 2037 | Technical | MW | Before Competition Groups | 0.6442 | 0 | 0 | 763.3395 | 0.00084392 | 37 | Industrial_2037_Technical_MW_Before Competition Groups_37 | Dairy Pre-Cooler | 0.08439% | 0 | 0.6442 | Industrial_2037_Technical_MW_Before Competition Groups_Dairy Pre-Cooler
Industrial | Ind ¦ Air Compressor Heat Recovery | 2037 | Technical | MW | Before Competition Groups | 0.3419 | 0 | 0 | 763.3395 | 0.0004479 | 38 | Industrial_2037_Technical_MW_Before Competition Groups_38 | Air Compressor Heat Recovery | 0.04479% | 0 | 0.3419 | Industrial_2037_Technical_MW_Before Competition Groups_Air Compressor Heat Recovery
Industrial | Ind ¦ Optimize Compressed Air Dryer | 2037 | Technical | MW | Before Competition Groups | 0.25535 | 0 | 0 | 763.3395 | 0.00033452 | 39 | Industrial_2037_Technical_MW_Before Competition Groups_39 | Optimize Compressed Air Dryer | 0.03345% | 0 | 0.25535 | Industrial_2037_Technical_MW_Before Competition Groups_Optimize Compressed Air Dryer
Industrial | Ind ¦ Heat Lamps/Heat Pad | 2037 | Technical | MW | Before Competition Groups | 0.13766 | 0 | 0 | 763.3395 | 0.00018034 | 40 | Industrial_2037_Technical_MW_Before Competition Groups_40 | Heat Lamps/Heat Pad | 0.01803% | 0 | 0.13766 | Industrial_2037_Technical_MW_Before Competition Groups_Heat Lamps/Heat Pad
Industrial | Ind ¦ Efficient Refrigeration Compressor | 2037 | Technical | MW | Before Competition Groups | 0.13201 | 0 | 0 | 763.3395 | 0.00017294 | 41 | Industrial_2037_Technical_MW_Before Competition Groups_41 | Efficient Refrigeration Compressor | 0.01729% | 0 | 0.13201 | Industrial_2037_Technical_MW_Before Competition Groups_Efficient Refrigeration Compressor
Industrial | Ind ¦ Creep Heat Controller | 2037 | Technical | MW | Before Competition Groups | 0.10473 | 0 | 0 | 763.3395 | 0.0001372 | 42 | Industrial_2037_Technical_MW_Before Competition Groups_42 | Creep Heat Controller | 0.01372% | 0 | 0.10473 | Industrial_2037_Technical_MW_Before Competition Groups_Creep Heat Controller
Industrial | Ind ¦ Pump System Optimization | 2038 | Economic | MW | Before Competition Groups | 101.1947 | 0 | 0 | 702.1853 | 0.14411 | 1 | Industrial_2038_Economic_MW_Before Competition Groups_1 | Pump System Optimization | 14.41% | 0 | 101.1947 | Industrial_2038_Economic_MW_Before Competition Groups_Pump System Optimization
Industrial | Ind ¦ HE Lighting | 2038 | Economic | MW | Before Competition Groups | 96.0491 | 0 | 0 | 702.1853 | 0.13679 | 2 | Industrial_2038_Economic_MW_Before Competition Groups_2 | HE Lighting | 13.68% | 0 | 96.0491 | Industrial_2038_Economic_MW_Before Competition Groups_HE Lighting
Industrial | Ind ¦ Air Leak Survey and Repair | 2038 | Economic | MW | Before Competition Groups | 74.3927 | 0 | 0 | 702.1853 | 0.10594 | 3 | Industrial_2038_Economic_MW_Before Competition Groups_3 | Air Leak Survey and Repair | 10.59% | 0 | 74.3927 | Industrial_2038_Economic_MW_Before Competition Groups_Air Leak Survey and Repair
Industrial | Ind ¦ Air Compressor Optimization | 2038 | Economic | MW | Before Competition Groups | 61.2516 | 0 | 0 | 702.1853 | 0.08723 | 4 | Industrial_2038_Economic_MW_Before Competition Groups_4 | Air Compressor Optimization | 8.723% | 0 | 61.2516 | Industrial_2038_Economic_MW_Before Competition Groups_Air Compressor Optimization
Industrial | Ind ¦ Efficient Compressed Air Nozzles | 2038 | Economic | MW | Before Competition Groups | 59.2306 | 0 | 0 | 702.1853 | 0.084352 | 5 | Industrial_2038_Economic_MW_Before Competition Groups_5 | Efficient Compressed Air Nozzles | 8.435% | 0 | 59.2306 | Industrial_2038_Economic_MW_Before Competition Groups_Efficient Compressed Air Nozzles
Industrial | Ind ¦ Recommissioning | 2038 | Economic | MW | Before Competition Groups | 51.5721 | 0 | 0 | 702.1853 | 0.073445 | 6 | Industrial_2038_Economic_MW_Before Competition Groups_6 | Recommissioning | 7.345% | 0 | 51.5721 | Industrial_2038_Economic_MW_Before Competition Groups_Recommissioning
Industrial | Ind ¦ SEM | 2038 | Economic | MW | Before Competition Groups | 51.5721 | 0 | 0 | 702.1853 | 0.073445 | 7 | Industrial_2038_Economic_MW_Before Competition Groups_7 | SEM | 7.345% | 0 | 51.5721 | Industrial_2038_Economic_MW_Before Competition Groups_SEM
Industrial | Ind ¦ Pump Equipment Upgrade | 2038 | Economic | MW | Before Competition Groups | 45.8476 | 0 | 0 | 702.1853 | 0.065293 | 8 | Industrial_2038_Economic_MW_Before Competition Groups_8 | Pump Equipment Upgrade | 6.529% | 0 | 45.8476 | Industrial_2038_Economic_MW_Before Competition Groups_Pump Equipment Upgrade
Industrial | Ind ¦ High Efficiency HVAC Fans | 2038 | Economic | MW | Before Competition Groups | 29.0575 | 0 | 0 | 702.1853 | 0.041381 | 9 | Industrial_2038_Economic_MW_Before Competition Groups_9 | High Efficiency HVAC Fans | 4.138% | 0 | 29.0575 | Industrial_2038_Economic_MW_Before Competition Groups_High Efficiency HVAC Fans
Industrial | Ind ¦ Greenhouse Grow Lights | 2038 | Economic | MW | Before Competition Groups | 22.9532 | 0 | 0 | 702.1853 | 0.032688 | 10 | Industrial_2038_Economic_MW_Before Competition Groups_10 | Greenhouse Grow Lights | 3.269% | 0 | 22.9532 | Industrial_2038_Economic_MW_Before Competition Groups_Greenhouse Grow Lights
Industrial | Ind ¦ Process Optimization (Elec) | 2038 | Economic | MW | Before Competition Groups | 20.7899 | 0 | 0 | 702.1853 | 0.029607 | 11 | Industrial_2038_Economic_MW_Before Competition Groups_11 | Process Optimization (Elec) | 2.961% | 0 | 20.7899 | Industrial_2038_Economic_MW_Before Competition Groups_Process Optimization (Elec)
Industrial | Ind ¦ Fan System Optimization | 2038 | Economic | MW | Before Competition Groups | 20.2391 | 0 | 0 | 702.1853 | 0.028823 | 12 | Industrial_2038_Economic_MW_Before Competition Groups_12 | Fan System Optimization | 2.882% | 0 | 20.2391 | Industrial_2038_Economic_MW_Before Competition Groups_Fan System Optimization
Industrial | Ind ¦ Improved Controls - Process Cooling | 2038 | Economic | MW | Before Competition Groups | 13.304 | 0 | 0 | 702.1853 | 0.018947 | 13 | Industrial_2038_Economic_MW_Before Competition Groups_13 | Improved Controls - Process Cooling | 1.895% | 0 | 13.304 | Industrial_2038_Economic_MW_Before Competition Groups_Improved Controls - Process Cooling
Industrial | Ind ¦ Material Handling Improvements | 2038 | Economic | MW | Before Competition Groups | 8.67 | 0 | 0 | 702.1853 | 0.012347 | 14 | Industrial_2038_Economic_MW_Before Competition Groups_14 | Material Handling Improvements | 1.235% | 0 | 8.67 | Industrial_2038_Economic_MW_Before Competition Groups_Material Handling Improvements
Industrial | Ind ¦ Pulp and Paper Process Improvements | 2038 | Economic | MW | Before Competition Groups | 7.9584 | 0 | 0 | 702.1853 | 0.011334 | 15 | Industrial_2038_Economic_MW_Before Competition Groups_15 | Pulp and Paper Process Improvements | 1.133% | 0 | 7.9584 | Industrial_2038_Economic_MW_Before Competition Groups_Pulp and Paper Process Improvements
Industrial | Ind ¦ Refiner Plate Improvements | 2038 | Economic | MW | Before Competition Groups | 7.3446 | 0 | 0 | 702.1853 | 0.01046 | 16 | Industrial_2038_Economic_MW_Before Competition Groups_16 | Refiner Plate Improvements | 1.046% | 0 | 7.3446 | Industrial_2038_Economic_MW_Before Competition Groups_Refiner Plate Improvements
Industrial | Ind ¦ Ventilation Optimization | 2038 | Economic | MW | Before Competition Groups | 5.2447 | 0 | 0 | 702.1853 | 0.0074691 | 17 | Industrial_2038_Economic_MW_Before Competition Groups_17 | Ventilation Optimization | 0.7469% | 0 | 5.2447 | Industrial_2038_Economic_MW_Before Competition Groups_Ventilation Optimization
Industrial | Ind ¦ Cooling Tower Optimization | 2038 | Economic | MW | Before Competition Groups | 4.0775 | 0 | 0 | 702.1853 | 0.0058069 | 18 | Industrial_2038_Economic_MW_Before Competition Groups_18 | Cooling Tower Optimization | 0.5807% | 0 | 4.0775 | Industrial_2038_Economic_MW_Before Competition Groups_Cooling Tower Optimization
Industrial | Ind ¦ Free Cooling | 2038 | Economic | MW | Before Competition Groups | 3.4709 | 0 | 0 | 702.1853 | 0.004943 | 19 | Industrial_2038_Economic_MW_Before Competition Groups_19 | Free Cooling | 0.4943% | 0 | 3.4709 | Industrial_2038_Economic_MW_Before Competition Groups_Free Cooling
Industrial | Ind ¦ High Efficiency Battery Charger | 2038 | Economic | MW | Before Competition Groups | 3.0229 | 0 | 0 | 702.1853 | 0.004305 | 20 | Industrial_2038_Economic_MW_Before Competition Groups_20 | High Efficiency Battery Charger | 0.4305% | 0 | 3.0229 | Industrial_2038_Economic_MW_Before Competition Groups_High Efficiency Battery Charger
Industrial | Ind ¦ VAV Conversion Project | 2038 | Economic | MW | Before Competition Groups | 2.8211 | 0 | 0 | 702.1853 | 0.0040177 | 21 | Industrial_2038_Economic_MW_Before Competition Groups_21 | VAV Conversion Project | 0.4018% | 0 | 2.8211 | Industrial_2038_Economic_MW_Before Competition Groups_VAV Conversion Project
Industrial | Ind ¦ Process Heat Recovery | 2038 | Economic | MW | Before Competition Groups | 2.7047 | 0 | 0 | 702.1853 | 0.0038519 | 22 | Industrial_2038_Economic_MW_Before Competition Groups_22 | Process Heat Recovery | 0.3852% | 0 | 2.7047 | Industrial_2038_Economic_MW_Before Competition Groups_Process Heat Recovery
Industrial | Ind ¦ Efficient Irrigation | 2038 | Economic | MW | Before Competition Groups | 2.4177 | 0 | 0 | 702.1853 | 0.0034432 | 23 | Industrial_2038_Economic_MW_Before Competition Groups_23 | Efficient Irrigation | 0.3443% | 0 | 2.4177 | Industrial_2038_Economic_MW_Before Competition Groups_Efficient Irrigation
Industrial | Ind ¦ Process Improvements | 2038 | Economic | MW | Before Competition Groups | 2.1165 | 0 | 0 | 702.1853 | 0.0030142 | 24 | Industrial_2038_Economic_MW_Before Competition Groups_24 | Process Improvements | 0.3014% | 0 | 2.1165 | Industrial_2038_Economic_MW_Before Competition Groups_Process Improvements
Industrial | Ind ¦ Refrigeration Compressor VFD | 2038 | Economic | MW | Before Competition Groups | 1.6322 | 0 | 0 | 702.1853 | 0.0023244 | 25 | Industrial_2038_Economic_MW_Before Competition Groups_25 | Refrigeration Compressor VFD | 0.2324% | 0 | 1.6322 | Industrial_2038_Economic_MW_Before Competition Groups_Refrigeration Compressor VFD
Industrial | Ind ¦ Improved Controls - Process Heating | 2038 | Economic | MW | Before Competition Groups | 1.3031 | 0 | 0 | 702.1853 | 0.0018558 | 26 | Industrial_2038_Economic_MW_Before Competition Groups_26 | Improved Controls - Process Heating | 0.1856% | 0 | 1.3031 | Industrial_2038_Economic_MW_Before Competition Groups_Improved Controls - Process Heating
Industrial | Ind ¦ Engine Block Heater Timer | 2038 | Economic | MW | Before Competition Groups | 0.81208 | 0 | 0 | 702.1853 | 0.0011565 | 27 | Industrial_2038_Economic_MW_Before Competition Groups_27 | Engine Block Heater Timer | 0.1157% | 0 | 0.81208 | Industrial_2038_Economic_MW_Before Competition Groups_Engine Block Heater Timer
Industrial | Ind ¦ Dairy Pre-Cooler | 2038 | Economic | MW | Before Competition Groups | 0.6484 | 0 | 0 | 702.1853 | 0.00092341 | 28 | Industrial_2038_Economic_MW_Before Competition Groups_28 | Dairy Pre-Cooler | 0.09234% | 0 | 0.6484 | Industrial_2038_Economic_MW_Before Competition Groups_Dairy Pre-Cooler
Industrial | Ind ¦ Air Compressor Heat Recovery | 2038 | Economic | MW | Before Competition Groups | 0.34145 | 0 | 0 | 702.1853 | 0.00048627 | 29 | Industrial_2038_Economic_MW_Before Competition Groups_29 | Air Compressor Heat Recovery | 0.04863% | 0 | 0.34145 | Industrial_2038_Economic_MW_Before Competition Groups_Air Compressor Heat Recovery
Industrial | Ind ¦ Efficient Refrigeration Compressor | 2038 | Economic | MW | Before Competition Groups | 0.13314 | 0 | 0 | 702.1853 | 0.00018961 | 30 | Industrial_2038_Economic_MW_Before Competition Groups_30 | Efficient Refrigeration Compressor | 0.01896% | 0 | 0.13314 | Industrial_2038_Economic_MW_Before Competition Groups_Efficient Refrigeration Compressor
Industrial | Ind ¦ Heat Lamps/Heat Pad | 2038 | Economic | MW | Before Competition Groups | 0.01162 | 0 | 0 | 702.1853 | 1.6548e-05 | 31 | Industrial_2038_Economic_MW_Before Competition Groups_31 | Heat Lamps/Heat Pad | 0.001655% | 0 | 0.01162 | Industrial_2038_Economic_MW_Before Competition Groups_Heat Lamps/Heat Pad
Industrial | Ind ¦ Pump System Optimization | 2038 | SC A | MW | Before Competition Groups | 54.9297 | 0 | 0 | 377.0994 | 0.14566 | 1 | Industrial_2038_SC A_MW_Before Competition Groups_1 | Pump System Optimization | 14.57% | 0 | 54.9297 | Industrial_2038_SC A_MW_Before Competition Groups_Pump System Optimization
Industrial | Ind ¦ Air Compressor Optimization | 2038 | SC A | MW | Before Competition Groups | 52.4714 | 0 | 0 | 377.0994 | 0.13914 | 2 | Industrial_2038_SC A_MW_Before Competition Groups_2 | Air Compressor Optimization | 13.91% | 0 | 52.4714 | Industrial_2038_SC A_MW_Before Competition Groups_Air Compressor Optimization
Industrial | Ind ¦ Air Leak Survey and Repair | 2038 | SC A | MW | Before Competition Groups | 51.1449 | 0 | 0 | 377.0994 | 0.13563 | 3 | Industrial_2038_SC A_MW_Before Competition Groups_3 | Air Leak Survey and Repair | 13.56% | 0 | 51.1449 | Industrial_2038_SC A_MW_Before Competition Groups_Air Leak Survey and Repair
Industrial | Ind ¦ Recommissioning | 2038 | SC A | MW | Before Competition Groups | 36.2332 | 0 | 0 | 377.0994 | 0.096084 | 4 | Industrial_2038_SC A_MW_Before Competition Groups_4 | Recommissioning | 9.608% | 0 | 36.2332 | Industrial_2038_SC A_MW_Before Competition Groups_Recommissioning
Industrial | Ind ¦ SEM | 2038 | SC A | MW | Before Competition Groups | 36.2332 | 0 | 0 | 377.0994 | 0.096084 | 5 | Industrial_2038_SC A_MW_Before Competition Groups_5 | SEM | 9.608% | 0 | 36.2332 | Industrial_2038_SC A_MW_Before Competition Groups_SEM
Industrial | Ind ¦ Efficient Compressed Air Nozzles | 2038 | SC A | MW | Before Competition Groups | 31.9569 | 0 | 0 | 377.0994 | 0.084744 | 6 | Industrial_2038_SC A_MW_Before Competition Groups_6 | Efficient Compressed Air Nozzles | 8.474% | 0 | 31.9569 | Industrial_2038_SC A_MW_Before Competition Groups_Efficient Compressed Air Nozzles
Industrial | Ind ¦ Pump Equipment Upgrade | 2038 | SC A | MW | Before Competition Groups | 23.5234 | 0 | 0 | 377.0994 | 0.06238 | 7 | Industrial_2038_SC A_MW_Before Competition Groups_7 | Pump Equipment Upgrade | 6.238% | 0 | 23.5234 | Industrial_2038_SC A_MW_Before Competition Groups_Pump Equipment Upgrade
Industrial | Ind ¦ High Efficiency HVAC Fans | 2038 | SC A | MW | Before Competition Groups | 19.634 | 0 | 0 | 377.0994 | 0.052066 | 8 | Industrial_2038_SC A_MW_Before Competition Groups_8 | High Efficiency HVAC Fans | 5.207% | 0 | 19.634 | Industrial_2038_SC A_MW_Before Competition Groups_High Efficiency HVAC Fans
Industrial | Ind ¦ Fan System Optimization | 2038 | SC A | MW | Before Competition Groups | 17.7836 | 0 | 0 | 377.0994 | 0.047159 | 9 | Industrial_2038_SC A_MW_Before Competition Groups_9 | Fan System Optimization | 4.716% | 0 | 17.7836 | Industrial_2038_SC A_MW_Before Competition Groups_Fan System Optimization
Industrial | Ind ¦ Improved Controls - Process Cooling | 2038 | SC A | MW | Before Competition Groups | 9.8421 | 0 | 0 | 377.0994 | 0.0261 | 10 | Industrial_2038_SC A_MW_Before Competition Groups_10 | Improved Controls - Process Cooling | 2.61% | 0 | 9.8421 | Industrial_2038_SC A_MW_Before Competition Groups_Improved Controls - Process Cooling
Industrial | Ind ¦ Greenhouse Grow Lights | 2038 | SC A | MW | Before Competition Groups | 8.6211 | 0 | 0 | 377.0994 | 0.022862 | 11 | Industrial_2038_SC A_MW_Before Competition Groups_11 | Greenhouse Grow Lights | 2.286% | 0 | 8.6211 | Industrial_2038_SC A_MW_Before Competition Groups_Greenhouse Grow Lights
Industrial | Ind ¦ Process Optimization (Elec) | 2038 | SC A | MW | Before Competition Groups | 7.3437 | 0 | 0 | 377.0994 | 0.019474 | 12 | Industrial_2038_SC A_MW_Before Competition Groups_12 | Process Optimization (Elec) | 1.947% | 0 | 7.3437 | Industrial_2038_SC A_MW_Before Competition Groups_Process Optimization (Elec)
Industrial | Ind ¦ Material Handling Improvements | 2038 | SC A | MW | Before Competition Groups | 5.9038 | 0 | 0 | 377.0994 | 0.015656 | 13 | Industrial_2038_SC A_MW_Before Competition Groups_13 | Material Handling Improvements | 1.566% | 0 | 5.9038 | Industrial_2038_SC A_MW_Before Competition Groups_Material Handling Improvements
Industrial | Ind ¦ Refiner Plate Improvements | 2038 | SC A | MW | Before Competition Groups | 3.7154 | 0 | 0 | 377.0994 | 0.0098526 | 14 | Industrial_2038_SC A_MW_Before Competition Groups_14 | Refiner Plate Improvements | 0.9853% | 0 | 3.7154 | Industrial_2038_SC A_MW_Before Competition Groups_Refiner Plate Improvements
Industrial | Ind ¦ HE Lighting | 2038 | SC A | MW | Before Competition Groups | 3.6533 | 0 | 0 | 377.0994 | 0.009688 | 15 | Industrial_2038_SC A_MW_Before Competition Groups_15 | HE Lighting | 0.9688% | 0 | 3.6533 | Industrial_2038_SC A_MW_Before Competition Groups_HE Lighting
Industrial | Ind ¦ VAV Conversion Project | 2038 | SC A | MW | Before Competition Groups | 2.2024 | 0 | 0 | 377.0994 | 0.0058404 | 16 | Industrial_2038_SC A_MW_Before Competition Groups_16 | VAV Conversion Project | 0.584% | 0 | 2.2024 | Industrial_2038_SC A_MW_Before Competition Groups_VAV Conversion Project
Industrial | Ind ¦ Pulp and Paper Process Improvements | 2038 | SC A | MW | Before Competition Groups | 1.9483 | 0 | 0 | 377.0994 | 0.0051667 | 17 | Industrial_2038_SC A_MW_Before Competition Groups_17 | Pulp and Paper Process Improvements | 0.5167% | 0 | 1.9483 | Industrial_2038_SC A_MW_Before Competition Groups_Pulp and Paper Process Improvements
Industrial | Ind ¦ Process Heat Recovery | 2038 | SC A | MW | Before Competition Groups | 1.8569 | 0 | 0 | 377.0994 | 0.0049241 | 18 | Industrial_2038_SC A_MW_Before Competition Groups_18 | Process Heat Recovery | 0.4924% | 0 | 1.8569 | Industrial_2038_SC A_MW_Before Competition Groups_Process Heat Recovery
Industrial | Ind ¦ Ventilation Optimization | 2038 | SC A | MW | Before Competition Groups | 1.6256 | 0 | 0 | 377.0994 | 0.0043108 | 19 | Industrial_2038_SC A_MW_Before Competition Groups_19 | Ventilation Optimization | 0.4311% | 0 | 1.6256 | Industrial_2038_SC A_MW_Before Competition Groups_Ventilation Optimization
Industrial | Ind ¦ Process Improvements | 2038 | SC A | MW | Before Competition Groups | 1.3952 | 0 | 0 | 377.0994 | 0.0036998 | 20 | Industrial_2038_SC A_MW_Before Competition Groups_20 | Process Improvements | 0.37% | 0 | 1.3952 | Industrial_2038_SC A_MW_Before Competition Groups_Process Improvements
Industrial | Ind ¦ High Efficiency Battery Charger | 2038 | SC A | MW | Before Competition Groups | 1.2145 | 0 | 0 | 377.0994 | 0.0032207 | 21 | Industrial_2038_SC A_MW_Before Competition Groups_21 | High Efficiency Battery Charger | 0.3221% | 0 | 1.2145 | Industrial_2038_SC A_MW_Before Competition Groups_High Efficiency Battery Charger
Industrial | Ind ¦ Improved Controls - Process Heating | 2038 | SC A | MW | Before Competition Groups | 0.9216 | 0 | 0 | 377.0994 | 0.0024439 | 22 | Industrial_2038_SC A_MW_Before Competition Groups_22 | Improved Controls - Process Heating | 0.2444% | 0 | 0.9216 | Industrial_2038_SC A_MW_Before Competition Groups_Improved Controls - Process Heating
Industrial | Ind ¦ Cooling Tower Optimization | 2038 | SC A | MW | Before Competition Groups | 0.64556 | 0 | 0 | 377.0994 | 0.0017119 | 23 | Industrial_2038_SC A_MW_Before Competition Groups_23 | Cooling Tower Optimization | 0.1712% | 0 | 0.64556 | Industrial_2038_SC A_MW_Before Competition Groups_Cooling Tower Optimization
Industrial | Ind ¦ Refrigeration Compressor VFD | 2038 | SC A | MW | Before Competition Groups | 0.63777 | 0 | 0 | 377.0994 | 0.0016912 | 24 | Industrial_2038_SC A_MW_Before Competition Groups_24 | Refrigeration Compressor VFD | 0.1691% | 0 | 0.63777 | Industrial_2038_SC A_MW_Before Competition Groups_Refrigeration Compressor VFD
Industrial | Ind ¦ Engine Block Heater Timer | 2038 | SC A | MW | Before Competition Groups | 0.5459 | 0 | 0 | 377.0994 | 0.0014476 | 25 | Industrial_2038_SC A_MW_Before Competition Groups_25 | Engine Block Heater Timer | 0.1448% | 0 | 0.5459 | Industrial_2038_SC A_MW_Before Competition Groups_Engine Block Heater Timer
Industrial | Ind ¦ Efficient Irrigation | 2038 | SC A | MW | Before Competition Groups | 0.48658 | 0 | 0 | 377.0994 | 0.0012903 | 26 | Industrial_2038_SC A_MW_Before Competition Groups_26 | Efficient Irrigation | 0.129% | 0 | 0.48658 | Industrial_2038_SC A_MW_Before Competition Groups_Efficient Irrigation
Industrial | Ind ¦ Air Compressor Heat Recovery | 2038 | SC A | MW | Before Competition Groups | 0.24564 | 0 | 0 | 377.0994 | 0.00065139 | 27 | Industrial_2038_SC A_MW_Before Competition Groups_27 | Air Compressor Heat Recovery | 0.06514% | 0 | 0.24564 | Industrial_2038_SC A_MW_Before Competition Groups_Air Compressor Heat Recovery
Industrial | Ind ¦ Dairy Pre-Cooler | 2038 | SC A | MW | Before Competition Groups | 0.21706 | 0 | 0 | 377.0994 | 0.00057562 | 28 | Industrial_2038_SC A_MW_Before Competition Groups_28 | Dairy Pre-Cooler | 0.05756% | 0 | 0.21706 | Industrial_2038_SC A_MW_Before Competition Groups_Dairy Pre-Cooler
Industrial | Ind ¦ Efficient Refrigeration Compressor | 2038 | SC A | MW | Before Competition Groups | 0.10689 | 0 | 0 | 377.0994 | 0.00028344 | 29 | Industrial_2038_SC A_MW_Before Competition Groups_29 | Efficient Refrigeration Compressor | 0.02834% | 0 | 0.10689 | Industrial_2038_SC A_MW_Before Competition Groups_Efficient Refrigeration Compressor
Industrial | Ind ¦ Heat Lamps/Heat Pad | 2038 | SC A | MW | Before Competition Groups | 0.046092 | 0 | 0 | 377.0994 | 0.00012223 | 30 | Industrial_2038_SC A_MW_Before Competition Groups_30 | Heat Lamps/Heat Pad | 0.01222% | 0 | 0.046092 | Industrial_2038_SC A_MW_Before Competition Groups_Heat Lamps/Heat Pad
Industrial | Ind ¦ Free Cooling | 2038 | SC A | MW | Before Competition Groups | 0.01358 | 0 | 0 | 377.0994 | 3.6013e-05 | 31 | Industrial_2038_SC A_MW_Before Competition Groups_31 | Free Cooling | 0.003601% | 0 | 0.01358 | Industrial_2038_SC A_MW_Before Competition Groups_Free Cooling
Industrial | Ind ¦ Pump System Optimization | 2038 | SC B | MW | Before Competition Groups | 80.1933 | 0 | 0 | 563.4057 | 0.14234 | 1 | Industrial_2038_SC B_MW_Before Competition Groups_1 | Pump System Optimization | 14.23% | 0 | 80.1933 | Industrial_2038_SC B_MW_Before Competition Groups_Pump System Optimization
Industrial | Ind ¦ Air Leak Survey and Repair | 2038 | SC B | MW | Before Competition Groups | 72.3812 | 0 | 0 | 563.4057 | 0.12847 | 2 | Industrial_2038_SC B_MW_Before Competition Groups_2 | Air Leak Survey and Repair | 12.85% | 0 | 72.3812 | Industrial_2038_SC B_MW_Before Competition Groups_Air Leak Survey and Repair
Industrial | Ind ¦ Air Compressor Optimization | 2038 | SC B | MW | Before Competition Groups | 52.4714 | 0 | 0 | 563.4057 | 0.093133 | 3 | Industrial_2038_SC B_MW_Before Competition Groups_3 | Air Compressor Optimization | 9.313% | 0 | 52.4714 | Industrial_2038_SC B_MW_Before Competition Groups_Air Compressor Optimization
Industrial | Ind ¦ Recommissioning | 2038 | SC B | MW | Before Competition Groups | 51.2426 | 0 | 0 | 563.4057 | 0.090951 | 4 | Industrial_2038_SC B_MW_Before Competition Groups_4 | Recommissioning | 9.095% | 0 | 51.2426 | Industrial_2038_SC B_MW_Before Competition Groups_Recommissioning
Industrial | Ind ¦ SEM | 2038 | SC B | MW | Before Competition Groups | 51.2426 | 0 | 0 | 563.4057 | 0.090951 | 5 | Industrial_2038_SC B_MW_Before Competition Groups_5 | SEM | 9.095% | 0 | 51.2426 | Industrial_2038_SC B_MW_Before Competition Groups_SEM
Industrial | Ind ¦ Efficient Compressed Air Nozzles | 2038 | SC B | MW | Before Competition Groups | 46.4086 | 0 | 0 | 563.4057 | 0.082372 | 6 | Industrial_2038_SC B_MW_Before Competition Groups_6 | Efficient Compressed Air Nozzles | 8.237% | 0 | 46.4086 | Industrial_2038_SC B_MW_Before Competition Groups_Efficient Compressed Air Nozzles
Industrial | Ind ¦ HE Lighting | 2038 | SC B | MW | Before Competition Groups | 40.6222 | 0 | 0 | 563.4057 | 0.072101 | 7 | Industrial_2038_SC B_MW_Before Competition Groups_7 | HE Lighting | 7.21% | 0 | 40.6222 | Industrial_2038_SC B_MW_Before Competition Groups_HE Lighting
Industrial | Ind ¦ Pump Equipment Upgrade | 2038 | SC B | MW | Before Competition Groups | 37.0078 | 0 | 0 | 563.4057 | 0.065686 | 8 | Industrial_2038_SC B_MW_Before Competition Groups_8 | Pump Equipment Upgrade | 6.569% | 0 | 37.0078 | Industrial_2038_SC B_MW_Before Competition Groups_Pump Equipment Upgrade
Industrial | Ind ¦ High Efficiency HVAC Fans | 2038 | SC B | MW | Before Competition Groups | 25.1418 | 0 | 0 | 563.4057 | 0.044625 | 9 | Industrial_2038_SC B_MW_Before Competition Groups_9 | High Efficiency HVAC Fans | 4.462% | 0 | 25.1418 | Industrial_2038_SC B_MW_Before Competition Groups_High Efficiency HVAC Fans
Industrial | Ind ¦ Greenhouse Grow Lights | 2038 | SC B | MW | Before Competition Groups | 18.8242 | 0 | 0 | 563.4057 | 0.033412 | 10 | Industrial_2038_SC B_MW_Before Competition Groups_10 | Greenhouse Grow Lights | 3.341% | 0 | 18.8242 | Industrial_2038_SC B_MW_Before Competition Groups_Greenhouse Grow Lights
Industrial | Ind ¦ Fan System Optimization | 2038 | SC B | MW | Before Competition Groups | 18.3038 | 0 | 0 | 563.4057 | 0.032488 | 11 | Industrial_2038_SC B_MW_Before Competition Groups_11 | Fan System Optimization | 3.249% | 0 | 18.3038 | Industrial_2038_SC B_MW_Before Competition Groups_Fan System Optimization
Industrial | Ind ¦ Improved Controls - Process Cooling | 2038 | SC B | MW | Before Competition Groups | 13.8799 | 0 | 0 | 563.4057 | 0.024636 | 12 | Industrial_2038_SC B_MW_Before Competition Groups_12 | Improved Controls - Process Cooling | 2.464% | 0 | 13.8799 | Industrial_2038_SC B_MW_Before Competition Groups_Improved Controls - Process Cooling
Industrial | Ind ¦ Pulp and Paper Process Improvements | 2038 | SC B | MW | Before Competition Groups | 7.4991 | 0 | 0 | 563.4057 | 0.01331 | 13 | Industrial_2038_SC B_MW_Before Competition Groups_13 | Pulp and Paper Process Improvements | 1.331% | 0 | 7.4991 | Industrial_2038_SC B_MW_Before Competition Groups_Pulp and Paper Process Improvements
Industrial | Ind ¦ Process Optimization (Elec) | 2038 | SC B | MW | Before Competition Groups | 7.3437 | 0 | 0 | 563.4057 | 0.013035 | 14 | Industrial_2038_SC B_MW_Before Competition Groups_14 | Process Optimization (Elec) | 1.303% | 0 | 7.3437 | Industrial_2038_SC B_MW_Before Competition Groups_Process Optimization (Elec)
Industrial | Ind ¦ Material Handling Improvements | 2038 | SC B | MW | Before Competition Groups | 7.2423 | 0 | 0 | 563.4057 | 0.012855 | 15 | Industrial_2038_SC B_MW_Before Competition Groups_15 | Material Handling Improvements | 1.285% | 0 | 7.2423 | Industrial_2038_SC B_MW_Before Competition Groups_Material Handling Improvements
Industrial | Ind ¦ Refiner Plate Improvements | 2038 | SC B | MW | Before Competition Groups | 5.5643 | 0 | 0 | 563.4057 | 0.0098762 | 16 | Industrial_2038_SC B_MW_Before Competition Groups_16 | Refiner Plate Improvements | 0.9876% | 0 | 5.5643 | Industrial_2038_SC B_MW_Before Competition Groups_Refiner Plate Improvements
Industrial | Ind ¦ Cooling Tower Optimization | 2038 | SC B | MW | Before Competition Groups | 4.076 | 0 | 0 | 563.4057 | 0.0072346 | 17 | Industrial_2038_SC B_MW_Before Competition Groups_17 | Cooling Tower Optimization | 0.7235% | 0 | 4.076 | Industrial_2038_SC B_MW_Before Competition Groups_Cooling Tower Optimization
Industrial | Ind ¦ Ventilation Optimization | 2038 | SC B | MW | Before Competition Groups | 3.7943 | 0 | 0 | 563.4057 | 0.0067347 | 18 | Industrial_2038_SC B_MW_Before Competition Groups_18 | Ventilation Optimization | 0.6735% | 0 | 3.7943 | Industrial_2038_SC B_MW_Before Competition Groups_Ventilation Optimization
Industrial | Ind ¦ Free Cooling | 2038 | SC B | MW | Before Competition Groups | 3.606 | 0 | 0 | 563.4057 | 0.0064003 | 19 | Industrial_2038_SC B_MW_Before Competition Groups_19 | Free Cooling | 0.64% | 0 | 3.606 | Industrial_2038_SC B_MW_Before Competition Groups_Free Cooling
Industrial | Ind ¦ VAV Conversion Project | 2038 | SC B | MW | Before Competition Groups | 3.1906 | 0 | 0 | 563.4057 | 0.005663 | 20 | Industrial_2038_SC B_MW_Before Competition Groups_20 | VAV Conversion Project | 0.5663% | 0 | 3.1906 | Industrial_2038_SC B_MW_Before Competition Groups_VAV Conversion Project
Industrial | Ind ¦ Process Heat Recovery | 2038 | SC B | MW | Before Competition Groups | 2.6753 | 0 | 0 | 563.4057 | 0.0047484 | 21 | Industrial_2038_SC B_MW_Before Competition Groups_21 | Process Heat Recovery | 0.4748% | 0 | 2.6753 | Industrial_2038_SC B_MW_Before Competition Groups_Process Heat Recovery
Industrial | Ind ¦ High Efficiency Battery Charger | 2038 | SC B | MW | Before Competition Groups | 2.4609 | 0 | 0 | 563.4057 | 0.004368 | 22 | Industrial_2038_SC B_MW_Before Competition Groups_22 | High Efficiency Battery Charger | 0.4368% | 0 | 2.4609 | Industrial_2038_SC B_MW_Before Competition Groups_High Efficiency Battery Charger
Industrial | Ind ¦ Process Improvements | 2038 | SC B | MW | Before Competition Groups | 2.05 | 0 | 0 | 563.4057 | 0.0036385 | 23 | Industrial_2038_SC B_MW_Before Competition Groups_23 | Process Improvements | 0.3639% | 0 | 2.05 | Industrial_2038_SC B_MW_Before Competition Groups_Process Improvements
Industrial | Ind ¦ Efficient Irrigation | 2038 | SC B | MW | Before Competition Groups | 1.755 | 0 | 0 | 563.4057 | 0.003115 | 24 | Industrial_2038_SC B_MW_Before Competition Groups_24 | Efficient Irrigation | 0.3115% | 0 | 1.755 | Industrial_2038_SC B_MW_Before Competition Groups_Efficient Irrigation
Industrial | Ind ¦ Refrigeration Compressor VFD | 2038 | SC B | MW | Before Competition Groups | 1.4455 | 0 | 0 | 563.4057 | 0.0025657 | 25 | Industrial_2038_SC B_MW_Before Competition Groups_25 | Refrigeration Compressor VFD | 0.2566% | 0 | 1.4455 | Industrial_2038_SC B_MW_Before Competition Groups_Refrigeration Compressor VFD
Industrial | Ind ¦ Improved Controls - Process Heating | 2038 | SC B | MW | Before Competition Groups | 1.2709 | 0 | 0 | 563.4057 | 0.0022558 | 26 | Industrial_2038_SC B_MW_Before Competition Groups_26 | Improved Controls - Process Heating | 0.2256% | 0 | 1.2709 | Industrial_2038_SC B_MW_Before Competition Groups_Improved Controls - Process Heating
Industrial | Ind ¦ Engine Block Heater Timer | 2038 | SC B | MW | Before Competition Groups | 0.78022 | 0 | 0 | 563.4057 | 0.0013848 | 27 | Industrial_2038_SC B_MW_Before Competition Groups_27 | Engine Block Heater Timer | 0.1385% | 0 | 0.78022 | Industrial_2038_SC B_MW_Before Competition Groups_Engine Block Heater Timer
Industrial | Ind ¦ Dairy Pre-Cooler | 2038 | SC B | MW | Before Competition Groups | 0.40586 | 0 | 0 | 563.4057 | 0.00072037 | 28 | Industrial_2038_SC B_MW_Before Competition Groups_28 | Dairy Pre-Cooler | 0.07204% | 0 | 0.40586 | Industrial_2038_SC B_MW_Before Competition Groups_Dairy Pre-Cooler
Industrial | Ind ¦ Air Compressor Heat Recovery | 2038 | SC B | MW | Before Competition Groups | 0.34742 | 0 | 0 | 563.4057 | 0.00061665 | 29 | Industrial_2038_SC B_MW_Before Competition Groups_29 | Air Compressor Heat Recovery | 0.06167% | 0 | 0.34742 | Industrial_2038_SC B_MW_Before Competition Groups_Air Compressor Heat Recovery
Industrial | Ind ¦ Efficient Refrigeration Compressor | 2038 | SC B | MW | Before Competition Groups | 0.12232 | 0 | 0 | 563.4057 | 0.0002171 | 30 | Industrial_2038_SC B_MW_Before Competition Groups_30 | Efficient Refrigeration Compressor | 0.02171% | 0 | 0.12232 | Industrial_2038_SC B_MW_Before Competition Groups_Efficient Refrigeration Compressor
Industrial | Ind ¦ Heat Lamps/Heat Pad | 2038 | SC B | MW | Before Competition Groups | 0.05651 | 0 | 0 | 563.4057 | 0.0001003 | 31 | Industrial_2038_SC B_MW_Before Competition Groups_31 | Heat Lamps/Heat Pad | 0.01003% | 0 | 0.05651 | Industrial_2038_SC B_MW_Before Competition Groups_Heat Lamps/Heat Pad
Industrial | Ind ¦ Pump System Optimization | 2038 | SC C | MW | Before Competition Groups | 80.1933 | 0 | 0 | 454.7068 | 0.17636 | 1 | Industrial_2038_SC C_MW_Before Competition Groups_1 | Pump System Optimization | 17.64% | 0 | 80.1933 | Industrial_2038_SC C_MW_Before Competition Groups_Pump System Optimization
Industrial | Ind ¦ Air Compressor Optimization | 2038 | SC C | MW | Before Competition Groups | 52.4714 | 0 | 0 | 454.7068 | 0.1154 | 2 | Industrial_2038_SC C_MW_Before Competition Groups_2 | Air Compressor Optimization | 11.54% | 0 | 52.4714 | Industrial_2038_SC C_MW_Before Competition Groups_Air Compressor Optimization
Industrial | Ind ¦ Air Leak Survey and Repair | 2038 | SC C | MW | Before Competition Groups | 51.1449 | 0 | 0 | 454.7068 | 0.11248 | 3 | Industrial_2038_SC C_MW_Before Competition Groups_3 | Air Leak Survey and Repair | 11.25% | 0 | 51.1449 | Industrial_2038_SC C_MW_Before Competition Groups_Air Leak Survey and Repair
Industrial | Ind ¦ Pump Equipment Upgrade | 2038 | SC C | MW | Before Competition Groups | 37.0078 | 0 | 0 | 454.7068 | 0.081388 | 4 | Industrial_2038_SC C_MW_Before Competition Groups_4 | Pump Equipment Upgrade | 8.139% | 0 | 37.0078 | Industrial_2038_SC C_MW_Before Competition Groups_Pump Equipment Upgrade
Industrial | Ind ¦ Recommissioning | 2038 | SC C | MW | Before Competition Groups | 36.2332 | 0 | 0 | 454.7068 | 0.079685 | 5 | Industrial_2038_SC C_MW_Before Competition Groups_5 | Recommissioning | 7.968% | 0 | 36.2332 | Industrial_2038_SC C_MW_Before Competition Groups_Recommissioning
Industrial | Ind ¦ SEM | 2038 | SC C | MW | Before Competition Groups | 36.2332 | 0 | 0 | 454.7068 | 0.079685 | 6 | Industrial_2038_SC C_MW_Before Competition Groups_6 | SEM | 7.968% | 0 | 36.2332 | Industrial_2038_SC C_MW_Before Competition Groups_SEM
Industrial | Ind ¦ Efficient Compressed Air Nozzles | 2038 | SC C | MW | Before Competition Groups | 31.9569 | 0 | 0 | 454.7068 | 0.07028 | 7 | Industrial_2038_SC C_MW_Before Competition Groups_7 | Efficient Compressed Air Nozzles | 7.028% | 0 | 31.9569 | Industrial_2038_SC C_MW_Before Competition Groups_Efficient Compressed Air Nozzles
Industrial | Ind ¦ HE Lighting | 2038 | SC C | MW | Before Competition Groups | 22.3245 | 0 | 0 | 454.7068 | 0.049096 | 8 | Industrial_2038_SC C_MW_Before Competition Groups_8 | HE Lighting | 4.91% | 0 | 22.3245 | Industrial_2038_SC C_MW_Before Competition Groups_HE Lighting
Industrial | Ind ¦ High Efficiency HVAC Fans | 2038 | SC C | MW | Before Competition Groups | 19.634 | 0 | 0 | 454.7068 | 0.043179 | 9 | Industrial_2038_SC C_MW_Before Competition Groups_9 | High Efficiency HVAC Fans | 4.318% | 0 | 19.634 | Industrial_2038_SC C_MW_Before Competition Groups_High Efficiency HVAC Fans
Industrial | Ind ¦ Fan System Optimization | 2038 | SC C | MW | Before Competition Groups | 18.3038 | 0 | 0 | 454.7068 | 0.040254 | 10 | Industrial_2038_SC C_MW_Before Competition Groups_10 | Fan System Optimization | 4.025% | 0 | 18.3038 | Industrial_2038_SC C_MW_Before Competition Groups_Fan System Optimization
Industrial | Ind ¦ Greenhouse Grow Lights | 2038 | SC C | MW | Before Competition Groups | 14.9795 | 0 | 0 | 454.7068 | 0.032943 | 11 | Industrial_2038_SC C_MW_Before Competition Groups_11 | Greenhouse Grow Lights | 3.294% | 0 | 14.9795 | Industrial_2038_SC C_MW_Before Competition Groups_Greenhouse Grow Lights
Industrial | Ind ¦ Improved Controls - Process Cooling | 2038 | SC C | MW | Before Competition Groups | 9.8556 | 0 | 0 | 454.7068 | 0.021675 | 12 | Industrial_2038_SC C_MW_Before Competition Groups_12 | Improved Controls - Process Cooling | 2.167% | 0 | 9.8556 | Industrial_2038_SC C_MW_Before Competition Groups_Improved Controls - Process Cooling
Industrial | Ind ¦ Process Optimization (Elec) | 2038 | SC C | MW | Before Competition Groups | 7.3437 | 0 | 0 | 454.7068 | 0.01615 | 13 | Industrial_2038_SC C_MW_Before Competition Groups_13 | Process Optimization (Elec) | 1.615% | 0 | 7.3437 | Industrial_2038_SC C_MW_Before Competition Groups_Process Optimization (Elec)
Industrial | Ind ¦ Material Handling Improvements | 2038 | SC C | MW | Before Competition Groups | 5.9038 | 0 | 0 | 454.7068 | 0.012984 | 14 | Industrial_2038_SC C_MW_Before Competition Groups_14 | Material Handling Improvements | 1.298% | 0 | 5.9038 | Industrial_2038_SC C_MW_Before Competition Groups_Material Handling Improvements
Industrial | Ind ¦ Pulp and Paper Process Improvements | 2038 | SC C | MW | Before Competition Groups | 5.12 | 0 | 0 | 454.7068 | 0.01126 | 15 | Industrial_2038_SC C_MW_Before Competition Groups_15 | Pulp and Paper Process Improvements | 1.126% | 0 | 5.12 | Industrial_2038_SC C_MW_Before Competition Groups_Pulp and Paper Process Improvements
Industrial | Ind ¦ Cooling Tower Optimization | 2038 | SC C | MW | Before Competition Groups | 4.076 | 0 | 0 | 454.7068 | 0.008964 | 16 | Industrial_2038_SC C_MW_Before Competition Groups_16 | Cooling Tower Optimization | 0.8964% | 0 | 4.076 | Industrial_2038_SC C_MW_Before Competition Groups_Cooling Tower Optimization
Industrial | Ind ¦ Ventilation Optimization | 2038 | SC C | MW | Before Competition Groups | 3.7943 | 0 | 0 | 454.7068 | 0.0083446 | 17 | Industrial_2038_SC C_MW_Before Competition Groups_17 | Ventilation Optimization | 0.8345% | 0 | 3.7943 | Industrial_2038_SC C_MW_Before Competition Groups_Ventilation Optimization
Industrial | Ind ¦ Refiner Plate Improvements | 2038 | SC C | MW | Before Competition Groups | 3.7154 | 0 | 0 | 454.7068 | 0.008171 | 18 | Industrial_2038_SC C_MW_Before Competition Groups_18 | Refiner Plate Improvements | 0.8171% | 0 | 3.7154 | Industrial_2038_SC C_MW_Before Competition Groups_Refiner Plate Improvements
Industrial | Ind ¦ Free Cooling | 2038 | SC C | MW | Before Competition Groups | 2.679 | 0 | 0 | 454.7068 | 0.0058917 | 19 | Industrial_2038_SC C_MW_Before Competition Groups_19 | Free Cooling | 0.5892% | 0 | 2.679 | Industrial_2038_SC C_MW_Before Competition Groups_Free Cooling
Industrial | Ind ¦ VAV Conversion Project | 2038 | SC C | MW | Before Competition Groups | 2.242 | 0 | 0 | 454.7068 | 0.0049307 | 20 | Industrial_2038_SC C_MW_Before Competition Groups_20 | VAV Conversion Project | 0.4931% | 0 | 2.242 | Industrial_2038_SC C_MW_Before Competition Groups_VAV Conversion Project
Industrial | Ind ¦ High Efficiency Battery Charger | 2038 | SC C | MW | Before Competition Groups | 1.8886 | 0 | 0 | 454.7068 | 0.0041534 | 21 | Industrial_2038_SC C_MW_Before Competition Groups_21 | High Efficiency Battery Charger | 0.4153% | 0 | 1.8886 | Industrial_2038_SC C_MW_Before Competition Groups_High Efficiency Battery Charger
Industrial | Ind ¦ Process Heat Recovery | 2038 | SC C | MW | Before Competition Groups | 1.8569 | 0 | 0 | 454.7068 | 0.0040837 | 22 | Industrial_2038_SC C_MW_Before Competition Groups_22 | Process Heat Recovery | 0.4084% | 0 | 1.8569 | Industrial_2038_SC C_MW_Before Competition Groups_Process Heat Recovery
Industrial | Ind ¦ Process Improvements | 2038 | SC C | MW | Before Competition Groups | 1.4479 | 0 | 0 | 454.7068 | 0.0031843 | 23 | Industrial_2038_SC C_MW_Before Competition Groups_23 | Process Improvements | 0.3184% | 0 | 1.4479 | Industrial_2038_SC C_MW_Before Competition Groups_Process Improvements
Industrial | Ind ¦ Refrigeration Compressor VFD | 2038 | SC C | MW | Before Competition Groups | 1.1467 | 0 | 0 | 454.7068 | 0.0025218 | 24 | Industrial_2038_SC C_MW_Before Competition Groups_24 | Refrigeration Compressor VFD | 0.2522% | 0 | 1.1467 | Industrial_2038_SC C_MW_Before Competition Groups_Refrigeration Compressor VFD
Industrial | Ind ¦ Efficient Irrigation | 2038 | SC C | MW | Before Competition Groups | 0.97971 | 0 | 0 | 454.7068 | 0.0021546 | 25 | Industrial_2038_SC C_MW_Before Competition Groups_25 | Efficient Irrigation | 0.2155% | 0 | 0.97971 | Industrial_2038_SC C_MW_Before Competition Groups_Efficient Irrigation
Industrial | Ind ¦ Improved Controls - Process Heating | 2038 | SC C | MW | Before Competition Groups | 0.92281 | 0 | 0 | 454.7068 | 0.0020295 | 26 | Industrial_2038_SC C_MW_Before Competition Groups_26 | Improved Controls - Process Heating | 0.2029% | 0 | 0.92281 | Industrial_2038_SC C_MW_Before Competition Groups_Improved Controls - Process Heating
Industrial | Ind ¦ Engine Block Heater Timer | 2038 | SC C | MW | Before Competition Groups | 0.54679 | 0 | 0 | 454.7068 | 0.0012025 | 27 | Industrial_2038_SC C_MW_Before Competition Groups_27 | Engine Block Heater Timer | 0.1203% | 0 | 0.54679 | Industrial_2038_SC C_MW_Before Competition Groups_Engine Block Heater Timer
Industrial | Ind ¦ Dairy Pre-Cooler | 2038 | SC C | MW | Before Competition Groups | 0.2985 | 0 | 0 | 454.7068 | 0.00065646 | 28 | Industrial_2038_SC C_MW_Before Competition Groups_28 | Dairy Pre-Cooler | 0.06565% | 0 | 0.2985 | Industrial_2038_SC C_MW_Before Competition Groups_Dairy Pre-Cooler
Industrial | Ind ¦ Air Compressor Heat Recovery | 2038 | SC C | MW | Before Competition Groups | 0.24564 | 0 | 0 | 454.7068 | 0.00054021 | 29 | Industrial_2038_SC C_MW_Before Competition Groups_29 | Air Compressor Heat Recovery | 0.05402% | 0 | 0.24564 | Industrial_2038_SC C_MW_Before Competition Groups_Air Compressor Heat Recovery
Industrial | Ind ¦ Efficient Refrigeration Compressor | 2038 | SC C | MW | Before Competition Groups | 0.10689 | 0 | 0 | 454.7068 | 0.00023507 | 30 | Industrial_2038_SC C_MW_Before Competition Groups_30 | Efficient Refrigeration Compressor | 0.02351% | 0 | 0.10689 | Industrial_2038_SC C_MW_Before Competition Groups_Efficient Refrigeration Compressor
Industrial | Ind ¦ Heat Lamps/Heat Pad | 2038 | SC C | MW | Before Competition Groups | 0.053911 | 0 | 0 | 454.7068 | 0.00011856 | 31 | Industrial_2038_SC C_MW_Before Competition Groups_31 | Heat Lamps/Heat Pad | 0.01186% | 0 | 0.053911 | Industrial_2038_SC C_MW_Before Competition Groups_Heat Lamps/Heat Pad
Industrial | Ind ¦ Air Compressor Optimization | 2038 | SC D | MW | Before Competition Groups | 52.4714 | 0 | 0 | 359.6038 | 0.14591 | 1 | Industrial_2038_SC D_MW_Before Competition Groups_1 | Air Compressor Optimization | 14.59% | 0 | 52.4714 | Industrial_2038_SC D_MW_Before Competition Groups_Air Compressor Optimization
Industrial | Ind ¦ Air Leak Survey and Repair | 2038 | SC D | MW | Before Competition Groups | 51.0727 | 0 | 0 | 359.6038 | 0.14202 | 2 | Industrial_2038_SC D_MW_Before Competition Groups_2 | Air Leak Survey and Repair | 14.2% | 0 | 51.0727 | Industrial_2038_SC D_MW_Before Competition Groups_Air Leak Survey and Repair
Industrial | Ind ¦ Pump System Optimization | 2038 | SC D | MW | Before Competition Groups | 44.4141 | 0 | 0 | 359.6038 | 0.12351 | 3 | Industrial_2038_SC D_MW_Before Competition Groups_3 | Pump System Optimization | 12.35% | 0 | 44.4141 | Industrial_2038_SC D_MW_Before Competition Groups_Pump System Optimization
Industrial | Ind ¦ SEM | 2038 | SC D | MW | Before Competition Groups | 36.2332 | 0 | 0 | 359.6038 | 0.10076 | 4 | Industrial_2038_SC D_MW_Before Competition Groups_4 | SEM | 10.08% | 0 | 36.2332 | Industrial_2038_SC D_MW_Before Competition Groups_SEM
Industrial | Ind ¦ Recommissioning | 2038 | SC D | MW | Before Competition Groups | 35.24 | 0 | 0 | 359.6038 | 0.097997 | 5 | Industrial_2038_SC D_MW_Before Competition Groups_5 | Recommissioning | 9.8% | 0 | 35.24 | Industrial_2038_SC D_MW_Before Competition Groups_Recommissioning
Industrial | Ind ¦ Efficient Compressed Air Nozzles | 2038 | SC D | MW | Before Competition Groups | 31.9569 | 0 | 0 | 359.6038 | 0.088867 | 6 | Industrial_2038_SC D_MW_Before Competition Groups_6 | Efficient Compressed Air Nozzles | 8.887% | 0 | 31.9569 | Industrial_2038_SC D_MW_Before Competition Groups_Efficient Compressed Air Nozzles
Industrial | Ind ¦ Pump Equipment Upgrade | 2038 | SC D | MW | Before Competition Groups | 18.902 | 0 | 0 | 359.6038 | 0.052563 | 7 | Industrial_2038_SC D_MW_Before Competition Groups_7 | Pump Equipment Upgrade | 5.256% | 0 | 18.902 | Industrial_2038_SC D_MW_Before Competition Groups_Pump Equipment Upgrade
Industrial | Ind ¦ High Efficiency HVAC Fans | 2038 | SC D | MW | Before Competition Groups | 18.746 | 0 | 0 | 359.6038 | 0.05213 | 8 | Industrial_2038_SC D_MW_Before Competition Groups_8 | High Efficiency HVAC Fans | 5.213% | 0 | 18.746 | Industrial_2038_SC D_MW_Before Competition Groups_High Efficiency HVAC Fans
Industrial | Ind ¦ Fan System Optimization | 2038 | SC D | MW | Before Competition Groups | 18.3038 | 0 | 0 | 359.6038 | 0.0509 | 9 | Industrial_2038_SC D_MW_Before Competition Groups_9 | Fan System Optimization | 5.09% | 0 | 18.3038 | Industrial_2038_SC D_MW_Before Competition Groups_Fan System Optimization
Industrial | Ind ¦ Improved Controls - Process Cooling | 2038 | SC D | MW | Before Competition Groups | 9.8556 | 0 | 0 | 359.6038 | 0.027407 | 10 | Industrial_2038_SC D_MW_Before Competition Groups_10 | Improved Controls - Process Cooling | 2.741% | 0 | 9.8556 | Industrial_2038_SC D_MW_Before Competition Groups_Improved Controls - Process Cooling
Industrial | Ind ¦ Greenhouse Grow Lights | 2038 | SC D | MW | Before Competition Groups | 7.3492 | 0 | 0 | 359.6038 | 0.020437 | 11 | Industrial_2038_SC D_MW_Before Competition Groups_11 | Greenhouse Grow Lights | 2.044% | 0 | 7.3492 | Industrial_2038_SC D_MW_Before Competition Groups_Greenhouse Grow Lights
Industrial | Ind ¦ Process Optimization (Elec) | 2038 | SC D | MW | Before Competition Groups | 7.3437 | 0 | 0 | 359.6038 | 0.020422 | 12 | Industrial_2038_SC D_MW_Before Competition Groups_12 | Process Optimization (Elec) | 2.042% | 0 | 7.3437 | Industrial_2038_SC D_MW_Before Competition Groups_Process Optimization (Elec)
Industrial | Ind ¦ Material Handling Improvements | 2038 | SC D | MW | Before Competition Groups | 5.9038 | 0 | 0 | 359.6038 | 0.016417 | 13 | Industrial_2038_SC D_MW_Before Competition Groups_13 | Material Handling Improvements | 1.642% | 0 | 5.9038 | Industrial_2038_SC D_MW_Before Competition Groups_Material Handling Improvements
Industrial | Ind ¦ Cooling Tower Optimization | 2038 | SC D | MW | Before Competition Groups | 3.9974 | 0 | 0 | 359.6038 | 0.011116 | 14 | Industrial_2038_SC D_MW_Before Competition Groups_14 | Cooling Tower Optimization | 1.112% | 0 | 3.9974 | Industrial_2038_SC D_MW_Before Competition Groups_Cooling Tower Optimization
Industrial | Ind ¦ Refiner Plate Improvements | 2038 | SC D | MW | Before Competition Groups | 3.7154 | 0 | 0 | 359.6038 | 0.010332 | 15 | Industrial_2038_SC D_MW_Before Competition Groups_15 | Refiner Plate Improvements | 1.033% | 0 | 3.7154 | Industrial_2038_SC D_MW_Before Competition Groups_Refiner Plate Improvements
Industrial | Ind ¦ Ventilation Optimization | 2038 | SC D | MW | Before Competition Groups | 3.3496 | 0 | 0 | 359.6038 | 0.0093148 | 16 | Industrial_2038_SC D_MW_Before Competition Groups_16 | Ventilation Optimization | 0.9315% | 0 | 3.3496 | Industrial_2038_SC D_MW_Before Competition Groups_Ventilation Optimization
Industrial | Ind ¦ HE Lighting | 2038 | SC D | MW | Before Competition Groups | 2.1172 | 0 | 0 | 359.6038 | 0.0058877 | 17 | Industrial_2038_SC D_MW_Before Competition Groups_17 | HE Lighting | 0.5888% | 0 | 2.1172 | Industrial_2038_SC D_MW_Before Competition Groups_HE Lighting
Industrial | Ind ¦ VAV Conversion Project | 2038 | SC D | MW | Before Competition Groups | 1.5822 | 0 | 0 | 359.6038 | 0.0043998 | 18 | Industrial_2038_SC D_MW_Before Competition Groups_18 | VAV Conversion Project | 0.44% | 0 | 1.5822 | Industrial_2038_SC D_MW_Before Competition Groups_VAV Conversion Project
Industrial | Ind ¦ Process Heat Recovery | 2038 | SC D | MW | Before Competition Groups | 1.4443 | 0 | 0 | 359.6038 | 0.0040164 | 19 | Industrial_2038_SC D_MW_Before Competition Groups_19 | Process Heat Recovery | 0.4016% | 0 | 1.4443 | Industrial_2038_SC D_MW_Before Competition Groups_Process Heat Recovery
Industrial | Ind ¦ Process Improvements | 2038 | SC D | MW | Before Competition Groups | 1.2962 | 0 | 0 | 359.6038 | 0.0036044 | 20 | Industrial_2038_SC D_MW_Before Competition Groups_20 | Process Improvements | 0.3604% | 0 | 1.2962 | Industrial_2038_SC D_MW_Before Competition Groups_Process Improvements
Industrial | Ind ¦ Improved Controls - Process Heating | 2038 | SC D | MW | Before Competition Groups | 0.84273 | 0 | 0 | 359.6038 | 0.0023435 | 21 | Industrial_2038_SC D_MW_Before Competition Groups_21 | Improved Controls - Process Heating | 0.2344% | 0 | 0.84273 | Industrial_2038_SC D_MW_Before Competition Groups_Improved Controls - Process Heating
Industrial | Ind ¦ High Efficiency Battery Charger | 2038 | SC D | MW | Before Competition Groups | 0.83175 | 0 | 0 | 359.6038 | 0.002313 | 22 | Industrial_2038_SC D_MW_Before Competition Groups_22 | High Efficiency Battery Charger | 0.2313% | 0 | 0.83175 | Industrial_2038_SC D_MW_Before Competition Groups_High Efficiency Battery Charger
Industrial | Ind ¦ Engine Block Heater Timer | 2038 | SC D | MW | Before Competition Groups | 0.52336 | 0 | 0 | 359.6038 | 0.0014554 | 23 | Industrial_2038_SC D_MW_Before Competition Groups_23 | Engine Block Heater Timer | 0.1455% | 0 | 0.52336 | Industrial_2038_SC D_MW_Before Competition Groups_Engine Block Heater Timer
Industrial | Ind ¦ Pulp and Paper Process Improvements | 2038 | SC D | MW | Before Competition Groups | 0.49633 | 0 | 0 | 359.6038 | 0.0013802 | 24 | Industrial_2038_SC D_MW_Before Competition Groups_24 | Pulp and Paper Process Improvements | 0.138% | 0 | 0.49633 | Industrial_2038_SC D_MW_Before Competition Groups_Pulp and Paper Process Improvements
Industrial | Ind ¦ Refrigeration Compressor VFD | 2038 | SC D | MW | Before Competition Groups | 0.48695 | 0 | 0 | 359.6038 | 0.0013541 | 25 | Industrial_2038_SC D_MW_Before Competition Groups_25 | Refrigeration Compressor VFD | 0.1354% | 0 | 0.48695 | Industrial_2038_SC D_MW_Before Competition Groups_Refrigeration Compressor VFD
Industrial | Ind ¦ Efficient Irrigation | 2038 | SC D | MW | Before Competition Groups | 0.33406 | 0 | 0 | 359.6038 | 0.00092898 | 26 | Industrial_2038_SC D_MW_Before Competition Groups_26 | Efficient Irrigation | 0.0929% | 0 | 0.33406 | Industrial_2038_SC D_MW_Before Competition Groups_Efficient Irrigation
Industrial | Ind ¦ Free Cooling | 2038 | SC D | MW | Before Competition Groups | 0.29743 | 0 | 0 | 359.6038 | 0.00082709 | 27 | Industrial_2038_SC D_MW_Before Competition Groups_27 | Free Cooling | 0.08271% | 0 | 0.29743 | Industrial_2038_SC D_MW_Before Competition Groups_Free Cooling
Industrial | Ind ¦ Air Compressor Heat Recovery | 2038 | SC D | MW | Before Competition Groups | 0.22699 | 0 | 0 | 359.6038 | 0.00063123 | 28 | Industrial_2038_SC D_MW_Before Competition Groups_28 | Air Compressor Heat Recovery | 0.06312% | 0 | 0.22699 | Industrial_2038_SC D_MW_Before Competition Groups_Air Compressor Heat Recovery
Industrial | Ind ¦ Dairy Pre-Cooler | 2038 | SC D | MW | Before Competition Groups | 0.13197 | 0 | 0 | 359.6038 | 0.00036699 | 29 | Industrial_2038_SC D_MW_Before Competition Groups_29 | Dairy Pre-Cooler | 0.0367% | 0 | 0.13197 | Industrial_2038_SC D_MW_Before Competition Groups_Dairy Pre-Cooler
Industrial | Ind ¦ Efficient Refrigeration Compressor | 2038 | SC D | MW | Before Competition Groups | 0.10582 | 0 | 0 | 359.6038 | 0.00029427 | 30 | Industrial_2038_SC D_MW_Before Competition Groups_30 | Efficient Refrigeration Compressor | 0.02943% | 0 | 0.10582 | Industrial_2038_SC D_MW_Before Competition Groups_Efficient Refrigeration Compressor
Industrial | Ind ¦ Heat Lamps/Heat Pad | 2038 | SC D | MW | Before Competition Groups | 0.031705 | 0 | 0 | 359.6038 | 8.8167e-05 | 31 | Industrial_2038_SC D_MW_Before Competition Groups_31 | Heat Lamps/Heat Pad | 0.008817% | 0 | 0.031705 | Industrial_2038_SC D_MW_Before Competition Groups_Heat Lamps/Heat Pad
Industrial | Ind ¦ Pump System Optimization | 2038 | Technical | MW | Before Competition Groups | 104.4645 | 0 | 0 | 768.5734 | 0.13592 | 1 | Industrial_2038_Technical_MW_Before Competition Groups_1 | Pump System Optimization | 13.59% | 0 | 104.4645 | Industrial_2038_Technical_MW_Before Competition Groups_Pump System Optimization
Industrial | Ind ¦ HE Lighting | 2038 | Technical | MW | Before Competition Groups | 96.0491 | 0 | 0 | 768.5734 | 0.12497 | 2 | Industrial_2038_Technical_MW_Before Competition Groups_2 | HE Lighting | 12.5% | 0 | 96.0491 | Industrial_2038_Technical_MW_Before Competition Groups_HE Lighting
Industrial | Ind ¦ Air Leak Survey and Repair | 2038 | Technical | MW | Before Competition Groups | 74.3927 | 0 | 0 | 768.5734 | 0.096793 | 3 | Industrial_2038_Technical_MW_Before Competition Groups_3 | Air Leak Survey and Repair | 9.679% | 0 | 74.3927 | Industrial_2038_Technical_MW_Before Competition Groups_Air Leak Survey and Repair
Industrial | Ind ¦ Air Compressor Optimization | 2038 | Technical | MW | Before Competition Groups | 61.2516 | 0 | 0 | 768.5734 | 0.079695 | 4 | Industrial_2038_Technical_MW_Before Competition Groups_4 | Air Compressor Optimization | 7.97% | 0 | 61.2516 | Industrial_2038_Technical_MW_Before Competition Groups_Air Compressor Optimization
Industrial | Ind ¦ Efficient Compressed Air Nozzles | 2038 | Technical | MW | Before Competition Groups | 59.2306 | 0 | 0 | 768.5734 | 0.077066 | 5 | Industrial_2038_Technical_MW_Before Competition Groups_5 | Efficient Compressed Air Nozzles | 7.707% | 0 | 59.2306 | Industrial_2038_Technical_MW_Before Competition Groups_Efficient Compressed Air Nozzles
Industrial | Ind ¦ Recommissioning | 2038 | Technical | MW | Before Competition Groups | 51.5721 | 0 | 0 | 768.5734 | 0.067101 | 6 | Industrial_2038_Technical_MW_Before Competition Groups_6 | Recommissioning | 6.71% | 0 | 51.5721 | Industrial_2038_Technical_MW_Before Competition Groups_Recommissioning
Industrial | Ind ¦ SEM | 2038 | Technical | MW | Before Competition Groups | 51.5721 | 0 | 0 | 768.5734 | 0.067101 | 7 | Industrial_2038_Technical_MW_Before Competition Groups_7 | SEM | 6.71% | 0 | 51.5721 | Industrial_2038_Technical_MW_Before Competition Groups_SEM
Industrial | Ind ¦ Pump Equipment Upgrade | 2038 | Technical | MW | Before Competition Groups | 45.8476 | 0 | 0 | 768.5734 | 0.059653 | 8 | Industrial_2038_Technical_MW_Before Competition Groups_8 | Pump Equipment Upgrade | 5.965% | 0 | 45.8476 | Industrial_2038_Technical_MW_Before Competition Groups_Pump Equipment Upgrade
Industrial | Ind ¦ High Efficiency HVAC Fans | 2038 | Technical | MW | Before Competition Groups | 29.0575 | 0 | 0 | 768.5734 | 0.037807 | 9 | Industrial_2038_Technical_MW_Before Competition Groups_9 | High Efficiency HVAC Fans | 3.781% | 0 | 29.0575 | Industrial_2038_Technical_MW_Before Competition Groups_High Efficiency HVAC Fans
Industrial | Ind ¦ Greenhouse Grow Lights | 2038 | Technical | MW | Before Competition Groups | 22.9532 | 0 | 0 | 768.5734 | 0.029865 | 10 | Industrial_2038_Technical_MW_Before Competition Groups_10 | Greenhouse Grow Lights | 2.986% | 0 | 22.9532 | Industrial_2038_Technical_MW_Before Competition Groups_Greenhouse Grow Lights
Industrial | Ind ¦ Premium Efficient Motors | 2038 | Technical | MW | Before Competition Groups | 21.8973 | 0 | 0 | 768.5734 | 0.028491 | 11 | Industrial_2038_Technical_MW_Before Competition Groups_11 | Premium Efficient Motors | 2.849% | 0 | 21.8973 | Industrial_2038_Technical_MW_Before Competition Groups_Premium Efficient Motors
Industrial | Ind ¦ Process Optimization (Elec) | 2038 | Technical | MW | Before Competition Groups | 20.7899 | 0 | 0 | 768.5734 | 0.02705 | 12 | Industrial_2038_Technical_MW_Before Competition Groups_12 | Process Optimization (Elec) | 2.705% | 0 | 20.7899 | Industrial_2038_Technical_MW_Before Competition Groups_Process Optimization (Elec)
Industrial | Ind ¦ Fan System Optimization | 2038 | Technical | MW | Before Competition Groups | 20.2391 | 0 | 0 | 768.5734 | 0.026333 | 13 | Industrial_2038_Technical_MW_Before Competition Groups_13 | Fan System Optimization | 2.633% | 0 | 20.2391 | Industrial_2038_Technical_MW_Before Competition Groups_Fan System Optimization
Industrial | Ind ¦ Improved Controls - Process Cooling | 2038 | Technical | MW | Before Competition Groups | 13.304 | 0 | 0 | 768.5734 | 0.01731 | 14 | Industrial_2038_Technical_MW_Before Competition Groups_14 | Improved Controls - Process Cooling | 1.731% | 0 | 13.304 | Industrial_2038_Technical_MW_Before Competition Groups_Improved Controls - Process Cooling
Industrial | Ind ¦ Ventilation Optimization | 2038 | Technical | MW | Before Competition Groups | 11.0281 | 0 | 0 | 768.5734 | 0.014349 | 15 | Industrial_2038_Technical_MW_Before Competition Groups_15 | Ventilation Optimization | 1.435% | 0 | 11.0281 | Industrial_2038_Technical_MW_Before Competition Groups_Ventilation Optimization
Industrial | Ind ¦ Material Handling Improvements | 2038 | Technical | MW | Before Competition Groups | 8.67 | 0 | 0 | 768.5734 | 0.011281 | 16 | Industrial_2038_Technical_MW_Before Competition Groups_16 | Material Handling Improvements | 1.128% | 0 | 8.67 | Industrial_2038_Technical_MW_Before Competition Groups_Material Handling Improvements
Industrial | Ind ¦ HE HVAC Controls | 2038 | Technical | MW | Before Competition Groups | 8.5661 | 0 | 0 | 768.5734 | 0.011145 | 17 | Industrial_2038_Technical_MW_Before Competition Groups_17 | HE HVAC Controls | 1.115% | 0 | 8.5661 | Industrial_2038_Technical_MW_Before Competition Groups_HE HVAC Controls
Industrial | Ind ¦ Pulp and Paper Process Improvements | 2038 | Technical | MW | Before Competition Groups | 7.9584 | 0 | 0 | 768.5734 | 0.010355 | 18 | Industrial_2038_Technical_MW_Before Competition Groups_18 | Pulp and Paper Process Improvements | 1.035% | 0 | 7.9584 | Industrial_2038_Technical_MW_Before Competition Groups_Pulp and Paper Process Improvements
Industrial | Ind ¦ Refiner Plate Improvements | 2038 | Technical | MW | Before Competition Groups | 7.3446 | 0 | 0 | 768.5734 | 0.0095562 | 19 | Industrial_2038_Technical_MW_Before Competition Groups_19 | Refiner Plate Improvements | 0.9556% | 0 | 7.3446 | Industrial_2038_Technical_MW_Before Competition Groups_Refiner Plate Improvements
Industrial | Ind ¦ HVLS Fans | 2038 | Technical | MW | Before Competition Groups | 6.9774 | 0 | 0 | 768.5734 | 0.0090784 | 20 | Industrial_2038_Technical_MW_Before Competition Groups_20 | HVLS Fans | 0.9078% | 0 | 6.9774 | Industrial_2038_Technical_MW_Before Competition Groups_HVLS Fans
Industrial | Ind ¦ HE HVAC Units | 2038 | Technical | MW | Before Competition Groups | 6.0711 | 0 | 0 | 768.5734 | 0.0078992 | 21 | Industrial_2038_Technical_MW_Before Competition Groups_21 | HE HVAC Units | 0.7899% | 0 | 6.0711 | Industrial_2038_Technical_MW_Before Competition Groups_HE HVAC Units
Industrial | Ind ¦ Chiller Optimization | 2038 | Technical | MW | Before Competition Groups | 5.175 | 0 | 0 | 768.5734 | 0.0067332 | 22 | Industrial_2038_Technical_MW_Before Competition Groups_22 | Chiller Optimization | 0.6733% | 0 | 5.175 | Industrial_2038_Technical_MW_Before Competition Groups_Chiller Optimization
Industrial | Ind ¦ Cooling Tower Optimization | 2038 | Technical | MW | Before Competition Groups | 4.0775 | 0 | 0 | 768.5734 | 0.0053053 | 23 | Industrial_2038_Technical_MW_Before Competition Groups_23 | Cooling Tower Optimization | 0.5305% | 0 | 4.0775 | Industrial_2038_Technical_MW_Before Competition Groups_Cooling Tower Optimization
Industrial | Ind ¦ Free Cooling | 2038 | Technical | MW | Before Competition Groups | 3.4709 | 0 | 0 | 768.5734 | 0.0045161 | 24 | Industrial_2038_Technical_MW_Before Competition Groups_24 | Free Cooling | 0.4516% | 0 | 3.4709 | Industrial_2038_Technical_MW_Before Competition Groups_Free Cooling
Industrial | Ind ¦ High Efficiency Battery Charger | 2038 | Technical | MW | Before Competition Groups | 3.0229 | 0 | 0 | 768.5734 | 0.0039332 | 25 | Industrial_2038_Technical_MW_Before Competition Groups_25 | High Efficiency Battery Charger | 0.3933% | 0 | 3.0229 | Industrial_2038_Technical_MW_Before Competition Groups_High Efficiency Battery Charger
Industrial | Ind ¦ Cold Storage Retrofit | 2038 | Technical | MW | Before Competition Groups | 2.84 | 0 | 0 | 768.5734 | 0.0036951 | 26 | Industrial_2038_Technical_MW_Before Competition Groups_26 | Cold Storage Retrofit | 0.3695% | 0 | 2.84 | Industrial_2038_Technical_MW_Before Competition Groups_Cold Storage Retrofit
Industrial | Ind ¦ VAV Conversion Project | 2038 | Technical | MW | Before Competition Groups | 2.8211 | 0 | 0 | 768.5734 | 0.0036706 | 27 | Industrial_2038_Technical_MW_Before Competition Groups_27 | VAV Conversion Project | 0.3671% | 0 | 2.8211 | Industrial_2038_Technical_MW_Before Competition Groups_VAV Conversion Project
Industrial | Ind ¦ Process Heat Recovery | 2038 | Technical | MW | Before Competition Groups | 2.7047 | 0 | 0 | 768.5734 | 0.0035191 | 28 | Industrial_2038_Technical_MW_Before Competition Groups_28 | Process Heat Recovery | 0.3519% | 0 | 2.7047 | Industrial_2038_Technical_MW_Before Competition Groups_Process Heat Recovery
Industrial | Ind ¦ Synchronous Belts | 2038 | Technical | MW | Before Competition Groups | 2.5934 | 0 | 0 | 768.5734 | 0.0033743 | 29 | Industrial_2038_Technical_MW_Before Competition Groups_29 | Synchronous Belts | 0.3374% | 0 | 2.5934 | Industrial_2038_Technical_MW_Before Competition Groups_Synchronous Belts
Industrial | Ind ¦ Efficient Irrigation | 2038 | Technical | MW | Before Competition Groups | 2.4177 | 0 | 0 | 768.5734 | 0.0031458 | 30 | Industrial_2038_Technical_MW_Before Competition Groups_30 | Efficient Irrigation | 0.3146% | 0 | 2.4177 | Industrial_2038_Technical_MW_Before Competition Groups_Efficient Irrigation
Industrial | Ind ¦ Process Improvements | 2038 | Technical | MW | Before Competition Groups | 2.1165 | 0 | 0 | 768.5734 | 0.0027538 | 31 | Industrial_2038_Technical_MW_Before Competition Groups_31 | Process Improvements | 0.2754% | 0 | 2.1165 | Industrial_2038_Technical_MW_Before Competition Groups_Process Improvements
Industrial | Ind ¦ Refrigeration Compressor VFD | 2038 | Technical | MW | Before Competition Groups | 1.6322 | 0 | 0 | 768.5734 | 0.0021237 | 32 | Industrial_2038_Technical_MW_Before Competition Groups_32 | Refrigeration Compressor VFD | 0.2124% | 0 | 1.6322 | Industrial_2038_Technical_MW_Before Competition Groups_Refrigeration Compressor VFD
Industrial | Ind ¦ Efficient Transformer | 2038 | Technical | MW | Before Competition Groups | 1.5166 | 0 | 0 | 768.5734 | 0.0019732 | 33 | Industrial_2038_Technical_MW_Before Competition Groups_33 | Efficient Transformer | 0.1973% | 0 | 1.5166 | Industrial_2038_Technical_MW_Before Competition Groups_Efficient Transformer
Industrial | Ind ¦ Improved Controls - Process Heating | 2038 | Technical | MW | Before Competition Groups | 1.3031 | 0 | 0 | 768.5734 | 0.0016955 | 34 | Industrial_2038_Technical_MW_Before Competition Groups_34 | Improved Controls - Process Heating | 0.1696% | 0 | 1.3031 | Industrial_2038_Technical_MW_Before Competition Groups_Improved Controls - Process Heating
Industrial | Ind ¦ High Efficiency Welders | 2038 | Technical | MW | Before Competition Groups | 1.212 | 0 | 0 | 768.5734 | 0.0015769 | 35 | Industrial_2038_Technical_MW_Before Competition Groups_35 | High Efficiency Welders | 0.1577% | 0 | 1.212 | Industrial_2038_Technical_MW_Before Competition Groups_High Efficiency Welders
Industrial | Ind ¦ Engine Block Heater Timer | 2038 | Technical | MW | Before Competition Groups | 0.81208 | 0 | 0 | 768.5734 | 0.0010566 | 36 | Industrial_2038_Technical_MW_Before Competition Groups_36 | Engine Block Heater Timer | 0.1057% | 0 | 0.81208 | Industrial_2038_Technical_MW_Before Competition Groups_Engine Block Heater Timer
Industrial | Ind ¦ Dairy Pre-Cooler | 2038 | Technical | MW | Before Competition Groups | 0.6484 | 0 | 0 | 768.5734 | 0.00084365 | 37 | Industrial_2038_Technical_MW_Before Competition Groups_37 | Dairy Pre-Cooler | 0.08436% | 0 | 0.6484 | Industrial_2038_Technical_MW_Before Competition Groups_Dairy Pre-Cooler
Industrial | Ind ¦ Air Compressor Heat Recovery | 2038 | Technical | MW | Before Competition Groups | 0.34145 | 0 | 0 | 768.5734 | 0.00044426 | 38 | Industrial_2038_Technical_MW_Before Competition Groups_38 | Air Compressor Heat Recovery | 0.04443% | 0 | 0.34145 | Industrial_2038_Technical_MW_Before Competition Groups_Air Compressor Heat Recovery
Industrial | Ind ¦ Optimize Compressed Air Dryer | 2038 | Technical | MW | Before Competition Groups | 0.2552 | 0 | 0 | 768.5734 | 0.00033204 | 39 | Industrial_2038_Technical_MW_Before Competition Groups_39 | Optimize Compressed Air Dryer | 0.0332% | 0 | 0.2552 | Industrial_2038_Technical_MW_Before Competition Groups_Optimize Compressed Air Dryer
Industrial | Ind ¦ Heat Lamps/Heat Pad | 2038 | Technical | MW | Before Competition Groups | 0.13779 | 0 | 0 | 768.5734 | 0.00017928 | 40 | Industrial_2038_Technical_MW_Before Competition Groups_40 | Heat Lamps/Heat Pad | 0.01793% | 0 | 0.13779 | Industrial_2038_Technical_MW_Before Competition Groups_Heat Lamps/Heat Pad
Industrial | Ind ¦ Efficient Refrigeration Compressor | 2038 | Technical | MW | Before Competition Groups | 0.13314 | 0 | 0 | 768.5734 | 0.00017323 | 41 | Industrial_2038_Technical_MW_Before Competition Groups_41 | Efficient Refrigeration Compressor | 0.01732% | 0 | 0.13314 | Industrial_2038_Technical_MW_Before Competition Groups_Efficient Refrigeration Compressor
Industrial | Ind ¦ Creep Heat Controller | 2038 | Technical | MW | Before Competition Groups | 0.10473 | 0 | 0 | 768.5734 | 0.00013626 | 42 | Industrial_2038_Technical_MW_Before Competition Groups_42 | Creep Heat Controller | 0.01363% | 0 | 0.10473 | Industrial_2038_Technical_MW_Before Competition Groups_Creep Heat Controller
Residential | Res ¦ Energy Star LED Bulbs General Purpose LEDs | 2019 | Economic | GWh | Before Competition Groups | 661.74 | 0 | 0 | 5960.7855 | 0.11102 | 1 | Residential_2019_Economic_GWh_Before Competition Groups_1 | Energy Star LED Bulbs General Purpose LEDs | 11.1% | 0 | 661.74 | Residential_2019_Economic_GWh_Before Competition Groups_Energy Star LED Bulbs General Purpose LEDs
Residential | Res ¦ Adaptive Thermostat | 2019 | Economic | GWh | Before Competition Groups | 627.5023 | 0 | 0 | 5960.7855 | 0.10527 | 2 | Residential_2019_Economic_GWh_Before Competition Groups_2 | Adaptive Thermostat | 10.53% | 0 | 627.5023 | Residential_2019_Economic_GWh_Before Competition Groups_Adaptive Thermostat
Residential | Res ¦ Energy Star A Line, PAR, MR Lamps | 2019 | Economic | GWh | Before Competition Groups | 623.6883 | 0 | 0 | 5960.7855 | 0.10463 | 3 | Residential_2019_Economic_GWh_Before Competition Groups_3 | Energy Star A Line, PAR, MR Lamps | 10.46% | 0 | 623.6883 | Residential_2019_Economic_GWh_Before Competition Groups_Energy Star A Line, PAR, MR Lamps
Residential | Res ¦ Energy Star LED Specialty Bulbs | 2019 | Economic | GWh | Before Competition Groups | 620.2783 | 0 | 0 | 5960.7855 | 0.10406 | 4 | Residential_2019_Economic_GWh_Before Competition Groups_4 | Energy Star LED Specialty Bulbs | 10.41% | 0 | 620.2783 | Residential_2019_Economic_GWh_Before Competition Groups_Energy Star LED Specialty Bulbs
Residential | Res ¦ Air Sealing | 2019 | Economic | GWh | Before Competition Groups | 585.0437 | 0 | 0 | 5960.7855 | 0.098149 | 5 | Residential_2019_Economic_GWh_Before Competition Groups_5 | Air Sealing | 9.815% | 0 | 585.0437 | Residential_2019_Economic_GWh_Before Competition Groups_Air Sealing
Residential | Res ¦ Variable Speed Pool Pump Motor | 2019 | Economic | GWh | Before Competition Groups | 429.6405 | 0 | 0 | 5960.7855 | 0.072078 | 6 | Residential_2019_Economic_GWh_Before Competition Groups_6 | Variable Speed Pool Pump Motor | 7.208% | 0 | 429.6405 | Residential_2019_Economic_GWh_Before Competition Groups_Variable Speed Pool Pump Motor
Residential | Res ¦ Building Recommissioning, Operations and Maintenance (O&M) Improvements | 2019 | Economic | GWh | Before Competition Groups | 332.9637 | 0 | 0 | 5960.7855 | 0.055859 | 7 | Residential_2019_Economic_GWh_Before Competition Groups_7 | Building Recommissioning, Operations and Maintenance (O&M) Improvements | 5.586% | 0 | 332.9637 | Residential_2019_Economic_GWh_Before Competition Groups_Building Recommissioning, Operations and Maintenance (O&M) Improvements
Residential | Res ¦ Car Block Heater Timer | 2019 | Economic | GWh | Before Competition Groups | 317.0733 | 0 | 0 | 5960.7855 | 0.053193 | 8 | Residential_2019_Economic_GWh_Before Competition Groups_8 | Car Block Heater Timer | 5.319% | 0 | 317.0733 | Residential_2019_Economic_GWh_Before Competition Groups_Car Block Heater Timer
Residential | Res ¦ Basement Wall Insulation | 2019 | Economic | GWh | Before Competition Groups | 307.1113 | 0 | 0 | 5960.7855 | 0.051522 | 9 | Residential_2019_Economic_GWh_Before Competition Groups_9 | Basement Wall Insulation | 5.152% | 0 | 307.1113 | Residential_2019_Economic_GWh_Before Competition Groups_Basement Wall Insulation
Residential | Res ¦ Attic Insulation | 2019 | Economic | GWh | Before Competition Groups | 236.9166 | 0 | 0 | 5960.7855 | 0.039746 | 10 | Residential_2019_Economic_GWh_Before Competition Groups_10 | Attic Insulation | 3.975% | 0 | 236.9166 | Residential_2019_Economic_GWh_Before Competition Groups_Attic Insulation
Residential | Res ¦ Comprehensive Draft Proofing | 2019 | Economic | GWh | Before Competition Groups | 169.3494 | 0 | 0 | 5960.7855 | 0.028411 | 11 | Residential_2019_Economic_GWh_Before Competition Groups_11 | Comprehensive Draft Proofing | 2.841% | 0 | 169.3494 | Residential_2019_Economic_GWh_Before Competition Groups_Comprehensive Draft Proofing
Residential | Res ¦ Occupancy Sensors MF | 2019 | Economic | GWh | Before Competition Groups | 119.617 | 0 | 0 | 5960.7855 | 0.020067 | 12 | Residential_2019_Economic_GWh_Before Competition Groups_12 | Occupancy Sensors MF | 2.007% | 0 | 119.617 | Residential_2019_Economic_GWh_Before Competition Groups_Occupancy Sensors MF
Residential | Res ¦ Refrigerator Recycling | 2019 | Economic | GWh | Before Competition Groups | 87.2811 | 0 | 0 | 5960.7855 | 0.014643 | 13 | Residential_2019_Economic_GWh_Before Competition Groups_13 | Refrigerator Recycling | 1.464% | 0 | 87.2811 | Residential_2019_Economic_GWh_Before Competition Groups_Refrigerator Recycling
Residential | Res ¦ Clothes Drying Racks | 2019 | Economic | GWh | Before Competition Groups | 79.7002 | 0 | 0 | 5960.7855 | 0.013371 | 14 | Residential_2019_Economic_GWh_Before Competition Groups_14 | Clothes Drying Racks | 1.337% | 0 | 79.7002 | Residential_2019_Economic_GWh_Before Competition Groups_Clothes Drying Racks
Residential | Res ¦ Freezer Recycling | 2019 | Economic | GWh | Before Competition Groups | 76.5837 | 0 | 0 | 5960.7855 | 0.012848 | 15 | Residential_2019_Economic_GWh_Before Competition Groups_15 | Freezer Recycling | 1.285% | 0 | 76.5837 | Residential_2019_Economic_GWh_Before Competition Groups_Freezer Recycling
Residential | Res ¦ Energy Star Clothes Washer | 2019 | Economic | GWh | Before Competition Groups | 71.6579 | 0 | 0 | 5960.7855 | 0.012022 | 16 | Residential_2019_Economic_GWh_Before Competition Groups_16 | Energy Star Clothes Washer | 1.202% | 0 | 71.6579 | Residential_2019_Economic_GWh_Before Competition Groups_Energy Star Clothes Washer
Residential | Res ¦ Floor Insulation | 2019 | Economic | GWh | Before Competition Groups | 62.0924 | 0 | 0 | 5960.7855 | 0.010417 | 17 | Residential_2019_Economic_GWh_Before Competition Groups_17 | Floor Insulation | 1.042% | 0 | 62.0924 | Residential_2019_Economic_GWh_Before Competition Groups_Floor Insulation
Residential | Res ¦ Ductless Mini-Split Heat Pump | 2019 | Economic | GWh | Before Competition Groups | 58.4044 | 0 | 0 | 5960.7855 | 0.0097981 | 18 | Residential_2019_Economic_GWh_Before Competition Groups_18 | Ductless Mini-Split Heat Pump | 0.9798% | 0 | 58.4044 | Residential_2019_Economic_GWh_Before Competition Groups_Ductless Mini-Split Heat Pump
Residential | Res ¦ LED Parking Lot Fixture | 2019 | Economic | GWh | Before Competition Groups | 57.9821 | 0 | 0 | 5960.7855 | 0.0097273 | 19 | Residential_2019_Economic_GWh_Before Competition Groups_19 | LED Parking Lot Fixture | 0.9727% | 0 | 57.9821 | Residential_2019_Economic_GWh_Before Competition Groups_LED Parking Lot Fixture
Residential | Res ¦ Advanced BAS/Controllers | 2019 | Economic | GWh | Before Competition Groups | 48.7332 | 0 | 0 | 5960.7855 | 0.0081756 | 20 | Residential_2019_Economic_GWh_Before Competition Groups_20 | Advanced BAS/Controllers | 0.8176% | 0 | 48.7332 | Residential_2019_Economic_GWh_Before Competition Groups_Advanced BAS/Controllers
Residential | Res ¦ Duct Insulation | 2019 | Economic | GWh | Before Competition Groups | 44.5808 | 0 | 0 | 5960.7855 | 0.007479 | 21 | Residential_2019_Economic_GWh_Before Competition Groups_21 | Duct Insulation | 0.7479% | 0 | 44.5808 | Residential_2019_Economic_GWh_Before Competition Groups_Duct Insulation
Residential | Res ¦ Energy Star Torchiere | 2019 | Economic | GWh | Before Competition Groups | 42.7469 | 0 | 0 | 5960.7855 | 0.0071713 | 22 | Residential_2019_Economic_GWh_Before Competition Groups_22 | Energy Star Torchiere | 0.7171% | 0 | 42.7469 | Residential_2019_Economic_GWh_Before Competition Groups_Energy Star Torchiere
Residential | Res ¦ Minimize Hot and Warm Clothes Wash | 2019 | Economic | GWh | Before Competition Groups | 42.5978 | 0 | 0 | 5960.7855 | 0.0071463 | 23 | Residential_2019_Economic_GWh_Before Competition Groups_23 | Minimize Hot and Warm Clothes Wash | 0.7146% | 0 | 42.5978 | Residential_2019_Economic_GWh_Before Competition Groups_Minimize Hot and Warm Clothes Wash
Residential | Res ¦ Furnace Whistle | 2019 | Economic | GWh | Before Competition Groups | 41.9639 | 0 | 0 | 5960.7855 | 0.00704 | 24 | Residential_2019_Economic_GWh_Before Competition Groups_24 | Furnace Whistle | 0.704% | 0 | 41.9639 | Residential_2019_Economic_GWh_Before Competition Groups_Furnace Whistle
Residential | Res ¦ Energy Star Air Source Heat Pump | 2019 | Economic | GWh | Before Competition Groups | 33.376 | 0 | 0 | 5960.7855 | 0.0055993 | 25 | Residential_2019_Economic_GWh_Before Competition Groups_25 | Energy Star Air Source Heat Pump | 0.5599% | 0 | 33.376 | Residential_2019_Economic_GWh_Before Competition Groups_Energy Star Air Source Heat Pump
Residential | Res ¦ Outside Air Economizer | 2019 | Economic | GWh | Before Competition Groups | 24.6624 | 0 | 0 | 5960.7855 | 0.0041374 | 26 | Residential_2019_Economic_GWh_Before Competition Groups_26 | Outside Air Economizer | 0.4137% | 0 | 24.6624 | Residential_2019_Economic_GWh_Before Competition Groups_Outside Air Economizer
Residential | Res ¦ Duct Insulation MF | 2019 | Economic | GWh | Before Competition Groups | 23.9468 | 0 | 0 | 5960.7855 | 0.0040174 | 27 | Residential_2019_Economic_GWh_Before Competition Groups_27 | Duct Insulation MF | 0.4017% | 0 | 23.9468 | Residential_2019_Economic_GWh_Before Competition Groups_Duct Insulation MF
Residential | Res ¦ Demand Control Ventilation | 2019 | Economic | GWh | Before Competition Groups | 22.4758 | 0 | 0 | 5960.7855 | 0.0037706 | 28 | Residential_2019_Economic_GWh_Before Competition Groups_28 | Demand Control Ventilation | 0.3771% | 0 | 22.4758 | Residential_2019_Economic_GWh_Before Competition Groups_Demand Control Ventilation
Residential | Res ¦ Variable Frequency Drive (VFD) | 2019 | Economic | GWh | Before Competition Groups | 17.8011 | 0 | 0 | 5960.7855 | 0.0029864 | 29 | Residential_2019_Economic_GWh_Before Competition Groups_29 | Variable Frequency Drive (VFD) | 0.2986% | 0 | 17.8011 | Residential_2019_Economic_GWh_Before Competition Groups_Variable Frequency Drive (VFD)
Residential | Res ¦ CO Sensors for parking garage exhaust fans | 2019 | Economic | GWh | Before Competition Groups | 15.5601 | 0 | 0 | 5960.7855 | 0.0026104 | 30 | Residential_2019_Economic_GWh_Before Competition Groups_30 | CO Sensors for parking garage exhaust fans | 0.261% | 0 | 15.5601 | Residential_2019_Economic_GWh_Before Competition Groups_CO Sensors for parking garage exhaust fans
Residential | Res ¦ Water Heater Temperature Setback | 2019 | Economic | GWh | Before Competition Groups | 13.302 | 0 | 0 | 5960.7855 | 0.0022316 | 31 | Residential_2019_Economic_GWh_Before Competition Groups_31 | Water Heater Temperature Setback | 0.2232% | 0 | 13.302 | Residential_2019_Economic_GWh_Before Competition Groups_Water Heater Temperature Setback
Residential | Res ¦ Energy Star Room Air Conditioner | 2019 | Economic | GWh | Before Competition Groups | 13.1797 | 0 | 0 | 5960.7855 | 0.0022111 | 32 | Residential_2019_Economic_GWh_Before Competition Groups_32 | Energy Star Room Air Conditioner | 0.2211% | 0 | 13.1797 | Residential_2019_Economic_GWh_Before Competition Groups_Energy Star Room Air Conditioner
Residential | Res ¦ ENERGY STAR LED LAMPS (REFLECTOR LAMPs/MR16/PAR 16) | 2019 | Economic | GWh | Before Competition Groups | 12.3879 | 0 | 0 | 5960.7855 | 0.0020782 | 33 | Residential_2019_Economic_GWh_Before Competition Groups_33 | ENERGY STAR LED LAMPS (REFLECTOR LAMPs/MR16/PAR 16) | 0.2078% | 0 | 12.3879 | Residential_2019_Economic_GWh_Before Competition Groups_ENERGY STAR LED LAMPS (REFLECTOR LAMPs/MR16/PAR 16)
Residential | Res ¦ Energy Star Light Fixture | 2019 | Economic | GWh | Before Competition Groups | 8.6086 | 0 | 0 | 5960.7855 | 0.0014442 | 34 | Residential_2019_Economic_GWh_Before Competition Groups_34 | Energy Star Light Fixture | 0.1444% | 0 | 8.6086 | Residential_2019_Economic_GWh_Before Competition Groups_Energy Star Light Fixture
Residential | Res ¦ VFD on Pumps | 2019 | Economic | GWh | Before Competition Groups | 5.474 | 0 | 0 | 5960.7855 | 0.00091834 | 35 | Residential_2019_Economic_GWh_Before Competition Groups_35 | VFD on Pumps | 0.09183% | 0 | 5.474 | Residential_2019_Economic_GWh_Before Competition Groups_VFD on Pumps
Residential | Res ¦ LED Exterior Area Lights - LED Fixture (200W) | 2019 | Economic | GWh | Before Competition Groups | 5.1963 | 0 | 0 | 5960.7855 | 0.00087175 | 36 | Residential_2019_Economic_GWh_Before Competition Groups_36 | LED Exterior Area Lights - LED Fixture (200W) | 0.08717% | 0 | 5.1963 | Residential_2019_Economic_GWh_Before Competition Groups_LED Exterior Area Lights - LED Fixture (200W)
Residential | Res ¦ LED Tube Re-Lamp | 2019 | Economic | GWh | Before Competition Groups | 4.7118 | 0 | 0 | 5960.7855 | 0.00079047 | 37 | Residential_2019_Economic_GWh_Before Competition Groups_37 | LED Tube Re-Lamp | 0.07905% | 0 | 4.7118 | Residential_2019_Economic_GWh_Before Competition Groups_LED Tube Re-Lamp
Residential | Res ¦ ENERGY STAR LED Lamps (General Service Lamps) | 2019 | Economic | GWh | Before Competition Groups | 3.8175 | 0 | 0 | 5960.7855 | 0.00064043 | 38 | Residential_2019_Economic_GWh_Before Competition Groups_38 | ENERGY STAR LED Lamps (General Service Lamps) | 0.06404% | 0 | 3.8175 | Residential_2019_Economic_GWh_Before Competition Groups_ENERGY STAR LED Lamps (General Service Lamps)
Residential | Res ¦ Heat Recovery Ventilator | 2019 | Economic | GWh | Before Competition Groups | 3.4012 | 0 | 0 | 5960.7855 | 0.00057059 | 39 | Residential_2019_Economic_GWh_Before Competition Groups_39 | Heat Recovery Ventilator | 0.05706% | 0 | 3.4012 | Residential_2019_Economic_GWh_Before Competition Groups_Heat Recovery Ventilator
Residential | Res ¦ ECM MOTORS FOR HVAC APPLICATION (FAN-POWERED VAV BOX) | 2019 | Economic | GWh | Before Competition Groups | 2.5153 | 0 | 0 | 5960.7855 | 0.00042198 | 40 | Residential_2019_Economic_GWh_Before Competition Groups_40 | ECM MOTORS FOR HVAC APPLICATION (FAN-POWERED VAV BOX) | 0.0422% | 0 | 2.5153 | Residential_2019_Economic_GWh_Before Competition Groups_ECM MOTORS FOR HVAC APPLICATION (FAN-POWERED VAV BOX)
Residential | Res ¦ Condensing Make Up Air Unit | 2019 | Economic | GWh | Before Competition Groups | 1.519 | 0 | 0 | 5960.7855 | 0.00025484 | 41 | Residential_2019_Economic_GWh_Before Competition Groups_41 | Condensing Make Up Air Unit | 0.02548% | 0 | 1.519 | Residential_2019_Economic_GWh_Before Competition Groups_Condensing Make Up Air Unit
Residential | Res ¦ High Efficiency Chiller (avg of water and air cooled) | 2019 | Economic | GWh | Before Competition Groups | 1.3949 | 0 | 0 | 5960.7855 | 0.00023401 | 42 | Residential_2019_Economic_GWh_Before Competition Groups_42 | High Efficiency Chiller (avg of water and air cooled) | 0.0234% | 0 | 1.3949 | Residential_2019_Economic_GWh_Before Competition Groups_High Efficiency Chiller (avg of water and air cooled)
Residential | Res ¦ Beverage Vending Machine Controls | 2019 | Economic | GWh | Before Competition Groups | 1.2226 | 0 | 0 | 5960.7855 | 0.00020511 | 43 | Residential_2019_Economic_GWh_Before Competition Groups_43 | Beverage Vending Machine Controls | 0.02051% | 0 | 1.2226 | Residential_2019_Economic_GWh_Before Competition Groups_Beverage Vending Machine Controls
Residential | Res ¦ Wall Insulation | 2019 | Economic | GWh | Before Competition Groups | 0.89255 | 0 | 0 | 5960.7855 | 0.00014974 | 44 | Residential_2019_Economic_GWh_Before Competition Groups_44 | Wall Insulation | 0.01497% | 0 | 0.89255 | Residential_2019_Economic_GWh_Before Competition Groups_Wall Insulation
Residential | Res ¦ Wall Insulation MF | 2019 | Economic | GWh | Before Competition Groups | 0.054094 | 0 | 0 | 5960.7855 | 9.0749e-06 | 45 | Residential_2019_Economic_GWh_Before Competition Groups_45 | Wall Insulation MF | 0.0009075% | 0 | 0.054094 | Residential_2019_Economic_GWh_Before Competition Groups_Wall Insulation MF
Residential | Res ¦ Chilled Water Optimization | 2019 | Economic | GWh | Before Competition Groups | 0.036829 | 0 | 0 | 5960.7855 | 6.1785e-06 | 46 | Residential_2019_Economic_GWh_Before Competition Groups_46 | Chilled Water Optimization | 0.0006178% | 0 | 0.036829 | Residential_2019_Economic_GWh_Before Competition Groups_Chilled Water Optimization
Residential | Res ¦ Energy Star Clothes Dryer | 2019 | Economic | GWh | Before Competition Groups | 0 | 0 | 0 | 5960.7855 | 0 | 47 | Residential_2019_Economic_GWh_Before Competition Groups_47 | Energy Star Clothes Dryer | 0% | 0 | 0 | Residential_2019_Economic_GWh_Before Competition Groups_Energy Star Clothes Dryer
Residential | Res ¦ Energy Star Dehumidifier | 2019 | Economic | GWh | Before Competition Groups | 0 | 0 | 0 | 5960.7855 | 0 | 48 | Residential_2019_Economic_GWh_Before Competition Groups_48 | Energy Star Dehumidifier | 0% | 0 | 0 | Residential_2019_Economic_GWh_Before Competition Groups_Energy Star Dehumidifier
Residential | Res ¦ Energy Star Freezer | 2019 | Economic | GWh | Before Competition Groups | 0 | 0 | 0 | 5960.7855 | 0 | 49 | Residential_2019_Economic_GWh_Before Competition Groups_49 | Energy Star Freezer | 0% | 0 | 0 | Residential_2019_Economic_GWh_Before Competition Groups_Energy Star Freezer
Residential | Res ¦ Heavy Duty Outdoor/Holiday Plug-in Timers | 2019 | Economic | GWh | Before Competition Groups | 0 | 0 | 0 | 5960.7855 | 0 | 50 | Residential_2019_Economic_GWh_Before Competition Groups_50 | Heavy Duty Outdoor/Holiday Plug-in Timers | 0% | 0 | 0 | Residential_2019_Economic_GWh_Before Competition Groups_Heavy Duty Outdoor/Holiday Plug-in Timers
Residential | Res ¦ Home Energy Reports | 2019 | Economic | GWh | Before Competition Groups | 0 | 0 | 0 | 5960.7855 | 0 | 51 | Residential_2019_Economic_GWh_Before Competition Groups_51 | Home Energy Reports | 0% | 0 | 0 | Residential_2019_Economic_GWh_Before Competition Groups_Home Energy Reports
Residential | Res ¦ LED Downlight | 2019 | Economic | GWh | Before Competition Groups | 0 | 0 | 0 | 5960.7855 | 0 | 52 | Residential_2019_Economic_GWh_Before Competition Groups_52 | LED Downlight | 0% | 0 | 0 | Residential_2019_Economic_GWh_Before Competition Groups_LED Downlight
Residential | Res ¦ LED High Bay Fixture | 2019 | Economic | GWh | Before Competition Groups | 0 | 0 | 0 | 5960.7855 | 0 | 53 | Residential_2019_Economic_GWh_Before Competition Groups_53 | LED High Bay Fixture | 0% | 0 | 0 | Residential_2019_Economic_GWh_Before Competition Groups_LED High Bay Fixture
Residential | Res ¦ Smart Burners | 2019 | Economic | GWh | Before Competition Groups | 0 | 0 | 0 | 5960.7855 | 0 | 54 | Residential_2019_Economic_GWh_Before Competition Groups_54 | Smart Burners | 0% | 0 | 0 | Residential_2019_Economic_GWh_Before Competition Groups_Smart Burners
Residential | Res ¦ Smart Power Bar | 2019 | Economic | GWh | Before Competition Groups | 0 | 0 | 0 | 5960.7855 | 0 | 55 | Residential_2019_Economic_GWh_Before Competition Groups_55 | Smart Power Bar | 0% | 0 | 0 | Residential_2019_Economic_GWh_Before Competition Groups_Smart Power Bar
Residential | Res ¦ Tankless Water Heater | 2019 | Economic | GWh | Before Competition Groups | 0 | 0 | 0 | 5960.7855 | 0 | 56 | Residential_2019_Economic_GWh_Before Competition Groups_56 | Tankless Water Heater | 0% | 0 | 0 | Residential_2019_Economic_GWh_Before Competition Groups_Tankless Water Heater
Residential | Res ¦ Energy Star LED Specialty Bulbs | 2019 | SC A | GWh | Before Competition Groups | 139.303 | 0 | 0 | 277.7535 | 0.50153 | 1 | Residential_2019_SC A_GWh_Before Competition Groups_1 | Energy Star LED Specialty Bulbs | 50.15% | 0 | 139.303 | Residential_2019_SC A_GWh_Before Competition Groups_Energy Star LED Specialty Bulbs
Residential | Res ¦ Energy Star A Line, PAR, MR Lamps | 2019 | SC A | GWh | Before Competition Groups | 26.0845 | 0 | 0 | 277.7535 | 0.093912 | 2 | Residential_2019_SC A_GWh_Before Competition Groups_2 | Energy Star A Line, PAR, MR Lamps | 9.391% | 0 | 26.0845 | Residential_2019_SC A_GWh_Before Competition Groups_Energy Star A Line, PAR, MR Lamps
Residential | Res ¦ Energy Star Clothes Washer | 2019 | SC A | GWh | Before Competition Groups | 19.5151 | 0 | 0 | 277.7535 | 0.070261 | 3 | Residential_2019_SC A_GWh_Before Competition Groups_3 | Energy Star Clothes Washer | 7.026% | 0 | 19.5151 | Residential_2019_SC A_GWh_Before Competition Groups_Energy Star Clothes Washer
Residential | Res ¦ LED Parking Lot Fixture | 2019 | SC A | GWh | Before Competition Groups | 11.2308 | 0 | 0 | 277.7535 | 0.040434 | 4 | Residential_2019_SC A_GWh_Before Competition Groups_4 | LED Parking Lot Fixture | 4.043% | 0 | 11.2308 | Residential_2019_SC A_GWh_Before Competition Groups_LED Parking Lot Fixture
Residential | Res ¦ Ductless Mini-Split Heat Pump | 2019 | SC A | GWh | Before Competition Groups | 11.015 | 0 | 0 | 277.7535 | 0.039657 | 5 | Residential_2019_SC A_GWh_Before Competition Groups_5 | Ductless Mini-Split Heat Pump | 3.966% | 0 | 11.015 | Residential_2019_SC A_GWh_Before Competition Groups_Ductless Mini-Split Heat Pump
Residential | Res ¦ Car Block Heater Timer | 2019 | SC A | GWh | Before Competition Groups | 8.2139 | 0 | 0 | 277.7535 | 0.029573 | 6 | Residential_2019_SC A_GWh_Before Competition Groups_6 | Car Block Heater Timer | 2.957% | 0 | 8.2139 | Residential_2019_SC A_GWh_Before Competition Groups_Car Block Heater Timer
Residential | Res ¦ Building Recommissioning, Operations and Maintenance (O&M) Improvements | 2019 | SC A | GWh | Before Competition Groups | 6.8818 | 0 | 0 | 277.7535 | 0.024777 | 7 | Residential_2019_SC A_GWh_Before Competition Groups_7 | Building Recommissioning, Operations and Maintenance (O&M) Improvements | 2.478% | 0 | 6.8818 | Residential_2019_SC A_GWh_Before Competition Groups_Building Recommissioning, Operations and Maintenance (O&M) Improvements
Residential | Res ¦ Variable Speed Pool Pump Motor | 2019 | SC A | GWh | Before Competition Groups | 6.7511 | 0 | 0 | 277.7535 | 0.024306 | 8 | Residential_2019_SC A_GWh_Before Competition Groups_8 | Variable Speed Pool Pump Motor | 2.431% | 0 | 6.7511 | Residential_2019_SC A_GWh_Before Competition Groups_Variable Speed Pool Pump Motor
Residential | Res ¦ Adaptive Thermostat | 2019 | SC A | GWh | Before Competition Groups | 5.7924 | 0 | 0 | 277.7535 | 0.020854 | 9 | Residential_2019_SC A_GWh_Before Competition Groups_9 | Adaptive Thermostat | 2.085% | 0 | 5.7924 | Residential_2019_SC A_GWh_Before Competition Groups_Adaptive Thermostat
Residential | Res ¦ Energy Star Torchiere | 2019 | SC A | GWh | Before Competition Groups | 4.7034 | 0 | 0 | 277.7535 | 0.016934 | 10 | Residential_2019_SC A_GWh_Before Competition Groups_10 | Energy Star Torchiere | 1.693% | 0 | 4.7034 | Residential_2019_SC A_GWh_Before Competition Groups_Energy Star Torchiere
Residential | Res ¦ LED Exterior Area Lights - LED Fixture (200W) | 2019 | SC A | GWh | Before Competition Groups | 3.8747 | 0 | 0 | 277.7535 | 0.01395 | 11 | Residential_2019_SC A_GWh_Before Competition Groups_11 | LED Exterior Area Lights - LED Fixture (200W) | 1.395% | 0 | 3.8747 | Residential_2019_SC A_GWh_Before Competition Groups_LED Exterior Area Lights - LED Fixture (200W)
Residential | Res ¦ ENERGY STAR LED LAMPS (REFLECTOR LAMPs/MR16/PAR 16) | 2019 | SC A | GWh | Before Competition Groups | 3.6358 | 0 | 0 | 277.7535 | 0.01309 | 12 | Residential_2019_SC A_GWh_Before Competition Groups_12 | ENERGY STAR LED LAMPS (REFLECTOR LAMPs/MR16/PAR 16) | 1.309% | 0 | 3.6358 | Residential_2019_SC A_GWh_Before Competition Groups_ENERGY STAR LED LAMPS (REFLECTOR LAMPs/MR16/PAR 16)
Residential | Res ¦ Air Sealing | 2019 | SC A | GWh | Before Competition Groups | 3.5982 | 0 | 0 | 277.7535 | 0.012955 | 13 | Residential_2019_SC A_GWh_Before Competition Groups_13 | Air Sealing | 1.295% | 0 | 3.5982 | Residential_2019_SC A_GWh_Before Competition Groups_Air Sealing
Residential | Res ¦ LED Tube Re-Lamp | 2019 | SC A | GWh | Before Competition Groups | 3.478 | 0 | 0 | 277.7535 | 0.012522 | 14 | Residential_2019_SC A_GWh_Before Competition Groups_14 | LED Tube Re-Lamp | 1.252% | 0 | 3.478 | Residential_2019_SC A_GWh_Before Competition Groups_LED Tube Re-Lamp
Residential | Res ¦ Comprehensive Draft Proofing | 2019 | SC A | GWh | Before Competition Groups | 3.4545 | 0 | 0 | 277.7535 | 0.012437 | 15 | Residential_2019_SC A_GWh_Before Competition Groups_15 | Comprehensive Draft Proofing | 1.244% | 0 | 3.4545 | Residential_2019_SC A_GWh_Before Competition Groups_Comprehensive Draft Proofing
Residential | Res ¦ Basement Wall Insulation | 2019 | SC A | GWh | Before Competition Groups | 3.0226 | 0 | 0 | 277.7535 | 0.010882 | 16 | Residential_2019_SC A_GWh_Before Competition Groups_16 | Basement Wall Insulation | 1.088% | 0 | 3.0226 | Residential_2019_SC A_GWh_Before Competition Groups_Basement Wall Insulation
Residential | Res ¦ Occupancy Sensors MF | 2019 | SC A | GWh | Before Competition Groups | 2.4723 | 0 | 0 | 277.7535 | 0.0089009 | 17 | Residential_2019_SC A_GWh_Before Competition Groups_17 | Occupancy Sensors MF | 0.8901% | 0 | 2.4723 | Residential_2019_SC A_GWh_Before Competition Groups_Occupancy Sensors MF
Residential | Res ¦ Minimize Hot and Warm Clothes Wash | 2019 | SC A | GWh | Before Competition Groups | 1.5738 | 0 | 0 | 277.7535 | 0.0056661 | 18 | Residential_2019_SC A_GWh_Before Competition Groups_18 | Minimize Hot and Warm Clothes Wash | 0.5666% | 0 | 1.5738 | Residential_2019_SC A_GWh_Before Competition Groups_Minimize Hot and Warm Clothes Wash
Residential | Res ¦ Energy Star Air Source Heat Pump | 2019 | SC A | GWh | Before Competition Groups | 1.5019 | 0 | 0 | 277.7535 | 0.0054074 | 19 | Residential_2019_SC A_GWh_Before Competition Groups_19 | Energy Star Air Source Heat Pump | 0.5407% | 0 | 1.5019 | Residential_2019_SC A_GWh_Before Competition Groups_Energy Star Air Source Heat Pump
Residential | Res ¦ Energy Star Light Fixture | 2019 | SC A | GWh | Before Competition Groups | 1.3858 | 0 | 0 | 277.7535 | 0.0049892 | 20 | Residential_2019_SC A_GWh_Before Competition Groups_20 | Energy Star Light Fixture | 0.4989% | 0 | 1.3858 | Residential_2019_SC A_GWh_Before Competition Groups_Energy Star Light Fixture
Residential | Res ¦ Refrigerator Recycling | 2019 | SC A | GWh | Before Competition Groups | 1.3832 | 0 | 0 | 277.7535 | 0.0049798 | 21 | Residential_2019_SC A_GWh_Before Competition Groups_21 | Refrigerator Recycling | 0.498% | 0 | 1.3832 | Residential_2019_SC A_GWh_Before Competition Groups_Refrigerator Recycling
Residential | Res ¦ Outside Air Economizer | 2019 | SC A | GWh | Before Competition Groups | 1.2758 | 0 | 0 | 277.7535 | 0.0045932 | 22 | Residential_2019_SC A_GWh_Before Competition Groups_22 | Outside Air Economizer | 0.4593% | 0 | 1.2758 | Residential_2019_SC A_GWh_Before Competition Groups_Outside Air Economizer
Residential | Res ¦ Attic Insulation | 2019 | SC A | GWh | Before Competition Groups | 1.1723 | 0 | 0 | 277.7535 | 0.0042208 | 23 | Residential_2019_SC A_GWh_Before Competition Groups_23 | Attic Insulation | 0.4221% | 0 | 1.1723 | Residential_2019_SC A_GWh_Before Competition Groups_Attic Insulation
Residential | Res ¦ ENERGY STAR LED Lamps (General Service Lamps) | 2019 | SC A | GWh | Before Competition Groups | 1.1204 | 0 | 0 | 277.7535 | 0.0040338 | 24 | Residential_2019_SC A_GWh_Before Competition Groups_24 | ENERGY STAR LED Lamps (General Service Lamps) | 0.4034% | 0 | 1.1204 | Residential_2019_SC A_GWh_Before Competition Groups_ENERGY STAR LED Lamps (General Service Lamps)
Residential | Res ¦ High Efficiency Chiller (avg of water and air cooled) | 2019 | SC A | GWh | Before Competition Groups | 1.0833 | 0 | 0 | 277.7535 | 0.0039004 | 25 | Residential_2019_SC A_GWh_Before Competition Groups_25 | High Efficiency Chiller (avg of water and air cooled) | 0.39% | 0 | 1.0833 | Residential_2019_SC A_GWh_Before Competition Groups_High Efficiency Chiller (avg of water and air cooled)
Residential | Res ¦ Furnace Whistle | 2019 | SC A | GWh | Before Competition Groups | 0.86732 | 0 | 0 | 277.7535 | 0.0031226 | 26 | Residential_2019_SC A_GWh_Before Competition Groups_26 | Furnace Whistle | 0.3123% | 0 | 0.86732 | Residential_2019_SC A_GWh_Before Competition Groups_Furnace Whistle
Residential | Res ¦ Energy Star Room Air Conditioner | 2019 | SC A | GWh | Before Competition Groups | 0.8444 | 0 | 0 | 277.7535 | 0.0030401 | 27 | Residential_2019_SC A_GWh_Before Competition Groups_27 | Energy Star Room Air Conditioner | 0.304% | 0 | 0.8444 | Residential_2019_SC A_GWh_Before Competition Groups_Energy Star Room Air Conditioner
Residential | Res ¦ Advanced BAS/Controllers | 2019 | SC A | GWh | Before Competition Groups | 0.72264 | 0 | 0 | 277.7535 | 0.0026017 | 28 | Residential_2019_SC A_GWh_Before Competition Groups_28 | Advanced BAS/Controllers | 0.2602% | 0 | 0.72264 | Residential_2019_SC A_GWh_Before Competition Groups_Advanced BAS/Controllers
Residential | Res ¦ Variable Frequency Drive (VFD) | 2019 | SC A | GWh | Before Competition Groups | 0.36792 | 0 | 0 | 277.7535 | 0.0013246 | 29 | Residential_2019_SC A_GWh_Before Competition Groups_29 | Variable Frequency Drive (VFD) | 0.1325% | 0 | 0.36792 | Residential_2019_SC A_GWh_Before Competition Groups_Variable Frequency Drive (VFD)
Residential | Res ¦ Demand Control Ventilation | 2019 | SC A | GWh | Before Competition Groups | 0.30261 | 0 | 0 | 277.7535 | 0.0010895 | 30 | Residential_2019_SC A_GWh_Before Competition Groups_30 | Demand Control Ventilation | 0.1089% | 0 | 0.30261 | Residential_2019_SC A_GWh_Before Competition Groups_Demand Control Ventilation
Residential | Res ¦ CO Sensors for parking garage exhaust fans | 2019 | SC A | GWh | Before Competition Groups | 0.28438 | 0 | 0 | 277.7535 | 0.0010239 | 31 | Residential_2019_SC A_GWh_Before Competition Groups_31 | CO Sensors for parking garage exhaust fans | 0.1024% | 0 | 0.28438 | Residential_2019_SC A_GWh_Before Competition Groups_CO Sensors for parking garage exhaust fans
Residential | Res ¦ Water Heater Temperature Setback | 2019 | SC A | GWh | Before Competition Groups | 0.27326 | 0 | 0 | 277.7535 | 0.00098381 | 32 | Residential_2019_SC A_GWh_Before Competition Groups_32 | Water Heater Temperature Setback | 0.09838% | 0 | 0.27326 | Residential_2019_SC A_GWh_Before Competition Groups_Water Heater Temperature Setback
Residential | Res ¦ Clothes Drying Racks | 2019 | SC A | GWh | Before Competition Groups | 0.12786 | 0 | 0 | 277.7535 | 0.00046034 | 33 | Residential_2019_SC A_GWh_Before Competition Groups_33 | Clothes Drying Racks | 0.04603% | 0 | 0.12786 | Residential_2019_SC A_GWh_Before Competition Groups_Clothes Drying Racks
Residential | Res ¦ VFD on Pumps | 2019 | SC A | GWh | Before Competition Groups | 0.10622 | 0 | 0 | 277.7535 | 0.00038244 | 34 | Residential_2019_SC A_GWh_Before Competition Groups_34 | VFD on Pumps | 0.03824% | 0 | 0.10622 | Residential_2019_SC A_GWh_Before Competition Groups_VFD on Pumps
Residential | Res ¦ Floor Insulation | 2019 | SC A | GWh | Before Competition Groups | 0.085322 | 0 | 0 | 277.7535 | 0.00030719 | 35 | Residential_2019_SC A_GWh_Before Competition Groups_35 | Floor Insulation | 0.03072% | 0 | 0.085322 | Residential_2019_SC A_GWh_Before Competition Groups_Floor Insulation
Residential | Res ¦ Condensing Make Up Air Unit | 2019 | SC A | GWh | Before Competition Groups | 0.063332 | 0 | 0 | 277.7535 | 0.00022802 | 36 | Residential_2019_SC A_GWh_Before Competition Groups_36 | Condensing Make Up Air Unit | 0.0228% | 0 | 0.063332 | Residential_2019_SC A_GWh_Before Competition Groups_Condensing Make Up Air Unit
Residential | Res ¦ Duct Insulation | 2019 | SC A | GWh | Before Competition Groups | 0.055715 | 0 | 0 | 277.7535 | 0.00020059 | 37 | Residential_2019_SC A_GWh_Before Competition Groups_37 | Duct Insulation | 0.02006% | 0 | 0.055715 | Residential_2019_SC A_GWh_Before Competition Groups_Duct Insulation
Residential | Res ¦ ECM MOTORS FOR HVAC APPLICATION (FAN-POWERED VAV BOX) | 2019 | SC A | GWh | Before Competition Groups | 0.055002 | 0 | 0 | 277.7535 | 0.00019803 | 38 | Residential_2019_SC A_GWh_Before Competition Groups_38 | ECM MOTORS FOR HVAC APPLICATION (FAN-POWERED VAV BOX) | 0.0198% | 0 | 0.055002 | Residential_2019_SC A_GWh_Before Competition Groups_ECM MOTORS FOR HVAC APPLICATION (FAN-POWERED VAV BOX)
Residential | Res ¦ Duct Insulation MF | 2019 | SC A | GWh | Before Competition Groups | 0.028945 | 0 | 0 | 277.7535 | 0.00010421 | 39 | Residential_2019_SC A_GWh_Before Competition Groups_39 | Duct Insulation MF | 0.01042% | 0 | 0.028945 | Residential_2019_SC A_GWh_Before Competition Groups_Duct Insulation MF
Residential | Res ¦ Beverage Vending Machine Controls | 2019 | SC A | GWh | Before Competition Groups | 0.020876 | 0 | 0 | 277.7535 | 7.5159e-05 | 40 | Residential_2019_SC A_GWh_Before Competition Groups_40 | Beverage Vending Machine Controls | 0.007516% | 0 | 0.020876 | Residential_2019_SC A_GWh_Before Competition Groups_Beverage Vending Machine Controls
Residential | Res ¦ Heat Recovery Ventilator | 2019 | SC A | GWh | Before Competition Groups | 0.016841 | 0 | 0 | 277.7535 | 6.0633e-05 | 41 | Residential_2019_SC A_GWh_Before Competition Groups_41 | Heat Recovery Ventilator | 0.006063% | 0 | 0.016841 | Residential_2019_SC A_GWh_Before Competition Groups_Heat Recovery Ventilator
Residential | Res ¦ Chilled Water Optimization | 2019 | SC A | GWh | Before Competition Groups | 0.0057964 | 0 | 0 | 277.7535 | 2.0869e-05 | 42 | Residential_2019_SC A_GWh_Before Competition Groups_42 | Chilled Water Optimization | 0.002087% | 0 | 0.0057964 | Residential_2019_SC A_GWh_Before Competition Groups_Chilled Water Optimization
Residential | Res ¦ Wall Insulation | 2019 | SC A | GWh | Before Competition Groups | 0.00072581 | 0 | 0 | 277.7535 | 2.6132e-06 | 43 | Residential_2019_SC A_GWh_Before Competition Groups_43 | Wall Insulation | 0.0002613% | 0 | 0.00072581 | Residential_2019_SC A_GWh_Before Competition Groups_Wall Insulation
Residential | Res ¦ Wall Insulation MF | 2019 | SC A | GWh | Before Competition Groups | 0.00053239 | 0 | 0 | 277.7535 | 1.9168e-06 | 44 | Residential_2019_SC A_GWh_Before Competition Groups_44 | Wall Insulation MF | 0.0001917% | 0 | 0.00053239 | Residential_2019_SC A_GWh_Before Competition Groups_Wall Insulation MF
Residential | Res ¦ Freezer Recycling | 2019 | SC A | GWh | Before Competition Groups | 0.00016785 | 0 | 0 | 277.7535 | 6.0431e-07 | 45 | Residential_2019_SC A_GWh_Before Competition Groups_45 | Freezer Recycling | 6.043e-05% | 0 | 0.00016785 | Residential_2019_SC A_GWh_Before Competition Groups_Freezer Recycling
Residential | Res ¦ Energy Star LED Bulbs General Purpose LEDs | 2019 | SC A | GWh | Before Competition Groups | 2.465e-11 | 0 | 0 | 277.7535 | 8.8747e-14 | 46 | Residential_2019_SC A_GWh_Before Competition Groups_46 | Energy Star LED Bulbs General Purpose LEDs | 8.875e-12% | 0 | 2.465e-11 | Residential_2019_SC A_GWh_Before Competition Groups_Energy Star LED Bulbs General Purpose LEDs
Residential | Res ¦ Energy Star Clothes Dryer | 2019 | SC A | GWh | Before Competition Groups | 0 | 0 | 0 | 277.7535 | 0 | 47 | Residential_2019_SC A_GWh_Before Competition Groups_47 | Energy Star Clothes Dryer | 0% | 0 | 0 | Residential_2019_SC A_GWh_Before Competition Groups_Energy Star Clothes Dryer
Residential | Res ¦ Energy Star Dehumidifier | 2019 | SC A | GWh | Before Competition Groups | 0 | 0 | 0 | 277.7535 | 0 | 48 | Residential_2019_SC A_GWh_Before Competition Groups_48 | Energy Star Dehumidifier | 0% | 0 | 0 | Residential_2019_SC A_GWh_Before Competition Groups_Energy Star Dehumidifier
Residential | Res ¦ Energy Star Freezer | 2019 | SC A | GWh | Before Competition Groups | 0 | 0 | 0 | 277.7535 | 0 | 49 | Residential_2019_SC A_GWh_Before Competition Groups_49 | Energy Star Freezer | 0% | 0 | 0 | Residential_2019_SC A_GWh_Before Competition Groups_Energy Star Freezer
Residential | Res ¦ Heavy Duty Outdoor/Holiday Plug-in Timers | 2019 | SC A | GWh | Before Competition Groups | 0 | 0 | 0 | 277.7535 | 0 | 50 | Residential_2019_SC A_GWh_Before Competition Groups_50 | Heavy Duty Outdoor/Holiday Plug-in Timers | 0% | 0 | 0 | Residential_2019_SC A_GWh_Before Competition Groups_Heavy Duty Outdoor/Holiday Plug-in Timers
Residential | Res ¦ Home Energy Reports | 2019 | SC A | GWh | Before Competition Groups | 0 | 0 | 0 | 277.7535 | 0 | 51 | Residential_2019_SC A_GWh_Before Competition Groups_51 | Home Energy Reports | 0% | 0 | 0 | Residential_2019_SC A_GWh_Before Competition Groups_Home Energy Reports
Residential | Res ¦ LED Downlight | 2019 | SC A | GWh | Before Competition Groups | 0 | 0 | 0 | 277.7535 | 0 | 52 | Residential_2019_SC A_GWh_Before Competition Groups_52 | LED Downlight | 0% | 0 | 0 | Residential_2019_SC A_GWh_Before Competition Groups_LED Downlight
Residential | Res ¦ LED High Bay Fixture | 2019 | SC A | GWh | Before Competition Groups | 0 | 0 | 0 | 277.7535 | 0 | 53 | Residential_2019_SC A_GWh_Before Competition Groups_53 | LED High Bay Fixture | 0% | 0 | 0 | Residential_2019_SC A_GWh_Before Competition Groups_LED High Bay Fixture
Residential | Res ¦ Smart Burners | 2019 | SC A | GWh | Before Competition Groups | 0 | 0 | 0 | 277.7535 | 0 | 54 | Residential_2019_SC A_GWh_Before Competition Groups_54 | Smart Burners | 0% | 0 | 0 | Residential_2019_SC A_GWh_Before Competition Groups_Smart Burners
Residential | Res ¦ Smart Power Bar | 2019 | SC A | GWh | Before Competition Groups | 0 | 0 | 0 | 277.7535 | 0 | 55 | Residential_2019_SC A_GWh_Before Competition Groups_55 | Smart Power Bar | 0% | 0 | 0 | Residential_2019_SC A_GWh_Before Competition Groups_Smart Power Bar
Residential | Res ¦ Tankless Water Heater | 2019 | SC A | GWh | Before Competition Groups | 0 | 0 | 0 | 277.7535 | 0 | 56 | Residential_2019_SC A_GWh_Before Competition Groups_56 | Tankless Water Heater | 0% | 0 | 0 | Residential_2019_SC A_GWh_Before Competition Groups_Tankless Water Heater
Residential | Res ¦ Energy Star LED Bulbs General Purpose LEDs | 2019 | SC B | GWh | Before Competition Groups | 74.3073 | 0 | 0 | 371.7529 | 0.19988 | 1 | Residential_2019_SC B_GWh_Before Competition Groups_1 | Energy Star LED Bulbs General Purpose LEDs | 19.99% | 0 | 74.3073 | Residential_2019_SC B_GWh_Before Competition Groups_Energy Star LED Bulbs General Purpose LEDs
Residential | Res ¦ Energy Star LED Specialty Bulbs | 2019 | SC B | GWh | Before Competition Groups | 69.6515 | 0 | 0 | 371.7529 | 0.18736 | 2 | Residential_2019_SC B_GWh_Before Competition Groups_2 | Energy Star LED Specialty Bulbs | 18.74% | 0 | 69.6515 | Residential_2019_SC B_GWh_Before Competition Groups_Energy Star LED Specialty Bulbs
Residential | Res ¦ Energy Star Clothes Washer | 2019 | SC B | GWh | Before Competition Groups | 29.8748 | 0 | 0 | 371.7529 | 0.080362 | 3 | Residential_2019_SC B_GWh_Before Competition Groups_3 | Energy Star Clothes Washer | 8.036% | 0 | 29.8748 | Residential_2019_SC B_GWh_Before Competition Groups_Energy Star Clothes Washer
Residential | Res ¦ Energy Star A Line, PAR, MR Lamps | 2019 | SC B | GWh | Before Competition Groups | 26.0845 | 0 | 0 | 371.7529 | 0.070166 | 4 | Residential_2019_SC B_GWh_Before Competition Groups_4 | Energy Star A Line, PAR, MR Lamps | 7.017% | 0 | 26.0845 | Residential_2019_SC B_GWh_Before Competition Groups_Energy Star A Line, PAR, MR Lamps
Residential | Res ¦ Variable Speed Pool Pump Motor | 2019 | SC B | GWh | Before Competition Groups | 23.2545 | 0 | 0 | 371.7529 | 0.062554 | 5 | Residential_2019_SC B_GWh_Before Competition Groups_5 | Variable Speed Pool Pump Motor | 6.255% | 0 | 23.2545 | Residential_2019_SC B_GWh_Before Competition Groups_Variable Speed Pool Pump Motor
Residential | Res ¦ Car Block Heater Timer | 2019 | SC B | GWh | Before Competition Groups | 18.5273 | 0 | 0 | 371.7529 | 0.049838 | 6 | Residential_2019_SC B_GWh_Before Competition Groups_6 | Car Block Heater Timer | 4.984% | 0 | 18.5273 | Residential_2019_SC B_GWh_Before Competition Groups_Car Block Heater Timer
Residential | Res ¦ Building Recommissioning, Operations and Maintenance (O&M) Improvements | 2019 | SC B | GWh | Before Competition Groups | 18.0234 | 0 | 0 | 371.7529 | 0.048482 | 7 | Residential_2019_SC B_GWh_Before Competition Groups_7 | Building Recommissioning, Operations and Maintenance (O&M) Improvements | 4.848% | 0 | 18.0234 | Residential_2019_SC B_GWh_Before Competition Groups_Building Recommissioning, Operations and Maintenance (O&M) Improvements
Residential | Res ¦ Adaptive Thermostat | 2019 | SC B | GWh | Before Competition Groups | 12.1115 | 0 | 0 | 371.7529 | 0.032579 | 8 | Residential_2019_SC B_GWh_Before Competition Groups_8 | Adaptive Thermostat | 3.258% | 0 | 12.1115 | Residential_2019_SC B_GWh_Before Competition Groups_Adaptive Thermostat
Residential | Res ¦ LED Parking Lot Fixture | 2019 | SC B | GWh | Before Competition Groups | 12.0553 | 0 | 0 | 371.7529 | 0.032428 | 9 | Residential_2019_SC B_GWh_Before Competition Groups_9 | LED Parking Lot Fixture | 3.243% | 0 | 12.0553 | Residential_2019_SC B_GWh_Before Competition Groups_LED Parking Lot Fixture
Residential | Res ¦ Ductless Mini-Split Heat Pump | 2019 | SC B | GWh | Before Competition Groups | 11.0146 | 0 | 0 | 371.7529 | 0.029629 | 10 | Residential_2019_SC B_GWh_Before Competition Groups_10 | Ductless Mini-Split Heat Pump | 2.963% | 0 | 11.0146 | Residential_2019_SC B_GWh_Before Competition Groups_Ductless Mini-Split Heat Pump
Residential | Res ¦ Comprehensive Draft Proofing | 2019 | SC B | GWh | Before Competition Groups | 9.167 | 0 | 0 | 371.7529 | 0.024659 | 11 | Residential_2019_SC B_GWh_Before Competition Groups_11 | Comprehensive Draft Proofing | 2.466% | 0 | 9.167 | Residential_2019_SC B_GWh_Before Competition Groups_Comprehensive Draft Proofing
Residential | Res ¦ Occupancy Sensors MF | 2019 | SC B | GWh | Before Competition Groups | 6.475 | 0 | 0 | 371.7529 | 0.017417 | 12 | Residential_2019_SC B_GWh_Before Competition Groups_12 | Occupancy Sensors MF | 1.742% | 0 | 6.475 | Residential_2019_SC B_GWh_Before Competition Groups_Occupancy Sensors MF
Residential | Res ¦ Air Sealing | 2019 | SC B | GWh | Before Competition Groups | 5.757 | 0 | 0 | 371.7529 | 0.015486 | 13 | Residential_2019_SC B_GWh_Before Competition Groups_13 | Air Sealing | 1.549% | 0 | 5.757 | Residential_2019_SC B_GWh_Before Competition Groups_Air Sealing
Residential | Res ¦ Refrigerator Recycling | 2019 | SC B | GWh | Before Competition Groups | 4.7241 | 0 | 0 | 371.7529 | 0.012708 | 14 | Residential_2019_SC B_GWh_Before Competition Groups_14 | Refrigerator Recycling | 1.271% | 0 | 4.7241 | Residential_2019_SC B_GWh_Before Competition Groups_Refrigerator Recycling
Residential | Res ¦ Energy Star Torchiere | 2019 | SC B | GWh | Before Competition Groups | 4.7033 | 0 | 0 | 371.7529 | 0.012652 | 15 | Residential_2019_SC B_GWh_Before Competition Groups_15 | Energy Star Torchiere | 1.265% | 0 | 4.7033 | Residential_2019_SC B_GWh_Before Competition Groups_Energy Star Torchiere
Residential | Res ¦ Clothes Drying Racks | 2019 | SC B | GWh | Before Competition Groups | 4.3119 | 0 | 0 | 371.7529 | 0.011599 | 16 | Residential_2019_SC B_GWh_Before Competition Groups_16 | Clothes Drying Racks | 1.16% | 0 | 4.3119 | Residential_2019_SC B_GWh_Before Competition Groups_Clothes Drying Racks
Residential | Res ¦ Freezer Recycling | 2019 | SC B | GWh | Before Competition Groups | 4.1335 | 0 | 0 | 371.7529 | 0.011119 | 17 | Residential_2019_SC B_GWh_Before Competition Groups_17 | Freezer Recycling | 1.112% | 0 | 4.1335 | Residential_2019_SC B_GWh_Before Competition Groups_Freezer Recycling
Residential | Res ¦ LED Exterior Area Lights - LED Fixture (200W) | 2019 | SC B | GWh | Before Competition Groups | 3.8747 | 0 | 0 | 371.7529 | 0.010423 | 18 | Residential_2019_SC B_GWh_Before Competition Groups_18 | LED Exterior Area Lights - LED Fixture (200W) | 1.042% | 0 | 3.8747 | Residential_2019_SC B_GWh_Before Competition Groups_LED Exterior Area Lights - LED Fixture (200W)
Residential | Res ¦ ENERGY STAR LED LAMPS (REFLECTOR LAMPs/MR16/PAR 16) | 2019 | SC B | GWh | Before Competition Groups | 3.6358 | 0 | 0 | 371.7529 | 0.0097801 | 19 | Residential_2019_SC B_GWh_Before Competition Groups_19 | ENERGY STAR LED LAMPS (REFLECTOR LAMPs/MR16/PAR 16) | 0.978% | 0 | 3.6358 | Residential_2019_SC B_GWh_Before Competition Groups_ENERGY STAR LED LAMPS (REFLECTOR LAMPs/MR16/PAR 16)
Residential | Res ¦ LED Tube Re-Lamp | 2019 | SC B | GWh | Before Competition Groups | 3.478 | 0 | 0 | 371.7529 | 0.0093558 | 20 | Residential_2019_SC B_GWh_Before Competition Groups_20 | LED Tube Re-Lamp | 0.9356% | 0 | 3.478 | Residential_2019_SC B_GWh_Before Competition Groups_LED Tube Re-Lamp
Residential | Res ¦ Basement Wall Insulation | 2019 | SC B | GWh | Before Competition Groups | 3.0222 | 0 | 0 | 371.7529 | 0.0081297 | 21 | Residential_2019_SC B_GWh_Before Competition Groups_21 | Basement Wall Insulation | 0.813% | 0 | 3.0222 | Residential_2019_SC B_GWh_Before Competition Groups_Basement Wall Insulation
Residential | Res ¦ Advanced BAS/Controllers | 2019 | SC B | GWh | Before Competition Groups | 2.6376 | 0 | 0 | 371.7529 | 0.007095 | 22 | Residential_2019_SC B_GWh_Before Competition Groups_22 | Advanced BAS/Controllers | 0.7095% | 0 | 2.6376 | Residential_2019_SC B_GWh_Before Competition Groups_Advanced BAS/Controllers
Residential | Res ¦ Attic Insulation | 2019 | SC B | GWh | Before Competition Groups | 2.3311 | 0 | 0 | 371.7529 | 0.0062706 | 23 | Residential_2019_SC B_GWh_Before Competition Groups_23 | Attic Insulation | 0.6271% | 0 | 2.3311 | Residential_2019_SC B_GWh_Before Competition Groups_Attic Insulation
Residential | Res ¦ Furnace Whistle | 2019 | SC B | GWh | Before Competition Groups | 2.2715 | 0 | 0 | 371.7529 | 0.0061103 | 24 | Residential_2019_SC B_GWh_Before Competition Groups_24 | Furnace Whistle | 0.611% | 0 | 2.2715 | Residential_2019_SC B_GWh_Before Competition Groups_Furnace Whistle
Residential | Res ¦ Outside Air Economizer | 2019 | SC B | GWh | Before Competition Groups | 2.0723 | 0 | 0 | 371.7529 | 0.0055743 | 25 | Residential_2019_SC B_GWh_Before Competition Groups_25 | Outside Air Economizer | 0.5574% | 0 | 2.0723 | Residential_2019_SC B_GWh_Before Competition Groups_Outside Air Economizer
Residential | Res ¦ Energy Star Light Fixture | 2019 | SC B | GWh | Before Competition Groups | 1.6691 | 0 | 0 | 371.7529 | 0.0044899 | 26 | Residential_2019_SC B_GWh_Before Competition Groups_26 | Energy Star Light Fixture | 0.449% | 0 | 1.6691 | Residential_2019_SC B_GWh_Before Competition Groups_Energy Star Light Fixture
Residential | Res ¦ Minimize Hot and Warm Clothes Wash | 2019 | SC B | GWh | Before Competition Groups | 1.5738 | 0 | 0 | 371.7529 | 0.0042334 | 27 | Residential_2019_SC B_GWh_Before Competition Groups_27 | Minimize Hot and Warm Clothes Wash | 0.4233% | 0 | 1.5738 | Residential_2019_SC B_GWh_Before Competition Groups_Minimize Hot and Warm Clothes Wash
Residential | Res ¦ Energy Star Air Source Heat Pump | 2019 | SC B | GWh | Before Competition Groups | 1.5018 | 0 | 0 | 371.7529 | 0.0040397 | 28 | Residential_2019_SC B_GWh_Before Competition Groups_28 | Energy Star Air Source Heat Pump | 0.404% | 0 | 1.5018 | Residential_2019_SC B_GWh_Before Competition Groups_Energy Star Air Source Heat Pump
Residential | Res ¦ Energy Star Room Air Conditioner | 2019 | SC B | GWh | Before Competition Groups | 1.4417 | 0 | 0 | 371.7529 | 0.0038782 | 29 | Residential_2019_SC B_GWh_Before Competition Groups_29 | Energy Star Room Air Conditioner | 0.3878% | 0 | 1.4417 | Residential_2019_SC B_GWh_Before Competition Groups_Energy Star Room Air Conditioner
Residential | Res ¦ Demand Control Ventilation | 2019 | SC B | GWh | Before Competition Groups | 1.2164 | 0 | 0 | 371.7529 | 0.003272 | 30 | Residential_2019_SC B_GWh_Before Competition Groups_30 | Demand Control Ventilation | 0.3272% | 0 | 1.2164 | Residential_2019_SC B_GWh_Before Competition Groups_Demand Control Ventilation
Residential | Res ¦ ENERGY STAR LED Lamps (General Service Lamps) | 2019 | SC B | GWh | Before Competition Groups | 1.1204 | 0 | 0 | 371.7529 | 0.0030138 | 31 | Residential_2019_SC B_GWh_Before Competition Groups_31 | ENERGY STAR LED Lamps (General Service Lamps) | 0.3014% | 0 | 1.1204 | Residential_2019_SC B_GWh_Before Competition Groups_ENERGY STAR LED Lamps (General Service Lamps)
Residential | Res ¦ High Efficiency Chiller (avg of water and air cooled) | 2019 | SC B | GWh | Before Competition Groups | 1.0833 | 0 | 0 | 371.7529 | 0.002914 | 32 | Residential_2019_SC B_GWh_Before Competition Groups_32 | High Efficiency Chiller (avg of water and air cooled) | 0.2914% | 0 | 1.0833 | Residential_2019_SC B_GWh_Before Competition Groups_High Efficiency Chiller (avg of water and air cooled)
Residential | Res ¦ Variable Frequency Drive (VFD) | 2019 | SC B | GWh | Before Competition Groups | 0.96353 | 0 | 0 | 371.7529 | 0.0025918 | 33 | Residential_2019_SC B_GWh_Before Competition Groups_33 | Variable Frequency Drive (VFD) | 0.2592% | 0 | 0.96353 | Residential_2019_SC B_GWh_Before Competition Groups_Variable Frequency Drive (VFD)
Residential | Res ¦ CO Sensors for parking garage exhaust fans | 2019 | SC B | GWh | Before Competition Groups | 0.86918 | 0 | 0 | 371.7529 | 0.0023381 | 34 | Residential_2019_SC B_GWh_Before Competition Groups_34 | CO Sensors for parking garage exhaust fans | 0.2338% | 0 | 0.86918 | Residential_2019_SC B_GWh_Before Competition Groups_CO Sensors for parking garage exhaust fans
Residential | Res ¦ Water Heater Temperature Setback | 2019 | SC B | GWh | Before Competition Groups | 0.72004 | 0 | 0 | 371.7529 | 0.0019369 | 35 | Residential_2019_SC B_GWh_Before Competition Groups_35 | Water Heater Temperature Setback | 0.1937% | 0 | 0.72004 | Residential_2019_SC B_GWh_Before Competition Groups_Water Heater Temperature Setback
Residential | Res ¦ Floor Insulation | 2019 | SC B | GWh | Before Competition Groups | 0.61075 | 0 | 0 | 371.7529 | 0.0016429 | 36 | Residential_2019_SC B_GWh_Before Competition Groups_36 | Floor Insulation | 0.1643% | 0 | 0.61075 | Residential_2019_SC B_GWh_Before Competition Groups_Floor Insulation
Residential | Res ¦ Duct Insulation | 2019 | SC B | GWh | Before Competition Groups | 0.43841 | 0 | 0 | 371.7529 | 0.0011793 | 37 | Residential_2019_SC B_GWh_Before Competition Groups_37 | Duct Insulation | 0.1179% | 0 | 0.43841 | Residential_2019_SC B_GWh_Before Competition Groups_Duct Insulation
Residential | Res ¦ VFD on Pumps | 2019 | SC B | GWh | Before Competition Groups | 0.29629 | 0 | 0 | 371.7529 | 0.00079701 | 38 | Residential_2019_SC B_GWh_Before Competition Groups_38 | VFD on Pumps | 0.0797% | 0 | 0.29629 | Residential_2019_SC B_GWh_Before Competition Groups_VFD on Pumps
Residential | Res ¦ Duct Insulation MF | 2019 | SC B | GWh | Before Competition Groups | 0.23553 | 0 | 0 | 371.7529 | 0.00063357 | 39 | Residential_2019_SC B_GWh_Before Competition Groups_39 | Duct Insulation MF | 0.06336% | 0 | 0.23553 | Residential_2019_SC B_GWh_Before Competition Groups_Duct Insulation MF
Residential | Res ¦ Condensing Make Up Air Unit | 2019 | SC B | GWh | Before Competition Groups | 0.2227 | 0 | 0 | 371.7529 | 0.00059904 | 40 | Residential_2019_SC B_GWh_Before Competition Groups_40 | Condensing Make Up Air Unit | 0.0599% | 0 | 0.2227 | Residential_2019_SC B_GWh_Before Competition Groups_Condensing Make Up Air Unit
Residential | Res ¦ ECM MOTORS FOR HVAC APPLICATION (FAN-POWERED VAV BOX) | 2019 | SC B | GWh | Before Competition Groups | 0.13637 | 0 | 0 | 371.7529 | 0.00036683 | 41 | Residential_2019_SC B_GWh_Before Competition Groups_41 | ECM MOTORS FOR HVAC APPLICATION (FAN-POWERED VAV BOX) | 0.03668% | 0 | 0.13637 | Residential_2019_SC B_GWh_Before Competition Groups_ECM MOTORS FOR HVAC APPLICATION (FAN-POWERED VAV BOX)
Residential | Res ¦ Heat Recovery Ventilator | 2019 | SC B | GWh | Before Competition Groups | 0.083016 | 0 | 0 | 371.7529 | 0.00022331 | 42 | Residential_2019_SC B_GWh_Before Competition Groups_42 | Heat Recovery Ventilator | 0.02233% | 0 | 0.083016 | Residential_2019_SC B_GWh_Before Competition Groups_Heat Recovery Ventilator
Residential | Res ¦ Beverage Vending Machine Controls | 2019 | SC B | GWh | Before Competition Groups | 0.056011 | 0 | 0 | 371.7529 | 0.00015067 | 43 | Residential_2019_SC B_GWh_Before Competition Groups_43 | Beverage Vending Machine Controls | 0.01507% | 0 | 0.056011 | Residential_2019_SC B_GWh_Before Competition Groups_Beverage Vending Machine Controls
Residential | Res ¦ Wall Insulation | 2019 | SC B | GWh | Before Competition Groups | 0.0087787 | 0 | 0 | 371.7529 | 2.3614e-05 | 44 | Residential_2019_SC B_GWh_Before Competition Groups_44 | Wall Insulation | 0.002361% | 0 | 0.0087787 | Residential_2019_SC B_GWh_Before Competition Groups_Wall Insulation
Residential | Res ¦ Chilled Water Optimization | 2019 | SC B | GWh | Before Competition Groups | 0.0057964 | 0 | 0 | 371.7529 | 1.5592e-05 | 45 | Residential_2019_SC B_GWh_Before Competition Groups_45 | Chilled Water Optimization | 0.001559% | 0 | 0.0057964 | Residential_2019_SC B_GWh_Before Competition Groups_Chilled Water Optimization
Residential | Res ¦ Wall Insulation MF | 2019 | SC B | GWh | Before Competition Groups | 0.00053236 | 0 | 0 | 371.7529 | 1.432e-06 | 46 | Residential_2019_SC B_GWh_Before Competition Groups_46 | Wall Insulation MF | 0.0001432% | 0 | 0.00053236 | Residential_2019_SC B_GWh_Before Competition Groups_Wall Insulation MF
Residential | Res ¦ Energy Star Clothes Dryer | 2019 | SC B | GWh | Before Competition Groups | 0 | 0 | 0 | 371.7529 | 0 | 47 | Residential_2019_SC B_GWh_Before Competition Groups_47 | Energy Star Clothes Dryer | 0% | 0 | 0 | Residential_2019_SC B_GWh_Before Competition Groups_Energy Star Clothes Dryer
Residential | Res ¦ Energy Star Dehumidifier | 2019 | SC B | GWh | Before Competition Groups | 0 | 0 | 0 | 371.7529 | 0 | 48 | Residential_2019_SC B_GWh_Before Competition Groups_48 | Energy Star Dehumidifier | 0% | 0 | 0 | Residential_2019_SC B_GWh_Before Competition Groups_Energy Star Dehumidifier
Residential | Res ¦ Energy Star Freezer | 2019 | SC B | GWh | Before Competition Groups | 0 | 0 | 0 | 371.7529 | 0 | 49 | Residential_2019_SC B_GWh_Before Competition Groups_49 | Energy Star Freezer | 0% | 0 | 0 | Residential_2019_SC B_GWh_Before Competition Groups_Energy Star Freezer
Residential | Res ¦ Heavy Duty Outdoor/Holiday Plug-in Timers | 2019 | SC B | GWh | Before Competition Groups | 0 | 0 | 0 | 371.7529 | 0 | 50 | Residential_2019_SC B_GWh_Before Competition Groups_50 | Heavy Duty Outdoor/Holiday Plug-in Timers | 0% | 0 | 0 | Residential_2019_SC B_GWh_Before Competition Groups_Heavy Duty Outdoor/Holiday Plug-in Timers
Residential | Res ¦ Home Energy Reports | 2019 | SC B | GWh | Before Competition Groups | 0 | 0 | 0 | 371.7529 | 0 | 51 | Residential_2019_SC B_GWh_Before Competition Groups_51 | Home Energy Reports | 0% | 0 | 0 | Residential_2019_SC B_GWh_Before Competition Groups_Home Energy Reports
Residential | Res ¦ LED Downlight | 2019 | SC B | GWh | Before Competition Groups | 0 | 0 | 0 | 371.7529 | 0 | 52 | Residential_2019_SC B_GWh_Before Competition Groups_52 | LED Downlight | 0% | 0 | 0 | Residential_2019_SC B_GWh_Before Competition Groups_LED Downlight
Residential | Res ¦ LED High Bay Fixture | 2019 | SC B | GWh | Before Competition Groups | 0 | 0 | 0 | 371.7529 | 0 | 53 | Residential_2019_SC B_GWh_Before Competition Groups_53 | LED High Bay Fixture | 0% | 0 | 0 | Residential_2019_SC B_GWh_Before Competition Groups_LED High Bay Fixture
Residential | Res ¦ Smart Burners | 2019 | SC B | GWh | Before Competition Groups | 0 | 0 | 0 | 371.7529 | 0 | 54 | Residential_2019_SC B_GWh_Before Competition Groups_54 | Smart Burners | 0% | 0 | 0 | Residential_2019_SC B_GWh_Before Competition Groups_Smart Burners
Residential | Res ¦ Smart Power Bar | 2019 | SC B | GWh | Before Competition Groups | 0 | 0 | 0 | 371.7529 | 0 | 55 | Residential_2019_SC B_GWh_Before Competition Groups_55 | Smart Power Bar | 0% | 0 | 0 | Residential_2019_SC B_GWh_Before Competition Groups_Smart Power Bar
Residential | Res ¦ Tankless Water Heater | 2019 | SC B | GWh | Before Competition Groups | 0 | 0 | 0 | 371.7529 | 0 | 56 | Residential_2019_SC B_GWh_Before Competition Groups_56 | Tankless Water Heater | 0% | 0 | 0 | Residential_2019_SC B_GWh_Before Competition Groups_Tankless Water Heater
Residential | Res ¦ Energy Star LED Specialty Bulbs | 2019 | SC C | GWh | Before Competition Groups | 139.303 | 0 | 0 | 298.7959 | 0.46621 | 1 | Residential_2019_SC C_GWh_Before Competition Groups_1 | Energy Star LED Specialty Bulbs | 46.62% | 0 | 139.303 | Residential_2019_SC C_GWh_Before Competition Groups_Energy Star LED Specialty Bulbs
Residential | Res ¦ Energy Star Clothes Washer | 2019 | SC C | GWh | Before Competition Groups | 29.8792 | 0 | 0 | 298.7959 | 0.099999 | 2 | Residential_2019_SC C_GWh_Before Competition Groups_2 | Energy Star Clothes Washer | 10% | 0 | 29.8792 | Residential_2019_SC C_GWh_Before Competition Groups_Energy Star Clothes Washer
Residential | Res ¦ Energy Star A Line, PAR, MR Lamps | 2019 | SC C | GWh | Before Competition Groups | 26.0845 | 0 | 0 | 298.7959 | 0.087299 | 3 | Residential_2019_SC C_GWh_Before Competition Groups_3 | Energy Star A Line, PAR, MR Lamps | 8.73% | 0 | 26.0845 | Residential_2019_SC C_GWh_Before Competition Groups_Energy Star A Line, PAR, MR Lamps
Residential | Res ¦ LED Parking Lot Fixture | 2019 | SC C | GWh | Before Competition Groups | 11.2308 | 0 | 0 | 298.7959 | 0.037587 | 4 | Residential_2019_SC C_GWh_Before Competition Groups_4 | LED Parking Lot Fixture | 3.759% | 0 | 11.2308 | Residential_2019_SC C_GWh_Before Competition Groups_LED Parking Lot Fixture
Residential | Res ¦ Ductless Mini-Split Heat Pump | 2019 | SC C | GWh | Before Competition Groups | 11.015 | 0 | 0 | 298.7959 | 0.036865 | 5 | Residential_2019_SC C_GWh_Before Competition Groups_5 | Ductless Mini-Split Heat Pump | 3.686% | 0 | 11.015 | Residential_2019_SC C_GWh_Before Competition Groups_Ductless Mini-Split Heat Pump
Residential | Res ¦ Variable Speed Pool Pump Motor | 2019 | SC C | GWh | Before Competition Groups | 8.8799 | 0 | 0 | 298.7959 | 0.029719 | 6 | Residential_2019_SC C_GWh_Before Competition Groups_6 | Variable Speed Pool Pump Motor | 2.972% | 0 | 8.8799 | Residential_2019_SC C_GWh_Before Competition Groups_Variable Speed Pool Pump Motor
Residential | Res ¦ Adaptive Thermostat | 2019 | SC C | GWh | Before Competition Groups | 8.7755 | 0 | 0 | 298.7959 | 0.02937 | 7 | Residential_2019_SC C_GWh_Before Competition Groups_7 | Adaptive Thermostat | 2.937% | 0 | 8.7755 | Residential_2019_SC C_GWh_Before Competition Groups_Adaptive Thermostat
Residential | Res ¦ Car Block Heater Timer | 2019 | SC C | GWh | Before Competition Groups | 8.2139 | 0 | 0 | 298.7959 | 0.02749 | 8 | Residential_2019_SC C_GWh_Before Competition Groups_8 | Car Block Heater Timer | 2.749% | 0 | 8.2139 | Residential_2019_SC C_GWh_Before Competition Groups_Car Block Heater Timer
Residential | Res ¦ Building Recommissioning, Operations and Maintenance (O&M) Improvements | 2019 | SC C | GWh | Before Competition Groups | 6.8818 | 0 | 0 | 298.7959 | 0.023032 | 9 | Residential_2019_SC C_GWh_Before Competition Groups_9 | Building Recommissioning, Operations and Maintenance (O&M) Improvements | 2.303% | 0 | 6.8818 | Residential_2019_SC C_GWh_Before Competition Groups_Building Recommissioning, Operations and Maintenance (O&M) Improvements
Residential | Res ¦ Air Sealing | 2019 | SC C | GWh | Before Competition Groups | 5.3308 | 0 | 0 | 298.7959 | 0.017841 | 10 | Residential_2019_SC C_GWh_Before Competition Groups_10 | Air Sealing | 1.784% | 0 | 5.3308 | Residential_2019_SC C_GWh_Before Competition Groups_Air Sealing
Residential | Res ¦ Energy Star Torchiere | 2019 | SC C | GWh | Before Competition Groups | 4.7034 | 0 | 0 | 298.7959 | 0.015741 | 11 | Residential_2019_SC C_GWh_Before Competition Groups_11 | Energy Star Torchiere | 1.574% | 0 | 4.7034 | Residential_2019_SC C_GWh_Before Competition Groups_Energy Star Torchiere
Residential | Res ¦ LED Exterior Area Lights - LED Fixture (200W) | 2019 | SC C | GWh | Before Competition Groups | 3.8747 | 0 | 0 | 298.7959 | 0.012968 | 12 | Residential_2019_SC C_GWh_Before Competition Groups_12 | LED Exterior Area Lights - LED Fixture (200W) | 1.297% | 0 | 3.8747 | Residential_2019_SC C_GWh_Before Competition Groups_LED Exterior Area Lights - LED Fixture (200W)
Residential | Res ¦ ENERGY STAR LED LAMPS (REFLECTOR LAMPs/MR16/PAR 16) | 2019 | SC C | GWh | Before Competition Groups | 3.6358 | 0 | 0 | 298.7959 | 0.012168 | 13 | Residential_2019_SC C_GWh_Before Competition Groups_13 | ENERGY STAR LED LAMPS (REFLECTOR LAMPs/MR16/PAR 16) | 1.217% | 0 | 3.6358 | Residential_2019_SC C_GWh_Before Competition Groups_ENERGY STAR LED LAMPS (REFLECTOR LAMPs/MR16/PAR 16)
Residential | Res ¦ Comprehensive Draft Proofing | 2019 | SC C | GWh | Before Competition Groups | 3.5001 | 0 | 0 | 298.7959 | 0.011714 | 14 | Residential_2019_SC C_GWh_Before Competition Groups_14 | Comprehensive Draft Proofing | 1.171% | 0 | 3.5001 | Residential_2019_SC C_GWh_Before Competition Groups_Comprehensive Draft Proofing
Residential | Res ¦ LED Tube Re-Lamp | 2019 | SC C | GWh | Before Competition Groups | 3.478 | 0 | 0 | 298.7959 | 0.01164 | 15 | Residential_2019_SC C_GWh_Before Competition Groups_15 | LED Tube Re-Lamp | 1.164% | 0 | 3.478 | Residential_2019_SC C_GWh_Before Competition Groups_LED Tube Re-Lamp
Residential | Res ¦ Basement Wall Insulation | 2019 | SC C | GWh | Before Competition Groups | 3.0226 | 0 | 0 | 298.7959 | 0.010116 | 16 | Residential_2019_SC C_GWh_Before Competition Groups_16 | Basement Wall Insulation | 1.012% | 0 | 3.0226 | Residential_2019_SC C_GWh_Before Competition Groups_Basement Wall Insulation
Residential | Res ¦ Occupancy Sensors MF | 2019 | SC C | GWh | Before Competition Groups | 2.4723 | 0 | 0 | 298.7959 | 0.0082741 | 17 | Residential_2019_SC C_GWh_Before Competition Groups_17 | Occupancy Sensors MF | 0.8274% | 0 | 2.4723 | Residential_2019_SC C_GWh_Before Competition Groups_Occupancy Sensors MF
Residential | Res ¦ Attic Insulation | 2019 | SC C | GWh | Before Competition Groups | 2.286 | 0 | 0 | 298.7959 | 0.0076508 | 18 | Residential_2019_SC C_GWh_Before Competition Groups_18 | Attic Insulation | 0.7651% | 0 | 2.286 | Residential_2019_SC C_GWh_Before Competition Groups_Attic Insulation
Residential | Res ¦ Refrigerator Recycling | 2019 | SC C | GWh | Before Competition Groups | 1.8039 | 0 | 0 | 298.7959 | 0.0060374 | 19 | Residential_2019_SC C_GWh_Before Competition Groups_19 | Refrigerator Recycling | 0.6037% | 0 | 1.8039 | Residential_2019_SC C_GWh_Before Competition Groups_Refrigerator Recycling
Residential | Res ¦ Energy Star Light Fixture | 2019 | SC C | GWh | Before Competition Groups | 1.6692 | 0 | 0 | 298.7959 | 0.0055865 | 20 | Residential_2019_SC C_GWh_Before Competition Groups_20 | Energy Star Light Fixture | 0.5587% | 0 | 1.6692 | Residential_2019_SC C_GWh_Before Competition Groups_Energy Star Light Fixture
Residential | Res ¦ Minimize Hot and Warm Clothes Wash | 2019 | SC C | GWh | Before Competition Groups | 1.5738 | 0 | 0 | 298.7959 | 0.005267 | 21 | Residential_2019_SC C_GWh_Before Competition Groups_21 | Minimize Hot and Warm Clothes Wash | 0.5267% | 0 | 1.5738 | Residential_2019_SC C_GWh_Before Competition Groups_Minimize Hot and Warm Clothes Wash
Residential | Res ¦ Energy Star Air Source Heat Pump | 2019 | SC C | GWh | Before Competition Groups | 1.5019 | 0 | 0 | 298.7959 | 0.0050266 | 22 | Residential_2019_SC C_GWh_Before Competition Groups_22 | Energy Star Air Source Heat Pump | 0.5027% | 0 | 1.5019 | Residential_2019_SC C_GWh_Before Competition Groups_Energy Star Air Source Heat Pump
Residential | Res ¦ Energy Star Room Air Conditioner | 2019 | SC C | GWh | Before Competition Groups | 1.442 | 0 | 0 | 298.7959 | 0.0048259 | 23 | Residential_2019_SC C_GWh_Before Competition Groups_23 | Energy Star Room Air Conditioner | 0.4826% | 0 | 1.442 | Residential_2019_SC C_GWh_Before Competition Groups_Energy Star Room Air Conditioner
Residential | Res ¦ Outside Air Economizer | 2019 | SC C | GWh | Before Competition Groups | 1.2758 | 0 | 0 | 298.7959 | 0.0042697 | 24 | Residential_2019_SC C_GWh_Before Competition Groups_24 | Outside Air Economizer | 0.427% | 0 | 1.2758 | Residential_2019_SC C_GWh_Before Competition Groups_Outside Air Economizer
Residential | Res ¦ ENERGY STAR LED Lamps (General Service Lamps) | 2019 | SC C | GWh | Before Competition Groups | 1.1204 | 0 | 0 | 298.7959 | 0.0037497 | 25 | Residential_2019_SC C_GWh_Before Competition Groups_25 | ENERGY STAR LED Lamps (General Service Lamps) | 0.375% | 0 | 1.1204 | Residential_2019_SC C_GWh_Before Competition Groups_ENERGY STAR LED Lamps (General Service Lamps)
Residential | Res ¦ High Efficiency Chiller (avg of water and air cooled) | 2019 | SC C | GWh | Before Competition Groups | 1.0833 | 0 | 0 | 298.7959 | 0.0036257 | 26 | Residential_2019_SC C_GWh_Before Competition Groups_26 | High Efficiency Chiller (avg of water and air cooled) | 0.3626% | 0 | 1.0833 | Residential_2019_SC C_GWh_Before Competition Groups_High Efficiency Chiller (avg of water and air cooled)
Residential | Res ¦ Advanced BAS/Controllers | 2019 | SC C | GWh | Before Competition Groups | 1.0072 | 0 | 0 | 298.7959 | 0.003371 | 27 | Residential_2019_SC C_GWh_Before Competition Groups_27 | Advanced BAS/Controllers | 0.3371% | 0 | 1.0072 | Residential_2019_SC C_GWh_Before Competition Groups_Advanced BAS/Controllers
Residential | Res ¦ Furnace Whistle | 2019 | SC C | GWh | Before Competition Groups | 0.86732 | 0 | 0 | 298.7959 | 0.0029027 | 28 | Residential_2019_SC C_GWh_Before Competition Groups_28 | Furnace Whistle | 0.2903% | 0 | 0.86732 | Residential_2019_SC C_GWh_Before Competition Groups_Furnace Whistle
Residential | Res ¦ Floor Insulation | 2019 | SC C | GWh | Before Competition Groups | 0.47995 | 0 | 0 | 298.7959 | 0.0016063 | 29 | Residential_2019_SC C_GWh_Before Competition Groups_29 | Floor Insulation | 0.1606% | 0 | 0.47995 | Residential_2019_SC C_GWh_Before Competition Groups_Floor Insulation
Residential | Res ¦ Demand Control Ventilation | 2019 | SC C | GWh | Before Competition Groups | 0.46453 | 0 | 0 | 298.7959 | 0.0015547 | 30 | Residential_2019_SC C_GWh_Before Competition Groups_30 | Demand Control Ventilation | 0.1555% | 0 | 0.46453 | Residential_2019_SC C_GWh_Before Competition Groups_Demand Control Ventilation
Residential | Res ¦ Variable Frequency Drive (VFD) | 2019 | SC C | GWh | Before Competition Groups | 0.36792 | 0 | 0 | 298.7959 | 0.0012313 | 31 | Residential_2019_SC C_GWh_Before Competition Groups_31 | Variable Frequency Drive (VFD) | 0.1231% | 0 | 0.36792 | Residential_2019_SC C_GWh_Before Competition Groups_Variable Frequency Drive (VFD)
Residential | Res ¦ CO Sensors for parking garage exhaust fans | 2019 | SC C | GWh | Before Competition Groups | 0.3667 | 0 | 0 | 298.7959 | 0.0012273 | 32 | Residential_2019_SC C_GWh_Before Competition Groups_32 | CO Sensors for parking garage exhaust fans | 0.1227% | 0 | 0.3667 | Residential_2019_SC C_GWh_Before Competition Groups_CO Sensors for parking garage exhaust fans
Residential | Res ¦ Water Heater Temperature Setback | 2019 | SC C | GWh | Before Competition Groups | 0.27493 | 0 | 0 | 298.7959 | 0.00092012 | 33 | Residential_2019_SC C_GWh_Before Competition Groups_33 | Water Heater Temperature Setback | 0.09201% | 0 | 0.27493 | Residential_2019_SC C_GWh_Before Competition Groups_Water Heater Temperature Setback
Residential | Res ¦ Condensing Make Up Air Unit | 2019 | SC C | GWh | Before Competition Groups | 0.22277 | 0 | 0 | 298.7959 | 0.00074554 | 34 | Residential_2019_SC C_GWh_Before Competition Groups_34 | Condensing Make Up Air Unit | 0.07455% | 0 | 0.22277 | Residential_2019_SC C_GWh_Before Competition Groups_Condensing Make Up Air Unit
Residential | Res ¦ Duct Insulation MF | 2019 | SC C | GWh | Before Competition Groups | 0.21732 | 0 | 0 | 298.7959 | 0.00072732 | 35 | Residential_2019_SC C_GWh_Before Competition Groups_35 | Duct Insulation MF | 0.07273% | 0 | 0.21732 | Residential_2019_SC C_GWh_Before Competition Groups_Duct Insulation MF
Residential | Res ¦ Duct Insulation | 2019 | SC C | GWh | Before Competition Groups | 0.13098 | 0 | 0 | 298.7959 | 0.00043836 | 36 | Residential_2019_SC C_GWh_Before Competition Groups_36 | Duct Insulation | 0.04384% | 0 | 0.13098 | Residential_2019_SC C_GWh_Before Competition Groups_Duct Insulation
Residential | Res ¦ Clothes Drying Racks | 2019 | SC C | GWh | Before Competition Groups | 0.12786 | 0 | 0 | 298.7959 | 0.00042792 | 37 | Residential_2019_SC C_GWh_Before Competition Groups_37 | Clothes Drying Racks | 0.04279% | 0 | 0.12786 | Residential_2019_SC C_GWh_Before Competition Groups_Clothes Drying Racks
Residential | Res ¦ VFD on Pumps | 2019 | SC C | GWh | Before Competition Groups | 0.11314 | 0 | 0 | 298.7959 | 0.00037865 | 38 | Residential_2019_SC C_GWh_Before Competition Groups_38 | VFD on Pumps | 0.03786% | 0 | 0.11314 | Residential_2019_SC C_GWh_Before Competition Groups_VFD on Pumps
Residential | Res ¦ ECM MOTORS FOR HVAC APPLICATION (FAN-POWERED VAV BOX) | 2019 | SC C | GWh | Before Competition Groups | 0.055116 | 0 | 0 | 298.7959 | 0.00018446 | 39 | Residential_2019_SC C_GWh_Before Competition Groups_39 | ECM MOTORS FOR HVAC APPLICATION (FAN-POWERED VAV BOX) | 0.01845% | 0 | 0.055116 | Residential_2019_SC C_GWh_Before Competition Groups_ECM MOTORS FOR HVAC APPLICATION (FAN-POWERED VAV BOX)
Residential | Res ¦ Heat Recovery Ventilator | 2019 | SC C | GWh | Before Competition Groups | 0.032387 | 0 | 0 | 298.7959 | 0.00010839 | 40 | Residential_2019_SC C_GWh_Before Competition Groups_40 | Heat Recovery Ventilator | 0.01084% | 0 | 0.032387 | Residential_2019_SC C_GWh_Before Competition Groups_Heat Recovery Ventilator
Residential | Res ¦ Beverage Vending Machine Controls | 2019 | SC C | GWh | Before Competition Groups | 0.022913 | 0 | 0 | 298.7959 | 7.6686e-05 | 41 | Residential_2019_SC C_GWh_Before Competition Groups_41 | Beverage Vending Machine Controls | 0.007669% | 0 | 0.022913 | Residential_2019_SC C_GWh_Before Competition Groups_Beverage Vending Machine Controls
Residential | Res ¦ Chilled Water Optimization | 2019 | SC C | GWh | Before Competition Groups | 0.0057964 | 0 | 0 | 298.7959 | 1.9399e-05 | 42 | Residential_2019_SC C_GWh_Before Competition Groups_42 | Chilled Water Optimization | 0.00194% | 0 | 0.0057964 | Residential_2019_SC C_GWh_Before Competition Groups_Chilled Water Optimization
Residential | Res ¦ Wall Insulation | 2019 | SC C | GWh | Before Competition Groups | 0.00072581 | 0 | 0 | 298.7959 | 2.4291e-06 | 43 | Residential_2019_SC C_GWh_Before Competition Groups_43 | Wall Insulation | 0.0002429% | 0 | 0.00072581 | Residential_2019_SC C_GWh_Before Competition Groups_Wall Insulation
Residential | Res ¦ Wall Insulation MF | 2019 | SC C | GWh | Before Competition Groups | 0.00053239 | 0 | 0 | 298.7959 | 1.7818e-06 | 44 | Residential_2019_SC C_GWh_Before Competition Groups_44 | Wall Insulation MF | 0.0001782% | 0 | 0.00053239 | Residential_2019_SC C_GWh_Before Competition Groups_Wall Insulation MF
Residential | Res ¦ Freezer Recycling | 2019 | SC C | GWh | Before Competition Groups | 0.00016785 | 0 | 0 | 298.7959 | 5.6175e-07 | 45 | Residential_2019_SC C_GWh_Before Competition Groups_45 | Freezer Recycling | 5.618e-05% | 0 | 0.00016785 | Residential_2019_SC C_GWh_Before Competition Groups_Freezer Recycling
Residential | Res ¦ Energy Star LED Bulbs General Purpose LEDs | 2019 | SC C | GWh | Before Competition Groups | 2.465e-11 | 0 | 0 | 298.7959 | 8.2497e-14 | 46 | Residential_2019_SC C_GWh_Before Competition Groups_46 | Energy Star LED Bulbs General Purpose LEDs | 8.25e-12% | 0 | 2.465e-11 | Residential_2019_SC C_GWh_Before Competition Groups_Energy Star LED Bulbs General Purpose LEDs
Residential | Res ¦ Energy Star Clothes Dryer | 2019 | SC C | GWh | Before Competition Groups | 0 | 0 | 0 | 298.7959 | 0 | 47 | Residential_2019_SC C_GWh_Before Competition Groups_47 | Energy Star Clothes Dryer | 0% | 0 | 0 | Residential_2019_SC C_GWh_Before Competition Groups_Energy Star Clothes Dryer
Residential | Res ¦ Energy Star Dehumidifier | 2019 | SC C | GWh | Before Competition Groups | 0 | 0 | 0 | 298.7959 | 0 | 48 | Residential_2019_SC C_GWh_Before Competition Groups_48 | Energy Star Dehumidifier | 0% | 0 | 0 | Residential_2019_SC C_GWh_Before Competition Groups_Energy Star Dehumidifier
Residential | Res ¦ Energy Star Freezer | 2019 | SC C | GWh | Before Competition Groups | 0 | 0 | 0 | 298.7959 | 0 | 49 | Residential_2019_SC C_GWh_Before Competition Groups_49 | Energy Star Freezer | 0% | 0 | 0 | Residential_2019_SC C_GWh_Before Competition Groups_Energy Star Freezer
Residential | Res ¦ Heavy Duty Outdoor/Holiday Plug-in Timers | 2019 | SC C | GWh | Before Competition Groups | 0 | 0 | 0 | 298.7959 | 0 | 50 | Residential_2019_SC C_GWh_Before Competition Groups_50 | Heavy Duty Outdoor/Holiday Plug-in Timers | 0% | 0 | 0 | Residential_2019_SC C_GWh_Before Competition Groups_Heavy Duty Outdoor/Holiday Plug-in Timers
Residential | Res ¦ Home Energy Reports | 2019 | SC C | GWh | Before Competition Groups | 0 | 0 | 0 | 298.7959 | 0 | 51 | Residential_2019_SC C_GWh_Before Competition Groups_51 | Home Energy Reports | 0% | 0 | 0 | Residential_2019_SC C_GWh_Before Competition Groups_Home Energy Reports
Residential | Res ¦ LED Downlight | 2019 | SC C | GWh | Before Competition Groups | 0 | 0 | 0 | 298.7959 | 0 | 52 | Residential_2019_SC C_GWh_Before Competition Groups_52 | LED Downlight | 0% | 0 | 0 | Residential_2019_SC C_GWh_Before Competition Groups_LED Downlight
Residential | Res ¦ LED High Bay Fixture | 2019 | SC C | GWh | Before Competition Groups | 0 | 0 | 0 | 298.7959 | 0 | 53 | Residential_2019_SC C_GWh_Before Competition Groups_53 | LED High Bay Fixture | 0% | 0 | 0 | Residential_2019_SC C_GWh_Before Competition Groups_LED High Bay Fixture
Residential | Res ¦ Smart Burners | 2019 | SC C | GWh | Before Competition Groups | 0 | 0 | 0 | 298.7959 | 0 | 54 | Residential_2019_SC C_GWh_Before Competition Groups_54 | Smart Burners | 0% | 0 | 0 | Residential_2019_SC C_GWh_Before Competition Groups_Smart Burners
Residential | Res ¦ Smart Power Bar | 2019 | SC C | GWh | Before Competition Groups | 0 | 0 | 0 | 298.7959 | 0 | 55 | Residential_2019_SC C_GWh_Before Competition Groups_55 | Smart Power Bar | 0% | 0 | 0 | Residential_2019_SC C_GWh_Before Competition Groups_Smart Power Bar
Residential | Res ¦ Tankless Water Heater | 2019 | SC C | GWh | Before Competition Groups | 0 | 0 | 0 | 298.7959 | 0 | 56 | Residential_2019_SC C_GWh_Before Competition Groups_56 | Tankless Water Heater | 0% | 0 | 0 | Residential_2019_SC C_GWh_Before Competition Groups_Tankless Water Heater
Residential | Res ¦ Energy Star LED Bulbs General Purpose LEDs | 2019 | SC D | GWh | Before Competition Groups | 145.8382 | 0 | 0 | 273.6969 | 0.53285 | 1 | Residential_2019_SC D_GWh_Before Competition Groups_1 | Energy Star LED Bulbs General Purpose LEDs | 53.28% | 0 | 145.8382 | Residential_2019_SC D_GWh_Before Competition Groups_Energy Star LED Bulbs General Purpose LEDs
Residential | Res ¦ Energy Star A Line, PAR, MR Lamps | 2019 | SC D | GWh | Before Competition Groups | 26.0845 | 0 | 0 | 273.6969 | 0.095304 | 2 | Residential_2019_SC D_GWh_Before Competition Groups_2 | Energy Star A Line, PAR, MR Lamps | 9.53% | 0 | 26.0845 | Residential_2019_SC D_GWh_Before Competition Groups_Energy Star A Line, PAR, MR Lamps
Residential | Res ¦ Energy Star Clothes Washer | 2019 | SC D | GWh | Before Competition Groups | 17.5455 | 0 | 0 | 273.6969 | 0.064106 | 3 | Residential_2019_SC D_GWh_Before Competition Groups_3 | Energy Star Clothes Washer | 6.411% | 0 | 17.5455 | Residential_2019_SC D_GWh_Before Competition Groups_Energy Star Clothes Washer
Residential | Res ¦ LED Parking Lot Fixture | 2019 | SC D | GWh | Before Competition Groups | 11.2308 | 0 | 0 | 273.6969 | 0.041034 | 4 | Residential_2019_SC D_GWh_Before Competition Groups_4 | LED Parking Lot Fixture | 4.103% | 0 | 11.2308 | Residential_2019_SC D_GWh_Before Competition Groups_LED Parking Lot Fixture
Residential | Res ¦ Ductless Mini-Split Heat Pump | 2019 | SC D | GWh | Before Competition Groups | 11.015 | 0 | 0 | 273.6969 | 0.040245 | 5 | Residential_2019_SC D_GWh_Before Competition Groups_5 | Ductless Mini-Split Heat Pump | 4.025% | 0 | 11.015 | Residential_2019_SC D_GWh_Before Competition Groups_Ductless Mini-Split Heat Pump
Residential | Res ¦ Building Recommissioning, Operations and Maintenance (O&M) Improvements | 2019 | SC D | GWh | Before Competition Groups | 6.8818 | 0 | 0 | 273.6969 | 0.025144 | 6 | Residential_2019_SC D_GWh_Before Competition Groups_6 | Building Recommissioning, Operations and Maintenance (O&M) Improvements | 2.514% | 0 | 6.8818 | Residential_2019_SC D_GWh_Before Competition Groups_Building Recommissioning, Operations and Maintenance (O&M) Improvements
Residential | Res ¦ Variable Speed Pool Pump Motor | 2019 | SC D | GWh | Before Competition Groups | 6.2244 | 0 | 0 | 273.6969 | 0.022742 | 7 | Residential_2019_SC D_GWh_Before Competition Groups_7 | Variable Speed Pool Pump Motor | 2.274% | 0 | 6.2244 | Residential_2019_SC D_GWh_Before Competition Groups_Variable Speed Pool Pump Motor
Residential | Res ¦ Adaptive Thermostat | 2019 | SC D | GWh | Before Competition Groups | 5.2597 | 0 | 0 | 273.6969 | 0.019217 | 8 | Residential_2019_SC D_GWh_Before Competition Groups_8 | Adaptive Thermostat | 1.922% | 0 | 5.2597 | Residential_2019_SC D_GWh_Before Competition Groups_Adaptive Thermostat
Residential | Res ¦ Energy Star Torchiere | 2019 | SC D | GWh | Before Competition Groups | 4.1471 | 0 | 0 | 273.6969 | 0.015152 | 9 | Residential_2019_SC D_GWh_Before Competition Groups_9 | Energy Star Torchiere | 1.515% | 0 | 4.1471 | Residential_2019_SC D_GWh_Before Competition Groups_Energy Star Torchiere
Residential | Res ¦ LED Exterior Area Lights - LED Fixture (200W) | 2019 | SC D | GWh | Before Competition Groups | 3.7869 | 0 | 0 | 273.6969 | 0.013836 | 10 | Residential_2019_SC D_GWh_Before Competition Groups_10 | LED Exterior Area Lights - LED Fixture (200W) | 1.384% | 0 | 3.7869 | Residential_2019_SC D_GWh_Before Competition Groups_LED Exterior Area Lights - LED Fixture (200W)
Residential | Res ¦ ENERGY STAR LED LAMPS (REFLECTOR LAMPs/MR16/PAR 16) | 2019 | SC D | GWh | Before Competition Groups | 3.6358 | 0 | 0 | 273.6969 | 0.013284 | 11 | Residential_2019_SC D_GWh_Before Competition Groups_11 | ENERGY STAR LED LAMPS (REFLECTOR LAMPs/MR16/PAR 16) | 1.328% | 0 | 3.6358 | Residential_2019_SC D_GWh_Before Competition Groups_ENERGY STAR LED LAMPS (REFLECTOR LAMPs/MR16/PAR 16)
Residential | Res ¦ LED Tube Re-Lamp | 2019 | SC D | GWh | Before Competition Groups | 3.4612 | 0 | 0 | 273.6969 | 0.012646 | 12 | Residential_2019_SC D_GWh_Before Competition Groups_12 | LED Tube Re-Lamp | 1.265% | 0 | 3.4612 | Residential_2019_SC D_GWh_Before Competition Groups_LED Tube Re-Lamp
Residential | Res ¦ Comprehensive Draft Proofing | 2019 | SC D | GWh | Before Competition Groups | 3.1761 | 0 | 0 | 273.6969 | 0.011605 | 13 | Residential_2019_SC D_GWh_Before Competition Groups_13 | Comprehensive Draft Proofing | 1.16% | 0 | 3.1761 | Residential_2019_SC D_GWh_Before Competition Groups_Comprehensive Draft Proofing
Residential | Res ¦ Basement Wall Insulation | 2019 | SC D | GWh | Before Competition Groups | 2.9186 | 0 | 0 | 273.6969 | 0.010664 | 14 | Residential_2019_SC D_GWh_Before Competition Groups_14 | Basement Wall Insulation | 1.066% | 0 | 2.9186 | Residential_2019_SC D_GWh_Before Competition Groups_Basement Wall Insulation
Residential | Res ¦ Energy Star LED Specialty Bulbs | 2019 | SC D | GWh | Before Competition Groups | 2.6024 | 0 | 0 | 273.6969 | 0.0095084 | 15 | Residential_2019_SC D_GWh_Before Competition Groups_15 | Energy Star LED Specialty Bulbs | 0.9508% | 0 | 2.6024 | Residential_2019_SC D_GWh_Before Competition Groups_Energy Star LED Specialty Bulbs
Residential | Res ¦ Occupancy Sensors MF | 2019 | SC D | GWh | Before Competition Groups | 2.4723 | 0 | 0 | 273.6969 | 0.0090329 | 16 | Residential_2019_SC D_GWh_Before Competition Groups_16 | Occupancy Sensors MF | 0.9033% | 0 | 2.4723 | Residential_2019_SC D_GWh_Before Competition Groups_Occupancy Sensors MF
Residential | Res ¦ Air Sealing | 2019 | SC D | GWh | Before Competition Groups | 2.4006 | 0 | 0 | 273.6969 | 0.008771 | 17 | Residential_2019_SC D_GWh_Before Competition Groups_17 | Air Sealing | 0.8771% | 0 | 2.4006 | Residential_2019_SC D_GWh_Before Competition Groups_Air Sealing
Residential | Res ¦ Minimize Hot and Warm Clothes Wash | 2019 | SC D | GWh | Before Competition Groups | 1.5738 | 0 | 0 | 273.6969 | 0.00575 | 18 | Residential_2019_SC D_GWh_Before Competition Groups_18 | Minimize Hot and Warm Clothes Wash | 0.575% | 0 | 1.5738 | Residential_2019_SC D_GWh_Before Competition Groups_Minimize Hot and Warm Clothes Wash
Residential | Res ¦ Energy Star Air Source Heat Pump | 2019 | SC D | GWh | Before Competition Groups | 1.5019 | 0 | 0 | 273.6969 | 0.0054875 | 19 | Residential_2019_SC D_GWh_Before Competition Groups_19 | Energy Star Air Source Heat Pump | 0.5488% | 0 | 1.5019 | Residential_2019_SC D_GWh_Before Competition Groups_Energy Star Air Source Heat Pump
Residential | Res ¦ Energy Star Room Air Conditioner | 2019 | SC D | GWh | Before Competition Groups | 1.4421 | 0 | 0 | 273.6969 | 0.0052688 | 20 | Residential_2019_SC D_GWh_Before Competition Groups_20 | Energy Star Room Air Conditioner | 0.5269% | 0 | 1.4421 | Residential_2019_SC D_GWh_Before Competition Groups_Energy Star Room Air Conditioner
Residential | Res ¦ Attic Insulation | 2019 | SC D | GWh | Before Competition Groups | 1.3925 | 0 | 0 | 273.6969 | 0.0050876 | 21 | Residential_2019_SC D_GWh_Before Competition Groups_21 | Attic Insulation | 0.5088% | 0 | 1.3925 | Residential_2019_SC D_GWh_Before Competition Groups_Attic Insulation
Residential | Res ¦ Outside Air Economizer | 2019 | SC D | GWh | Before Competition Groups | 1.2758 | 0 | 0 | 273.6969 | 0.0046612 | 22 | Residential_2019_SC D_GWh_Before Competition Groups_22 | Outside Air Economizer | 0.4661% | 0 | 1.2758 | Residential_2019_SC D_GWh_Before Competition Groups_Outside Air Economizer
Residential | Res ¦ Refrigerator Recycling | 2019 | SC D | GWh | Before Competition Groups | 1.1754 | 0 | 0 | 273.6969 | 0.0042944 | 23 | Residential_2019_SC D_GWh_Before Competition Groups_23 | Refrigerator Recycling | 0.4294% | 0 | 1.1754 | Residential_2019_SC D_GWh_Before Competition Groups_Refrigerator Recycling
Residential | Res ¦ ENERGY STAR LED Lamps (General Service Lamps) | 2019 | SC D | GWh | Before Competition Groups | 1.1204 | 0 | 0 | 273.6969 | 0.0040936 | 24 | Residential_2019_SC D_GWh_Before Competition Groups_24 | ENERGY STAR LED Lamps (General Service Lamps) | 0.4094% | 0 | 1.1204 | Residential_2019_SC D_GWh_Before Competition Groups_ENERGY STAR LED Lamps (General Service Lamps)
Residential | Res ¦ High Efficiency Chiller (avg of water and air cooled) | 2019 | SC D | GWh | Before Competition Groups | 1.0833 | 0 | 0 | 273.6969 | 0.0039582 | 25 | Residential_2019_SC D_GWh_Before Competition Groups_25 | High Efficiency Chiller (avg of water and air cooled) | 0.3958% | 0 | 1.0833 | Residential_2019_SC D_GWh_Before Competition Groups_High Efficiency Chiller (avg of water and air cooled)
Residential | Res ¦ Energy Star Light Fixture | 2019 | SC D | GWh | Before Competition Groups | 1.0738 | 0 | 0 | 273.6969 | 0.0039233 | 26 | Residential_2019_SC D_GWh_Before Competition Groups_26 | Energy Star Light Fixture | 0.3923% | 0 | 1.0738 | Residential_2019_SC D_GWh_Before Competition Groups_Energy Star Light Fixture
Residential | Res ¦ Advanced BAS/Controllers | 2019 | SC D | GWh | Before Competition Groups | 1.0072 | 0 | 0 | 273.6969 | 0.0036801 | 27 | Residential_2019_SC D_GWh_Before Competition Groups_27 | Advanced BAS/Controllers | 0.368% | 0 | 1.0072 | Residential_2019_SC D_GWh_Before Competition Groups_Advanced BAS/Controllers
Residential | Res ¦ Furnace Whistle | 2019 | SC D | GWh | Before Competition Groups | 0.86732 | 0 | 0 | 273.6969 | 0.0031689 | 28 | Residential_2019_SC D_GWh_Before Competition Groups_28 | Furnace Whistle | 0.3169% | 0 | 0.86732 | Residential_2019_SC D_GWh_Before Competition Groups_Furnace Whistle
Residential | Res ¦ Variable Frequency Drive (VFD) | 2019 | SC D | GWh | Before Competition Groups | 0.28902 | 0 | 0 | 273.6969 | 0.001056 | 29 | Residential_2019_SC D_GWh_Before Competition Groups_29 | Variable Frequency Drive (VFD) | 0.1056% | 0 | 0.28902 | Residential_2019_SC D_GWh_Before Competition Groups_Variable Frequency Drive (VFD)
Residential | Res ¦ Water Heater Temperature Setback | 2019 | SC D | GWh | Before Competition Groups | 0.24986 | 0 | 0 | 273.6969 | 0.00091289 | 30 | Residential_2019_SC D_GWh_Before Competition Groups_30 | Water Heater Temperature Setback | 0.09129% | 0 | 0.24986 | Residential_2019_SC D_GWh_Before Competition Groups_Water Heater Temperature Setback
Residential | Res ¦ CO Sensors for parking garage exhaust fans | 2019 | SC D | GWh | Before Competition Groups | 0.2404 | 0 | 0 | 273.6969 | 0.00087835 | 31 | Residential_2019_SC D_GWh_Before Competition Groups_31 | CO Sensors for parking garage exhaust fans | 0.08783% | 0 | 0.2404 | Residential_2019_SC D_GWh_Before Competition Groups_CO Sensors for parking garage exhaust fans
Residential | Res ¦ Demand Control Ventilation | 2019 | SC D | GWh | Before Competition Groups | 0.20305 | 0 | 0 | 273.6969 | 0.00074188 | 32 | Residential_2019_SC D_GWh_Before Competition Groups_32 | Demand Control Ventilation | 0.07419% | 0 | 0.20305 | Residential_2019_SC D_GWh_Before Competition Groups_Demand Control Ventilation
Residential | Res ¦ Clothes Drying Racks | 2019 | SC D | GWh | Before Competition Groups | 0.12786 | 0 | 0 | 273.6969 | 0.00046716 | 33 | Residential_2019_SC D_GWh_Before Competition Groups_33 | Clothes Drying Racks | 0.04672% | 0 | 0.12786 | Residential_2019_SC D_GWh_Before Competition Groups_Clothes Drying Racks
Residential | Res ¦ Floor Insulation | 2019 | SC D | GWh | Before Competition Groups | 0.10022 | 0 | 0 | 273.6969 | 0.00036618 | 34 | Residential_2019_SC D_GWh_Before Competition Groups_34 | Floor Insulation | 0.03662% | 0 | 0.10022 | Residential_2019_SC D_GWh_Before Competition Groups_Floor Insulation
Residential | Res ¦ VFD on Pumps | 2019 | SC D | GWh | Before Competition Groups | 0.082293 | 0 | 0 | 273.6969 | 0.00030067 | 35 | Residential_2019_SC D_GWh_Before Competition Groups_35 | VFD on Pumps | 0.03007% | 0 | 0.082293 | Residential_2019_SC D_GWh_Before Competition Groups_VFD on Pumps
Residential | Res ¦ Condensing Make Up Air Unit | 2019 | SC D | GWh | Before Competition Groups | 0.057247 | 0 | 0 | 273.6969 | 0.00020916 | 36 | Residential_2019_SC D_GWh_Before Competition Groups_36 | Condensing Make Up Air Unit | 0.02092% | 0 | 0.057247 | Residential_2019_SC D_GWh_Before Competition Groups_Condensing Make Up Air Unit
Residential | Res ¦ ECM MOTORS FOR HVAC APPLICATION (FAN-POWERED VAV BOX) | 2019 | SC D | GWh | Before Competition Groups | 0.043791 | 0 | 0 | 273.6969 | 0.00016 | 37 | Residential_2019_SC D_GWh_Before Competition Groups_37 | ECM MOTORS FOR HVAC APPLICATION (FAN-POWERED VAV BOX) | 0.016% | 0 | 0.043791 | Residential_2019_SC D_GWh_Before Competition Groups_ECM MOTORS FOR HVAC APPLICATION (FAN-POWERED VAV BOX)
Residential | Res ¦ Duct Insulation | 2019 | SC D | GWh | Before Competition Groups | 0.043312 | 0 | 0 | 273.6969 | 0.00015825 | 38 | Residential_2019_SC D_GWh_Before Competition Groups_38 | Duct Insulation | 0.01582% | 0 | 0.043312 | Residential_2019_SC D_GWh_Before Competition Groups_Duct Insulation
Residential | Res ¦ Duct Insulation MF | 2019 | SC D | GWh | Before Competition Groups | 0.03043 | 0 | 0 | 273.6969 | 0.00011118 | 39 | Residential_2019_SC D_GWh_Before Competition Groups_39 | Duct Insulation MF | 0.01112% | 0 | 0.03043 | Residential_2019_SC D_GWh_Before Competition Groups_Duct Insulation MF
Residential | Res ¦ Beverage Vending Machine Controls | 2019 | SC D | GWh | Before Competition Groups | 0.018229 | 0 | 0 | 273.6969 | 6.6604e-05 | 40 | Residential_2019_SC D_GWh_Before Competition Groups_40 | Beverage Vending Machine Controls | 0.00666% | 0 | 0.018229 | Residential_2019_SC D_GWh_Before Competition Groups_Beverage Vending Machine Controls
Residential | Res ¦ Heat Recovery Ventilator | 2019 | SC D | GWh | Before Competition Groups | 0.010342 | 0 | 0 | 273.6969 | 3.7786e-05 | 41 | Residential_2019_SC D_GWh_Before Competition Groups_41 | Heat Recovery Ventilator | 0.003779% | 0 | 0.010342 | Residential_2019_SC D_GWh_Before Competition Groups_Heat Recovery Ventilator
Residential | Res ¦ Chilled Water Optimization | 2019 | SC D | GWh | Before Competition Groups | 0.0057964 | 0 | 0 | 273.6969 | 2.1178e-05 | 42 | Residential_2019_SC D_GWh_Before Competition Groups_42 | Chilled Water Optimization | 0.002118% | 0 | 0.0057964 | Residential_2019_SC D_GWh_Before Competition Groups_Chilled Water Optimization
Residential | Res ¦ Wall Insulation MF | 2019 | SC D | GWh | Before Competition Groups | 0.00037023 | 0 | 0 | 273.6969 | 1.3527e-06 | 43 | Residential_2019_SC D_GWh_Before Competition Groups_43 | Wall Insulation MF | 0.0001353% | 0 | 0.00037023 | Residential_2019_SC D_GWh_Before Competition Groups_Wall Insulation MF
Residential | Res ¦ Wall Insulation | 2019 | SC D | GWh | Before Competition Groups | 0.00033424 | 0 | 0 | 273.6969 | 1.2212e-06 | 44 | Residential_2019_SC D_GWh_Before Competition Groups_44 | Wall Insulation | 0.0001221% | 0 | 0.00033424 | Residential_2019_SC D_GWh_Before Competition Groups_Wall Insulation
Residential | Res ¦ Freezer Recycling | 2019 | SC D | GWh | Before Competition Groups | 0.00016785 | 0 | 0 | 273.6969 | 6.1326e-07 | 45 | Residential_2019_SC D_GWh_Before Competition Groups_45 | Freezer Recycling | 6.133e-05% | 0 | 0.00016785 | Residential_2019_SC D_GWh_Before Competition Groups_Freezer Recycling
Residential | Res ¦ Energy Star Clothes Dryer | 2019 | SC D | GWh | Before Competition Groups | 0 | 0 | 0 | 273.6969 | 0 | 46 | Residential_2019_SC D_GWh_Before Competition Groups_46 | Energy Star Clothes Dryer | 0% | 0 | 0 | Residential_2019_SC D_GWh_Before Competition Groups_Energy Star Clothes Dryer
Residential | Res ¦ Energy Star Dehumidifier | 2019 | SC D | GWh | Before Competition Groups | 0 | 0 | 0 | 273.6969 | 0 | 47 | Residential_2019_SC D_GWh_Before Competition Groups_47 | Energy Star Dehumidifier | 0% | 0 | 0 | Residential_2019_SC D_GWh_Before Competition Groups_Energy Star Dehumidifier
Residential | Res ¦ Energy Star Freezer | 2019 | SC D | GWh | Before Competition Groups | 0 | 0 | 0 | 273.6969 | 0 | 48 | Residential_2019_SC D_GWh_Before Competition Groups_48 | Energy Star Freezer | 0% | 0 | 0 | Residential_2019_SC D_GWh_Before Competition Groups_Energy Star Freezer
Residential | Res ¦ Home Energy Reports | 2019 | SC D | GWh | Before Competition Groups | 0 | 0 | 0 | 273.6969 | 0 | 49 | Residential_2019_SC D_GWh_Before Competition Groups_49 | Home Energy Reports | 0% | 0 | 0 | Residential_2019_SC D_GWh_Before Competition Groups_Home Energy Reports
Residential | Res ¦ LED Downlight | 2019 | SC D | GWh | Before Competition Groups | 0 | 0 | 0 | 273.6969 | 0 | 50 | Residential_2019_SC D_GWh_Before Competition Groups_50 | LED Downlight | 0% | 0 | 0 | Residential_2019_SC D_GWh_Before Competition Groups_LED Downlight
Residential | Res ¦ LED High Bay Fixture | 2019 | SC D | GWh | Before Competition Groups | 0 | 0 | 0 | 273.6969 | 0 | 51 | Residential_2019_SC D_GWh_Before Competition Groups_51 | LED High Bay Fixture | 0% | 0 | 0 | Residential_2019_SC D_GWh_Before Competition Groups_LED High Bay Fixture
Residential | Res ¦ Smart Burners | 2019 | SC D | GWh | Before Competition Groups | 0 | 0 | 0 | 273.6969 | 0 | 52 | Residential_2019_SC D_GWh_Before Competition Groups_52 | Smart Burners | 0% | 0 | 0 | Residential_2019_SC D_GWh_Before Competition Groups_Smart Burners
Residential | Res ¦ Smart Power Bar | 2019 | SC D | GWh | Before Competition Groups | 0 | 0 | 0 | 273.6969 | 0 | 53 | Residential_2019_SC D_GWh_Before Competition Groups_53 | Smart Power Bar | 0% | 0 | 0 | Residential_2019_SC D_GWh_Before Competition Groups_Smart Power Bar
Residential | Res ¦ Tankless Water Heater | 2019 | SC D | GWh | Before Competition Groups | 0 | 0 | 0 | 273.6969 | 0 | 54 | Residential_2019_SC D_GWh_Before Competition Groups_54 | Tankless Water Heater | 0% | 0 | 0 | Residential_2019_SC D_GWh_Before Competition Groups_Tankless Water Heater
Residential | Res ¦ Smart Power Bar | 2019 | Technical | GWh | Before Competition Groups | 1626.4819 | 0 | 0 | 11042.143 | 0.1473 | 1 | Residential_2019_Technical_GWh_Before Competition Groups_1 | Smart Power Bar | 14.73% | 0 | 1626.4819 | Residential_2019_Technical_GWh_Before Competition Groups_Smart Power Bar
Residential | Res ¦ Energy Star LED Bulbs General Purpose LEDs | 2019 | Technical | GWh | Before Competition Groups | 661.74 | 0 | 0 | 11042.143 | 0.059929 | 2 | Residential_2019_Technical_GWh_Before Competition Groups_2 | Energy Star LED Bulbs General Purpose LEDs | 5.993% | 0 | 661.74 | Residential_2019_Technical_GWh_Before Competition Groups_Energy Star LED Bulbs General Purpose LEDs
Residential | Res ¦ Adaptive Thermostat | 2019 | Technical | GWh | Before Competition Groups | 627.5023 | 0 | 0 | 11042.143 | 0.056828 | 3 | Residential_2019_Technical_GWh_Before Competition Groups_3 | Adaptive Thermostat | 5.683% | 0 | 627.5023 | Residential_2019_Technical_GWh_Before Competition Groups_Adaptive Thermostat
Residential | Res ¦ Energy Star A Line, PAR, MR Lamps | 2019 | Technical | GWh | Before Competition Groups | 623.6883 | 0 | 0 | 11042.143 | 0.056483 | 4 | Residential_2019_Technical_GWh_Before Competition Groups_4 | Energy Star A Line, PAR, MR Lamps | 5.648% | 0 | 623.6883 | Residential_2019_Technical_GWh_Before Competition Groups_Energy Star A Line, PAR, MR Lamps
Residential | Res ¦ Energy Star LED Specialty Bulbs | 2019 | Technical | GWh | Before Competition Groups | 620.2783 | 0 | 0 | 11042.143 | 0.056174 | 5 | Residential_2019_Technical_GWh_Before Competition Groups_5 | Energy Star LED Specialty Bulbs | 5.617% | 0 | 620.2783 | Residential_2019_Technical_GWh_Before Competition Groups_Energy Star LED Specialty Bulbs
Residential | Res ¦ Air Sealing | 2019 | Technical | GWh | Before Competition Groups | 585.0437 | 0 | 0 | 11042.143 | 0.052983 | 6 | Residential_2019_Technical_GWh_Before Competition Groups_6 | Air Sealing | 5.298% | 0 | 585.0437 | Residential_2019_Technical_GWh_Before Competition Groups_Air Sealing
Residential | Res ¦ Variable Speed Pool Pump Motor | 2019 | Technical | GWh | Before Competition Groups | 429.6405 | 0 | 0 | 11042.143 | 0.038909 | 7 | Residential_2019_Technical_GWh_Before Competition Groups_7 | Variable Speed Pool Pump Motor | 3.891% | 0 | 429.6405 | Residential_2019_Technical_GWh_Before Competition Groups_Variable Speed Pool Pump Motor
Residential | Res ¦ Networked/ Connected - Indoor LED Lamp | 2019 | Technical | GWh | Before Competition Groups | 391.7561 | 0 | 0 | 11042.143 | 0.035478 | 8 | Residential_2019_Technical_GWh_Before Competition Groups_8 | Networked/ Connected - Indoor LED Lamp | 3.548% | 0 | 391.7561 | Residential_2019_Technical_GWh_Before Competition Groups_Networked/ Connected - Indoor LED Lamp
Residential | Res ¦ Energy Star Central Air Conditioner | 2019 | Technical | GWh | Before Competition Groups | 369.8585 | 0 | 0 | 11042.143 | 0.033495 | 9 | Residential_2019_Technical_GWh_Before Competition Groups_9 | Energy Star Central Air Conditioner | 3.35% | 0 | 369.8585 | Residential_2019_Technical_GWh_Before Competition Groups_Energy Star Central Air Conditioner
Residential | Res ¦ Passive Attic Ventilation | 2019 | Technical | GWh | Before Competition Groups | 346.4263 | 0 | 0 | 11042.143 | 0.031373 | 10 | Residential_2019_Technical_GWh_Before Competition Groups_10 | Passive Attic Ventilation | 3.137% | 0 | 346.4263 | Residential_2019_Technical_GWh_Before Competition Groups_Passive Attic Ventilation
Residential | Res ¦ Building Recommissioning, Operations and Maintenance (O&M) Improvements | 2019 | Technical | GWh | Before Competition Groups | 332.9637 | 0 | 0 | 11042.143 | 0.030154 | 11 | Residential_2019_Technical_GWh_Before Competition Groups_11 | Building Recommissioning, Operations and Maintenance (O&M) Improvements | 3.015% | 0 | 332.9637 | Residential_2019_Technical_GWh_Before Competition Groups_Building Recommissioning, Operations and Maintenance (O&M) Improvements
Residential | Res ¦ Energy Star Windows | 2019 | Technical | GWh | Before Competition Groups | 317.3121 | 0 | 0 | 11042.143 | 0.028736 | 12 | Residential_2019_Technical_GWh_Before Competition Groups_12 | Energy Star Windows | 2.874% | 0 | 317.3121 | Residential_2019_Technical_GWh_Before Competition Groups_Energy Star Windows
Residential | Res ¦ Car Block Heater Timer | 2019 | Technical | GWh | Before Competition Groups | 317.0733 | 0 | 0 | 11042.143 | 0.028715 | 13 | Residential_2019_Technical_GWh_Before Competition Groups_13 | Car Block Heater Timer | 2.871% | 0 | 317.0733 | Residential_2019_Technical_GWh_Before Competition Groups_Car Block Heater Timer
Residential | Res ¦ Basement Wall Insulation | 2019 | Technical | GWh | Before Competition Groups | 307.1113 | 0 | 0 | 11042.143 | 0.027813 | 14 | Residential_2019_Technical_GWh_Before Competition Groups_14 | Basement Wall Insulation | 2.781% | 0 | 307.1113 | Residential_2019_Technical_GWh_Before Competition Groups_Basement Wall Insulation
Residential | Res ¦ Basement or Crawlspace Insulation | 2019 | Technical | GWh | Before Competition Groups | 255.0339 | 0 | 0 | 11042.143 | 0.023096 | 15 | Residential_2019_Technical_GWh_Before Competition Groups_15 | Basement or Crawlspace Insulation | 2.31% | 0 | 255.0339 | Residential_2019_Technical_GWh_Before Competition Groups_Basement or Crawlspace Insulation
Residential | Res ¦ Attic Insulation | 2019 | Technical | GWh | Before Competition Groups | 236.9166 | 0 | 0 | 11042.143 | 0.021456 | 16 | Residential_2019_Technical_GWh_Before Competition Groups_16 | Attic Insulation | 2.146% | 0 | 236.9166 | Residential_2019_Technical_GWh_Before Competition Groups_Attic Insulation
Residential | Res ¦ Wall Insulation | 2019 | Technical | GWh | Before Competition Groups | 185.1044 | 0 | 0 | 11042.143 | 0.016763 | 17 | Residential_2019_Technical_GWh_Before Competition Groups_17 | Wall Insulation | 1.676% | 0 | 185.1044 | Residential_2019_Technical_GWh_Before Competition Groups_Wall Insulation
Residential | Res ¦ Heavy Duty Outdoor/Holiday Plug-in Timers | 2019 | Technical | GWh | Before Competition Groups | 180.4391 | 0 | 0 | 11042.143 | 0.016341 | 18 | Residential_2019_Technical_GWh_Before Competition Groups_18 | Heavy Duty Outdoor/Holiday Plug-in Timers | 1.634% | 0 | 180.4391 | Residential_2019_Technical_GWh_Before Competition Groups_Heavy Duty Outdoor/Holiday Plug-in Timers
Residential | Res ¦ Comprehensive Draft Proofing | 2019 | Technical | GWh | Before Competition Groups | 169.3494 | 0 | 0 | 11042.143 | 0.015337 | 19 | Residential_2019_Technical_GWh_Before Competition Groups_19 | Comprehensive Draft Proofing | 1.534% | 0 | 169.3494 | Residential_2019_Technical_GWh_Before Competition Groups_Comprehensive Draft Proofing
Residential | Res ¦ Furnace with ECM | 2019 | Technical | GWh | Before Competition Groups | 127.6 | 0 | 0 | 11042.143 | 0.011556 | 20 | Residential_2019_Technical_GWh_Before Competition Groups_20 | Furnace with ECM | 1.156% | 0 | 127.6 | Residential_2019_Technical_GWh_Before Competition Groups_Furnace with ECM
Residential | Res ¦ Occupancy Sensors MF | 2019 | Technical | GWh | Before Competition Groups | 119.617 | 0 | 0 | 11042.143 | 0.010833 | 21 | Residential_2019_Technical_GWh_Before Competition Groups_21 | Occupancy Sensors MF | 1.083% | 0 | 119.617 | Residential_2019_Technical_GWh_Before Competition Groups_Occupancy Sensors MF
Residential | Res ¦ Radiant Barrier | 2019 | Technical | GWh | Before Competition Groups | 118.4611 | 0 | 0 | 11042.143 | 0.010728 | 22 | Residential_2019_Technical_GWh_Before Competition Groups_22 | Radiant Barrier | 1.073% | 0 | 118.4611 | Residential_2019_Technical_GWh_Before Competition Groups_Radiant Barrier
Residential | Res ¦ Ceiling Insulation | 2019 | Technical | GWh | Before Competition Groups | 92.7878 | 0 | 0 | 11042.143 | 0.0084031 | 23 | Residential_2019_Technical_GWh_Before Competition Groups_23 | Ceiling Insulation | 0.8403% | 0 | 92.7878 | Residential_2019_Technical_GWh_Before Competition Groups_Ceiling Insulation
Residential | Res ¦ Window Film | 2019 | Technical | GWh | Before Competition Groups | 90.9365 | 0 | 0 | 11042.143 | 0.0082354 | 24 | Residential_2019_Technical_GWh_Before Competition Groups_24 | Window Film | 0.8235% | 0 | 90.9365 | Residential_2019_Technical_GWh_Before Competition Groups_Window Film
Residential | Res ¦ Refrigerator Recycling | 2019 | Technical | GWh | Before Competition Groups | 87.2811 | 0 | 0 | 11042.143 | 0.0079044 | 25 | Residential_2019_Technical_GWh_Before Competition Groups_25 | Refrigerator Recycling | 0.7904% | 0 | 87.2811 | Residential_2019_Technical_GWh_Before Competition Groups_Refrigerator Recycling
Residential | Res ¦ Energy Star Refrigerator | 2019 | Technical | GWh | Before Competition Groups | 80.0301 | 0 | 0 | 11042.143 | 0.0072477 | 26 | Residential_2019_Technical_GWh_Before Competition Groups_26 | Energy Star Refrigerator | 0.7248% | 0 | 80.0301 | Residential_2019_Technical_GWh_Before Competition Groups_Energy Star Refrigerator
Residential | Res ¦ Clothes Drying Racks | 2019 | Technical | GWh | Before Competition Groups | 79.7002 | 0 | 0 | 11042.143 | 0.0072178 | 27 | Residential_2019_Technical_GWh_Before Competition Groups_27 | Clothes Drying Racks | 0.7218% | 0 | 79.7002 | Residential_2019_Technical_GWh_Before Competition Groups_Clothes Drying Racks
Residential | Res ¦ Energy Star Light Fixture | 2019 | Technical | GWh | Before Competition Groups | 76.6888 | 0 | 0 | 11042.143 | 0.0069451 | 28 | Residential_2019_Technical_GWh_Before Competition Groups_28 | Energy Star Light Fixture | 0.6945% | 0 | 76.6888 | Residential_2019_Technical_GWh_Before Competition Groups_Energy Star Light Fixture
Residential | Res ¦ Freezer Recycling | 2019 | Technical | GWh | Before Competition Groups | 76.5837 | 0 | 0 | 11042.143 | 0.0069356 | 29 | Residential_2019_Technical_GWh_Before Competition Groups_29 | Freezer Recycling | 0.6936% | 0 | 76.5837 | Residential_2019_Technical_GWh_Before Competition Groups_Freezer Recycling
Residential | Res ¦ Duct Insulation | 2019 | Technical | GWh | Before Competition Groups | 76.2787 | 0 | 0 | 11042.143 | 0.006908 | 30 | Residential_2019_Technical_GWh_Before Competition Groups_30 | Duct Insulation | 0.6908% | 0 | 76.2787 | Residential_2019_Technical_GWh_Before Competition Groups_Duct Insulation
Residential | Res ¦ Energy Star Clothes Washer | 2019 | Technical | GWh | Before Competition Groups | 71.6579 | 0 | 0 | 11042.143 | 0.0064895 | 31 | Residential_2019_Technical_GWh_Before Competition Groups_31 | Energy Star Clothes Washer | 0.6489% | 0 | 71.6579 | Residential_2019_Technical_GWh_Before Competition Groups_Energy Star Clothes Washer
Residential | Res ¦ Variable Refrigerant Flow Heat Pump | 2019 | Technical | GWh | Before Competition Groups | 65.7562 | 0 | 0 | 11042.143 | 0.005955 | 32 | Residential_2019_Technical_GWh_Before Competition Groups_32 | Variable Refrigerant Flow Heat Pump | 0.5955% | 0 | 65.7562 | Residential_2019_Technical_GWh_Before Competition Groups_Variable Refrigerant Flow Heat Pump
Residential | Res ¦ INTEGRAL LED TROFFERS | 2019 | Technical | GWh | Before Competition Groups | 65.4458 | 0 | 0 | 11042.143 | 0.0059269 | 33 | Residential_2019_Technical_GWh_Before Competition Groups_33 | INTEGRAL LED TROFFERS | 0.5927% | 0 | 65.4458 | Residential_2019_Technical_GWh_Before Competition Groups_INTEGRAL LED TROFFERS
Residential | Res ¦ Smart Burners | 2019 | Technical | GWh | Before Competition Groups | 64.3723 | 0 | 0 | 11042.143 | 0.0058297 | 34 | Residential_2019_Technical_GWh_Before Competition Groups_34 | Smart Burners | 0.583% | 0 | 64.3723 | Residential_2019_Technical_GWh_Before Competition Groups_Smart Burners
Residential | Res ¦ Floor Insulation | 2019 | Technical | GWh | Before Competition Groups | 62.0924 | 0 | 0 | 11042.143 | 0.0056232 | 35 | Residential_2019_Technical_GWh_Before Competition Groups_35 | Floor Insulation | 0.5623% | 0 | 62.0924 | Residential_2019_Technical_GWh_Before Competition Groups_Floor Insulation
Residential | Res ¦ Energy Star Ground Source Heat Pump | 2019 | Technical | GWh | Before Competition Groups | 58.9997 | 0 | 0 | 11042.143 | 0.0053431 | 36 | Residential_2019_Technical_GWh_Before Competition Groups_36 | Energy Star Ground Source Heat Pump | 0.5343% | 0 | 58.9997 | Residential_2019_Technical_GWh_Before Competition Groups_Energy Star Ground Source Heat Pump
Residential | Res ¦ Ductless Mini-Split Heat Pump | 2019 | Technical | GWh | Before Competition Groups | 58.4044 | 0 | 0 | 11042.143 | 0.0052892 | 37 | Residential_2019_Technical_GWh_Before Competition Groups_37 | Ductless Mini-Split Heat Pump | 0.5289% | 0 | 58.4044 | Residential_2019_Technical_GWh_Before Competition Groups_Ductless Mini-Split Heat Pump
Residential | Res ¦ Heat Pump Clothes Dryer | 2019 | Technical | GWh | Before Competition Groups | 58.3763 | 0 | 0 | 11042.143 | 0.0052867 | 38 | Residential_2019_Technical_GWh_Before Competition Groups_38 | Heat Pump Clothes Dryer | 0.5287% | 0 | 58.3763 | Residential_2019_Technical_GWh_Before Competition Groups_Heat Pump Clothes Dryer
Residential | Res ¦ LED Parking Lot Fixture | 2019 | Technical | GWh | Before Competition Groups | 57.9821 | 0 | 0 | 11042.143 | 0.005251 | 39 | Residential_2019_Technical_GWh_Before Competition Groups_39 | LED Parking Lot Fixture | 0.5251% | 0 | 57.9821 | Residential_2019_Technical_GWh_Before Competition Groups_LED Parking Lot Fixture
Residential | Res ¦ Dehumidifier Recycling | 2019 | Technical | GWh | Before Competition Groups | 53.1044 | 0 | 0 | 11042.143 | 0.0048093 | 40 | Residential_2019_Technical_GWh_Before Competition Groups_40 | Dehumidifier Recycling | 0.4809% | 0 | 53.1044 | Residential_2019_Technical_GWh_Before Competition Groups_Dehumidifier Recycling
Residential | Res ¦ Advanced BAS/Controllers | 2019 | Technical | GWh | Before Competition Groups | 48.7332 | 0 | 0 | 11042.143 | 0.0044134 | 41 | Residential_2019_Technical_GWh_Before Competition Groups_41 | Advanced BAS/Controllers | 0.4413% | 0 | 48.7332 | Residential_2019_Technical_GWh_Before Competition Groups_Advanced BAS/Controllers
Residential | Res ¦ Energy Star Torchiere | 2019 | Technical | GWh | Before Competition Groups | 42.7469 | 0 | 0 | 11042.143 | 0.0038712 | 42 | Residential_2019_Technical_GWh_Before Competition Groups_42 | Energy Star Torchiere | 0.3871% | 0 | 42.7469 | Residential_2019_Technical_GWh_Before Competition Groups_Energy Star Torchiere
Residential | Res ¦ Minimize Hot and Warm Clothes Wash | 2019 | Technical | GWh | Before Competition Groups | 42.5978 | 0 | 0 | 11042.143 | 0.0038577 | 43 | Residential_2019_Technical_GWh_Before Competition Groups_43 | Minimize Hot and Warm Clothes Wash | 0.3858% | 0 | 42.5978 | Residential_2019_Technical_GWh_Before Competition Groups_Minimize Hot and Warm Clothes Wash
Residential | Res ¦ Furnace Whistle | 2019 | Technical | GWh | Before Competition Groups | 41.9639 | 0 | 0 | 11042.143 | 0.0038003 | 44 | Residential_2019_Technical_GWh_Before Competition Groups_44 | Furnace Whistle | 0.38% | 0 | 41.9639 | Residential_2019_Technical_GWh_Before Competition Groups_Furnace Whistle
Residential | Res ¦ Induction Cooking Stove Top | 2019 | Technical | GWh | Before Competition Groups | 39.6533 | 0 | 0 | 11042.143 | 0.0035911 | 45 | Residential_2019_Technical_GWh_Before Competition Groups_45 | Induction Cooking Stove Top | 0.3591% | 0 | 39.6533 | Residential_2019_Technical_GWh_Before Competition Groups_Induction Cooking Stove Top
Residential | Res ¦ Early Hot Water Heater Replacement | 2019 | Technical | GWh | Before Competition Groups | 38.0112 | 0 | 0 | 11042.143 | 0.0034424 | 46 | Residential_2019_Technical_GWh_Before Competition Groups_46 | Early Hot Water Heater Replacement | 0.3442% | 0 | 38.0112 | Residential_2019_Technical_GWh_Before Competition Groups_Early Hot Water Heater Replacement
Residential | Res ¦ LED Downlight | 2019 | Technical | GWh | Before Competition Groups | 35.4521 | 0 | 0 | 11042.143 | 0.0032106 | 47 | Residential_2019_Technical_GWh_Before Competition Groups_47 | LED Downlight | 0.3211% | 0 | 35.4521 | Residential_2019_Technical_GWh_Before Competition Groups_LED Downlight
Residential | Res ¦ Ductless Mini-Split Air Conditioner | 2019 | Technical | GWh | Before Competition Groups | 34.5658 | 0 | 0 | 11042.143 | 0.0031304 | 48 | Residential_2019_Technical_GWh_Before Competition Groups_48 | Ductless Mini-Split Air Conditioner | 0.313% | 0 | 34.5658 | Residential_2019_Technical_GWh_Before Competition Groups_Ductless Mini-Split Air Conditioner
Residential | Res ¦ Duct Insulation MF | 2019 | Technical | GWh | Before Competition Groups | 33.6507 | 0 | 0 | 11042.143 | 0.0030475 | 49 | Residential_2019_Technical_GWh_Before Competition Groups_49 | Duct Insulation MF | 0.3047% | 0 | 33.6507 | Residential_2019_Technical_GWh_Before Competition Groups_Duct Insulation MF
Residential | Res ¦ Energy Star Air Source Heat Pump | 2019 | Technical | GWh | Before Competition Groups | 33.376 | 0 | 0 | 11042.143 | 0.0030226 | 50 | Residential_2019_Technical_GWh_Before Competition Groups_50 | Energy Star Air Source Heat Pump | 0.3023% | 0 | 33.376 | Residential_2019_Technical_GWh_Before Competition Groups_Energy Star Air Source Heat Pump
Residential | Res ¦ Energy Star Clothes Dryer | 2019 | Technical | GWh | Before Competition Groups | 33.3427 | 0 | 0 | 11042.143 | 0.0030196 | 51 | Residential_2019_Technical_GWh_Before Competition Groups_51 | Energy Star Clothes Dryer | 0.302% | 0 | 33.3427 | Residential_2019_Technical_GWh_Before Competition Groups_Energy Star Clothes Dryer
Residential | Res ¦ Energy Star Dehumidifier | 2019 | Technical | GWh | Before Competition Groups | 31.2022 | 0 | 0 | 11042.143 | 0.0028257 | 52 | Residential_2019_Technical_GWh_Before Competition Groups_52 | Energy Star Dehumidifier | 0.2826% | 0 | 31.2022 | Residential_2019_Technical_GWh_Before Competition Groups_Energy Star Dehumidifier
Residential | Res ¦ Central Air Conditioner Maintenance | 2019 | Technical | GWh | Before Competition Groups | 31.0532 | 0 | 0 | 11042.143 | 0.0028122 | 53 | Residential_2019_Technical_GWh_Before Competition Groups_53 | Central Air Conditioner Maintenance | 0.2812% | 0 | 31.0532 | Residential_2019_Technical_GWh_Before Competition Groups_Central Air Conditioner Maintenance
Residential | Res ¦ LED Exterior Area Lights - LED Fixture (200W) | 2019 | Technical | GWh | Before Competition Groups | 26.7467 | 0 | 0 | 11042.143 | 0.0024222 | 54 | Residential_2019_Technical_GWh_Before Competition Groups_54 | LED Exterior Area Lights - LED Fixture (200W) | 0.2422% | 0 | 26.7467 | Residential_2019_Technical_GWh_Before Competition Groups_LED Exterior Area Lights - LED Fixture (200W)
Residential | Res ¦ Drain Water Heat Recovery | 2019 | Technical | GWh | Before Competition Groups | 25.5304 | 0 | 0 | 11042.143 | 0.0023121 | 55 | Residential_2019_Technical_GWh_Before Competition Groups_55 | Drain Water Heat Recovery | 0.2312% | 0 | 25.5304 | Residential_2019_Technical_GWh_Before Competition Groups_Drain Water Heat Recovery
Residential | Res ¦ Outside Air Economizer | 2019 | Technical | GWh | Before Competition Groups | 24.6624 | 0 | 0 | 11042.143 | 0.0022335 | 56 | Residential_2019_Technical_GWh_Before Competition Groups_56 | Outside Air Economizer | 0.2233% | 0 | 24.6624 | Residential_2019_Technical_GWh_Before Competition Groups_Outside Air Economizer
Residential | Res ¦ Demand Control Ventilation | 2019 | Technical | GWh | Before Competition Groups | 22.4758 | 0 | 0 | 11042.143 | 0.0020355 | 57 | Residential_2019_Technical_GWh_Before Competition Groups_57 | Demand Control Ventilation | 0.2035% | 0 | 22.4758 | Residential_2019_Technical_GWh_Before Competition Groups_Demand Control Ventilation
Residential | Res ¦ Networked/ Connected - Indoor LED Luminaire | 2019 | Technical | GWh | Before Competition Groups | 20.7086 | 0 | 0 | 11042.143 | 0.0018754 | 58 | Residential_2019_Technical_GWh_Before Competition Groups_58 | Networked/ Connected - Indoor LED Luminaire | 0.1875% | 0 | 20.7086 | Residential_2019_Technical_GWh_Before Competition Groups_Networked/ Connected - Indoor LED Luminaire
Residential | Res ¦ Lighting Motion Sensors, Timers, Dimmers | 2019 | Technical | GWh | Before Competition Groups | 20.1521 | 0 | 0 | 11042.143 | 0.001825 | 59 | Residential_2019_Technical_GWh_Before Competition Groups_59 | Lighting Motion Sensors, Timers, Dimmers | 0.1825% | 0 | 20.1521 | Residential_2019_Technical_GWh_Before Competition Groups_Lighting Motion Sensors, Timers, Dimmers
Residential | Res ¦ Variable Frequency Drive (VFD) | 2019 | Technical | GWh | Before Competition Groups | 17.8011 | 0 | 0 | 11042.143 | 0.0016121 | 60 | Residential_2019_Technical_GWh_Before Competition Groups_60 | Variable Frequency Drive (VFD) | 0.1612% | 0 | 17.8011 | Residential_2019_Technical_GWh_Before Competition Groups_Variable Frequency Drive (VFD)
Residential | Res ¦ CO Sensors for parking garage exhaust fans | 2019 | Technical | GWh | Before Competition Groups | 15.5601 | 0 | 0 | 11042.143 | 0.0014092 | 61 | Residential_2019_Technical_GWh_Before Competition Groups_61 | CO Sensors for parking garage exhaust fans | 0.1409% | 0 | 15.5601 | Residential_2019_Technical_GWh_Before Competition Groups_CO Sensors for parking garage exhaust fans
Residential | Res ¦ Energy Star Room Air Conditioner | 2019 | Technical | GWh | Before Competition Groups | 13.3672 | 0 | 0 | 11042.143 | 0.0012106 | 62 | Residential_2019_Technical_GWh_Before Competition Groups_62 | Energy Star Room Air Conditioner | 0.1211% | 0 | 13.3672 | Residential_2019_Technical_GWh_Before Competition Groups_Energy Star Room Air Conditioner
Residential | Res ¦ Water Heater Temperature Setback | 2019 | Technical | GWh | Before Competition Groups | 13.302 | 0 | 0 | 11042.143 | 0.0012047 | 63 | Residential_2019_Technical_GWh_Before Competition Groups_63 | Water Heater Temperature Setback | 0.1205% | 0 | 13.302 | Residential_2019_Technical_GWh_Before Competition Groups_Water Heater Temperature Setback
Residential | Res ¦ ENERGY STAR LED LAMPS (REFLECTOR LAMPs/MR16/PAR 16) | 2019 | Technical | GWh | Before Competition Groups | 12.3879 | 0 | 0 | 11042.143 | 0.0011219 | 64 | Residential_2019_Technical_GWh_Before Competition Groups_64 | ENERGY STAR LED LAMPS (REFLECTOR LAMPs/MR16/PAR 16) | 0.1122% | 0 | 12.3879 | Residential_2019_Technical_GWh_Before Competition Groups_ENERGY STAR LED LAMPS (REFLECTOR LAMPs/MR16/PAR 16)
Residential | Res ¦ DHW Recirculation Systems | 2019 | Technical | GWh | Before Competition Groups | 12.0098 | 0 | 0 | 11042.143 | 0.0010876 | 65 | Residential_2019_Technical_GWh_Before Competition Groups_65 | DHW Recirculation Systems | 0.1088% | 0 | 12.0098 | Residential_2019_Technical_GWh_Before Competition Groups_DHW Recirculation Systems
Residential | Res ¦ Air Source Heat Pump Maintenance | 2019 | Technical | GWh | Before Competition Groups | 10.8613 | 0 | 0 | 11042.143 | 0.00098362 | 66 | Residential_2019_Technical_GWh_Before Competition Groups_66 | Air Source Heat Pump Maintenance | 0.09836% | 0 | 10.8613 | Residential_2019_Technical_GWh_Before Competition Groups_Air Source Heat Pump Maintenance
Residential | Res ¦ Energy Star Ceiling Fan/Lighting | 2019 | Technical | GWh | Before Competition Groups | 9.4104 | 0 | 0 | 11042.143 | 0.00085223 | 67 | Residential_2019_Technical_GWh_Before Competition Groups_67 | Energy Star Ceiling Fan/Lighting | 0.08522% | 0 | 9.4104 | Residential_2019_Technical_GWh_Before Competition Groups_Energy Star Ceiling Fan/Lighting
Residential | Res ¦ Solar Powered Attic Fan | 2019 | Technical | GWh | Before Competition Groups | 9.262 | 0 | 0 | 11042.143 | 0.00083879 | 68 | Residential_2019_Technical_GWh_Before Competition Groups_68 | Solar Powered Attic Fan | 0.08388% | 0 | 9.262 | Residential_2019_Technical_GWh_Before Competition Groups_Solar Powered Attic Fan
Residential | Res ¦ Air Source Heat Pump | 2019 | Technical | GWh | Before Competition Groups | 8.5691 | 0 | 0 | 11042.143 | 0.00077604 | 69 | Residential_2019_Technical_GWh_Before Competition Groups_69 | Air Source Heat Pump | 0.0776% | 0 | 8.5691 | Residential_2019_Technical_GWh_Before Competition Groups_Air Source Heat Pump
Residential | Res ¦ Energy Star Freezer | 2019 | Technical | GWh | Before Competition Groups | 8.0974 | 0 | 0 | 11042.143 | 0.00073332 | 70 | Residential_2019_Technical_GWh_Before Competition Groups_70 | Energy Star Freezer | 0.07333% | 0 | 8.0974 | Residential_2019_Technical_GWh_Before Competition Groups_Energy Star Freezer
Residential | Res ¦ Home Energy Reports | 2019 | Technical | GWh | Before Competition Groups | 6.7424 | 0 | 0 | 11042.143 | 0.00061061 | 71 | Residential_2019_Technical_GWh_Before Competition Groups_71 | Home Energy Reports | 0.06106% | 0 | 6.7424 | Residential_2019_Technical_GWh_Before Competition Groups_Home Energy Reports
Residential | Res ¦ Heat Pump Water Heater | 2019 | Technical | GWh | Before Competition Groups | 6.2228 | 0 | 0 | 11042.143 | 0.00056355 | 72 | Residential_2019_Technical_GWh_Before Competition Groups_72 | Heat Pump Water Heater | 0.05635% | 0 | 6.2228 | Residential_2019_Technical_GWh_Before Competition Groups_Heat Pump Water Heater
Residential | Res ¦ Central Lighting Control System | 2019 | Technical | GWh | Before Competition Groups | 5.8043 | 0 | 0 | 11042.143 | 0.00052565 | 73 | Residential_2019_Technical_GWh_Before Competition Groups_73 | Central Lighting Control System | 0.05256% | 0 | 5.8043 | Residential_2019_Technical_GWh_Before Competition Groups_Central Lighting Control System
Residential | Res ¦ Tankless Water Heater | 2019 | Technical | GWh | Before Competition Groups | 5.6176 | 0 | 0 | 11042.143 | 0.00050874 | 74 | Residential_2019_Technical_GWh_Before Competition Groups_74 | Tankless Water Heater | 0.05087% | 0 | 5.6176 | Residential_2019_Technical_GWh_Before Competition Groups_Tankless Water Heater
Residential | Res ¦ VFD on Pumps | 2019 | Technical | GWh | Before Competition Groups | 5.474 | 0 | 0 | 11042.143 | 0.00049574 | 75 | Residential_2019_Technical_GWh_Before Competition Groups_75 | VFD on Pumps | 0.04957% | 0 | 5.474 | Residential_2019_Technical_GWh_Before Competition Groups_VFD on Pumps
Residential | Res ¦ LED Tube Re-Lamp | 2019 | Technical | GWh | Before Competition Groups | 4.7118 | 0 | 0 | 11042.143 | 0.00042671 | 76 | Residential_2019_Technical_GWh_Before Competition Groups_76 | LED Tube Re-Lamp | 0.04267% | 0 | 4.7118 | Residential_2019_Technical_GWh_Before Competition Groups_LED Tube Re-Lamp
Residential | Res ¦ ENERGY STAR LED Lamps (General Service Lamps) | 2019 | Technical | GWh | Before Competition Groups | 3.8175 | 0 | 0 | 11042.143 | 0.00034572 | 77 | Residential_2019_Technical_GWh_Before Competition Groups_77 | ENERGY STAR LED Lamps (General Service Lamps) | 0.03457% | 0 | 3.8175 | Residential_2019_Technical_GWh_Before Competition Groups_ENERGY STAR LED Lamps (General Service Lamps)
Residential | Res ¦ Heat Recovery Ventilator | 2019 | Technical | GWh | Before Competition Groups | 3.5065 | 0 | 0 | 11042.143 | 0.00031756 | 78 | Residential_2019_Technical_GWh_Before Competition Groups_78 | Heat Recovery Ventilator | 0.03176% | 0 | 3.5065 | Residential_2019_Technical_GWh_Before Competition Groups_Heat Recovery Ventilator
Residential | Res ¦ Solar Water Heating System | 2019 | Technical | GWh | Before Competition Groups | 3.0643 | 0 | 0 | 11042.143 | 0.00027751 | 79 | Residential_2019_Technical_GWh_Before Competition Groups_79 | Solar Water Heating System | 0.02775% | 0 | 3.0643 | Residential_2019_Technical_GWh_Before Competition Groups_Solar Water Heating System
Residential | Res ¦ High Efficiency Storage Water Heater | 2019 | Technical | GWh | Before Competition Groups | 2.7193 | 0 | 0 | 11042.143 | 0.00024627 | 80 | Residential_2019_Technical_GWh_Before Competition Groups_80 | High Efficiency Storage Water Heater | 0.02463% | 0 | 2.7193 | Residential_2019_Technical_GWh_Before Competition Groups_High Efficiency Storage Water Heater
Residential | Res ¦ Energy Star Dishwasher | 2019 | Technical | GWh | Before Competition Groups | 2.5243 | 0 | 0 | 11042.143 | 0.00022861 | 81 | Residential_2019_Technical_GWh_Before Competition Groups_81 | Energy Star Dishwasher | 0.02286% | 0 | 2.5243 | Residential_2019_Technical_GWh_Before Competition Groups_Energy Star Dishwasher
Residential | Res ¦ ECM MOTORS FOR HVAC APPLICATION (FAN-POWERED VAV BOX) | 2019 | Technical | GWh | Before Competition Groups | 2.5153 | 0 | 0 | 11042.143 | 0.00022779 | 82 | Residential_2019_Technical_GWh_Before Competition Groups_82 | ECM MOTORS FOR HVAC APPLICATION (FAN-POWERED VAV BOX) | 0.02278% | 0 | 2.5153 | Residential_2019_Technical_GWh_Before Competition Groups_ECM MOTORS FOR HVAC APPLICATION (FAN-POWERED VAV BOX)
Residential | Res ¦ Condensing Make Up Air Unit | 2019 | Technical | GWh | Before Competition Groups | 1.519 | 0 | 0 | 11042.143 | 0.00013757 | 83 | Residential_2019_Technical_GWh_Before Competition Groups_83 | Condensing Make Up Air Unit | 0.01376% | 0 | 1.519 | Residential_2019_Technical_GWh_Before Competition Groups_Condensing Make Up Air Unit
Residential | Res ¦ High Efficiency Chiller (avg of water and air cooled) | 2019 | Technical | GWh | Before Competition Groups | 1.3949 | 0 | 0 | 11042.143 | 0.00012632 | 84 | Residential_2019_Technical_GWh_Before Competition Groups_84 | High Efficiency Chiller (avg of water and air cooled) | 0.01263% | 0 | 1.3949 | Residential_2019_Technical_GWh_Before Competition Groups_High Efficiency Chiller (avg of water and air cooled)
Residential | Res ¦ Beverage Vending Machine Controls | 2019 | Technical | GWh | Before Competition Groups | 1.2226 | 0 | 0 | 11042.143 | 0.00011073 | 85 | Residential_2019_Technical_GWh_Before Competition Groups_85 | Beverage Vending Machine Controls | 0.01107% | 0 | 1.2226 | Residential_2019_Technical_GWh_Before Competition Groups_Beverage Vending Machine Controls
Residential | Res ¦ HVAC Optimization | 2019 | Technical | GWh | Before Competition Groups | 0.78053 | 0 | 0 | 11042.143 | 7.0687e-05 | 86 | Residential_2019_Technical_GWh_Before Competition Groups_86 | HVAC Optimization | 0.007069% | 0 | 0.78053 | Residential_2019_Technical_GWh_Before Competition Groups_HVAC Optimization
Residential | Res ¦ Wall Insulation MF | 2019 | Technical | GWh | Before Competition Groups | 0.67585 | 0 | 0 | 11042.143 | 6.1206e-05 | 87 | Residential_2019_Technical_GWh_Before Competition Groups_87 | Wall Insulation MF | 0.006121% | 0 | 0.67585 | Residential_2019_Technical_GWh_Before Competition Groups_Wall Insulation MF
Residential | Res ¦ LED Recessed Downlights | 2019 | Technical | GWh | Before Competition Groups | 0.35325 | 0 | 0 | 11042.143 | 3.1991e-05 | 88 | Residential_2019_Technical_GWh_Before Competition Groups_88 | LED Recessed Downlights | 0.003199% | 0 | 0.35325 | Residential_2019_Technical_GWh_Before Competition Groups_LED Recessed Downlights
Residential | Res ¦ LED High Bay Fixture | 2019 | Technical | GWh | Before Competition Groups | 0.30187 | 0 | 0 | 11042.143 | 2.7338e-05 | 89 | Residential_2019_Technical_GWh_Before Competition Groups_89 | LED High Bay Fixture | 0.002734% | 0 | 0.30187 | Residential_2019_Technical_GWh_Before Competition Groups_LED High Bay Fixture
Residential | Res ¦ Chilled Water Optimization | 2019 | Technical | GWh | Before Competition Groups | 0.036829 | 0 | 0 | 11042.143 | 3.3353e-06 | 90 | Residential_2019_Technical_GWh_Before Competition Groups_90 | Chilled Water Optimization | 0.0003335% | 0 | 0.036829 | Residential_2019_Technical_GWh_Before Competition Groups_Chilled Water Optimization
Residential | Res ¦ Solar Water Preheat (Pools/DHW) | 2019 | Technical | GWh | Before Competition Groups | 0.0079348 | 0 | 0 | 11042.143 | 7.186e-07 | 91 | Residential_2019_Technical_GWh_Before Competition Groups_91 | Solar Water Preheat (Pools/DHW) | 7.186e-05% | 0 | 0.0079348 | Residential_2019_Technical_GWh_Before Competition Groups_Solar Water Preheat (Pools/DHW)
Residential | Res ¦ Photocell Controls (Outdoor) | 2019 | Technical | GWh | Before Competition Groups | 0.00037377 | 0 | 0 | 11042.143 | 3.385e-08 | 92 | Residential_2019_Technical_GWh_Before Competition Groups_92 | Photocell Controls (Outdoor) | 3.385e-06% | 0 | 0.00037377 | Residential_2019_Technical_GWh_Before Competition Groups_Photocell Controls (Outdoor)
Residential | Res ¦ Energy Star LED Bulbs General Purpose LEDs | 2020 | Economic | GWh | Before Competition Groups | 1176.1014 | 0 | 0 | 7683.7387 | 0.15306 | 1 | Residential_2020_Economic_GWh_Before Competition Groups_1 | Energy Star LED Bulbs General Purpose LEDs | 15.31% | 0 | 1176.1014 | Residential_2020_Economic_GWh_Before Competition Groups_Energy Star LED Bulbs General Purpose LEDs
Residential | Res ¦ Energy Star LED Specialty Bulbs | 2020 | Economic | GWh | Before Competition Groups | 1104.0371 | 0 | 0 | 7683.7387 | 0.14368 | 2 | Residential_2020_Economic_GWh_Before Competition Groups_2 | Energy Star LED Specialty Bulbs | 14.37% | 0 | 1104.0371 | Residential_2020_Economic_GWh_Before Competition Groups_Energy Star LED Specialty Bulbs
Residential | Res ¦ Energy Star A Line, PAR, MR Lamps | 2020 | Economic | GWh | Before Competition Groups | 1103.4802 | 0 | 0 | 7683.7387 | 0.14361 | 3 | Residential_2020_Economic_GWh_Before Competition Groups_3 | Energy Star A Line, PAR, MR Lamps | 14.36% | 0 | 1103.4802 | Residential_2020_Economic_GWh_Before Competition Groups_Energy Star A Line, PAR, MR Lamps
Residential | Res ¦ Adaptive Thermostat | 2020 | Economic | GWh | Before Competition Groups | 633.0905 | 0 | 0 | 7683.7387 | 0.082394 | 4 | Residential_2020_Economic_GWh_Before Competition Groups_4 | Adaptive Thermostat | 8.239% | 0 | 633.0905 | Residential_2020_Economic_GWh_Before Competition Groups_Adaptive Thermostat
Residential | Res ¦ Air Sealing | 2020 | Economic | GWh | Before Competition Groups | 575.8 | 0 | 0 | 7683.7387 | 0.074937 | 5 | Residential_2020_Economic_GWh_Before Competition Groups_5 | Air Sealing | 7.494% | 0 | 575.8 | Residential_2020_Economic_GWh_Before Competition Groups_Air Sealing
Residential | Res ¦ Variable Speed Pool Pump Motor | 2020 | Economic | GWh | Before Competition Groups | 422.8522 | 0 | 0 | 7683.7387 | 0.055032 | 6 | Residential_2020_Economic_GWh_Before Competition Groups_6 | Variable Speed Pool Pump Motor | 5.503% | 0 | 422.8522 | Residential_2020_Economic_GWh_Before Competition Groups_Variable Speed Pool Pump Motor
Residential | Res ¦ Building Recommissioning, Operations and Maintenance (O&M) Improvements | 2020 | Economic | GWh | Before Competition Groups | 327.7028 | 0 | 0 | 7683.7387 | 0.042649 | 7 | Residential_2020_Economic_GWh_Before Competition Groups_7 | Building Recommissioning, Operations and Maintenance (O&M) Improvements | 4.265% | 0 | 327.7028 | Residential_2020_Economic_GWh_Before Competition Groups_Building Recommissioning, Operations and Maintenance (O&M) Improvements
Residential | Res ¦ Car Block Heater Timer | 2020 | Economic | GWh | Before Competition Groups | 321.065 | 0 | 0 | 7683.7387 | 0.041785 | 8 | Residential_2020_Economic_GWh_Before Competition Groups_8 | Car Block Heater Timer | 4.179% | 0 | 321.065 | Residential_2020_Economic_GWh_Before Competition Groups_Car Block Heater Timer
Residential | Res ¦ Basement Wall Insulation | 2020 | Economic | GWh | Before Competition Groups | 302.259 | 0 | 0 | 7683.7387 | 0.039337 | 9 | Residential_2020_Economic_GWh_Before Competition Groups_9 | Basement Wall Insulation | 3.934% | 0 | 302.259 | Residential_2020_Economic_GWh_Before Competition Groups_Basement Wall Insulation
Residential | Res ¦ Attic Insulation | 2020 | Economic | GWh | Before Competition Groups | 233.1733 | 0 | 0 | 7683.7387 | 0.030346 | 10 | Residential_2020_Economic_GWh_Before Competition Groups_10 | Attic Insulation | 3.035% | 0 | 233.1733 | Residential_2020_Economic_GWh_Before Competition Groups_Attic Insulation
Residential | Res ¦ Comprehensive Draft Proofing | 2020 | Economic | GWh | Before Competition Groups | 166.6737 | 0 | 0 | 7683.7387 | 0.021692 | 11 | Residential_2020_Economic_GWh_Before Competition Groups_11 | Comprehensive Draft Proofing | 2.169% | 0 | 166.6737 | Residential_2020_Economic_GWh_Before Competition Groups_Comprehensive Draft Proofing
Residential | Res ¦ Energy Star Clothes Washer | 2020 | Economic | GWh | Before Competition Groups | 138.5608 | 0 | 0 | 7683.7387 | 0.018033 | 12 | Residential_2020_Economic_GWh_Before Competition Groups_12 | Energy Star Clothes Washer | 1.803% | 0 | 138.5608 | Residential_2020_Economic_GWh_Before Competition Groups_Energy Star Clothes Washer
Residential | Res ¦ Ductless Mini-Split Heat Pump | 2020 | Economic | GWh | Before Competition Groups | 114.9288 | 0 | 0 | 7683.7387 | 0.014957 | 13 | Residential_2020_Economic_GWh_Before Competition Groups_13 | Ductless Mini-Split Heat Pump | 1.496% | 0 | 114.9288 | Residential_2020_Economic_GWh_Before Competition Groups_Ductless Mini-Split Heat Pump
Residential | Res ¦ Occupancy Sensors MF | 2020 | Economic | GWh | Before Competition Groups | 114.1771 | 0 | 0 | 7683.7387 | 0.01486 | 14 | Residential_2020_Economic_GWh_Before Competition Groups_14 | Occupancy Sensors MF | 1.486% | 0 | 114.1771 | Residential_2020_Economic_GWh_Before Competition Groups_Occupancy Sensors MF
Residential | Res ¦ Refrigerator Recycling | 2020 | Economic | GWh | Before Competition Groups | 85.902 | 0 | 0 | 7683.7387 | 0.01118 | 15 | Residential_2020_Economic_GWh_Before Competition Groups_15 | Refrigerator Recycling | 1.118% | 0 | 85.902 | Residential_2020_Economic_GWh_Before Competition Groups_Refrigerator Recycling
Residential | Res ¦ Energy Star Torchiere | 2020 | Economic | GWh | Before Competition Groups | 80.1274 | 0 | 0 | 7683.7387 | 0.010428 | 16 | Residential_2020_Economic_GWh_Before Competition Groups_16 | Energy Star Torchiere | 1.043% | 0 | 80.1274 | Residential_2020_Economic_GWh_Before Competition Groups_Energy Star Torchiere
Residential | Res ¦ Clothes Drying Racks | 2020 | Economic | GWh | Before Competition Groups | 78.441 | 0 | 0 | 7683.7387 | 0.010209 | 17 | Residential_2020_Economic_GWh_Before Competition Groups_17 | Clothes Drying Racks | 1.021% | 0 | 78.441 | Residential_2020_Economic_GWh_Before Competition Groups_Clothes Drying Racks
Residential | Res ¦ Freezer Recycling | 2020 | Economic | GWh | Before Competition Groups | 75.3736 | 0 | 0 | 7683.7387 | 0.0098095 | 18 | Residential_2020_Economic_GWh_Before Competition Groups_18 | Freezer Recycling | 0.981% | 0 | 75.3736 | Residential_2020_Economic_GWh_Before Competition Groups_Freezer Recycling
Residential | Res ¦ LED Parking Lot Fixture | 2020 | Economic | GWh | Before Competition Groups | 65.7149 | 0 | 0 | 7683.7387 | 0.0085525 | 19 | Residential_2020_Economic_GWh_Before Competition Groups_19 | LED Parking Lot Fixture | 0.8552% | 0 | 65.7149 | Residential_2020_Economic_GWh_Before Competition Groups_LED Parking Lot Fixture
Residential | Res ¦ Energy Star Air Source Heat Pump | 2020 | Economic | GWh | Before Competition Groups | 65.6312 | 0 | 0 | 7683.7387 | 0.0085416 | 20 | Residential_2020_Economic_GWh_Before Competition Groups_20 | Energy Star Air Source Heat Pump | 0.8542% | 0 | 65.6312 | Residential_2020_Economic_GWh_Before Competition Groups_Energy Star Air Source Heat Pump
Residential | Res ¦ Floor Insulation | 2020 | Economic | GWh | Before Competition Groups | 61.1113 | 0 | 0 | 7683.7387 | 0.0079533 | 21 | Residential_2020_Economic_GWh_Before Competition Groups_21 | Floor Insulation | 0.7953% | 0 | 61.1113 | Residential_2020_Economic_GWh_Before Competition Groups_Floor Insulation
Residential | Res ¦ Duct Insulation | 2020 | Economic | GWh | Before Competition Groups | 52.4591 | 0 | 0 | 7683.7387 | 0.0068273 | 22 | Residential_2020_Economic_GWh_Before Competition Groups_22 | Duct Insulation | 0.6827% | 0 | 52.4591 | Residential_2020_Economic_GWh_Before Competition Groups_Duct Insulation
Residential | Res ¦ Advanced BAS/Controllers | 2020 | Economic | GWh | Before Competition Groups | 47.9632 | 0 | 0 | 7683.7387 | 0.0062422 | 23 | Residential_2020_Economic_GWh_Before Competition Groups_23 | Advanced BAS/Controllers | 0.6242% | 0 | 47.9632 | Residential_2020_Economic_GWh_Before Competition Groups_Advanced BAS/Controllers
Residential | Res ¦ Minimize Hot and Warm Clothes Wash | 2020 | Economic | GWh | Before Competition Groups | 41.9248 | 0 | 0 | 7683.7387 | 0.0054563 | 24 | Residential_2020_Economic_GWh_Before Competition Groups_24 | Minimize Hot and Warm Clothes Wash | 0.5456% | 0 | 41.9248 | Residential_2020_Economic_GWh_Before Competition Groups_Minimize Hot and Warm Clothes Wash
Residential | Res ¦ Furnace Whistle | 2020 | Economic | GWh | Before Competition Groups | 41.3009 | 0 | 0 | 7683.7387 | 0.0053751 | 25 | Residential_2020_Economic_GWh_Before Competition Groups_25 | Furnace Whistle | 0.5375% | 0 | 41.3009 | Residential_2020_Economic_GWh_Before Competition Groups_Furnace Whistle
Residential | Res ¦ Energy Star Light Fixture | 2020 | Economic | GWh | Before Competition Groups | 30.1524 | 0 | 0 | 7683.7387 | 0.0039242 | 26 | Residential_2020_Economic_GWh_Before Competition Groups_26 | Energy Star Light Fixture | 0.3924% | 0 | 30.1524 | Residential_2020_Economic_GWh_Before Competition Groups_Energy Star Light Fixture
Residential | Res ¦ LED Exterior Area Lights - LED Fixture (200W) | 2020 | Economic | GWh | Before Competition Groups | 29.9312 | 0 | 0 | 7683.7387 | 0.0038954 | 27 | Residential_2020_Economic_GWh_Before Competition Groups_27 | LED Exterior Area Lights - LED Fixture (200W) | 0.3895% | 0 | 29.9312 | Residential_2020_Economic_GWh_Before Competition Groups_LED Exterior Area Lights - LED Fixture (200W)
Residential | Res ¦ Energy Star Room Air Conditioner | 2020 | Economic | GWh | Before Competition Groups | 25.3922 | 0 | 0 | 7683.7387 | 0.0033047 | 28 | Residential_2020_Economic_GWh_Before Competition Groups_28 | Energy Star Room Air Conditioner | 0.3305% | 0 | 25.3922 | Residential_2020_Economic_GWh_Before Competition Groups_Energy Star Room Air Conditioner
Residential | Res ¦ Outside Air Economizer | 2020 | Economic | GWh | Before Competition Groups | 25.1489 | 0 | 0 | 7683.7387 | 0.003273 | 29 | Residential_2020_Economic_GWh_Before Competition Groups_29 | Outside Air Economizer | 0.3273% | 0 | 25.1489 | Residential_2020_Economic_GWh_Before Competition Groups_Outside Air Economizer
Residential | Res ¦ Duct Insulation MF | 2020 | Economic | GWh | Before Competition Groups | 23.5684 | 0 | 0 | 7683.7387 | 0.0030673 | 30 | Residential_2020_Economic_GWh_Before Competition Groups_30 | Duct Insulation MF | 0.3067% | 0 | 23.5684 | Residential_2020_Economic_GWh_Before Competition Groups_Duct Insulation MF
Residential | Res ¦ Demand Control Ventilation | 2020 | Economic | GWh | Before Competition Groups | 22.1207 | 0 | 0 | 7683.7387 | 0.0028789 | 31 | Residential_2020_Economic_GWh_Before Competition Groups_31 | Demand Control Ventilation | 0.2879% | 0 | 22.1207 | Residential_2020_Economic_GWh_Before Competition Groups_Demand Control Ventilation
Residential | Res ¦ Variable Frequency Drive (VFD) | 2020 | Economic | GWh | Before Competition Groups | 17.5198 | 0 | 0 | 7683.7387 | 0.0022801 | 32 | Residential_2020_Economic_GWh_Before Competition Groups_32 | Variable Frequency Drive (VFD) | 0.228% | 0 | 17.5198 | Residential_2020_Economic_GWh_Before Competition Groups_Variable Frequency Drive (VFD)
Residential | Res ¦ CO Sensors for parking garage exhaust fans | 2020 | Economic | GWh | Before Competition Groups | 15.867 | 0 | 0 | 7683.7387 | 0.002065 | 33 | Residential_2020_Economic_GWh_Before Competition Groups_33 | CO Sensors for parking garage exhaust fans | 0.2065% | 0 | 15.867 | Residential_2020_Economic_GWh_Before Competition Groups_CO Sensors for parking garage exhaust fans
Residential | Res ¦ ENERGY STAR LED LAMPS (REFLECTOR LAMPs/MR16/PAR 16) | 2020 | Economic | GWh | Before Competition Groups | 14.2671 | 0 | 0 | 7683.7387 | 0.0018568 | 34 | Residential_2020_Economic_GWh_Before Competition Groups_34 | ENERGY STAR LED LAMPS (REFLECTOR LAMPs/MR16/PAR 16) | 0.1857% | 0 | 14.2671 | Residential_2020_Economic_GWh_Before Competition Groups_ENERGY STAR LED LAMPS (REFLECTOR LAMPs/MR16/PAR 16)
Residential | Res ¦ Water Heater Temperature Setback | 2020 | Economic | GWh | Before Competition Groups | 13.0919 | 0 | 0 | 7683.7387 | 0.0017038 | 35 | Residential_2020_Economic_GWh_Before Competition Groups_35 | Water Heater Temperature Setback | 0.1704% | 0 | 13.0919 | Residential_2020_Economic_GWh_Before Competition Groups_Water Heater Temperature Setback
Residential | Res ¦ LED Tube Re-Lamp | 2020 | Economic | GWh | Before Competition Groups | 8.8246 | 0 | 0 | 7683.7387 | 0.0011485 | 36 | Residential_2020_Economic_GWh_Before Competition Groups_36 | LED Tube Re-Lamp | 0.1148% | 0 | 8.8246 | Residential_2020_Economic_GWh_Before Competition Groups_LED Tube Re-Lamp
Residential | Res ¦ Heat Recovery Ventilator | 2020 | Economic | GWh | Before Competition Groups | 6.8141 | 0 | 0 | 7683.7387 | 0.00088683 | 37 | Residential_2020_Economic_GWh_Before Competition Groups_37 | Heat Recovery Ventilator | 0.08868% | 0 | 6.8141 | Residential_2020_Economic_GWh_Before Competition Groups_Heat Recovery Ventilator
Residential | Res ¦ VFD on Pumps | 2020 | Economic | GWh | Before Competition Groups | 5.3875 | 0 | 0 | 7683.7387 | 0.00070116 | 38 | Residential_2020_Economic_GWh_Before Competition Groups_38 | VFD on Pumps | 0.07012% | 0 | 5.3875 | Residential_2020_Economic_GWh_Before Competition Groups_VFD on Pumps
Residential | Res ¦ ENERGY STAR LED Lamps (General Service Lamps) | 2020 | Economic | GWh | Before Competition Groups | 4.4565 | 0 | 0 | 7683.7387 | 0.00057999 | 39 | Residential_2020_Economic_GWh_Before Competition Groups_39 | ENERGY STAR LED Lamps (General Service Lamps) | 0.058% | 0 | 4.4565 | Residential_2020_Economic_GWh_Before Competition Groups_ENERGY STAR LED Lamps (General Service Lamps)
Residential | Res ¦ Condensing Make Up Air Unit | 2020 | Economic | GWh | Before Competition Groups | 2.9935 | 0 | 0 | 7683.7387 | 0.00038959 | 40 | Residential_2020_Economic_GWh_Before Competition Groups_40 | Condensing Make Up Air Unit | 0.03896% | 0 | 2.9935 | Residential_2020_Economic_GWh_Before Competition Groups_Condensing Make Up Air Unit
Residential | Res ¦ High Efficiency Chiller (avg of water and air cooled) | 2020 | Economic | GWh | Before Competition Groups | 2.7602 | 0 | 0 | 7683.7387 | 0.00035923 | 41 | Residential_2020_Economic_GWh_Before Competition Groups_41 | High Efficiency Chiller (avg of water and air cooled) | 0.03592% | 0 | 2.7602 | Residential_2020_Economic_GWh_Before Competition Groups_High Efficiency Chiller (avg of water and air cooled)
Residential | Res ¦ ECM MOTORS FOR HVAC APPLICATION (FAN-POWERED VAV BOX) | 2020 | Economic | GWh | Before Competition Groups | 2.5643 | 0 | 0 | 7683.7387 | 0.00033373 | 42 | Residential_2020_Economic_GWh_Before Competition Groups_42 | ECM MOTORS FOR HVAC APPLICATION (FAN-POWERED VAV BOX) | 0.03337% | 0 | 2.5643 | Residential_2020_Economic_GWh_Before Competition Groups_ECM MOTORS FOR HVAC APPLICATION (FAN-POWERED VAV BOX)
Residential | Res ¦ Beverage Vending Machine Controls | 2020 | Economic | GWh | Before Competition Groups | 1.4011 | 0 | 0 | 7683.7387 | 0.00018235 | 43 | Residential_2020_Economic_GWh_Before Competition Groups_43 | Beverage Vending Machine Controls | 0.01823% | 0 | 1.4011 | Residential_2020_Economic_GWh_Before Competition Groups_Beverage Vending Machine Controls
Residential | Res ¦ Wall Insulation | 2020 | Economic | GWh | Before Competition Groups | 0.87845 | 0 | 0 | 7683.7387 | 0.00011433 | 44 | Residential_2020_Economic_GWh_Before Competition Groups_44 | Wall Insulation | 0.01143% | 0 | 0.87845 | Residential_2020_Economic_GWh_Before Competition Groups_Wall Insulation
Residential | Res ¦ Home Energy Reports | 2020 | Economic | GWh | Before Competition Groups | 0.33328 | 0 | 0 | 7683.7387 | 4.3375e-05 | 45 | Residential_2020_Economic_GWh_Before Competition Groups_45 | Home Energy Reports | 0.004338% | 0 | 0.33328 | Residential_2020_Economic_GWh_Before Competition Groups_Home Energy Reports
Residential | Res ¦ LED High Bay Fixture | 2020 | Economic | GWh | Before Competition Groups | 0.28814 | 0 | 0 | 7683.7387 | 3.75e-05 | 46 | Residential_2020_Economic_GWh_Before Competition Groups_46 | LED High Bay Fixture | 0.00375% | 0 | 0.28814 | Residential_2020_Economic_GWh_Before Competition Groups_LED High Bay Fixture
Residential | Res ¦ Chilled Water Optimization | 2020 | Economic | GWh | Before Competition Groups | 0.0725 | 0 | 0 | 7683.7387 | 9.4355e-06 | 47 | Residential_2020_Economic_GWh_Before Competition Groups_47 | Chilled Water Optimization | 0.0009435% | 0 | 0.0725 | Residential_2020_Economic_GWh_Before Competition Groups_Chilled Water Optimization
Residential | Res ¦ Wall Insulation MF | 2020 | Economic | GWh | Before Competition Groups | 0.053239 | 0 | 0 | 7683.7387 | 6.9288e-06 | 48 | Residential_2020_Economic_GWh_Before Competition Groups_48 | Wall Insulation MF | 0.0006929% | 0 | 0.053239 | Residential_2020_Economic_GWh_Before Competition Groups_Wall Insulation MF
Residential | Res ¦ Energy Star Clothes Dryer | 2020 | Economic | GWh | Before Competition Groups | 0 | 0 | 0 | 7683.7387 | 0 | 49 | Residential_2020_Economic_GWh_Before Competition Groups_49 | Energy Star Clothes Dryer | 0% | 0 | 0 | Residential_2020_Economic_GWh_Before Competition Groups_Energy Star Clothes Dryer
Residential | Res ¦ Energy Star Dehumidifier | 2020 | Economic | GWh | Before Competition Groups | 0 | 0 | 0 | 7683.7387 | 0 | 50 | Residential_2020_Economic_GWh_Before Competition Groups_50 | Energy Star Dehumidifier | 0% | 0 | 0 | Residential_2020_Economic_GWh_Before Competition Groups_Energy Star Dehumidifier
Residential | Res ¦ Energy Star Freezer | 2020 | Economic | GWh | Before Competition Groups | 0 | 0 | 0 | 7683.7387 | 0 | 51 | Residential_2020_Economic_GWh_Before Competition Groups_51 | Energy Star Freezer | 0% | 0 | 0 | Residential_2020_Economic_GWh_Before Competition Groups_Energy Star Freezer
Residential | Res ¦ Heavy Duty Outdoor/Holiday Plug-in Timers | 2020 | Economic | GWh | Before Competition Groups | 0 | 0 | 0 | 7683.7387 | 0 | 52 | Residential_2020_Economic_GWh_Before Competition Groups_52 | Heavy Duty Outdoor/Holiday Plug-in Timers | 0% | 0 | 0 | Residential_2020_Economic_GWh_Before Competition Groups_Heavy Duty Outdoor/Holiday Plug-in Timers
Residential | Res ¦ LED Downlight | 2020 | Economic | GWh | Before Competition Groups | 0 | 0 | 0 | 7683.7387 | 0 | 53 | Residential_2020_Economic_GWh_Before Competition Groups_53 | LED Downlight | 0% | 0 | 0 | Residential_2020_Economic_GWh_Before Competition Groups_LED Downlight
Residential | Res ¦ Smart Burners | 2020 | Economic | GWh | Before Competition Groups | 0 | 0 | 0 | 7683.7387 | 0 | 54 | Residential_2020_Economic_GWh_Before Competition Groups_54 | Smart Burners | 0% | 0 | 0 | Residential_2020_Economic_GWh_Before Competition Groups_Smart Burners
Residential | Res ¦ Smart Power Bar | 2020 | Economic | GWh | Before Competition Groups | 0 | 0 | 0 | 7683.7387 | 0 | 55 | Residential_2020_Economic_GWh_Before Competition Groups_55 | Smart Power Bar | 0% | 0 | 0 | Residential_2020_Economic_GWh_Before Competition Groups_Smart Power Bar
Residential | Res ¦ Tankless Water Heater | 2020 | Economic | GWh | Before Competition Groups | 0 | 0 | 0 | 7683.7387 | 0 | 56 | Residential_2020_Economic_GWh_Before Competition Groups_56 | Tankless Water Heater | 0% | 0 | 0 | Residential_2020_Economic_GWh_Before Competition Groups_Tankless Water Heater
Residential | Res ¦ Energy Star LED Specialty Bulbs | 2020 | SC A | GWh | Before Competition Groups | 275.052 | 0 | 0 | 561.6434 | 0.48973 | 1 | Residential_2020_SC A_GWh_Before Competition Groups_1 | Energy Star LED Specialty Bulbs | 48.97% | 0 | 275.052 | Residential_2020_SC A_GWh_Before Competition Groups_Energy Star LED Specialty Bulbs
Residential | Res ¦ Energy Star A Line, PAR, MR Lamps | 2020 | SC A | GWh | Before Competition Groups | 56.1657 | 0 | 0 | 561.6434 | 0.1 | 2 | Residential_2020_SC A_GWh_Before Competition Groups_2 | Energy Star A Line, PAR, MR Lamps | 10% | 0 | 56.1657 | Residential_2020_SC A_GWh_Before Competition Groups_Energy Star A Line, PAR, MR Lamps
Residential | Res ¦ Energy Star Clothes Washer | 2020 | SC A | GWh | Before Competition Groups | 39.8632 | 0 | 0 | 561.6434 | 0.070976 | 3 | Residential_2020_SC A_GWh_Before Competition Groups_3 | Energy Star Clothes Washer | 7.098% | 0 | 39.8632 | Residential_2020_SC A_GWh_Before Competition Groups_Energy Star Clothes Washer
Residential | Res ¦ Ductless Mini-Split Heat Pump | 2020 | SC A | GWh | Before Competition Groups | 23.1044 | 0 | 0 | 561.6434 | 0.041137 | 4 | Residential_2020_SC A_GWh_Before Competition Groups_4 | Ductless Mini-Split Heat Pump | 4.114% | 0 | 23.1044 | Residential_2020_SC A_GWh_Before Competition Groups_Ductless Mini-Split Heat Pump
Residential | Res ¦ LED Parking Lot Fixture | 2020 | SC A | GWh | Before Competition Groups | 20.9271 | 0 | 0 | 561.6434 | 0.03726 | 5 | Residential_2020_SC A_GWh_Before Competition Groups_5 | LED Parking Lot Fixture | 3.726% | 0 | 20.9271 | Residential_2020_SC A_GWh_Before Competition Groups_LED Parking Lot Fixture
Residential | Res ¦ Car Block Heater Timer | 2020 | SC A | GWh | Before Competition Groups | 17.312 | 0 | 0 | 561.6434 | 0.030824 | 6 | Residential_2020_SC A_GWh_Before Competition Groups_6 | Car Block Heater Timer | 3.082% | 0 | 17.312 | Residential_2020_SC A_GWh_Before Competition Groups_Car Block Heater Timer
Residential | Res ¦ Building Recommissioning, Operations and Maintenance (O&M) Improvements | 2020 | SC A | GWh | Before Competition Groups | 14.7194 | 0 | 0 | 561.6434 | 0.026208 | 7 | Residential_2020_SC A_GWh_Before Competition Groups_7 | Building Recommissioning, Operations and Maintenance (O&M) Improvements | 2.621% | 0 | 14.7194 | Residential_2020_SC A_GWh_Before Competition Groups_Building Recommissioning, Operations and Maintenance (O&M) Improvements
Residential | Res ¦ Variable Speed Pool Pump Motor | 2020 | SC A | GWh | Before Competition Groups | 14.0452 | 0 | 0 | 561.6434 | 0.025007 | 8 | Residential_2020_SC A_GWh_Before Competition Groups_8 | Variable Speed Pool Pump Motor | 2.501% | 0 | 14.0452 | Residential_2020_SC A_GWh_Before Competition Groups_Variable Speed Pool Pump Motor
Residential | Res ¦ Adaptive Thermostat | 2020 | SC A | GWh | Before Competition Groups | 11.662 | 0 | 0 | 561.6434 | 0.020764 | 9 | Residential_2020_SC A_GWh_Before Competition Groups_9 | Adaptive Thermostat | 2.076% | 0 | 11.662 | Residential_2020_SC A_GWh_Before Competition Groups_Adaptive Thermostat
Residential | Res ¦ Energy Star Torchiere | 2020 | SC A | GWh | Before Competition Groups | 10.0965 | 0 | 0 | 561.6434 | 0.017977 | 10 | Residential_2020_SC A_GWh_Before Competition Groups_10 | Energy Star Torchiere | 1.798% | 0 | 10.0965 | Residential_2020_SC A_GWh_Before Competition Groups_Energy Star Torchiere
Residential | Res ¦ LED Exterior Area Lights - LED Fixture (200W) | 2020 | SC A | GWh | Before Competition Groups | 8.4802 | 0 | 0 | 561.6434 | 0.015099 | 11 | Residential_2020_SC A_GWh_Before Competition Groups_11 | LED Exterior Area Lights - LED Fixture (200W) | 1.51% | 0 | 8.4802 | Residential_2020_SC A_GWh_Before Competition Groups_LED Exterior Area Lights - LED Fixture (200W)
Residential | Res ¦ Air Sealing | 2020 | SC A | GWh | Before Competition Groups | 7.3974 | 0 | 0 | 561.6434 | 0.013171 | 12 | Residential_2020_SC A_GWh_Before Competition Groups_12 | Air Sealing | 1.317% | 0 | 7.3974 | Residential_2020_SC A_GWh_Before Competition Groups_Air Sealing
Residential | Res ¦ Comprehensive Draft Proofing | 2020 | SC A | GWh | Before Competition Groups | 7.3444 | 0 | 0 | 561.6434 | 0.013077 | 13 | Residential_2020_SC A_GWh_Before Competition Groups_13 | Comprehensive Draft Proofing | 1.308% | 0 | 7.3444 | Residential_2020_SC A_GWh_Before Competition Groups_Comprehensive Draft Proofing
Residential | Res ¦ LED Tube Re-Lamp | 2020 | SC A | GWh | Before Competition Groups | 6.7418 | 0 | 0 | 561.6434 | 0.012004 | 14 | Residential_2020_SC A_GWh_Before Competition Groups_14 | LED Tube Re-Lamp | 1.2% | 0 | 6.7418 | Residential_2020_SC A_GWh_Before Competition Groups_LED Tube Re-Lamp
Residential | Res ¦ Basement Wall Insulation | 2020 | SC A | GWh | Before Competition Groups | 6.3417 | 0 | 0 | 561.6434 | 0.011291 | 15 | Residential_2020_SC A_GWh_Before Competition Groups_15 | Basement Wall Insulation | 1.129% | 0 | 6.3417 | Residential_2020_SC A_GWh_Before Competition Groups_Basement Wall Insulation
Residential | Res ¦ ENERGY STAR LED LAMPS (REFLECTOR LAMPs/MR16/PAR 16) | 2020 | SC A | GWh | Before Competition Groups | 6.051 | 0 | 0 | 561.6434 | 0.010774 | 16 | Residential_2020_SC A_GWh_Before Competition Groups_16 | ENERGY STAR LED LAMPS (REFLECTOR LAMPs/MR16/PAR 16) | 1.077% | 0 | 6.051 | Residential_2020_SC A_GWh_Before Competition Groups_ENERGY STAR LED LAMPS (REFLECTOR LAMPs/MR16/PAR 16)
Residential | Res ¦ Occupancy Sensors MF | 2020 | SC A | GWh | Before Competition Groups | 5.203 | 0 | 0 | 561.6434 | 0.0092639 | 17 | Residential_2020_SC A_GWh_Before Competition Groups_17 | Occupancy Sensors MF | 0.9264% | 0 | 5.203 | Residential_2020_SC A_GWh_Before Competition Groups_Occupancy Sensors MF
Residential | Res ¦ Energy Star Light Fixture | 2020 | SC A | GWh | Before Competition Groups | 3.9233 | 0 | 0 | 561.6434 | 0.0069855 | 18 | Residential_2020_SC A_GWh_Before Competition Groups_18 | Energy Star Light Fixture | 0.6985% | 0 | 3.9233 | Residential_2020_SC A_GWh_Before Competition Groups_Energy Star Light Fixture
Residential | Res ¦ Energy Star Air Source Heat Pump | 2020 | SC A | GWh | Before Competition Groups | 3.1853 | 0 | 0 | 561.6434 | 0.0056713 | 19 | Residential_2020_SC A_GWh_Before Competition Groups_19 | Energy Star Air Source Heat Pump | 0.5671% | 0 | 3.1853 | Residential_2020_SC A_GWh_Before Competition Groups_Energy Star Air Source Heat Pump
Residential | Res ¦ Minimize Hot and Warm Clothes Wash | 2020 | SC A | GWh | Before Competition Groups | 3.1475 | 0 | 0 | 561.6434 | 0.0056042 | 20 | Residential_2020_SC A_GWh_Before Competition Groups_20 | Minimize Hot and Warm Clothes Wash | 0.5604% | 0 | 3.1475 | Residential_2020_SC A_GWh_Before Competition Groups_Minimize Hot and Warm Clothes Wash
Residential | Res ¦ Refrigerator Recycling | 2020 | SC A | GWh | Before Competition Groups | 2.9118 | 0 | 0 | 561.6434 | 0.0051844 | 21 | Residential_2020_SC A_GWh_Before Competition Groups_21 | Refrigerator Recycling | 0.5184% | 0 | 2.9118 | Residential_2020_SC A_GWh_Before Competition Groups_Refrigerator Recycling
Residential | Res ¦ Outside Air Economizer | 2020 | SC A | GWh | Before Competition Groups | 2.6242 | 0 | 0 | 561.6434 | 0.0046724 | 22 | Residential_2020_SC A_GWh_Before Competition Groups_22 | Outside Air Economizer | 0.4672% | 0 | 2.6242 | Residential_2020_SC A_GWh_Before Competition Groups_Outside Air Economizer
Residential | Res ¦ Attic Insulation | 2020 | SC A | GWh | Before Competition Groups | 2.3901 | 0 | 0 | 561.6434 | 0.0042555 | 23 | Residential_2020_SC A_GWh_Before Competition Groups_23 | Attic Insulation | 0.4255% | 0 | 2.3901 | Residential_2020_SC A_GWh_Before Competition Groups_Attic Insulation
Residential | Res ¦ High Efficiency Chiller (avg of water and air cooled) | 2020 | SC A | GWh | Before Competition Groups | 2.1666 | 0 | 0 | 561.6434 | 0.0038576 | 24 | Residential_2020_SC A_GWh_Before Competition Groups_24 | High Efficiency Chiller (avg of water and air cooled) | 0.3858% | 0 | 2.1666 | Residential_2020_SC A_GWh_Before Competition Groups_High Efficiency Chiller (avg of water and air cooled)
Residential | Res ¦ ENERGY STAR LED Lamps (General Service Lamps) | 2020 | SC A | GWh | Before Competition Groups | 1.8792 | 0 | 0 | 561.6434 | 0.0033459 | 25 | Residential_2020_SC A_GWh_Before Competition Groups_25 | ENERGY STAR LED Lamps (General Service Lamps) | 0.3346% | 0 | 1.8792 | Residential_2020_SC A_GWh_Before Competition Groups_ENERGY STAR LED Lamps (General Service Lamps)
Residential | Res ¦ Furnace Whistle | 2020 | SC A | GWh | Before Competition Groups | 1.8551 | 0 | 0 | 561.6434 | 0.003303 | 26 | Residential_2020_SC A_GWh_Before Competition Groups_26 | Furnace Whistle | 0.3303% | 0 | 1.8551 | Residential_2020_SC A_GWh_Before Competition Groups_Furnace Whistle
Residential | Res ¦ Energy Star Room Air Conditioner | 2020 | SC A | GWh | Before Competition Groups | 1.7607 | 0 | 0 | 561.6434 | 0.0031349 | 27 | Residential_2020_SC A_GWh_Before Competition Groups_27 | Energy Star Room Air Conditioner | 0.3135% | 0 | 1.7607 | Residential_2020_SC A_GWh_Before Competition Groups_Energy Star Room Air Conditioner
Residential | Res ¦ Advanced BAS/Controllers | 2020 | SC A | GWh | Before Competition Groups | 1.5151 | 0 | 0 | 561.6434 | 0.0026977 | 28 | Residential_2020_SC A_GWh_Before Competition Groups_28 | Advanced BAS/Controllers | 0.2698% | 0 | 1.5151 | Residential_2020_SC A_GWh_Before Competition Groups_Advanced BAS/Controllers
Residential | Res ¦ Variable Frequency Drive (VFD) | 2020 | SC A | GWh | Before Competition Groups | 0.78693 | 0 | 0 | 561.6434 | 0.0014011 | 29 | Residential_2020_SC A_GWh_Before Competition Groups_29 | Variable Frequency Drive (VFD) | 0.1401% | 0 | 0.78693 | Residential_2020_SC A_GWh_Before Competition Groups_Variable Frequency Drive (VFD)
Residential | Res ¦ Demand Control Ventilation | 2020 | SC A | GWh | Before Competition Groups | 0.62589 | 0 | 0 | 561.6434 | 0.0011144 | 30 | Residential_2020_SC A_GWh_Before Competition Groups_30 | Demand Control Ventilation | 0.1114% | 0 | 0.62589 | Residential_2020_SC A_GWh_Before Competition Groups_Demand Control Ventilation
Residential | Res ¦ CO Sensors for parking garage exhaust fans | 2020 | SC A | GWh | Before Competition Groups | 0.59474 | 0 | 0 | 561.6434 | 0.0010589 | 31 | Residential_2020_SC A_GWh_Before Competition Groups_31 | CO Sensors for parking garage exhaust fans | 0.1059% | 0 | 0.59474 | Residential_2020_SC A_GWh_Before Competition Groups_CO Sensors for parking garage exhaust fans
Residential | Res ¦ Water Heater Temperature Setback | 2020 | SC A | GWh | Before Competition Groups | 0.58423 | 0 | 0 | 561.6434 | 0.0010402 | 32 | Residential_2020_SC A_GWh_Before Competition Groups_32 | Water Heater Temperature Setback | 0.104% | 0 | 0.58423 | Residential_2020_SC A_GWh_Before Competition Groups_Water Heater Temperature Setback
Residential | Res ¦ Clothes Drying Racks | 2020 | SC A | GWh | Before Competition Groups | 0.25703 | 0 | 0 | 561.6434 | 0.00045763 | 33 | Residential_2020_SC A_GWh_Before Competition Groups_33 | Clothes Drying Racks | 0.04576% | 0 | 0.25703 | Residential_2020_SC A_GWh_Before Competition Groups_Clothes Drying Racks
Residential | Res ¦ VFD on Pumps | 2020 | SC A | GWh | Before Competition Groups | 0.22628 | 0 | 0 | 561.6434 | 0.00040288 | 34 | Residential_2020_SC A_GWh_Before Competition Groups_34 | VFD on Pumps | 0.04029% | 0 | 0.22628 | Residential_2020_SC A_GWh_Before Competition Groups_VFD on Pumps
Residential | Res ¦ Floor Insulation | 2020 | SC A | GWh | Before Competition Groups | 0.17212 | 0 | 0 | 561.6434 | 0.00030645 | 35 | Residential_2020_SC A_GWh_Before Competition Groups_35 | Floor Insulation | 0.03065% | 0 | 0.17212 | Residential_2020_SC A_GWh_Before Competition Groups_Floor Insulation
Residential | Res ¦ Condensing Make Up Air Unit | 2020 | SC A | GWh | Before Competition Groups | 0.13665 | 0 | 0 | 561.6434 | 0.00024331 | 36 | Residential_2020_SC A_GWh_Before Competition Groups_36 | Condensing Make Up Air Unit | 0.02433% | 0 | 0.13665 | Residential_2020_SC A_GWh_Before Competition Groups_Condensing Make Up Air Unit
Residential | Res ¦ ECM MOTORS FOR HVAC APPLICATION (FAN-POWERED VAV BOX) | 2020 | SC A | GWh | Before Competition Groups | 0.11698 | 0 | 0 | 561.6434 | 0.00020827 | 37 | Residential_2020_SC A_GWh_Before Competition Groups_37 | ECM MOTORS FOR HVAC APPLICATION (FAN-POWERED VAV BOX) | 0.02083% | 0 | 0.11698 | Residential_2020_SC A_GWh_Before Competition Groups_ECM MOTORS FOR HVAC APPLICATION (FAN-POWERED VAV BOX)
Residential | Res ¦ Duct Insulation | 2020 | SC A | GWh | Before Competition Groups | 0.11353 | 0 | 0 | 561.6434 | 0.00020214 | 38 | Residential_2020_SC A_GWh_Before Competition Groups_38 | Duct Insulation | 0.02021% | 0 | 0.11353 | Residential_2020_SC A_GWh_Before Competition Groups_Duct Insulation
Residential | Res ¦ Duct Insulation MF | 2020 | SC A | GWh | Before Competition Groups | 0.058222 | 0 | 0 | 561.6434 | 0.00010366 | 39 | Residential_2020_SC A_GWh_Before Competition Groups_39 | Duct Insulation MF | 0.01037% | 0 | 0.058222 | Residential_2020_SC A_GWh_Before Competition Groups_Duct Insulation MF
Residential | Res ¦ Beverage Vending Machine Controls | 2020 | SC A | GWh | Before Competition Groups | 0.048019 | 0 | 0 | 561.6434 | 8.5497e-05 | 40 | Residential_2020_SC A_GWh_Before Competition Groups_40 | Beverage Vending Machine Controls | 0.00855% | 0 | 0.048019 | Residential_2020_SC A_GWh_Before Competition Groups_Beverage Vending Machine Controls
Residential | Res ¦ Heat Recovery Ventilator | 2020 | SC A | GWh | Before Competition Groups | 0.033811 | 0 | 0 | 561.6434 | 6.0199e-05 | 41 | Residential_2020_SC A_GWh_Before Competition Groups_41 | Heat Recovery Ventilator | 0.00602% | 0 | 0.033811 | Residential_2020_SC A_GWh_Before Competition Groups_Heat Recovery Ventilator
Residential | Res ¦ Chilled Water Optimization | 2020 | SC A | GWh | Before Competition Groups | 0.012423 | 0 | 0 | 561.6434 | 2.2119e-05 | 42 | Residential_2020_SC A_GWh_Before Competition Groups_42 | Chilled Water Optimization | 0.002212% | 0 | 0.012423 | Residential_2020_SC A_GWh_Before Competition Groups_Chilled Water Optimization
Residential | Res ¦ LED High Bay Fixture | 2020 | SC A | GWh | Before Competition Groups | 0.0076865 | 0 | 0 | 561.6434 | 1.3686e-05 | 43 | Residential_2020_SC A_GWh_Before Competition Groups_43 | LED High Bay Fixture | 0.001369% | 0 | 0.0076865 | Residential_2020_SC A_GWh_Before Competition Groups_LED High Bay Fixture
Residential | Res ¦ Wall Insulation | 2020 | SC A | GWh | Before Competition Groups | 0.0015316 | 0 | 0 | 561.6434 | 2.7269e-06 | 44 | Residential_2020_SC A_GWh_Before Competition Groups_44 | Wall Insulation | 0.0002727% | 0 | 0.0015316 | Residential_2020_SC A_GWh_Before Competition Groups_Wall Insulation
Residential | Res ¦ Wall Insulation MF | 2020 | SC A | GWh | Before Competition Groups | 0.001117 | 0 | 0 | 561.6434 | 1.9888e-06 | 45 | Residential_2020_SC A_GWh_Before Competition Groups_45 | Wall Insulation MF | 0.0001989% | 0 | 0.001117 | Residential_2020_SC A_GWh_Before Competition Groups_Wall Insulation MF
Residential | Res ¦ Freezer Recycling | 2020 | SC A | GWh | Before Competition Groups | 0.00033305 | 0 | 0 | 561.6434 | 5.9299e-07 | 46 | Residential_2020_SC A_GWh_Before Competition Groups_46 | Freezer Recycling | 5.93e-05% | 0 | 0.00033305 | Residential_2020_SC A_GWh_Before Competition Groups_Freezer Recycling
Residential | Res ¦ Energy Star LED Bulbs General Purpose LEDs | 2020 | SC A | GWh | Before Competition Groups | 3.3456e-11 | 0 | 0 | 561.6434 | 5.9567e-14 | 47 | Residential_2020_SC A_GWh_Before Competition Groups_47 | Energy Star LED Bulbs General Purpose LEDs | 5.957e-12% | 0 | 3.3456e-11 | Residential_2020_SC A_GWh_Before Competition Groups_Energy Star LED Bulbs General Purpose LEDs
Residential | Res ¦ Energy Star Clothes Dryer | 2020 | SC A | GWh | Before Competition Groups | 0 | 0 | 0 | 561.6434 | 0 | 48 | Residential_2020_SC A_GWh_Before Competition Groups_48 | Energy Star Clothes Dryer | 0% | 0 | 0 | Residential_2020_SC A_GWh_Before Competition Groups_Energy Star Clothes Dryer
Residential | Res ¦ Energy Star Dehumidifier | 2020 | SC A | GWh | Before Competition Groups | 0 | 0 | 0 | 561.6434 | 0 | 49 | Residential_2020_SC A_GWh_Before Competition Groups_49 | Energy Star Dehumidifier | 0% | 0 | 0 | Residential_2020_SC A_GWh_Before Competition Groups_Energy Star Dehumidifier
Residential | Res ¦ Energy Star Freezer | 2020 | SC A | GWh | Before Competition Groups | 0 | 0 | 0 | 561.6434 | 0 | 50 | Residential_2020_SC A_GWh_Before Competition Groups_50 | Energy Star Freezer | 0% | 0 | 0 | Residential_2020_SC A_GWh_Before Competition Groups_Energy Star Freezer
Residential | Res ¦ Heavy Duty Outdoor/Holiday Plug-in Timers | 2020 | SC A | GWh | Before Competition Groups | 0 | 0 | 0 | 561.6434 | 0 | 51 | Residential_2020_SC A_GWh_Before Competition Groups_51 | Heavy Duty Outdoor/Holiday Plug-in Timers | 0% | 0 | 0 | Residential_2020_SC A_GWh_Before Competition Groups_Heavy Duty Outdoor/Holiday Plug-in Timers
Residential | Res ¦ Home Energy Reports | 2020 | SC A | GWh | Before Competition Groups | 0 | 0 | 0 | 561.6434 | 0 | 52 | Residential_2020_SC A_GWh_Before Competition Groups_52 | Home Energy Reports | 0% | 0 | 0 | Residential_2020_SC A_GWh_Before Competition Groups_Home Energy Reports
Residential | Res ¦ LED Downlight | 2020 | SC A | GWh | Before Competition Groups | 0 | 0 | 0 | 561.6434 | 0 | 53 | Residential_2020_SC A_GWh_Before Competition Groups_53 | LED Downlight | 0% | 0 | 0 | Residential_2020_SC A_GWh_Before Competition Groups_LED Downlight
Residential | Res ¦ Smart Burners | 2020 | SC A | GWh | Before Competition Groups | 0 | 0 | 0 | 561.6434 | 0 | 54 | Residential_2020_SC A_GWh_Before Competition Groups_54 | Smart Burners | 0% | 0 | 0 | Residential_2020_SC A_GWh_Before Competition Groups_Smart Burners
Residential | Res ¦ Smart Power Bar | 2020 | SC A | GWh | Before Competition Groups | 0 | 0 | 0 | 561.6434 | 0 | 55 | Residential_2020_SC A_GWh_Before Competition Groups_55 | Smart Power Bar | 0% | 0 | 0 | Residential_2020_SC A_GWh_Before Competition Groups_Smart Power Bar
Residential | Res ¦ Tankless Water Heater | 2020 | SC A | GWh | Before Competition Groups | 0 | 0 | 0 | 561.6434 | 0 | 56 | Residential_2020_SC A_GWh_Before Competition Groups_56 | Tankless Water Heater | 0% | 0 | 0 | Residential_2020_SC A_GWh_Before Competition Groups_Tankless Water Heater
Residential | Res ¦ Energy Star LED Bulbs General Purpose LEDs | 2020 | SC B | GWh | Before Competition Groups | 144 | 0 | 0 | 770.5926 | 0.18687 | 1 | Residential_2020_SC B_GWh_Before Competition Groups_1 | Energy Star LED Bulbs General Purpose LEDs | 18.69% | 0 | 144 | Residential_2020_SC B_GWh_Before Competition Groups_Energy Star LED Bulbs General Purpose LEDs
Residential | Res ¦ Energy Star LED Specialty Bulbs | 2020 | SC B | GWh | Before Competition Groups | 135.1978 | 0 | 0 | 770.5926 | 0.17545 | 2 | Residential_2020_SC B_GWh_Before Competition Groups_2 | Energy Star LED Specialty Bulbs | 17.54% | 0 | 135.1978 | Residential_2020_SC B_GWh_Before Competition Groups_Energy Star LED Specialty Bulbs
Residential | Res ¦ Energy Star Clothes Washer | 2020 | SC B | GWh | Before Competition Groups | 62.9229 | 0 | 0 | 770.5926 | 0.081655 | 3 | Residential_2020_SC B_GWh_Before Competition Groups_3 | Energy Star Clothes Washer | 8.166% | 0 | 62.9229 | Residential_2020_SC B_GWh_Before Competition Groups_Energy Star Clothes Washer
Residential | Res ¦ Energy Star A Line, PAR, MR Lamps | 2020 | SC B | GWh | Before Competition Groups | 62.3234 | 0 | 0 | 770.5926 | 0.080877 | 4 | Residential_2020_SC B_GWh_Before Competition Groups_4 | Energy Star A Line, PAR, MR Lamps | 8.088% | 0 | 62.3234 | Residential_2020_SC B_GWh_Before Competition Groups_Energy Star A Line, PAR, MR Lamps
Residential | Res ¦ Variable Speed Pool Pump Motor | 2020 | SC B | GWh | Before Competition Groups | 50.4841 | 0 | 0 | 770.5926 | 0.065513 | 5 | Residential_2020_SC B_GWh_Before Competition Groups_5 | Variable Speed Pool Pump Motor | 6.551% | 0 | 50.4841 | Residential_2020_SC B_GWh_Before Competition Groups_Variable Speed Pool Pump Motor
Residential | Res ¦ Car Block Heater Timer | 2020 | SC B | GWh | Before Competition Groups | 39.9062 | 0 | 0 | 770.5926 | 0.051786 | 6 | Residential_2020_SC B_GWh_Before Competition Groups_6 | Car Block Heater Timer | 5.179% | 0 | 39.9062 | Residential_2020_SC B_GWh_Before Competition Groups_Car Block Heater Timer
Residential | Res ¦ Building Recommissioning, Operations and Maintenance (O&M) Improvements | 2020 | SC B | GWh | Before Competition Groups | 39.128 | 0 | 0 | 770.5926 | 0.050776 | 7 | Residential_2020_SC B_GWh_Before Competition Groups_7 | Building Recommissioning, Operations and Maintenance (O&M) Improvements | 5.078% | 0 | 39.128 | Residential_2020_SC B_GWh_Before Competition Groups_Building Recommissioning, Operations and Maintenance (O&M) Improvements
Residential | Res ¦ Adaptive Thermostat | 2020 | SC B | GWh | Before Competition Groups | 24.8304 | 0 | 0 | 770.5926 | 0.032223 | 8 | Residential_2020_SC B_GWh_Before Competition Groups_8 | Adaptive Thermostat | 3.222% | 0 | 24.8304 | Residential_2020_SC B_GWh_Before Competition Groups_Adaptive Thermostat
Residential | Res ¦ Ductless Mini-Split Heat Pump | 2020 | SC B | GWh | Before Competition Groups | 24.2405 | 0 | 0 | 770.5926 | 0.031457 | 9 | Residential_2020_SC B_GWh_Before Competition Groups_9 | Ductless Mini-Split Heat Pump | 3.146% | 0 | 24.2405 | Residential_2020_SC B_GWh_Before Competition Groups_Ductless Mini-Split Heat Pump
Residential | Res ¦ LED Parking Lot Fixture | 2020 | SC B | GWh | Before Competition Groups | 22.7732 | 0 | 0 | 770.5926 | 0.029553 | 10 | Residential_2020_SC B_GWh_Before Competition Groups_10 | LED Parking Lot Fixture | 2.955% | 0 | 22.7732 | Residential_2020_SC B_GWh_Before Competition Groups_LED Parking Lot Fixture
Residential | Res ¦ Comprehensive Draft Proofing | 2020 | SC B | GWh | Before Competition Groups | 19.9011 | 0 | 0 | 770.5926 | 0.025826 | 11 | Residential_2020_SC B_GWh_Before Competition Groups_11 | Comprehensive Draft Proofing | 2.583% | 0 | 19.9011 | Residential_2020_SC B_GWh_Before Competition Groups_Comprehensive Draft Proofing
Residential | Res ¦ Occupancy Sensors MF | 2020 | SC B | GWh | Before Competition Groups | 13.8283 | 0 | 0 | 770.5926 | 0.017945 | 12 | Residential_2020_SC B_GWh_Before Competition Groups_12 | Occupancy Sensors MF | 1.794% | 0 | 13.8283 | Residential_2020_SC B_GWh_Before Competition Groups_Occupancy Sensors MF
Residential | Res ¦ Air Sealing | 2020 | SC B | GWh | Before Competition Groups | 12.0787 | 0 | 0 | 770.5926 | 0.015675 | 13 | Residential_2020_SC B_GWh_Before Competition Groups_13 | Air Sealing | 1.567% | 0 | 12.0787 | Residential_2020_SC B_GWh_Before Competition Groups_Air Sealing
Residential | Res ¦ Energy Star Torchiere | 2020 | SC B | GWh | Before Competition Groups | 11.3694 | 0 | 0 | 770.5926 | 0.014754 | 14 | Residential_2020_SC B_GWh_Before Competition Groups_14 | Energy Star Torchiere | 1.475% | 0 | 11.3694 | Residential_2020_SC B_GWh_Before Competition Groups_Energy Star Torchiere
Residential | Res ¦ Refrigerator Recycling | 2020 | SC B | GWh | Before Competition Groups | 10.2556 | 0 | 0 | 770.5926 | 0.013309 | 15 | Residential_2020_SC B_GWh_Before Competition Groups_15 | Refrigerator Recycling | 1.331% | 0 | 10.2556 | Residential_2020_SC B_GWh_Before Competition Groups_Refrigerator Recycling
Residential | Res ¦ Clothes Drying Racks | 2020 | SC B | GWh | Before Competition Groups | 9.3604 | 0 | 0 | 770.5926 | 0.012147 | 16 | Residential_2020_SC B_GWh_Before Competition Groups_16 | Clothes Drying Racks | 1.215% | 0 | 9.3604 | Residential_2020_SC B_GWh_Before Competition Groups_Clothes Drying Racks
Residential | Res ¦ Freezer Recycling | 2020 | SC B | GWh | Before Competition Groups | 8.9716 | 0 | 0 | 770.5926 | 0.011642 | 17 | Residential_2020_SC B_GWh_Before Competition Groups_17 | Freezer Recycling | 1.164% | 0 | 8.9716 | Residential_2020_SC B_GWh_Before Competition Groups_Freezer Recycling
Residential | Res ¦ LED Exterior Area Lights - LED Fixture (200W) | 2020 | SC B | GWh | Before Competition Groups | 8.4802 | 0 | 0 | 770.5926 | 0.011005 | 18 | Residential_2020_SC B_GWh_Before Competition Groups_18 | LED Exterior Area Lights - LED Fixture (200W) | 1.1% | 0 | 8.4802 | Residential_2020_SC B_GWh_Before Competition Groups_LED Exterior Area Lights - LED Fixture (200W)
Residential | Res ¦ LED Tube Re-Lamp | 2020 | SC B | GWh | Before Competition Groups | 6.7418 | 0 | 0 | 770.5926 | 0.0087488 | 19 | Residential_2020_SC B_GWh_Before Competition Groups_19 | LED Tube Re-Lamp | 0.8749% | 0 | 6.7418 | Residential_2020_SC B_GWh_Before Competition Groups_LED Tube Re-Lamp
Residential | Res ¦ Basement Wall Insulation | 2020 | SC B | GWh | Before Competition Groups | 6.3409 | 0 | 0 | 770.5926 | 0.0082286 | 20 | Residential_2020_SC B_GWh_Before Competition Groups_20 | Basement Wall Insulation | 0.8229% | 0 | 6.3409 | Residential_2020_SC B_GWh_Before Competition Groups_Basement Wall Insulation
Residential | Res ¦ ENERGY STAR LED LAMPS (REFLECTOR LAMPs/MR16/PAR 16) | 2020 | SC B | GWh | Before Competition Groups | 6.051 | 0 | 0 | 770.5926 | 0.0078524 | 21 | Residential_2020_SC B_GWh_Before Competition Groups_21 | ENERGY STAR LED LAMPS (REFLECTOR LAMPs/MR16/PAR 16) | 0.7852% | 0 | 6.051 | Residential_2020_SC B_GWh_Before Competition Groups_ENERGY STAR LED LAMPS (REFLECTOR LAMPs/MR16/PAR 16)
Residential | Res ¦ Advanced BAS/Controllers | 2020 | SC B | GWh | Before Competition Groups | 5.726 | 0 | 0 | 770.5926 | 0.0074307 | 22 | Residential_2020_SC B_GWh_Before Competition Groups_22 | Advanced BAS/Controllers | 0.7431% | 0 | 5.726 | Residential_2020_SC B_GWh_Before Competition Groups_Advanced BAS/Controllers
Residential | Res ¦ Energy Star Light Fixture | 2020 | SC B | GWh | Before Competition Groups | 5.041 | 0 | 0 | 770.5926 | 0.0065417 | 23 | Residential_2020_SC B_GWh_Before Competition Groups_23 | Energy Star Light Fixture | 0.6542% | 0 | 5.041 | Residential_2020_SC B_GWh_Before Competition Groups_Energy Star Light Fixture
Residential | Res ¦ Furnace Whistle | 2020 | SC B | GWh | Before Competition Groups | 4.9314 | 0 | 0 | 770.5926 | 0.0063995 | 24 | Residential_2020_SC B_GWh_Before Competition Groups_24 | Furnace Whistle | 0.6399% | 0 | 4.9314 | Residential_2020_SC B_GWh_Before Competition Groups_Furnace Whistle
Residential | Res ¦ Attic Insulation | 2020 | SC B | GWh | Before Competition Groups | 4.8908 | 0 | 0 | 770.5926 | 0.0063469 | 25 | Residential_2020_SC B_GWh_Before Competition Groups_25 | Attic Insulation | 0.6347% | 0 | 4.8908 | Residential_2020_SC B_GWh_Before Competition Groups_Attic Insulation
Residential | Res ¦ Outside Air Economizer | 2020 | SC B | GWh | Before Competition Groups | 4.3692 | 0 | 0 | 770.5926 | 0.0056699 | 26 | Residential_2020_SC B_GWh_Before Competition Groups_26 | Outside Air Economizer | 0.567% | 0 | 4.3692 | Residential_2020_SC B_GWh_Before Competition Groups_Outside Air Economizer
Residential | Res ¦ Energy Star Air Source Heat Pump | 2020 | SC B | GWh | Before Competition Groups | 3.3833 | 0 | 0 | 770.5926 | 0.0043906 | 27 | Residential_2020_SC B_GWh_Before Competition Groups_27 | Energy Star Air Source Heat Pump | 0.4391% | 0 | 3.3833 | Residential_2020_SC B_GWh_Before Competition Groups_Energy Star Air Source Heat Pump
Residential | Res ¦ Minimize Hot and Warm Clothes Wash | 2020 | SC B | GWh | Before Competition Groups | 3.1475 | 0 | 0 | 770.5926 | 0.0040846 | 28 | Residential_2020_SC B_GWh_Before Competition Groups_28 | Minimize Hot and Warm Clothes Wash | 0.4085% | 0 | 3.1475 | Residential_2020_SC B_GWh_Before Competition Groups_Minimize Hot and Warm Clothes Wash
Residential | Res ¦ Energy Star Room Air Conditioner | 2020 | SC B | GWh | Before Competition Groups | 3.101 | 0 | 0 | 770.5926 | 0.0040242 | 29 | Residential_2020_SC B_GWh_Before Competition Groups_29 | Energy Star Room Air Conditioner | 0.4024% | 0 | 3.101 | Residential_2020_SC B_GWh_Before Competition Groups_Energy Star Room Air Conditioner
Residential | Res ¦ Demand Control Ventilation | 2020 | SC B | GWh | Before Competition Groups | 2.6407 | 0 | 0 | 770.5926 | 0.0034268 | 30 | Residential_2020_SC B_GWh_Before Competition Groups_30 | Demand Control Ventilation | 0.3427% | 0 | 2.6407 | Residential_2020_SC B_GWh_Before Competition Groups_Demand Control Ventilation
Residential | Res ¦ High Efficiency Chiller (avg of water and air cooled) | 2020 | SC B | GWh | Before Competition Groups | 2.182 | 0 | 0 | 770.5926 | 0.0028316 | 31 | Residential_2020_SC B_GWh_Before Competition Groups_31 | High Efficiency Chiller (avg of water and air cooled) | 0.2832% | 0 | 2.182 | Residential_2020_SC B_GWh_Before Competition Groups_High Efficiency Chiller (avg of water and air cooled)
Residential | Res ¦ Variable Frequency Drive (VFD) | 2020 | SC B | GWh | Before Competition Groups | 2.0918 | 0 | 0 | 770.5926 | 0.0027145 | 32 | Residential_2020_SC B_GWh_Before Competition Groups_32 | Variable Frequency Drive (VFD) | 0.2714% | 0 | 2.0918 | Residential_2020_SC B_GWh_Before Competition Groups_Variable Frequency Drive (VFD)
Residential | Res ¦ ENERGY STAR LED Lamps (General Service Lamps) | 2020 | SC B | GWh | Before Competition Groups | 1.8792 | 0 | 0 | 770.5926 | 0.0024386 | 33 | Residential_2020_SC B_GWh_Before Competition Groups_33 | ENERGY STAR LED Lamps (General Service Lamps) | 0.2439% | 0 | 1.8792 | Residential_2020_SC B_GWh_Before Competition Groups_ENERGY STAR LED Lamps (General Service Lamps)
Residential | Res ¦ CO Sensors for parking garage exhaust fans | 2020 | SC B | GWh | Before Competition Groups | 1.8776 | 0 | 0 | 770.5926 | 0.0024366 | 34 | Residential_2020_SC B_GWh_Before Competition Groups_34 | CO Sensors for parking garage exhaust fans | 0.2437% | 0 | 1.8776 | Residential_2020_SC B_GWh_Before Competition Groups_CO Sensors for parking garage exhaust fans
Residential | Res ¦ Water Heater Temperature Setback | 2020 | SC B | GWh | Before Competition Groups | 1.5632 | 0 | 0 | 770.5926 | 0.0020285 | 35 | Residential_2020_SC B_GWh_Before Competition Groups_35 | Water Heater Temperature Setback | 0.2029% | 0 | 1.5632 | Residential_2020_SC B_GWh_Before Competition Groups_Water Heater Temperature Setback
Residential | Res ¦ Floor Insulation | 2020 | SC B | GWh | Before Competition Groups | 1.2814 | 0 | 0 | 770.5926 | 0.0016628 | 36 | Residential_2020_SC B_GWh_Before Competition Groups_36 | Floor Insulation | 0.1663% | 0 | 1.2814 | Residential_2020_SC B_GWh_Before Competition Groups_Floor Insulation
Residential | Res ¦ Duct Insulation | 2020 | SC B | GWh | Before Competition Groups | 1.0049 | 0 | 0 | 770.5926 | 0.001304 | 37 | Residential_2020_SC B_GWh_Before Competition Groups_37 | Duct Insulation | 0.1304% | 0 | 1.0049 | Residential_2020_SC B_GWh_Before Competition Groups_Duct Insulation
Residential | Res ¦ VFD on Pumps | 2020 | SC B | GWh | Before Competition Groups | 0.64323 | 0 | 0 | 770.5926 | 0.00083472 | 38 | Residential_2020_SC B_GWh_Before Competition Groups_38 | VFD on Pumps | 0.08347% | 0 | 0.64323 | Residential_2020_SC B_GWh_Before Competition Groups_VFD on Pumps
Residential | Res ¦ Condensing Make Up Air Unit | 2020 | SC B | GWh | Before Competition Groups | 0.51533 | 0 | 0 | 770.5926 | 0.00066874 | 39 | Residential_2020_SC B_GWh_Before Competition Groups_39 | Condensing Make Up Air Unit | 0.06687% | 0 | 0.51533 | Residential_2020_SC B_GWh_Before Competition Groups_Condensing Make Up Air Unit
Residential | Res ¦ Duct Insulation MF | 2020 | SC B | GWh | Before Competition Groups | 0.49415 | 0 | 0 | 770.5926 | 0.00064126 | 40 | Residential_2020_SC B_GWh_Before Competition Groups_40 | Duct Insulation MF | 0.06413% | 0 | 0.49415 | Residential_2020_SC B_GWh_Before Competition Groups_Duct Insulation MF
Residential | Res ¦ ECM MOTORS FOR HVAC APPLICATION (FAN-POWERED VAV BOX) | 2020 | SC B | GWh | Before Competition Groups | 0.29523 | 0 | 0 | 770.5926 | 0.00038313 | 41 | Residential_2020_SC B_GWh_Before Competition Groups_41 | ECM MOTORS FOR HVAC APPLICATION (FAN-POWERED VAV BOX) | 0.03831% | 0 | 0.29523 | Residential_2020_SC B_GWh_Before Competition Groups_ECM MOTORS FOR HVAC APPLICATION (FAN-POWERED VAV BOX)
Residential | Res ¦ Heat Recovery Ventilator | 2020 | SC B | GWh | Before Competition Groups | 0.16662 | 0 | 0 | 770.5926 | 0.00021623 | 42 | Residential_2020_SC B_GWh_Before Competition Groups_42 | Heat Recovery Ventilator | 0.02162% | 0 | 0.16662 | Residential_2020_SC B_GWh_Before Competition Groups_Heat Recovery Ventilator
Residential | Res ¦ Beverage Vending Machine Controls | 2020 | SC B | GWh | Before Competition Groups | 0.13255 | 0 | 0 | 770.5926 | 0.00017202 | 43 | Residential_2020_SC B_GWh_Before Competition Groups_43 | Beverage Vending Machine Controls | 0.0172% | 0 | 0.13255 | Residential_2020_SC B_GWh_Before Competition Groups_Beverage Vending Machine Controls
Residential | Res ¦ Wall Insulation | 2020 | SC B | GWh | Before Competition Groups | 0.018418 | 0 | 0 | 770.5926 | 2.3901e-05 | 44 | Residential_2020_SC B_GWh_Before Competition Groups_44 | Wall Insulation | 0.00239% | 0 | 0.018418 | Residential_2020_SC B_GWh_Before Competition Groups_Wall Insulation
Residential | Res ¦ LED High Bay Fixture | 2020 | SC B | GWh | Before Competition Groups | 0.016127 | 0 | 0 | 770.5926 | 2.0928e-05 | 45 | Residential_2020_SC B_GWh_Before Competition Groups_45 | LED High Bay Fixture | 0.002093% | 0 | 0.016127 | Residential_2020_SC B_GWh_Before Competition Groups_LED High Bay Fixture
Residential | Res ¦ Chilled Water Optimization | 2020 | SC B | GWh | Before Competition Groups | 0.013315 | 0 | 0 | 770.5926 | 1.728e-05 | 46 | Residential_2020_SC B_GWh_Before Competition Groups_46 | Chilled Water Optimization | 0.001728% | 0 | 0.013315 | Residential_2020_SC B_GWh_Before Competition Groups_Chilled Water Optimization
Residential | Res ¦ Wall Insulation MF | 2020 | SC B | GWh | Before Competition Groups | 0.0011169 | 0 | 0 | 770.5926 | 1.4495e-06 | 47 | Residential_2020_SC B_GWh_Before Competition Groups_47 | Wall Insulation MF | 0.0001449% | 0 | 0.0011169 | Residential_2020_SC B_GWh_Before Competition Groups_Wall Insulation MF
Residential | Res ¦ Energy Star Clothes Dryer | 2020 | SC B | GWh | Before Competition Groups | 0 | 0 | 0 | 770.5926 | 0 | 48 | Residential_2020_SC B_GWh_Before Competition Groups_48 | Energy Star Clothes Dryer | 0% | 0 | 0 | Residential_2020_SC B_GWh_Before Competition Groups_Energy Star Clothes Dryer
Residential | Res ¦ Energy Star Dehumidifier | 2020 | SC B | GWh | Before Competition Groups | 0 | 0 | 0 | 770.5926 | 0 | 49 | Residential_2020_SC B_GWh_Before Competition Groups_49 | Energy Star Dehumidifier | 0% | 0 | 0 | Residential_2020_SC B_GWh_Before Competition Groups_Energy Star Dehumidifier
Residential | Res ¦ Energy Star Freezer | 2020 | SC B | GWh | Before Competition Groups | 0 | 0 | 0 | 770.5926 | 0 | 50 | Residential_2020_SC B_GWh_Before Competition Groups_50 | Energy Star Freezer | 0% | 0 | 0 | Residential_2020_SC B_GWh_Before Competition Groups_Energy Star Freezer
Residential | Res ¦ Heavy Duty Outdoor/Holiday Plug-in Timers | 2020 | SC B | GWh | Before Competition Groups | 0 | 0 | 0 | 770.5926 | 0 | 51 | Residential_2020_SC B_GWh_Before Competition Groups_51 | Heavy Duty Outdoor/Holiday Plug-in Timers | 0% | 0 | 0 | Residential_2020_SC B_GWh_Before Competition Groups_Heavy Duty Outdoor/Holiday Plug-in Timers
Residential | Res ¦ Home Energy Reports | 2020 | SC B | GWh | Before Competition Groups | 0 | 0 | 0 | 770.5926 | 0 | 52 | Residential_2020_SC B_GWh_Before Competition Groups_52 | Home Energy Reports | 0% | 0 | 0 | Residential_2020_SC B_GWh_Before Competition Groups_Home Energy Reports
Residential | Res ¦ LED Downlight | 2020 | SC B | GWh | Before Competition Groups | 0 | 0 | 0 | 770.5926 | 0 | 53 | Residential_2020_SC B_GWh_Before Competition Groups_53 | LED Downlight | 0% | 0 | 0 | Residential_2020_SC B_GWh_Before Competition Groups_LED Downlight
Residential | Res ¦ Smart Burners | 2020 | SC B | GWh | Before Competition Groups | 0 | 0 | 0 | 770.5926 | 0 | 54 | Residential_2020_SC B_GWh_Before Competition Groups_54 | Smart Burners | 0% | 0 | 0 | Residential_2020_SC B_GWh_Before Competition Groups_Smart Burners
Residential | Res ¦ Smart Power Bar | 2020 | SC B | GWh | Before Competition Groups | 0 | 0 | 0 | 770.5926 | 0 | 55 | Residential_2020_SC B_GWh_Before Competition Groups_55 | Smart Power Bar | 0% | 0 | 0 | Residential_2020_SC B_GWh_Before Competition Groups_Smart Power Bar
Residential | Res ¦ Tankless Water Heater | 2020 | SC B | GWh | Before Competition Groups | 0 | 0 | 0 | 770.5926 | 0 | 56 | Residential_2020_SC B_GWh_Before Competition Groups_56 | Tankless Water Heater | 0% | 0 | 0 | Residential_2020_SC B_GWh_Before Competition Groups_Tankless Water Heater
Residential | Res ¦ Energy Star LED Specialty Bulbs | 2020 | SC C | GWh | Before Competition Groups | 275.052 | 0 | 0 | 606.367 | 0.45361 | 1 | Residential_2020_SC C_GWh_Before Competition Groups_1 | Energy Star LED Specialty Bulbs | 45.36% | 0 | 275.052 | Residential_2020_SC C_GWh_Before Competition Groups_Energy Star LED Specialty Bulbs
Residential | Res ¦ Energy Star Clothes Washer | 2020 | SC C | GWh | Before Competition Groups | 60.8824 | 0 | 0 | 606.367 | 0.10041 | 2 | Residential_2020_SC C_GWh_Before Competition Groups_2 | Energy Star Clothes Washer | 10.04% | 0 | 60.8824 | Residential_2020_SC C_GWh_Before Competition Groups_Energy Star Clothes Washer
Residential | Res ¦ Energy Star A Line, PAR, MR Lamps | 2020 | SC C | GWh | Before Competition Groups | 56.1657 | 0 | 0 | 606.367 | 0.092627 | 3 | Residential_2020_SC C_GWh_Before Competition Groups_3 | Energy Star A Line, PAR, MR Lamps | 9.263% | 0 | 56.1657 | Residential_2020_SC C_GWh_Before Competition Groups_Energy Star A Line, PAR, MR Lamps
Residential | Res ¦ Ductless Mini-Split Heat Pump | 2020 | SC C | GWh | Before Competition Groups | 23.1043 | 0 | 0 | 606.367 | 0.038103 | 4 | Residential_2020_SC C_GWh_Before Competition Groups_4 | Ductless Mini-Split Heat Pump | 3.81% | 0 | 23.1043 | Residential_2020_SC C_GWh_Before Competition Groups_Ductless Mini-Split Heat Pump
Residential | Res ¦ LED Parking Lot Fixture | 2020 | SC C | GWh | Before Competition Groups | 20.9271 | 0 | 0 | 606.367 | 0.034512 | 5 | Residential_2020_SC C_GWh_Before Competition Groups_5 | LED Parking Lot Fixture | 3.451% | 0 | 20.9271 | Residential_2020_SC C_GWh_Before Competition Groups_LED Parking Lot Fixture
Residential | Res ¦ Variable Speed Pool Pump Motor | 2020 | SC C | GWh | Before Competition Groups | 18.9932 | 0 | 0 | 606.367 | 0.031323 | 6 | Residential_2020_SC C_GWh_Before Competition Groups_6 | Variable Speed Pool Pump Motor | 3.132% | 0 | 18.9932 | Residential_2020_SC C_GWh_Before Competition Groups_Variable Speed Pool Pump Motor
Residential | Res ¦ Adaptive Thermostat | 2020 | SC C | GWh | Before Competition Groups | 17.9286 | 0 | 0 | 606.367 | 0.029567 | 7 | Residential_2020_SC C_GWh_Before Competition Groups_7 | Adaptive Thermostat | 2.957% | 0 | 17.9286 | Residential_2020_SC C_GWh_Before Competition Groups_Adaptive Thermostat
Residential | Res ¦ Car Block Heater Timer | 2020 | SC C | GWh | Before Competition Groups | 17.312 | 0 | 0 | 606.367 | 0.02855 | 8 | Residential_2020_SC C_GWh_Before Competition Groups_8 | Car Block Heater Timer | 2.855% | 0 | 17.312 | Residential_2020_SC C_GWh_Before Competition Groups_Car Block Heater Timer
Residential | Res ¦ Building Recommissioning, Operations and Maintenance (O&M) Improvements | 2020 | SC C | GWh | Before Competition Groups | 14.7194 | 0 | 0 | 606.367 | 0.024275 | 9 | Residential_2020_SC C_GWh_Before Competition Groups_9 | Building Recommissioning, Operations and Maintenance (O&M) Improvements | 2.427% | 0 | 14.7194 | Residential_2020_SC C_GWh_Before Competition Groups_Building Recommissioning, Operations and Maintenance (O&M) Improvements
Residential | Res ¦ Air Sealing | 2020 | SC C | GWh | Before Competition Groups | 11.172 | 0 | 0 | 606.367 | 0.018425 | 10 | Residential_2020_SC C_GWh_Before Competition Groups_10 | Air Sealing | 1.842% | 0 | 11.172 | Residential_2020_SC C_GWh_Before Competition Groups_Air Sealing
Residential | Res ¦ Energy Star Torchiere | 2020 | SC C | GWh | Before Competition Groups | 10.0965 | 0 | 0 | 606.367 | 0.016651 | 11 | Residential_2020_SC C_GWh_Before Competition Groups_11 | Energy Star Torchiere | 1.665% | 0 | 10.0965 | Residential_2020_SC C_GWh_Before Competition Groups_Energy Star Torchiere
Residential | Res ¦ LED Exterior Area Lights - LED Fixture (200W) | 2020 | SC C | GWh | Before Competition Groups | 8.4802 | 0 | 0 | 606.367 | 0.013985 | 12 | Residential_2020_SC C_GWh_Before Competition Groups_12 | LED Exterior Area Lights - LED Fixture (200W) | 1.399% | 0 | 8.4802 | Residential_2020_SC C_GWh_Before Competition Groups_LED Exterior Area Lights - LED Fixture (200W)
Residential | Res ¦ Comprehensive Draft Proofing | 2020 | SC C | GWh | Before Competition Groups | 7.4864 | 0 | 0 | 606.367 | 0.012346 | 13 | Residential_2020_SC C_GWh_Before Competition Groups_13 | Comprehensive Draft Proofing | 1.235% | 0 | 7.4864 | Residential_2020_SC C_GWh_Before Competition Groups_Comprehensive Draft Proofing
Residential | Res ¦ LED Tube Re-Lamp | 2020 | SC C | GWh | Before Competition Groups | 6.7418 | 0 | 0 | 606.367 | 0.011118 | 14 | Residential_2020_SC C_GWh_Before Competition Groups_14 | LED Tube Re-Lamp | 1.112% | 0 | 6.7418 | Residential_2020_SC C_GWh_Before Competition Groups_LED Tube Re-Lamp
Residential | Res ¦ Basement Wall Insulation | 2020 | SC C | GWh | Before Competition Groups | 6.3417 | 0 | 0 | 606.367 | 0.010459 | 15 | Residential_2020_SC C_GWh_Before Competition Groups_15 | Basement Wall Insulation | 1.046% | 0 | 6.3417 | Residential_2020_SC C_GWh_Before Competition Groups_Basement Wall Insulation
Residential | Res ¦ ENERGY STAR LED LAMPS (REFLECTOR LAMPs/MR16/PAR 16) | 2020 | SC C | GWh | Before Competition Groups | 6.051 | 0 | 0 | 606.367 | 0.0099791 | 16 | Residential_2020_SC C_GWh_Before Competition Groups_16 | ENERGY STAR LED LAMPS (REFLECTOR LAMPs/MR16/PAR 16) | 0.9979% | 0 | 6.051 | Residential_2020_SC C_GWh_Before Competition Groups_ENERGY STAR LED LAMPS (REFLECTOR LAMPs/MR16/PAR 16)
Residential | Res ¦ Occupancy Sensors MF | 2020 | SC C | GWh | Before Competition Groups | 5.203 | 0 | 0 | 606.367 | 0.0085806 | 17 | Residential_2020_SC C_GWh_Before Competition Groups_17 | Occupancy Sensors MF | 0.8581% | 0 | 5.203 | Residential_2020_SC C_GWh_Before Competition Groups_Occupancy Sensors MF
Residential | Res ¦ Energy Star Light Fixture | 2020 | SC C | GWh | Before Competition Groups | 4.8759 | 0 | 0 | 606.367 | 0.0080411 | 18 | Residential_2020_SC C_GWh_Before Competition Groups_18 | Energy Star Light Fixture | 0.8041% | 0 | 4.8759 | Residential_2020_SC C_GWh_Before Competition Groups_Energy Star Light Fixture
Residential | Res ¦ Attic Insulation | 2020 | SC C | GWh | Before Competition Groups | 4.7949 | 0 | 0 | 606.367 | 0.0079077 | 19 | Residential_2020_SC C_GWh_Before Competition Groups_19 | Attic Insulation | 0.7908% | 0 | 4.7949 | Residential_2020_SC C_GWh_Before Competition Groups_Attic Insulation
Residential | Res ¦ Refrigerator Recycling | 2020 | SC C | GWh | Before Competition Groups | 3.8584 | 0 | 0 | 606.367 | 0.0063632 | 20 | Residential_2020_SC C_GWh_Before Competition Groups_20 | Refrigerator Recycling | 0.6363% | 0 | 3.8584 | Residential_2020_SC C_GWh_Before Competition Groups_Refrigerator Recycling
Residential | Res ¦ Energy Star Air Source Heat Pump | 2020 | SC C | GWh | Before Competition Groups | 3.1853 | 0 | 0 | 606.367 | 0.005253 | 21 | Residential_2020_SC C_GWh_Before Competition Groups_21 | Energy Star Air Source Heat Pump | 0.5253% | 0 | 3.1853 | Residential_2020_SC C_GWh_Before Competition Groups_Energy Star Air Source Heat Pump
Residential | Res ¦ Minimize Hot and Warm Clothes Wash | 2020 | SC C | GWh | Before Competition Groups | 3.1475 | 0 | 0 | 606.367 | 0.0051908 | 22 | Residential_2020_SC C_GWh_Before Competition Groups_22 | Minimize Hot and Warm Clothes Wash | 0.5191% | 0 | 3.1475 | Residential_2020_SC C_GWh_Before Competition Groups_Minimize Hot and Warm Clothes Wash
Residential | Res ¦ Energy Star Room Air Conditioner | 2020 | SC C | GWh | Before Competition Groups | 3.0019 | 0 | 0 | 606.367 | 0.0049506 | 23 | Residential_2020_SC C_GWh_Before Competition Groups_23 | Energy Star Room Air Conditioner | 0.4951% | 0 | 3.0019 | Residential_2020_SC C_GWh_Before Competition Groups_Energy Star Room Air Conditioner
Residential | Res ¦ Outside Air Economizer | 2020 | SC C | GWh | Before Competition Groups | 2.6242 | 0 | 0 | 606.367 | 0.0043278 | 24 | Residential_2020_SC C_GWh_Before Competition Groups_24 | Outside Air Economizer | 0.4328% | 0 | 2.6242 | Residential_2020_SC C_GWh_Before Competition Groups_Outside Air Economizer
Residential | Res ¦ High Efficiency Chiller (avg of water and air cooled) | 2020 | SC C | GWh | Before Competition Groups | 2.1666 | 0 | 0 | 606.367 | 0.0035731 | 25 | Residential_2020_SC C_GWh_Before Competition Groups_25 | High Efficiency Chiller (avg of water and air cooled) | 0.3573% | 0 | 2.1666 | Residential_2020_SC C_GWh_Before Competition Groups_High Efficiency Chiller (avg of water and air cooled)
Residential | Res ¦ Advanced BAS/Controllers | 2020 | SC C | GWh | Before Competition Groups | 2.1544 | 0 | 0 | 606.367 | 0.0035529 | 26 | Residential_2020_SC C_GWh_Before Competition Groups_26 | Advanced BAS/Controllers | 0.3553% | 0 | 2.1544 | Residential_2020_SC C_GWh_Before Competition Groups_Advanced BAS/Controllers
Residential | Res ¦ ENERGY STAR LED Lamps (General Service Lamps) | 2020 | SC C | GWh | Before Competition Groups | 1.8792 | 0 | 0 | 606.367 | 0.0030991 | 27 | Residential_2020_SC C_GWh_Before Competition Groups_27 | ENERGY STAR LED Lamps (General Service Lamps) | 0.3099% | 0 | 1.8792 | Residential_2020_SC C_GWh_Before Competition Groups_ENERGY STAR LED Lamps (General Service Lamps)
Residential | Res ¦ Furnace Whistle | 2020 | SC C | GWh | Before Competition Groups | 1.8551 | 0 | 0 | 606.367 | 0.0030594 | 28 | Residential_2020_SC C_GWh_Before Competition Groups_28 | Furnace Whistle | 0.3059% | 0 | 1.8551 | Residential_2020_SC C_GWh_Before Competition Groups_Furnace Whistle
Residential | Res ¦ Floor Insulation | 2020 | SC C | GWh | Before Competition Groups | 1.0073 | 0 | 0 | 606.367 | 0.0016612 | 29 | Residential_2020_SC C_GWh_Before Competition Groups_29 | Floor Insulation | 0.1661% | 0 | 1.0073 | Residential_2020_SC C_GWh_Before Competition Groups_Floor Insulation
Residential | Res ¦ Demand Control Ventilation | 2020 | SC C | GWh | Before Competition Groups | 0.99359 | 0 | 0 | 606.367 | 0.0016386 | 30 | Residential_2020_SC C_GWh_Before Competition Groups_30 | Demand Control Ventilation | 0.1639% | 0 | 0.99359 | Residential_2020_SC C_GWh_Before Competition Groups_Demand Control Ventilation
Residential | Res ¦ Variable Frequency Drive (VFD) | 2020 | SC C | GWh | Before Competition Groups | 0.78693 | 0 | 0 | 606.367 | 0.0012978 | 31 | Residential_2020_SC C_GWh_Before Competition Groups_31 | Variable Frequency Drive (VFD) | 0.1298% | 0 | 0.78693 | Residential_2020_SC C_GWh_Before Competition Groups_Variable Frequency Drive (VFD)
Residential | Res ¦ CO Sensors for parking garage exhaust fans | 2020 | SC C | GWh | Before Competition Groups | 0.77682 | 0 | 0 | 606.367 | 0.0012811 | 32 | Residential_2020_SC C_GWh_Before Competition Groups_32 | CO Sensors for parking garage exhaust fans | 0.1281% | 0 | 0.77682 | Residential_2020_SC C_GWh_Before Competition Groups_CO Sensors for parking garage exhaust fans
Residential | Res ¦ Water Heater Temperature Setback | 2020 | SC C | GWh | Before Competition Groups | 0.58804 | 0 | 0 | 606.367 | 0.00096978 | 33 | Residential_2020_SC C_GWh_Before Competition Groups_33 | Water Heater Temperature Setback | 0.09698% | 0 | 0.58804 | Residential_2020_SC C_GWh_Before Competition Groups_Water Heater Temperature Setback
Residential | Res ¦ Condensing Make Up Air Unit | 2020 | SC C | GWh | Before Competition Groups | 0.47902 | 0 | 0 | 606.367 | 0.00078998 | 34 | Residential_2020_SC C_GWh_Before Competition Groups_34 | Condensing Make Up Air Unit | 0.079% | 0 | 0.47902 | Residential_2020_SC C_GWh_Before Competition Groups_Condensing Make Up Air Unit
Residential | Res ¦ Duct Insulation MF | 2020 | SC C | GWh | Before Competition Groups | 0.45576 | 0 | 0 | 606.367 | 0.00075162 | 35 | Residential_2020_SC C_GWh_Before Competition Groups_35 | Duct Insulation MF | 0.07516% | 0 | 0.45576 | Residential_2020_SC C_GWh_Before Competition Groups_Duct Insulation MF
Residential | Res ¦ Duct Insulation | 2020 | SC C | GWh | Before Competition Groups | 0.31307 | 0 | 0 | 606.367 | 0.00051631 | 36 | Residential_2020_SC C_GWh_Before Competition Groups_36 | Duct Insulation | 0.05163% | 0 | 0.31307 | Residential_2020_SC C_GWh_Before Competition Groups_Duct Insulation
Residential | Res ¦ Clothes Drying Racks | 2020 | SC C | GWh | Before Competition Groups | 0.25703 | 0 | 0 | 606.367 | 0.00042388 | 37 | Residential_2020_SC C_GWh_Before Competition Groups_37 | Clothes Drying Racks | 0.04239% | 0 | 0.25703 | Residential_2020_SC C_GWh_Before Competition Groups_Clothes Drying Racks
Residential | Res ¦ VFD on Pumps | 2020 | SC C | GWh | Before Competition Groups | 0.24199 | 0 | 0 | 606.367 | 0.00039908 | 38 | Residential_2020_SC C_GWh_Before Competition Groups_38 | VFD on Pumps | 0.03991% | 0 | 0.24199 | Residential_2020_SC C_GWh_Before Competition Groups_VFD on Pumps
Residential | Res ¦ ECM MOTORS FOR HVAC APPLICATION (FAN-POWERED VAV BOX) | 2020 | SC C | GWh | Before Competition Groups | 0.11723 | 0 | 0 | 606.367 | 0.00019333 | 39 | Residential_2020_SC C_GWh_Before Competition Groups_39 | ECM MOTORS FOR HVAC APPLICATION (FAN-POWERED VAV BOX) | 0.01933% | 0 | 0.11723 | Residential_2020_SC C_GWh_Before Competition Groups_ECM MOTORS FOR HVAC APPLICATION (FAN-POWERED VAV BOX)
Residential | Res ¦ Heat Recovery Ventilator | 2020 | SC C | GWh | Before Competition Groups | 0.064987 | 0 | 0 | 606.367 | 0.00010717 | 40 | Residential_2020_SC C_GWh_Before Competition Groups_40 | Heat Recovery Ventilator | 0.01072% | 0 | 0.064987 | Residential_2020_SC C_GWh_Before Competition Groups_Heat Recovery Ventilator
Residential | Res ¦ Beverage Vending Machine Controls | 2020 | SC C | GWh | Before Competition Groups | 0.052959 | 0 | 0 | 606.367 | 8.7337e-05 | 41 | Residential_2020_SC C_GWh_Before Competition Groups_41 | Beverage Vending Machine Controls | 0.008734% | 0 | 0.052959 | Residential_2020_SC C_GWh_Before Competition Groups_Beverage Vending Machine Controls
Residential | Res ¦ LED High Bay Fixture | 2020 | SC C | GWh | Before Competition Groups | 0.016127 | 0 | 0 | 606.367 | 2.6597e-05 | 42 | Residential_2020_SC C_GWh_Before Competition Groups_42 | LED High Bay Fixture | 0.00266% | 0 | 0.016127 | Residential_2020_SC C_GWh_Before Competition Groups_LED High Bay Fixture
Residential | Res ¦ Chilled Water Optimization | 2020 | SC C | GWh | Before Competition Groups | 0.012423 | 0 | 0 | 606.367 | 2.0488e-05 | 43 | Residential_2020_SC C_GWh_Before Competition Groups_43 | Chilled Water Optimization | 0.002049% | 0 | 0.012423 | Residential_2020_SC C_GWh_Before Competition Groups_Chilled Water Optimization
Residential | Res ¦ Wall Insulation | 2020 | SC C | GWh | Before Competition Groups | 0.0015316 | 0 | 0 | 606.367 | 2.5258e-06 | 44 | Residential_2020_SC C_GWh_Before Competition Groups_44 | Wall Insulation | 0.0002526% | 0 | 0.0015316 | Residential_2020_SC C_GWh_Before Competition Groups_Wall Insulation
Residential | Res ¦ Wall Insulation MF | 2020 | SC C | GWh | Before Competition Groups | 0.001117 | 0 | 0 | 606.367 | 1.8421e-06 | 45 | Residential_2020_SC C_GWh_Before Competition Groups_45 | Wall Insulation MF | 0.0001842% | 0 | 0.001117 | Residential_2020_SC C_GWh_Before Competition Groups_Wall Insulation MF
Residential | Res ¦ Freezer Recycling | 2020 | SC C | GWh | Before Competition Groups | 0.00033305 | 0 | 0 | 606.367 | 5.4925e-07 | 46 | Residential_2020_SC C_GWh_Before Competition Groups_46 | Freezer Recycling | 5.493e-05% | 0 | 0.00033305 | Residential_2020_SC C_GWh_Before Competition Groups_Freezer Recycling
Residential | Res ¦ Energy Star LED Bulbs General Purpose LEDs | 2020 | SC C | GWh | Before Competition Groups | 3.3456e-11 | 0 | 0 | 606.367 | 5.5174e-14 | 47 | Residential_2020_SC C_GWh_Before Competition Groups_47 | Energy Star LED Bulbs General Purpose LEDs | 5.517e-12% | 0 | 3.3456e-11 | Residential_2020_SC C_GWh_Before Competition Groups_Energy Star LED Bulbs General Purpose LEDs
Residential | Res ¦ Energy Star Clothes Dryer | 2020 | SC C | GWh | Before Competition Groups | 0 | 0 | 0 | 606.367 | 0 | 48 | Residential_2020_SC C_GWh_Before Competition Groups_48 | Energy Star Clothes Dryer | 0% | 0 | 0 | Residential_2020_SC C_GWh_Before Competition Groups_Energy Star Clothes Dryer
Residential | Res ¦ Energy Star Dehumidifier | 2020 | SC C | GWh | Before Competition Groups | 0 | 0 | 0 | 606.367 | 0 | 49 | Residential_2020_SC C_GWh_Before Competition Groups_49 | Energy Star Dehumidifier | 0% | 0 | 0 | Residential_2020_SC C_GWh_Before Competition Groups_Energy Star Dehumidifier
Residential | Res ¦ Energy Star Freezer | 2020 | SC C | GWh | Before Competition Groups | 0 | 0 | 0 | 606.367 | 0 | 50 | Residential_2020_SC C_GWh_Before Competition Groups_50 | Energy Star Freezer | 0% | 0 | 0 | Residential_2020_SC C_GWh_Before Competition Groups_Energy Star Freezer
Residential | Res ¦ Heavy Duty Outdoor/Holiday Plug-in Timers | 2020 | SC C | GWh | Before Competition Groups | 0 | 0 | 0 | 606.367 | 0 | 51 | Residential_2020_SC C_GWh_Before Competition Groups_51 | Heavy Duty Outdoor/Holiday Plug-in Timers | 0% | 0 | 0 | Residential_2020_SC C_GWh_Before Competition Groups_Heavy Duty Outdoor/Holiday Plug-in Timers
Residential | Res ¦ Home Energy Reports | 2020 | SC C | GWh | Before Competition Groups | 0 | 0 | 0 | 606.367 | 0 | 52 | Residential_2020_SC C_GWh_Before Competition Groups_52 | Home Energy Reports | 0% | 0 | 0 | Residential_2020_SC C_GWh_Before Competition Groups_Home Energy Reports
Residential | Res ¦ LED Downlight | 2020 | SC C | GWh | Before Competition Groups | 0 | 0 | 0 | 606.367 | 0 | 53 | Residential_2020_SC C_GWh_Before Competition Groups_53 | LED Downlight | 0% | 0 | 0 | Residential_2020_SC C_GWh_Before Competition Groups_LED Downlight
Residential | Res ¦ Smart Burners | 2020 | SC C | GWh | Before Competition Groups | 0 | 0 | 0 | 606.367 | 0 | 54 | Residential_2020_SC C_GWh_Before Competition Groups_54 | Smart Burners | 0% | 0 | 0 | Residential_2020_SC C_GWh_Before Competition Groups_Smart Burners
Residential | Res ¦ Smart Power Bar | 2020 | SC C | GWh | Before Competition Groups | 0 | 0 | 0 | 606.367 | 0 | 55 | Residential_2020_SC C_GWh_Before Competition Groups_55 | Smart Power Bar | 0% | 0 | 0 | Residential_2020_SC C_GWh_Before Competition Groups_Smart Power Bar
Residential | Res ¦ Tankless Water Heater | 2020 | SC C | GWh | Before Competition Groups | 0 | 0 | 0 | 606.367 | 0 | 56 | Residential_2020_SC C_GWh_Before Competition Groups_56 | Tankless Water Heater | 0% | 0 | 0 | Residential_2020_SC C_GWh_Before Competition Groups_Tankless Water Heater
Residential | Res ¦ Energy Star LED Bulbs General Purpose LEDs | 2020 | SC D | GWh | Before Competition Groups | 198.0279 | 0 | 0 | 546.8458 | 0.36213 | 1 | Residential_2020_SC D_GWh_Before Competition Groups_1 | Energy Star LED Bulbs General Purpose LEDs | 36.21% | 0 | 198.0279 | Residential_2020_SC D_GWh_Before Competition Groups_Energy Star LED Bulbs General Purpose LEDs
Residential | Res ¦ Energy Star LED Specialty Bulbs | 2020 | SC D | GWh | Before Competition Groups | 90.1214 | 0 | 0 | 546.8458 | 0.1648 | 2 | Residential_2020_SC D_GWh_Before Competition Groups_2 | Energy Star LED Specialty Bulbs | 16.48% | 0 | 90.1214 | Residential_2020_SC D_GWh_Before Competition Groups_Energy Star LED Specialty Bulbs
Residential | Res ¦ Energy Star A Line, PAR, MR Lamps | 2020 | SC D | GWh | Before Competition Groups | 56.3725 | 0 | 0 | 546.8458 | 0.10309 | 3 | Residential_2020_SC D_GWh_Before Competition Groups_3 | Energy Star A Line, PAR, MR Lamps | 10.31% | 0 | 56.3725 | Residential_2020_SC D_GWh_Before Competition Groups_Energy Star A Line, PAR, MR Lamps
Residential | Res ¦ Energy Star Clothes Washer | 2020 | SC D | GWh | Before Competition Groups | 35.8649 | 0 | 0 | 546.8458 | 0.065585 | 4 | Residential_2020_SC D_GWh_Before Competition Groups_4 | Energy Star Clothes Washer | 6.558% | 0 | 35.8649 | Residential_2020_SC D_GWh_Before Competition Groups_Energy Star Clothes Washer
Residential | Res ¦ Ductless Mini-Split Heat Pump | 2020 | SC D | GWh | Before Competition Groups | 23.1044 | 0 | 0 | 546.8458 | 0.04225 | 5 | Residential_2020_SC D_GWh_Before Competition Groups_5 | Ductless Mini-Split Heat Pump | 4.225% | 0 | 23.1044 | Residential_2020_SC D_GWh_Before Competition Groups_Ductless Mini-Split Heat Pump
Residential | Res ¦ LED Parking Lot Fixture | 2020 | SC D | GWh | Before Competition Groups | 20.9271 | 0 | 0 | 546.8458 | 0.038269 | 6 | Residential_2020_SC D_GWh_Before Competition Groups_6 | LED Parking Lot Fixture | 3.827% | 0 | 20.9271 | Residential_2020_SC D_GWh_Before Competition Groups_LED Parking Lot Fixture
Residential | Res ¦ Building Recommissioning, Operations and Maintenance (O&M) Improvements | 2020 | SC D | GWh | Before Competition Groups | 14.7194 | 0 | 0 | 546.8458 | 0.026917 | 7 | Residential_2020_SC D_GWh_Before Competition Groups_7 | Building Recommissioning, Operations and Maintenance (O&M) Improvements | 2.692% | 0 | 14.7194 | Residential_2020_SC D_GWh_Before Competition Groups_Building Recommissioning, Operations and Maintenance (O&M) Improvements
Residential | Res ¦ Variable Speed Pool Pump Motor | 2020 | SC D | GWh | Before Competition Groups | 13.0417 | 0 | 0 | 546.8458 | 0.023849 | 8 | Residential_2020_SC D_GWh_Before Competition Groups_8 | Variable Speed Pool Pump Motor | 2.385% | 0 | 13.0417 | Residential_2020_SC D_GWh_Before Competition Groups_Variable Speed Pool Pump Motor
Residential | Res ¦ Adaptive Thermostat | 2020 | SC D | GWh | Before Competition Groups | 10.6815 | 0 | 0 | 546.8458 | 0.019533 | 9 | Residential_2020_SC D_GWh_Before Competition Groups_9 | Adaptive Thermostat | 1.953% | 0 | 10.6815 | Residential_2020_SC D_GWh_Before Competition Groups_Adaptive Thermostat
Residential | Res ¦ Energy Star Torchiere | 2020 | SC D | GWh | Before Competition Groups | 8.8817 | 0 | 0 | 546.8458 | 0.016242 | 10 | Residential_2020_SC D_GWh_Before Competition Groups_10 | Energy Star Torchiere | 1.624% | 0 | 8.8817 | Residential_2020_SC D_GWh_Before Competition Groups_Energy Star Torchiere
Residential | Res ¦ LED Exterior Area Lights - LED Fixture (200W) | 2020 | SC D | GWh | Before Competition Groups | 7.8153 | 0 | 0 | 546.8458 | 0.014292 | 11 | Residential_2020_SC D_GWh_Before Competition Groups_11 | LED Exterior Area Lights - LED Fixture (200W) | 1.429% | 0 | 7.8153 | Residential_2020_SC D_GWh_Before Competition Groups_LED Exterior Area Lights - LED Fixture (200W)
Residential | Res ¦ Comprehensive Draft Proofing | 2020 | SC D | GWh | Before Competition Groups | 6.7665 | 0 | 0 | 546.8458 | 0.012374 | 12 | Residential_2020_SC D_GWh_Before Competition Groups_12 | Comprehensive Draft Proofing | 1.237% | 0 | 6.7665 | Residential_2020_SC D_GWh_Before Competition Groups_Comprehensive Draft Proofing
Residential | Res ¦ LED Tube Re-Lamp | 2020 | SC D | GWh | Before Competition Groups | 6.6734 | 0 | 0 | 546.8458 | 0.012204 | 13 | Residential_2020_SC D_GWh_Before Competition Groups_13 | LED Tube Re-Lamp | 1.22% | 0 | 6.6734 | Residential_2020_SC D_GWh_Before Competition Groups_LED Tube Re-Lamp
Residential | Res ¦ Basement Wall Insulation | 2020 | SC D | GWh | Before Competition Groups | 6.122 | 0 | 0 | 546.8458 | 0.011195 | 14 | Residential_2020_SC D_GWh_Before Competition Groups_14 | Basement Wall Insulation | 1.12% | 0 | 6.122 | Residential_2020_SC D_GWh_Before Competition Groups_Basement Wall Insulation
Residential | Res ¦ ENERGY STAR LED LAMPS (REFLECTOR LAMPs/MR16/PAR 16) | 2020 | SC D | GWh | Before Competition Groups | 6.051 | 0 | 0 | 546.8458 | 0.011065 | 15 | Residential_2020_SC D_GWh_Before Competition Groups_15 | ENERGY STAR LED LAMPS (REFLECTOR LAMPs/MR16/PAR 16) | 1.107% | 0 | 6.051 | Residential_2020_SC D_GWh_Before Competition Groups_ENERGY STAR LED LAMPS (REFLECTOR LAMPs/MR16/PAR 16)
Residential | Res ¦ Occupancy Sensors MF | 2020 | SC D | GWh | Before Competition Groups | 5.203 | 0 | 0 | 546.8458 | 0.0095146 | 16 | Residential_2020_SC D_GWh_Before Competition Groups_16 | Occupancy Sensors MF | 0.9515% | 0 | 5.203 | Residential_2020_SC D_GWh_Before Competition Groups_Occupancy Sensors MF
Residential | Res ¦ Air Sealing | 2020 | SC D | GWh | Before Competition Groups | 4.9066 | 0 | 0 | 546.8458 | 0.0089726 | 17 | Residential_2020_SC D_GWh_Before Competition Groups_17 | Air Sealing | 0.8973% | 0 | 4.9066 | Residential_2020_SC D_GWh_Before Competition Groups_Air Sealing
Residential | Res ¦ Energy Star Air Source Heat Pump | 2020 | SC D | GWh | Before Competition Groups | 3.1853 | 0 | 0 | 546.8458 | 0.0058248 | 18 | Residential_2020_SC D_GWh_Before Competition Groups_18 | Energy Star Air Source Heat Pump | 0.5825% | 0 | 3.1853 | Residential_2020_SC D_GWh_Before Competition Groups_Energy Star Air Source Heat Pump
Residential | Res ¦ Minimize Hot and Warm Clothes Wash | 2020 | SC D | GWh | Before Competition Groups | 3.1475 | 0 | 0 | 546.8458 | 0.0057558 | 19 | Residential_2020_SC D_GWh_Before Competition Groups_19 | Minimize Hot and Warm Clothes Wash | 0.5756% | 0 | 3.1475 | Residential_2020_SC D_GWh_Before Competition Groups_Minimize Hot and Warm Clothes Wash
Residential | Res ¦ Energy Star Light Fixture | 2020 | SC D | GWh | Before Competition Groups | 3.0736 | 0 | 0 | 546.8458 | 0.0056206 | 20 | Residential_2020_SC D_GWh_Before Competition Groups_20 | Energy Star Light Fixture | 0.5621% | 0 | 3.0736 | Residential_2020_SC D_GWh_Before Competition Groups_Energy Star Light Fixture
Residential | Res ¦ Energy Star Room Air Conditioner | 2020 | SC D | GWh | Before Competition Groups | 3.0021 | 0 | 0 | 546.8458 | 0.0054898 | 21 | Residential_2020_SC D_GWh_Before Competition Groups_21 | Energy Star Room Air Conditioner | 0.549% | 0 | 3.0021 | Residential_2020_SC D_GWh_Before Competition Groups_Energy Star Room Air Conditioner
Residential | Res ¦ Attic Insulation | 2020 | SC D | GWh | Before Competition Groups | 2.8683 | 0 | 0 | 546.8458 | 0.0052452 | 22 | Residential_2020_SC D_GWh_Before Competition Groups_22 | Attic Insulation | 0.5245% | 0 | 2.8683 | Residential_2020_SC D_GWh_Before Competition Groups_Attic Insulation
Residential | Res ¦ Outside Air Economizer | 2020 | SC D | GWh | Before Competition Groups | 2.6242 | 0 | 0 | 546.8458 | 0.0047989 | 23 | Residential_2020_SC D_GWh_Before Competition Groups_23 | Outside Air Economizer | 0.4799% | 0 | 2.6242 | Residential_2020_SC D_GWh_Before Competition Groups_Outside Air Economizer
Residential | Res ¦ Refrigerator Recycling | 2020 | SC D | GWh | Before Competition Groups | 2.4551 | 0 | 0 | 546.8458 | 0.0044896 | 24 | Residential_2020_SC D_GWh_Before Competition Groups_24 | Refrigerator Recycling | 0.449% | 0 | 2.4551 | Residential_2020_SC D_GWh_Before Competition Groups_Refrigerator Recycling
Residential | Res ¦ High Efficiency Chiller (avg of water and air cooled) | 2020 | SC D | GWh | Before Competition Groups | 2.1666 | 0 | 0 | 546.8458 | 0.003962 | 25 | Residential_2020_SC D_GWh_Before Competition Groups_25 | High Efficiency Chiller (avg of water and air cooled) | 0.3962% | 0 | 2.1666 | Residential_2020_SC D_GWh_Before Competition Groups_High Efficiency Chiller (avg of water and air cooled)
Residential | Res ¦ Advanced BAS/Controllers | 2020 | SC D | GWh | Before Competition Groups | 2.1544 | 0 | 0 | 546.8458 | 0.0039396 | 26 | Residential_2020_SC D_GWh_Before Competition Groups_26 | Advanced BAS/Controllers | 0.394% | 0 | 2.1544 | Residential_2020_SC D_GWh_Before Competition Groups_Advanced BAS/Controllers
Residential | Res ¦ ENERGY STAR LED Lamps (General Service Lamps) | 2020 | SC D | GWh | Before Competition Groups | 1.8792 | 0 | 0 | 546.8458 | 0.0034364 | 27 | Residential_2020_SC D_GWh_Before Competition Groups_27 | ENERGY STAR LED Lamps (General Service Lamps) | 0.3436% | 0 | 1.8792 | Residential_2020_SC D_GWh_Before Competition Groups_ENERGY STAR LED Lamps (General Service Lamps)
Residential | Res ¦ Furnace Whistle | 2020 | SC D | GWh | Before Competition Groups | 1.8551 | 0 | 0 | 546.8458 | 0.0033924 | 28 | Residential_2020_SC D_GWh_Before Competition Groups_28 | Furnace Whistle | 0.3392% | 0 | 1.8551 | Residential_2020_SC D_GWh_Before Competition Groups_Furnace Whistle
Residential | Res ¦ Variable Frequency Drive (VFD) | 2020 | SC D | GWh | Before Competition Groups | 0.60948 | 0 | 0 | 546.8458 | 0.0011145 | 29 | Residential_2020_SC D_GWh_Before Competition Groups_29 | Variable Frequency Drive (VFD) | 0.1115% | 0 | 0.60948 | Residential_2020_SC D_GWh_Before Competition Groups_Variable Frequency Drive (VFD)
Residential | Res ¦ Water Heater Temperature Setback | 2020 | SC D | GWh | Before Competition Groups | 0.53119 | 0 | 0 | 546.8458 | 0.00097137 | 30 | Residential_2020_SC D_GWh_Before Competition Groups_30 | Water Heater Temperature Setback | 0.09714% | 0 | 0.53119 | Residential_2020_SC D_GWh_Before Competition Groups_Water Heater Temperature Setback
Residential | Res ¦ CO Sensors for parking garage exhaust fans | 2020 | SC D | GWh | Before Competition Groups | 0.4992 | 0 | 0 | 546.8458 | 0.00091286 | 31 | Residential_2020_SC D_GWh_Before Competition Groups_31 | CO Sensors for parking garage exhaust fans | 0.09129% | 0 | 0.4992 | Residential_2020_SC D_GWh_Before Competition Groups_CO Sensors for parking garage exhaust fans
Residential | Res ¦ Demand Control Ventilation | 2020 | SC D | GWh | Before Competition Groups | 0.42568 | 0 | 0 | 546.8458 | 0.00077842 | 32 | Residential_2020_SC D_GWh_Before Competition Groups_32 | Demand Control Ventilation | 0.07784% | 0 | 0.42568 | Residential_2020_SC D_GWh_Before Competition Groups_Demand Control Ventilation
Residential | Res ¦ Clothes Drying Racks | 2020 | SC D | GWh | Before Competition Groups | 0.25703 | 0 | 0 | 546.8458 | 0.00047002 | 33 | Residential_2020_SC D_GWh_Before Competition Groups_33 | Clothes Drying Racks | 0.047% | 0 | 0.25703 | Residential_2020_SC D_GWh_Before Competition Groups_Clothes Drying Racks
Residential | Res ¦ Floor Insulation | 2020 | SC D | GWh | Before Competition Groups | 0.2029 | 0 | 0 | 546.8458 | 0.00037104 | 34 | Residential_2020_SC D_GWh_Before Competition Groups_34 | Floor Insulation | 0.0371% | 0 | 0.2029 | Residential_2020_SC D_GWh_Before Competition Groups_Floor Insulation
Residential | Res ¦ VFD on Pumps | 2020 | SC D | GWh | Before Competition Groups | 0.17284 | 0 | 0 | 546.8458 | 0.00031607 | 35 | Residential_2020_SC D_GWh_Before Competition Groups_35 | VFD on Pumps | 0.03161% | 0 | 0.17284 | Residential_2020_SC D_GWh_Before Competition Groups_VFD on Pumps
Residential | Res ¦ Condensing Make Up Air Unit | 2020 | SC D | GWh | Before Competition Groups | 0.12358 | 0 | 0 | 546.8458 | 0.00022599 | 36 | Residential_2020_SC D_GWh_Before Competition Groups_36 | Condensing Make Up Air Unit | 0.0226% | 0 | 0.12358 | Residential_2020_SC D_GWh_Before Competition Groups_Condensing Make Up Air Unit
Residential | Res ¦ Duct Insulation | 2020 | SC D | GWh | Before Competition Groups | 0.096984 | 0 | 0 | 546.8458 | 0.00017735 | 37 | Residential_2020_SC D_GWh_Before Competition Groups_37 | Duct Insulation | 0.01774% | 0 | 0.096984 | Residential_2020_SC D_GWh_Before Competition Groups_Duct Insulation
Residential | Res ¦ ECM MOTORS FOR HVAC APPLICATION (FAN-POWERED VAV BOX) | 2020 | SC D | GWh | Before Competition Groups | 0.091991 | 0 | 0 | 546.8458 | 0.00016822 | 38 | Residential_2020_SC D_GWh_Before Competition Groups_38 | ECM MOTORS FOR HVAC APPLICATION (FAN-POWERED VAV BOX) | 0.01682% | 0 | 0.091991 | Residential_2020_SC D_GWh_Before Competition Groups_ECM MOTORS FOR HVAC APPLICATION (FAN-POWERED VAV BOX)
Residential | Res ¦ Duct Insulation MF | 2020 | SC D | GWh | Before Competition Groups | 0.061663 | 0 | 0 | 546.8458 | 0.00011276 | 39 | Residential_2020_SC D_GWh_Before Competition Groups_39 | Duct Insulation MF | 0.01128% | 0 | 0.061663 | Residential_2020_SC D_GWh_Before Competition Groups_Duct Insulation MF
Residential | Res ¦ Beverage Vending Machine Controls | 2020 | SC D | GWh | Before Competition Groups | 0.041671 | 0 | 0 | 546.8458 | 7.6203e-05 | 40 | Residential_2020_SC D_GWh_Before Competition Groups_40 | Beverage Vending Machine Controls | 0.00762% | 0 | 0.041671 | Residential_2020_SC D_GWh_Before Competition Groups_Beverage Vending Machine Controls
Residential | Res ¦ Heat Recovery Ventilator | 2020 | SC D | GWh | Before Competition Groups | 0.020763 | 0 | 0 | 546.8458 | 3.7968e-05 | 41 | Residential_2020_SC D_GWh_Before Competition Groups_41 | Heat Recovery Ventilator | 0.003797% | 0 | 0.020763 | Residential_2020_SC D_GWh_Before Competition Groups_Heat Recovery Ventilator
Residential | Res ¦ Chilled Water Optimization | 2020 | SC D | GWh | Before Competition Groups | 0.012423 | 0 | 0 | 546.8458 | 2.2718e-05 | 42 | Residential_2020_SC D_GWh_Before Competition Groups_42 | Chilled Water Optimization | 0.002272% | 0 | 0.012423 | Residential_2020_SC D_GWh_Before Competition Groups_Chilled Water Optimization
Residential | Res ¦ LED High Bay Fixture | 2020 | SC D | GWh | Before Competition Groups | 0.004875 | 0 | 0 | 546.8458 | 8.9148e-06 | 43 | Residential_2020_SC D_GWh_Before Competition Groups_43 | LED High Bay Fixture | 0.0008915% | 0 | 0.004875 | Residential_2020_SC D_GWh_Before Competition Groups_LED High Bay Fixture
Residential | Res ¦ Wall Insulation MF | 2020 | SC D | GWh | Before Competition Groups | 0.0007709 | 0 | 0 | 546.8458 | 1.4097e-06 | 44 | Residential_2020_SC D_GWh_Before Competition Groups_44 | Wall Insulation MF | 0.000141% | 0 | 0.0007709 | Residential_2020_SC D_GWh_Before Competition Groups_Wall Insulation MF
Residential | Res ¦ Wall Insulation | 2020 | SC D | GWh | Before Competition Groups | 0.00071692 | 0 | 0 | 546.8458 | 1.311e-06 | 45 | Residential_2020_SC D_GWh_Before Competition Groups_45 | Wall Insulation | 0.0001311% | 0 | 0.00071692 | Residential_2020_SC D_GWh_Before Competition Groups_Wall Insulation
Residential | Res ¦ Freezer Recycling | 2020 | SC D | GWh | Before Competition Groups | 0.00033305 | 0 | 0 | 546.8458 | 6.0903e-07 | 46 | Residential_2020_SC D_GWh_Before Competition Groups_46 | Freezer Recycling | 6.09e-05% | 0 | 0.00033305 | Residential_2020_SC D_GWh_Before Competition Groups_Freezer Recycling
Residential | Res ¦ Energy Star Clothes Dryer | 2020 | SC D | GWh | Before Competition Groups | 0 | 0 | 0 | 546.8458 | 0 | 47 | Residential_2020_SC D_GWh_Before Competition Groups_47 | Energy Star Clothes Dryer | 0% | 0 | 0 | Residential_2020_SC D_GWh_Before Competition Groups_Energy Star Clothes Dryer
Residential | Res ¦ Energy Star Dehumidifier | 2020 | SC D | GWh | Before Competition Groups | 0 | 0 | 0 | 546.8458 | 0 | 48 | Residential_2020_SC D_GWh_Before Competition Groups_48 | Energy Star Dehumidifier | 0% | 0 | 0 | Residential_2020_SC D_GWh_Before Competition Groups_Energy Star Dehumidifier
Residential | Res ¦ Energy Star Freezer | 2020 | SC D | GWh | Before Competition Groups | 0 | 0 | 0 | 546.8458 | 0 | 49 | Residential_2020_SC D_GWh_Before Competition Groups_49 | Energy Star Freezer | 0% | 0 | 0 | Residential_2020_SC D_GWh_Before Competition Groups_Energy Star Freezer
Residential | Res ¦ Home Energy Reports | 2020 | SC D | GWh | Before Competition Groups | 0 | 0 | 0 | 546.8458 | 0 | 50 | Residential_2020_SC D_GWh_Before Competition Groups_50 | Home Energy Reports | 0% | 0 | 0 | Residential_2020_SC D_GWh_Before Competition Groups_Home Energy Reports
Residential | Res ¦ LED Downlight | 2020 | SC D | GWh | Before Competition Groups | 0 | 0 | 0 | 546.8458 | 0 | 51 | Residential_2020_SC D_GWh_Before Competition Groups_51 | LED Downlight | 0% | 0 | 0 | Residential_2020_SC D_GWh_Before Competition Groups_LED Downlight
Residential | Res ¦ Smart Burners | 2020 | SC D | GWh | Before Competition Groups | 0 | 0 | 0 | 546.8458 | 0 | 52 | Residential_2020_SC D_GWh_Before Competition Groups_52 | Smart Burners | 0% | 0 | 0 | Residential_2020_SC D_GWh_Before Competition Groups_Smart Burners
Residential | Res ¦ Smart Power Bar | 2020 | SC D | GWh | Before Competition Groups | 0 | 0 | 0 | 546.8458 | 0 | 53 | Residential_2020_SC D_GWh_Before Competition Groups_53 | Smart Power Bar | 0% | 0 | 0 | Residential_2020_SC D_GWh_Before Competition Groups_Smart Power Bar
Residential | Res ¦ Tankless Water Heater | 2020 | SC D | GWh | Before Competition Groups | 0 | 0 | 0 | 546.8458 | 0 | 54 | Residential_2020_SC D_GWh_Before Competition Groups_54 | Tankless Water Heater | 0% | 0 | 0 | Residential_2020_SC D_GWh_Before Competition Groups_Tankless Water Heater
Residential | Res ¦ Smart Power Bar | 2020 | Technical | GWh | Before Competition Groups | 1600.7834 | 0 | 0 | 13491.5599 | 0.11865 | 1 | Residential_2020_Technical_GWh_Before Competition Groups_1 | Smart Power Bar | 11.87% | 0 | 1600.7834 | Residential_2020_Technical_GWh_Before Competition Groups_Smart Power Bar
Residential | Res ¦ Energy Star LED Bulbs General Purpose LEDs | 2020 | Technical | GWh | Before Competition Groups | 1176.1014 | 0 | 0 | 13491.5599 | 0.087173 | 2 | Residential_2020_Technical_GWh_Before Competition Groups_2 | Energy Star LED Bulbs General Purpose LEDs | 8.717% | 0 | 1176.1014 | Residential_2020_Technical_GWh_Before Competition Groups_Energy Star LED Bulbs General Purpose LEDs
Residential | Res ¦ Energy Star LED Specialty Bulbs | 2020 | Technical | GWh | Before Competition Groups | 1104.0371 | 0 | 0 | 13491.5599 | 0.081832 | 3 | Residential_2020_Technical_GWh_Before Competition Groups_3 | Energy Star LED Specialty Bulbs | 8.183% | 0 | 1104.0371 | Residential_2020_Technical_GWh_Before Competition Groups_Energy Star LED Specialty Bulbs
Residential | Res ¦ Energy Star A Line, PAR, MR Lamps | 2020 | Technical | GWh | Before Competition Groups | 1103.4802 | 0 | 0 | 13491.5599 | 0.08179 | 4 | Residential_2020_Technical_GWh_Before Competition Groups_4 | Energy Star A Line, PAR, MR Lamps | 8.179% | 0 | 1103.4802 | Residential_2020_Technical_GWh_Before Competition Groups_Energy Star A Line, PAR, MR Lamps
Residential | Res ¦ Networked/ Connected - Indoor LED Lamp | 2020 | Technical | GWh | Before Competition Groups | 693.8729 | 0 | 0 | 13491.5599 | 0.05143 | 5 | Residential_2020_Technical_GWh_Before Competition Groups_5 | Networked/ Connected - Indoor LED Lamp | 5.143% | 0 | 693.8729 | Residential_2020_Technical_GWh_Before Competition Groups_Networked/ Connected - Indoor LED Lamp
Residential | Res ¦ Adaptive Thermostat | 2020 | Technical | GWh | Before Competition Groups | 633.0905 | 0 | 0 | 13491.5599 | 0.046925 | 6 | Residential_2020_Technical_GWh_Before Competition Groups_6 | Adaptive Thermostat | 4.692% | 0 | 633.0905 | Residential_2020_Technical_GWh_Before Competition Groups_Adaptive Thermostat
Residential | Res ¦ Air Sealing | 2020 | Technical | GWh | Before Competition Groups | 575.8 | 0 | 0 | 13491.5599 | 0.042679 | 7 | Residential_2020_Technical_GWh_Before Competition Groups_7 | Air Sealing | 4.268% | 0 | 575.8 | Residential_2020_Technical_GWh_Before Competition Groups_Air Sealing
Residential | Res ¦ Variable Speed Pool Pump Motor | 2020 | Technical | GWh | Before Competition Groups | 422.8522 | 0 | 0 | 13491.5599 | 0.031342 | 8 | Residential_2020_Technical_GWh_Before Competition Groups_8 | Variable Speed Pool Pump Motor | 3.134% | 0 | 422.8522 | Residential_2020_Technical_GWh_Before Competition Groups_Variable Speed Pool Pump Motor
Residential | Res ¦ Energy Star Central Air Conditioner | 2020 | Technical | GWh | Before Competition Groups | 376.7252 | 0 | 0 | 13491.5599 | 0.027923 | 9 | Residential_2020_Technical_GWh_Before Competition Groups_9 | Energy Star Central Air Conditioner | 2.792% | 0 | 376.7252 | Residential_2020_Technical_GWh_Before Competition Groups_Energy Star Central Air Conditioner
Residential | Res ¦ Passive Attic Ventilation | 2020 | Technical | GWh | Before Competition Groups | 340.9528 | 0 | 0 | 13491.5599 | 0.025272 | 10 | Residential_2020_Technical_GWh_Before Competition Groups_10 | Passive Attic Ventilation | 2.527% | 0 | 340.9528 | Residential_2020_Technical_GWh_Before Competition Groups_Passive Attic Ventilation
Residential | Res ¦ Building Recommissioning, Operations and Maintenance (O&M) Improvements | 2020 | Technical | GWh | Before Competition Groups | 327.7028 | 0 | 0 | 13491.5599 | 0.024289 | 11 | Residential_2020_Technical_GWh_Before Competition Groups_11 | Building Recommissioning, Operations and Maintenance (O&M) Improvements | 2.429% | 0 | 327.7028 | Residential_2020_Technical_GWh_Before Competition Groups_Building Recommissioning, Operations and Maintenance (O&M) Improvements
Residential | Res ¦ Car Block Heater Timer | 2020 | Technical | GWh | Before Competition Groups | 321.065 | 0 | 0 | 13491.5599 | 0.023797 | 12 | Residential_2020_Technical_GWh_Before Competition Groups_12 | Car Block Heater Timer | 2.38% | 0 | 321.065 | Residential_2020_Technical_GWh_Before Competition Groups_Car Block Heater Timer
Residential | Res ¦ Energy Star Windows | 2020 | Technical | GWh | Before Competition Groups | 312.2986 | 0 | 0 | 13491.5599 | 0.023148 | 13 | Residential_2020_Technical_GWh_Before Competition Groups_13 | Energy Star Windows | 2.315% | 0 | 312.2986 | Residential_2020_Technical_GWh_Before Competition Groups_Energy Star Windows
Residential | Res ¦ Basement Wall Insulation | 2020 | Technical | GWh | Before Competition Groups | 302.259 | 0 | 0 | 13491.5599 | 0.022404 | 14 | Residential_2020_Technical_GWh_Before Competition Groups_14 | Basement Wall Insulation | 2.24% | 0 | 302.259 | Residential_2020_Technical_GWh_Before Competition Groups_Basement Wall Insulation
Residential | Res ¦ Basement or Crawlspace Insulation | 2020 | Technical | GWh | Before Competition Groups | 251.0043 | 0 | 0 | 13491.5599 | 0.018605 | 15 | Residential_2020_Technical_GWh_Before Competition Groups_15 | Basement or Crawlspace Insulation | 1.86% | 0 | 251.0043 | Residential_2020_Technical_GWh_Before Competition Groups_Basement or Crawlspace Insulation
Residential | Res ¦ Attic Insulation | 2020 | Technical | GWh | Before Competition Groups | 233.1733 | 0 | 0 | 13491.5599 | 0.017283 | 16 | Residential_2020_Technical_GWh_Before Competition Groups_16 | Attic Insulation | 1.728% | 0 | 233.1733 | Residential_2020_Technical_GWh_Before Competition Groups_Attic Insulation
Residential | Res ¦ Wall Insulation | 2020 | Technical | GWh | Before Competition Groups | 182.1797 | 0 | 0 | 13491.5599 | 0.013503 | 17 | Residential_2020_Technical_GWh_Before Competition Groups_17 | Wall Insulation | 1.35% | 0 | 182.1797 | Residential_2020_Technical_GWh_Before Competition Groups_Wall Insulation
Residential | Res ¦ Heavy Duty Outdoor/Holiday Plug-in Timers | 2020 | Technical | GWh | Before Competition Groups | 172.2331 | 0 | 0 | 13491.5599 | 0.012766 | 18 | Residential_2020_Technical_GWh_Before Competition Groups_18 | Heavy Duty Outdoor/Holiday Plug-in Timers | 1.277% | 0 | 172.2331 | Residential_2020_Technical_GWh_Before Competition Groups_Heavy Duty Outdoor/Holiday Plug-in Timers
Residential | Res ¦ Comprehensive Draft Proofing | 2020 | Technical | GWh | Before Competition Groups | 166.6737 | 0 | 0 | 13491.5599 | 0.012354 | 19 | Residential_2020_Technical_GWh_Before Competition Groups_19 | Comprehensive Draft Proofing | 1.235% | 0 | 166.6737 | Residential_2020_Technical_GWh_Before Competition Groups_Comprehensive Draft Proofing
Residential | Res ¦ Energy Star Refrigerator | 2020 | Technical | GWh | Before Competition Groups | 156.2805 | 0 | 0 | 13491.5599 | 0.011584 | 20 | Residential_2020_Technical_GWh_Before Competition Groups_20 | Energy Star Refrigerator | 1.158% | 0 | 156.2805 | Residential_2020_Technical_GWh_Before Competition Groups_Energy Star Refrigerator
Residential | Res ¦ Energy Star Clothes Washer | 2020 | Technical | GWh | Before Competition Groups | 138.5608 | 0 | 0 | 13491.5599 | 0.01027 | 21 | Residential_2020_Technical_GWh_Before Competition Groups_21 | Energy Star Clothes Washer | 1.027% | 0 | 138.5608 | Residential_2020_Technical_GWh_Before Competition Groups_Energy Star Clothes Washer
Residential | Res ¦ Energy Star Light Fixture | 2020 | Technical | GWh | Before Competition Groups | 137.0159 | 0 | 0 | 13491.5599 | 0.010156 | 22 | Residential_2020_Technical_GWh_Before Competition Groups_22 | Energy Star Light Fixture | 1.016% | 0 | 137.0159 | Residential_2020_Technical_GWh_Before Competition Groups_Energy Star Light Fixture
Residential | Res ¦ Smart Burners | 2020 | Technical | GWh | Before Competition Groups | 126.9111 | 0 | 0 | 13491.5599 | 0.0094067 | 23 | Residential_2020_Technical_GWh_Before Competition Groups_23 | Smart Burners | 0.9407% | 0 | 126.9111 | Residential_2020_Technical_GWh_Before Competition Groups_Smart Burners
Residential | Res ¦ Furnace with ECM | 2020 | Technical | GWh | Before Competition Groups | 125.5839 | 0 | 0 | 13491.5599 | 0.0093083 | 24 | Residential_2020_Technical_GWh_Before Competition Groups_24 | Furnace with ECM | 0.9308% | 0 | 125.5839 | Residential_2020_Technical_GWh_Before Competition Groups_Furnace with ECM
Residential | Res ¦ Radiant Barrier | 2020 | Technical | GWh | Before Competition Groups | 116.5894 | 0 | 0 | 13491.5599 | 0.0086417 | 25 | Residential_2020_Technical_GWh_Before Competition Groups_25 | Radiant Barrier | 0.8642% | 0 | 116.5894 | Residential_2020_Technical_GWh_Before Competition Groups_Radiant Barrier
Residential | Res ¦ Energy Star Ground Source Heat Pump | 2020 | Technical | GWh | Before Competition Groups | 115.9963 | 0 | 0 | 13491.5599 | 0.0085977 | 26 | Residential_2020_Technical_GWh_Before Competition Groups_26 | Energy Star Ground Source Heat Pump | 0.8598% | 0 | 115.9963 | Residential_2020_Technical_GWh_Before Competition Groups_Energy Star Ground Source Heat Pump
Residential | Res ¦ Ductless Mini-Split Heat Pump | 2020 | Technical | GWh | Before Competition Groups | 114.9288 | 0 | 0 | 13491.5599 | 0.0085186 | 27 | Residential_2020_Technical_GWh_Before Competition Groups_27 | Ductless Mini-Split Heat Pump | 0.8519% | 0 | 114.9288 | Residential_2020_Technical_GWh_Before Competition Groups_Ductless Mini-Split Heat Pump
Residential | Res ¦ Occupancy Sensors MF | 2020 | Technical | GWh | Before Competition Groups | 114.1771 | 0 | 0 | 13491.5599 | 0.0084629 | 28 | Residential_2020_Technical_GWh_Before Competition Groups_28 | Occupancy Sensors MF | 0.8463% | 0 | 114.1771 | Residential_2020_Technical_GWh_Before Competition Groups_Occupancy Sensors MF
Residential | Res ¦ Heat Pump Clothes Dryer | 2020 | Technical | GWh | Before Competition Groups | 113.3183 | 0 | 0 | 13491.5599 | 0.0083992 | 29 | Residential_2020_Technical_GWh_Before Competition Groups_29 | Heat Pump Clothes Dryer | 0.8399% | 0 | 113.3183 | Residential_2020_Technical_GWh_Before Competition Groups_Heat Pump Clothes Dryer
Residential | Res ¦ Ceiling Insulation | 2020 | Technical | GWh | Before Competition Groups | 91.3218 | 0 | 0 | 13491.5599 | 0.0067688 | 30 | Residential_2020_Technical_GWh_Before Competition Groups_30 | Ceiling Insulation | 0.6769% | 0 | 91.3218 | Residential_2020_Technical_GWh_Before Competition Groups_Ceiling Insulation
Residential | Res ¦ Window Film | 2020 | Technical | GWh | Before Competition Groups | 89.4997 | 0 | 0 | 13491.5599 | 0.0066338 | 31 | Residential_2020_Technical_GWh_Before Competition Groups_31 | Window Film | 0.6634% | 0 | 89.4997 | Residential_2020_Technical_GWh_Before Competition Groups_Window Film
Residential | Res ¦ Refrigerator Recycling | 2020 | Technical | GWh | Before Competition Groups | 85.902 | 0 | 0 | 13491.5599 | 0.0063671 | 32 | Residential_2020_Technical_GWh_Before Competition Groups_32 | Refrigerator Recycling | 0.6367% | 0 | 85.902 | Residential_2020_Technical_GWh_Before Competition Groups_Refrigerator Recycling
Residential | Res ¦ Energy Star Torchiere | 2020 | Technical | GWh | Before Competition Groups | 80.1274 | 0 | 0 | 13491.5599 | 0.0059391 | 33 | Residential_2020_Technical_GWh_Before Competition Groups_33 | Energy Star Torchiere | 0.5939% | 0 | 80.1274 | Residential_2020_Technical_GWh_Before Competition Groups_Energy Star Torchiere
Residential | Res ¦ Clothes Drying Racks | 2020 | Technical | GWh | Before Competition Groups | 78.441 | 0 | 0 | 13491.5599 | 0.0058141 | 34 | Residential_2020_Technical_GWh_Before Competition Groups_34 | Clothes Drying Racks | 0.5814% | 0 | 78.441 | Residential_2020_Technical_GWh_Before Competition Groups_Clothes Drying Racks
Residential | Res ¦ Induction Cooking Stove Top | 2020 | Technical | GWh | Before Competition Groups | 78.1772 | 0 | 0 | 13491.5599 | 0.0057945 | 35 | Residential_2020_Technical_GWh_Before Competition Groups_35 | Induction Cooking Stove Top | 0.5795% | 0 | 78.1772 | Residential_2020_Technical_GWh_Before Competition Groups_Induction Cooking Stove Top
Residential | Res ¦ Freezer Recycling | 2020 | Technical | GWh | Before Competition Groups | 75.3736 | 0 | 0 | 13491.5599 | 0.0055867 | 36 | Residential_2020_Technical_GWh_Before Competition Groups_36 | Freezer Recycling | 0.5587% | 0 | 75.3736 | Residential_2020_Technical_GWh_Before Competition Groups_Freezer Recycling
Residential | Res ¦ Duct Insulation | 2020 | Technical | GWh | Before Competition Groups | 75.0735 | 0 | 0 | 13491.5599 | 0.0055645 | 37 | Residential_2020_Technical_GWh_Before Competition Groups_37 | Duct Insulation | 0.5564% | 0 | 75.0735 | Residential_2020_Technical_GWh_Before Competition Groups_Duct Insulation
Residential | Res ¦ Variable Refrigerant Flow Heat Pump | 2020 | Technical | GWh | Before Competition Groups | 69.87 | 0 | 0 | 13491.5599 | 0.0051788 | 38 | Residential_2020_Technical_GWh_Before Competition Groups_38 | Variable Refrigerant Flow Heat Pump | 0.5179% | 0 | 69.87 | Residential_2020_Technical_GWh_Before Competition Groups_Variable Refrigerant Flow Heat Pump
Residential | Res ¦ Ductless Mini-Split Air Conditioner | 2020 | Technical | GWh | Before Competition Groups | 66.5929 | 0 | 0 | 13491.5599 | 0.0049359 | 39 | Residential_2020_Technical_GWh_Before Competition Groups_39 | Ductless Mini-Split Air Conditioner | 0.4936% | 0 | 66.5929 | Residential_2020_Technical_GWh_Before Competition Groups_Ductless Mini-Split Air Conditioner
Residential | Res ¦ LED Parking Lot Fixture | 2020 | Technical | GWh | Before Competition Groups | 65.7149 | 0 | 0 | 13491.5599 | 0.0048708 | 40 | Residential_2020_Technical_GWh_Before Competition Groups_40 | LED Parking Lot Fixture | 0.4871% | 0 | 65.7149 | Residential_2020_Technical_GWh_Before Competition Groups_LED Parking Lot Fixture
Residential | Res ¦ Energy Star Air Source Heat Pump | 2020 | Technical | GWh | Before Competition Groups | 65.6312 | 0 | 0 | 13491.5599 | 0.0048646 | 41 | Residential_2020_Technical_GWh_Before Competition Groups_41 | Energy Star Air Source Heat Pump | 0.4865% | 0 | 65.6312 | Residential_2020_Technical_GWh_Before Competition Groups_Energy Star Air Source Heat Pump
Residential | Res ¦ Energy Star Clothes Dryer | 2020 | Technical | GWh | Before Competition Groups | 64.7239 | 0 | 0 | 13491.5599 | 0.0047974 | 42 | Residential_2020_Technical_GWh_Before Competition Groups_42 | Energy Star Clothes Dryer | 0.4797% | 0 | 64.7239 | Residential_2020_Technical_GWh_Before Competition Groups_Energy Star Clothes Dryer
Residential | Res ¦ INTEGRAL LED TROFFERS | 2020 | Technical | GWh | Before Competition Groups | 62.4695 | 0 | 0 | 13491.5599 | 0.0046303 | 43 | Residential_2020_Technical_GWh_Before Competition Groups_43 | INTEGRAL LED TROFFERS | 0.463% | 0 | 62.4695 | Residential_2020_Technical_GWh_Before Competition Groups_INTEGRAL LED TROFFERS
Residential | Res ¦ Floor Insulation | 2020 | Technical | GWh | Before Competition Groups | 61.1113 | 0 | 0 | 13491.5599 | 0.0045296 | 44 | Residential_2020_Technical_GWh_Before Competition Groups_44 | Floor Insulation | 0.453% | 0 | 61.1113 | Residential_2020_Technical_GWh_Before Competition Groups_Floor Insulation
Residential | Res ¦ LED Downlight | 2020 | Technical | GWh | Before Competition Groups | 53.1898 | 0 | 0 | 13491.5599 | 0.0039425 | 45 | Residential_2020_Technical_GWh_Before Competition Groups_45 | LED Downlight | 0.3942% | 0 | 53.1898 | Residential_2020_Technical_GWh_Before Competition Groups_LED Downlight
Residential | Res ¦ Dehumidifier Recycling | 2020 | Technical | GWh | Before Competition Groups | 52.2654 | 0 | 0 | 13491.5599 | 0.0038739 | 46 | Residential_2020_Technical_GWh_Before Competition Groups_46 | Dehumidifier Recycling | 0.3874% | 0 | 52.2654 | Residential_2020_Technical_GWh_Before Competition Groups_Dehumidifier Recycling
Residential | Res ¦ Advanced BAS/Controllers | 2020 | Technical | GWh | Before Competition Groups | 47.9632 | 0 | 0 | 13491.5599 | 0.0035551 | 47 | Residential_2020_Technical_GWh_Before Competition Groups_47 | Advanced BAS/Controllers | 0.3555% | 0 | 47.9632 | Residential_2020_Technical_GWh_Before Competition Groups_Advanced BAS/Controllers
Residential | Res ¦ Minimize Hot and Warm Clothes Wash | 2020 | Technical | GWh | Before Competition Groups | 41.9248 | 0 | 0 | 13491.5599 | 0.0031075 | 48 | Residential_2020_Technical_GWh_Before Competition Groups_48 | Minimize Hot and Warm Clothes Wash | 0.3107% | 0 | 41.9248 | Residential_2020_Technical_GWh_Before Competition Groups_Minimize Hot and Warm Clothes Wash
Residential | Res ¦ Furnace Whistle | 2020 | Technical | GWh | Before Competition Groups | 41.3009 | 0 | 0 | 13491.5599 | 0.0030612 | 49 | Residential_2020_Technical_GWh_Before Competition Groups_49 | Furnace Whistle | 0.3061% | 0 | 41.3009 | Residential_2020_Technical_GWh_Before Competition Groups_Furnace Whistle
Residential | Res ¦ Lighting Motion Sensors, Timers, Dimmers | 2020 | Technical | GWh | Before Competition Groups | 38.2466 | 0 | 0 | 13491.5599 | 0.0028349 | 50 | Residential_2020_Technical_GWh_Before Competition Groups_50 | Lighting Motion Sensors, Timers, Dimmers | 0.2835% | 0 | 38.2466 | Residential_2020_Technical_GWh_Before Competition Groups_Lighting Motion Sensors, Timers, Dimmers
Residential | Res ¦ Early Hot Water Heater Replacement | 2020 | Technical | GWh | Before Competition Groups | 37.4106 | 0 | 0 | 13491.5599 | 0.0027729 | 51 | Residential_2020_Technical_GWh_Before Competition Groups_51 | Early Hot Water Heater Replacement | 0.2773% | 0 | 37.4106 | Residential_2020_Technical_GWh_Before Competition Groups_Early Hot Water Heater Replacement
Residential | Res ¦ Networked/ Connected - Indoor LED Luminaire | 2020 | Technical | GWh | Before Competition Groups | 37.005 | 0 | 0 | 13491.5599 | 0.0027428 | 52 | Residential_2020_Technical_GWh_Before Competition Groups_52 | Networked/ Connected - Indoor LED Luminaire | 0.2743% | 0 | 37.005 | Residential_2020_Technical_GWh_Before Competition Groups_Networked/ Connected - Indoor LED Luminaire
Residential | Res ¦ Duct Insulation MF | 2020 | Technical | GWh | Before Competition Groups | 33.119 | 0 | 0 | 13491.5599 | 0.0024548 | 53 | Residential_2020_Technical_GWh_Before Competition Groups_53 | Duct Insulation MF | 0.2455% | 0 | 33.119 | Residential_2020_Technical_GWh_Before Competition Groups_Duct Insulation MF
Residential | Res ¦ Energy Star Dehumidifier | 2020 | Technical | GWh | Before Competition Groups | 30.7092 | 0 | 0 | 13491.5599 | 0.0022762 | 54 | Residential_2020_Technical_GWh_Before Competition Groups_54 | Energy Star Dehumidifier | 0.2276% | 0 | 30.7092 | Residential_2020_Technical_GWh_Before Competition Groups_Energy Star Dehumidifier
Residential | Res ¦ Central Air Conditioner Maintenance | 2020 | Technical | GWh | Before Competition Groups | 30.5625 | 0 | 0 | 13491.5599 | 0.0022653 | 55 | Residential_2020_Technical_GWh_Before Competition Groups_55 | Central Air Conditioner Maintenance | 0.2265% | 0 | 30.5625 | Residential_2020_Technical_GWh_Before Competition Groups_Central Air Conditioner Maintenance
Residential | Res ¦ LED Exterior Area Lights - LED Fixture (200W) | 2020 | Technical | GWh | Before Competition Groups | 29.9312 | 0 | 0 | 13491.5599 | 0.0022185 | 56 | Residential_2020_Technical_GWh_Before Competition Groups_56 | LED Exterior Area Lights - LED Fixture (200W) | 0.2219% | 0 | 29.9312 | Residential_2020_Technical_GWh_Before Competition Groups_LED Exterior Area Lights - LED Fixture (200W)
Residential | Res ¦ Energy Star Room Air Conditioner | 2020 | Technical | GWh | Before Competition Groups | 25.7513 | 0 | 0 | 13491.5599 | 0.0019087 | 57 | Residential_2020_Technical_GWh_Before Competition Groups_57 | Energy Star Room Air Conditioner | 0.1909% | 0 | 25.7513 | Residential_2020_Technical_GWh_Before Competition Groups_Energy Star Room Air Conditioner
Residential | Res ¦ Outside Air Economizer | 2020 | Technical | GWh | Before Competition Groups | 25.1489 | 0 | 0 | 13491.5599 | 0.001864 | 58 | Residential_2020_Technical_GWh_Before Competition Groups_58 | Outside Air Economizer | 0.1864% | 0 | 25.1489 | Residential_2020_Technical_GWh_Before Competition Groups_Outside Air Economizer
Residential | Res ¦ Drain Water Heat Recovery | 2020 | Technical | GWh | Before Competition Groups | 25.127 | 0 | 0 | 13491.5599 | 0.0018624 | 59 | Residential_2020_Technical_GWh_Before Competition Groups_59 | Drain Water Heat Recovery | 0.1862% | 0 | 25.127 | Residential_2020_Technical_GWh_Before Competition Groups_Drain Water Heat Recovery
Residential | Res ¦ Demand Control Ventilation | 2020 | Technical | GWh | Before Competition Groups | 22.1207 | 0 | 0 | 13491.5599 | 0.0016396 | 60 | Residential_2020_Technical_GWh_Before Competition Groups_60 | Demand Control Ventilation | 0.164% | 0 | 22.1207 | Residential_2020_Technical_GWh_Before Competition Groups_Demand Control Ventilation
Residential | Res ¦ Solar Powered Attic Fan | 2020 | Technical | GWh | Before Competition Groups | 18.5445 | 0 | 0 | 13491.5599 | 0.0013745 | 61 | Residential_2020_Technical_GWh_Before Competition Groups_61 | Solar Powered Attic Fan | 0.1375% | 0 | 18.5445 | Residential_2020_Technical_GWh_Before Competition Groups_Solar Powered Attic Fan
Residential | Res ¦ Energy Star Ceiling Fan/Lighting | 2020 | Technical | GWh | Before Competition Groups | 18.1167 | 0 | 0 | 13491.5599 | 0.0013428 | 62 | Residential_2020_Technical_GWh_Before Competition Groups_62 | Energy Star Ceiling Fan/Lighting | 0.1343% | 0 | 18.1167 | Residential_2020_Technical_GWh_Before Competition Groups_Energy Star Ceiling Fan/Lighting
Residential | Res ¦ Variable Frequency Drive (VFD) | 2020 | Technical | GWh | Before Competition Groups | 17.5198 | 0 | 0 | 13491.5599 | 0.0012986 | 63 | Residential_2020_Technical_GWh_Before Competition Groups_63 | Variable Frequency Drive (VFD) | 0.1299% | 0 | 17.5198 | Residential_2020_Technical_GWh_Before Competition Groups_Variable Frequency Drive (VFD)
Residential | Res ¦ Air Source Heat Pump | 2020 | Technical | GWh | Before Competition Groups | 16.8323 | 0 | 0 | 13491.5599 | 0.0012476 | 64 | Residential_2020_Technical_GWh_Before Competition Groups_64 | Air Source Heat Pump | 0.1248% | 0 | 16.8323 | Residential_2020_Technical_GWh_Before Competition Groups_Air Source Heat Pump
Residential | Res ¦ CO Sensors for parking garage exhaust fans | 2020 | Technical | GWh | Before Competition Groups | 15.867 | 0 | 0 | 13491.5599 | 0.0011761 | 65 | Residential_2020_Technical_GWh_Before Competition Groups_65 | CO Sensors for parking garage exhaust fans | 0.1176% | 0 | 15.867 | Residential_2020_Technical_GWh_Before Competition Groups_CO Sensors for parking garage exhaust fans
Residential | Res ¦ Energy Star Freezer | 2020 | Technical | GWh | Before Competition Groups | 15.6575 | 0 | 0 | 13491.5599 | 0.0011605 | 66 | Residential_2020_Technical_GWh_Before Competition Groups_66 | Energy Star Freezer | 0.1161% | 0 | 15.6575 | Residential_2020_Technical_GWh_Before Competition Groups_Energy Star Freezer
Residential | Res ¦ ENERGY STAR LED LAMPS (REFLECTOR LAMPs/MR16/PAR 16) | 2020 | Technical | GWh | Before Competition Groups | 14.2671 | 0 | 0 | 13491.5599 | 0.0010575 | 67 | Residential_2020_Technical_GWh_Before Competition Groups_67 | ENERGY STAR LED LAMPS (REFLECTOR LAMPs/MR16/PAR 16) | 0.1057% | 0 | 14.2671 | Residential_2020_Technical_GWh_Before Competition Groups_ENERGY STAR LED LAMPS (REFLECTOR LAMPs/MR16/PAR 16)
Residential | Res ¦ Home Energy Reports | 2020 | Technical | GWh | Before Competition Groups | 13.4912 | 0 | 0 | 13491.5599 | 0.00099997 | 68 | Residential_2020_Technical_GWh_Before Competition Groups_68 | Home Energy Reports | 0.1% | 0 | 13.4912 | Residential_2020_Technical_GWh_Before Competition Groups_Home Energy Reports
Residential | Res ¦ Water Heater Temperature Setback | 2020 | Technical | GWh | Before Competition Groups | 13.0919 | 0 | 0 | 13491.5599 | 0.00097038 | 69 | Residential_2020_Technical_GWh_Before Competition Groups_69 | Water Heater Temperature Setback | 0.09704% | 0 | 13.0919 | Residential_2020_Technical_GWh_Before Competition Groups_Water Heater Temperature Setback
Residential | Res ¦ Heat Pump Water Heater | 2020 | Technical | GWh | Before Competition Groups | 12.1043 | 0 | 0 | 13491.5599 | 0.00089718 | 70 | Residential_2020_Technical_GWh_Before Competition Groups_70 | Heat Pump Water Heater | 0.08972% | 0 | 12.1043 | Residential_2020_Technical_GWh_Before Competition Groups_Heat Pump Water Heater
Residential | Res ¦ DHW Recirculation Systems | 2020 | Technical | GWh | Before Competition Groups | 11.82 | 0 | 0 | 13491.5599 | 0.00087611 | 71 | Residential_2020_Technical_GWh_Before Competition Groups_71 | DHW Recirculation Systems | 0.08761% | 0 | 11.82 | Residential_2020_Technical_GWh_Before Competition Groups_DHW Recirculation Systems
Residential | Res ¦ Tankless Water Heater | 2020 | Technical | GWh | Before Competition Groups | 10.9285 | 0 | 0 | 13491.5599 | 0.00081002 | 72 | Residential_2020_Technical_GWh_Before Competition Groups_72 | Tankless Water Heater | 0.081% | 0 | 10.9285 | Residential_2020_Technical_GWh_Before Competition Groups_Tankless Water Heater
Residential | Res ¦ Central Lighting Control System | 2020 | Technical | GWh | Before Competition Groups | 10.8957 | 0 | 0 | 13491.5599 | 0.00080759 | 73 | Residential_2020_Technical_GWh_Before Competition Groups_73 | Central Lighting Control System | 0.08076% | 0 | 10.8957 | Residential_2020_Technical_GWh_Before Competition Groups_Central Lighting Control System
Residential | Res ¦ Air Source Heat Pump Maintenance | 2020 | Technical | GWh | Before Competition Groups | 10.6897 | 0 | 0 | 13491.5599 | 0.00079233 | 74 | Residential_2020_Technical_GWh_Before Competition Groups_74 | Air Source Heat Pump Maintenance | 0.07923% | 0 | 10.6897 | Residential_2020_Technical_GWh_Before Competition Groups_Air Source Heat Pump Maintenance
Residential | Res ¦ LED Tube Re-Lamp | 2020 | Technical | GWh | Before Competition Groups | 8.8246 | 0 | 0 | 13491.5599 | 0.00065409 | 75 | Residential_2020_Technical_GWh_Before Competition Groups_75 | LED Tube Re-Lamp | 0.06541% | 0 | 8.8246 | Residential_2020_Technical_GWh_Before Competition Groups_LED Tube Re-Lamp
Residential | Res ¦ Heat Recovery Ventilator | 2020 | Technical | GWh | Before Competition Groups | 7.0253 | 0 | 0 | 13491.5599 | 0.00052072 | 76 | Residential_2020_Technical_GWh_Before Competition Groups_76 | Heat Recovery Ventilator | 0.05207% | 0 | 7.0253 | Residential_2020_Technical_GWh_Before Competition Groups_Heat Recovery Ventilator
Residential | Res ¦ Solar Water Heating System | 2020 | Technical | GWh | Before Competition Groups | 5.9609 | 0 | 0 | 13491.5599 | 0.00044183 | 77 | Residential_2020_Technical_GWh_Before Competition Groups_77 | Solar Water Heating System | 0.04418% | 0 | 5.9609 | Residential_2020_Technical_GWh_Before Competition Groups_Solar Water Heating System
Residential | Res ¦ VFD on Pumps | 2020 | Technical | GWh | Before Competition Groups | 5.3875 | 0 | 0 | 13491.5599 | 0.00039933 | 78 | Residential_2020_Technical_GWh_Before Competition Groups_78 | VFD on Pumps | 0.03993% | 0 | 5.3875 | Residential_2020_Technical_GWh_Before Competition Groups_VFD on Pumps
Residential | Res ¦ High Efficiency Storage Water Heater | 2020 | Technical | GWh | Before Competition Groups | 5.2875 | 0 | 0 | 13491.5599 | 0.00039192 | 79 | Residential_2020_Technical_GWh_Before Competition Groups_79 | High Efficiency Storage Water Heater | 0.03919% | 0 | 5.2875 | Residential_2020_Technical_GWh_Before Competition Groups_High Efficiency Storage Water Heater
Residential | Res ¦ Energy Star Dishwasher | 2020 | Technical | GWh | Before Competition Groups | 4.9153 | 0 | 0 | 13491.5599 | 0.00036432 | 80 | Residential_2020_Technical_GWh_Before Competition Groups_80 | Energy Star Dishwasher | 0.03643% | 0 | 4.9153 | Residential_2020_Technical_GWh_Before Competition Groups_Energy Star Dishwasher
Residential | Res ¦ ENERGY STAR LED Lamps (General Service Lamps) | 2020 | Technical | GWh | Before Competition Groups | 4.4565 | 0 | 0 | 13491.5599 | 0.00033032 | 81 | Residential_2020_Technical_GWh_Before Competition Groups_81 | ENERGY STAR LED Lamps (General Service Lamps) | 0.03303% | 0 | 4.4565 | Residential_2020_Technical_GWh_Before Competition Groups_ENERGY STAR LED Lamps (General Service Lamps)
Residential | Res ¦ Condensing Make Up Air Unit | 2020 | Technical | GWh | Before Competition Groups | 2.9935 | 0 | 0 | 13491.5599 | 0.00022188 | 82 | Residential_2020_Technical_GWh_Before Competition Groups_82 | Condensing Make Up Air Unit | 0.02219% | 0 | 2.9935 | Residential_2020_Technical_GWh_Before Competition Groups_Condensing Make Up Air Unit
Residential | Res ¦ High Efficiency Chiller (avg of water and air cooled) | 2020 | Technical | GWh | Before Competition Groups | 2.7602 | 0 | 0 | 13491.5599 | 0.00020459 | 83 | Residential_2020_Technical_GWh_Before Competition Groups_83 | High Efficiency Chiller (avg of water and air cooled) | 0.02046% | 0 | 2.7602 | Residential_2020_Technical_GWh_Before Competition Groups_High Efficiency Chiller (avg of water and air cooled)
Residential | Res ¦ ECM MOTORS FOR HVAC APPLICATION (FAN-POWERED VAV BOX) | 2020 | Technical | GWh | Before Competition Groups | 2.5643 | 0 | 0 | 13491.5599 | 0.00019007 | 84 | Residential_2020_Technical_GWh_Before Competition Groups_84 | ECM MOTORS FOR HVAC APPLICATION (FAN-POWERED VAV BOX) | 0.01901% | 0 | 2.5643 | Residential_2020_Technical_GWh_Before Competition Groups_ECM MOTORS FOR HVAC APPLICATION (FAN-POWERED VAV BOX)
Residential | Res ¦ Beverage Vending Machine Controls | 2020 | Technical | GWh | Before Competition Groups | 1.4011 | 0 | 0 | 13491.5599 | 0.00010385 | 85 | Residential_2020_Technical_GWh_Before Competition Groups_85 | Beverage Vending Machine Controls | 0.01039% | 0 | 1.4011 | Residential_2020_Technical_GWh_Before Competition Groups_Beverage Vending Machine Controls
Residential | Res ¦ HVAC Optimization | 2020 | Technical | GWh | Before Competition Groups | 1.3239 | 0 | 0 | 13491.5599 | 9.813e-05 | 86 | Residential_2020_Technical_GWh_Before Competition Groups_86 | HVAC Optimization | 0.009813% | 0 | 1.3239 | Residential_2020_Technical_GWh_Before Competition Groups_HVAC Optimization
Residential | Res ¦ Wall Insulation MF | 2020 | Technical | GWh | Before Competition Groups | 0.66517 | 0 | 0 | 13491.5599 | 4.9303e-05 | 87 | Residential_2020_Technical_GWh_Before Competition Groups_87 | Wall Insulation MF | 0.00493% | 0 | 0.66517 | Residential_2020_Technical_GWh_Before Competition Groups_Wall Insulation MF
Residential | Res ¦ LED Recessed Downlights | 2020 | Technical | GWh | Before Competition Groups | 0.33719 | 0 | 0 | 13491.5599 | 2.4992e-05 | 88 | Residential_2020_Technical_GWh_Before Competition Groups_88 | LED Recessed Downlights | 0.002499% | 0 | 0.33719 | Residential_2020_Technical_GWh_Before Competition Groups_LED Recessed Downlights
Residential | Res ¦ LED High Bay Fixture | 2020 | Technical | GWh | Before Competition Groups | 0.28814 | 0 | 0 | 13491.5599 | 2.1357e-05 | 89 | Residential_2020_Technical_GWh_Before Competition Groups_89 | LED High Bay Fixture | 0.002136% | 0 | 0.28814 | Residential_2020_Technical_GWh_Before Competition Groups_LED High Bay Fixture
Residential | Res ¦ Chilled Water Optimization | 2020 | Technical | GWh | Before Competition Groups | 0.0725 | 0 | 0 | 13491.5599 | 5.3737e-06 | 90 | Residential_2020_Technical_GWh_Before Competition Groups_90 | Chilled Water Optimization | 0.0005374% | 0 | 0.0725 | Residential_2020_Technical_GWh_Before Competition Groups_Chilled Water Optimization
Residential | Res ¦ Solar Water Preheat (Pools/DHW) | 2020 | Technical | GWh | Before Competition Groups | 0.015922 | 0 | 0 | 13491.5599 | 1.1802e-06 | 91 | Residential_2020_Technical_GWh_Before Competition Groups_91 | Solar Water Preheat (Pools/DHW) | 0.000118% | 0 | 0.015922 | Residential_2020_Technical_GWh_Before Competition Groups_Solar Water Preheat (Pools/DHW)
Residential | Res ¦ Photocell Controls (Outdoor) | 2020 | Technical | GWh | Before Competition Groups | 0.00035677 | 0 | 0 | 13491.5599 | 2.6444e-08 | 92 | Residential_2020_Technical_GWh_Before Competition Groups_92 | Photocell Controls (Outdoor) | 2.644e-06% | 0 | 0.00035677 | Residential_2020_Technical_GWh_Before Competition Groups_Photocell Controls (Outdoor)
Residential | Res ¦ Energy Star LED Bulbs General Purpose LEDs | 2021 | Economic | GWh | Before Competition Groups | 1338.1488 | 0 | 0 | 8393.0229 | 0.15944 | 1 | Residential_2021_Economic_GWh_Before Competition Groups_1 | Energy Star LED Bulbs General Purpose LEDs | 15.94% | 0 | 1338.1488 | Residential_2021_Economic_GWh_Before Competition Groups_Energy Star LED Bulbs General Purpose LEDs
Residential | Res ¦ Energy Star A Line, PAR, MR Lamps | 2021 | Economic | GWh | Before Competition Groups | 1295.3746 | 0 | 0 | 8393.0229 | 0.15434 | 2 | Residential_2021_Economic_GWh_Before Competition Groups_2 | Energy Star A Line, PAR, MR Lamps | 15.43% | 0 | 1295.3746 | Residential_2021_Economic_GWh_Before Competition Groups_Energy Star A Line, PAR, MR Lamps
Residential | Res ¦ Energy Star LED Specialty Bulbs | 2021 | Economic | GWh | Before Competition Groups | 1243.1835 | 0 | 0 | 8393.0229 | 0.14812 | 3 | Residential_2021_Economic_GWh_Before Competition Groups_3 | Energy Star LED Specialty Bulbs | 14.81% | 0 | 1243.1835 | Residential_2021_Economic_GWh_Before Competition Groups_Energy Star LED Specialty Bulbs
Residential | Res ¦ Adaptive Thermostat | 2021 | Economic | GWh | Before Competition Groups | 638.2914 | 0 | 0 | 8393.0229 | 0.07605 | 4 | Residential_2021_Economic_GWh_Before Competition Groups_4 | Adaptive Thermostat | 7.605% | 0 | 638.2914 | Residential_2021_Economic_GWh_Before Competition Groups_Adaptive Thermostat
Residential | Res ¦ Air Sealing | 2021 | Economic | GWh | Before Competition Groups | 566.7024 | 0 | 0 | 8393.0229 | 0.067521 | 5 | Residential_2021_Economic_GWh_Before Competition Groups_5 | Air Sealing | 6.752% | 0 | 566.7024 | Residential_2021_Economic_GWh_Before Competition Groups_Air Sealing
Residential | Res ¦ Variable Speed Pool Pump Motor | 2021 | Economic | GWh | Before Competition Groups | 416.1711 | 0 | 0 | 8393.0229 | 0.049585 | 6 | Residential_2021_Economic_GWh_Before Competition Groups_6 | Variable Speed Pool Pump Motor | 4.959% | 0 | 416.1711 | Residential_2021_Economic_GWh_Before Competition Groups_Variable Speed Pool Pump Motor
Residential | Res ¦ Car Block Heater Timer | 2021 | Economic | GWh | Before Competition Groups | 325.1616 | 0 | 0 | 8393.0229 | 0.038742 | 7 | Residential_2021_Economic_GWh_Before Competition Groups_7 | Car Block Heater Timer | 3.874% | 0 | 325.1616 | Residential_2021_Economic_GWh_Before Competition Groups_Car Block Heater Timer
Residential | Res ¦ Building Recommissioning, Operations and Maintenance (O&M) Improvements | 2021 | Economic | GWh | Before Competition Groups | 322.5251 | 0 | 0 | 8393.0229 | 0.038428 | 8 | Residential_2021_Economic_GWh_Before Competition Groups_8 | Building Recommissioning, Operations and Maintenance (O&M) Improvements | 3.843% | 0 | 322.5251 | Residential_2021_Economic_GWh_Before Competition Groups_Building Recommissioning, Operations and Maintenance (O&M) Improvements
Residential | Res ¦ Basement Wall Insulation | 2021 | Economic | GWh | Before Competition Groups | 297.4833 | 0 | 0 | 8393.0229 | 0.035444 | 9 | Residential_2021_Economic_GWh_Before Competition Groups_9 | Basement Wall Insulation | 3.544% | 0 | 297.4833 | Residential_2021_Economic_GWh_Before Competition Groups_Basement Wall Insulation
Residential | Res ¦ Attic Insulation | 2021 | Economic | GWh | Before Competition Groups | 229.4892 | 0 | 0 | 8393.0229 | 0.027343 | 10 | Residential_2021_Economic_GWh_Before Competition Groups_10 | Attic Insulation | 2.734% | 0 | 229.4892 | Residential_2021_Economic_GWh_Before Competition Groups_Attic Insulation
Residential | Res ¦ Energy Star Clothes Washer | 2021 | Economic | GWh | Before Competition Groups | 200.5499 | 0 | 0 | 8393.0229 | 0.023895 | 11 | Residential_2021_Economic_GWh_Before Competition Groups_11 | Energy Star Clothes Washer | 2.389% | 0 | 200.5499 | Residential_2021_Economic_GWh_Before Competition Groups_Energy Star Clothes Washer
Residential | Res ¦ Ductless Mini-Split Heat Pump | 2021 | Economic | GWh | Before Competition Groups | 168.7741 | 0 | 0 | 8393.0229 | 0.020109 | 12 | Residential_2021_Economic_GWh_Before Competition Groups_12 | Ductless Mini-Split Heat Pump | 2.011% | 0 | 168.7741 | Residential_2021_Economic_GWh_Before Competition Groups_Ductless Mini-Split Heat Pump
Residential | Res ¦ Comprehensive Draft Proofing | 2021 | Economic | GWh | Before Competition Groups | 164.0403 | 0 | 0 | 8393.0229 | 0.019545 | 13 | Residential_2021_Economic_GWh_Before Competition Groups_13 | Comprehensive Draft Proofing | 1.954% | 0 | 164.0403 | Residential_2021_Economic_GWh_Before Competition Groups_Comprehensive Draft Proofing
Residential | Res ¦ Energy Star Torchiere | 2021 | Economic | GWh | Before Competition Groups | 112.6872 | 0 | 0 | 8393.0229 | 0.013426 | 14 | Residential_2021_Economic_GWh_Before Competition Groups_14 | Energy Star Torchiere | 1.343% | 0 | 112.6872 | Residential_2021_Economic_GWh_Before Competition Groups_Energy Star Torchiere
Residential | Res ¦ Occupancy Sensors MF | 2021 | Economic | GWh | Before Competition Groups | 109.1689 | 0 | 0 | 8393.0229 | 0.013007 | 15 | Residential_2021_Economic_GWh_Before Competition Groups_15 | Occupancy Sensors MF | 1.301% | 0 | 109.1689 | Residential_2021_Economic_GWh_Before Competition Groups_Occupancy Sensors MF
Residential | Res ¦ Energy Star Air Source Heat Pump | 2021 | Economic | GWh | Before Competition Groups | 96.3462 | 0 | 0 | 8393.0229 | 0.011479 | 16 | Residential_2021_Economic_GWh_Before Competition Groups_16 | Energy Star Air Source Heat Pump | 1.148% | 0 | 96.3462 | Residential_2021_Economic_GWh_Before Competition Groups_Energy Star Air Source Heat Pump
Residential | Res ¦ Refrigerator Recycling | 2021 | Economic | GWh | Before Competition Groups | 84.5448 | 0 | 0 | 8393.0229 | 0.010073 | 17 | Residential_2021_Economic_GWh_Before Competition Groups_17 | Refrigerator Recycling | 1.007% | 0 | 84.5448 | Residential_2021_Economic_GWh_Before Competition Groups_Refrigerator Recycling
Residential | Res ¦ Clothes Drying Racks | 2021 | Economic | GWh | Before Competition Groups | 77.2016 | 0 | 0 | 8393.0229 | 0.0091983 | 18 | Residential_2021_Economic_GWh_Before Competition Groups_18 | Clothes Drying Racks | 0.9198% | 0 | 77.2016 | Residential_2021_Economic_GWh_Before Competition Groups_Clothes Drying Racks
Residential | Res ¦ Freezer Recycling | 2021 | Economic | GWh | Before Competition Groups | 74.1827 | 0 | 0 | 8393.0229 | 0.0088386 | 19 | Residential_2021_Economic_GWh_Before Competition Groups_19 | Freezer Recycling | 0.8839% | 0 | 74.1827 | Residential_2021_Economic_GWh_Before Competition Groups_Freezer Recycling
Residential | Res ¦ LED Parking Lot Fixture | 2021 | Economic | GWh | Before Competition Groups | 71.2795 | 0 | 0 | 8393.0229 | 0.0084927 | 20 | Residential_2021_Economic_GWh_Before Competition Groups_20 | LED Parking Lot Fixture | 0.8493% | 0 | 71.2795 | Residential_2021_Economic_GWh_Before Competition Groups_LED Parking Lot Fixture
Residential | Res ¦ Floor Insulation | 2021 | Economic | GWh | Before Competition Groups | 60.1457 | 0 | 0 | 8393.0229 | 0.0071662 | 21 | Residential_2021_Economic_GWh_Before Competition Groups_21 | Floor Insulation | 0.7166% | 0 | 60.1457 | Residential_2021_Economic_GWh_Before Competition Groups_Floor Insulation
Residential | Res ¦ Duct Insulation | 2021 | Economic | GWh | Before Competition Groups | 55.2931 | 0 | 0 | 8393.0229 | 0.006588 | 22 | Residential_2021_Economic_GWh_Before Competition Groups_22 | Duct Insulation | 0.6588% | 0 | 55.2931 | Residential_2021_Economic_GWh_Before Competition Groups_Duct Insulation
Residential | Res ¦ Advanced BAS/Controllers | 2021 | Economic | GWh | Before Competition Groups | 47.2054 | 0 | 0 | 8393.0229 | 0.0056244 | 23 | Residential_2021_Economic_GWh_Before Competition Groups_23 | Advanced BAS/Controllers | 0.5624% | 0 | 47.2054 | Residential_2021_Economic_GWh_Before Competition Groups_Advanced BAS/Controllers
Residential | Res ¦ Energy Star Light Fixture | 2021 | Economic | GWh | Before Competition Groups | 47.1568 | 0 | 0 | 8393.0229 | 0.0056186 | 24 | Residential_2021_Economic_GWh_Before Competition Groups_24 | Energy Star Light Fixture | 0.5619% | 0 | 47.1568 | Residential_2021_Economic_GWh_Before Competition Groups_Energy Star Light Fixture
Residential | Res ¦ Minimize Hot and Warm Clothes Wash | 2021 | Economic | GWh | Before Competition Groups | 41.2624 | 0 | 0 | 8393.0229 | 0.0049163 | 25 | Residential_2021_Economic_GWh_Before Competition Groups_25 | Minimize Hot and Warm Clothes Wash | 0.4916% | 0 | 41.2624 | Residential_2021_Economic_GWh_Before Competition Groups_Minimize Hot and Warm Clothes Wash
Residential | Res ¦ Furnace Whistle | 2021 | Economic | GWh | Before Competition Groups | 40.6484 | 0 | 0 | 8393.0229 | 0.0048431 | 26 | Residential_2021_Economic_GWh_Before Competition Groups_26 | Furnace Whistle | 0.4843% | 0 | 40.6484 | Residential_2021_Economic_GWh_Before Competition Groups_Furnace Whistle
Residential | Res ¦ Energy Star Room Air Conditioner | 2021 | Economic | GWh | Before Competition Groups | 36.5917 | 0 | 0 | 8393.0229 | 0.0043598 | 27 | Residential_2021_Economic_GWh_Before Competition Groups_27 | Energy Star Room Air Conditioner | 0.436% | 0 | 36.5917 | Residential_2021_Economic_GWh_Before Competition Groups_Energy Star Room Air Conditioner
Residential | Res ¦ LED Exterior Area Lights - LED Fixture (200W) | 2021 | Economic | GWh | Before Competition Groups | 32.3668 | 0 | 0 | 8393.0229 | 0.0038564 | 28 | Residential_2021_Economic_GWh_Before Competition Groups_28 | LED Exterior Area Lights - LED Fixture (200W) | 0.3856% | 0 | 32.3668 | Residential_2021_Economic_GWh_Before Competition Groups_LED Exterior Area Lights - LED Fixture (200W)
Residential | Res ¦ Outside Air Economizer | 2021 | Economic | GWh | Before Competition Groups | 25.6073 | 0 | 0 | 8393.0229 | 0.003051 | 29 | Residential_2021_Economic_GWh_Before Competition Groups_29 | Outside Air Economizer | 0.3051% | 0 | 25.6073 | Residential_2021_Economic_GWh_Before Competition Groups_Outside Air Economizer
Residential | Res ¦ Energy Star Clothes Dryer | 2021 | Economic | GWh | Before Competition Groups | 23.5195 | 0 | 0 | 8393.0229 | 0.0028023 | 30 | Residential_2021_Economic_GWh_Before Competition Groups_30 | Energy Star Clothes Dryer | 0.2802% | 0 | 23.5195 | Residential_2021_Economic_GWh_Before Competition Groups_Energy Star Clothes Dryer
Residential | Res ¦ Duct Insulation MF | 2021 | Economic | GWh | Before Competition Groups | 23.196 | 0 | 0 | 8393.0229 | 0.0027637 | 31 | Residential_2021_Economic_GWh_Before Competition Groups_31 | Duct Insulation MF | 0.2764% | 0 | 23.196 | Residential_2021_Economic_GWh_Before Competition Groups_Duct Insulation MF
Residential | Res ¦ Demand Control Ventilation | 2021 | Economic | GWh | Before Competition Groups | 21.7711 | 0 | 0 | 8393.0229 | 0.002594 | 32 | Residential_2021_Economic_GWh_Before Competition Groups_32 | Demand Control Ventilation | 0.2594% | 0 | 21.7711 | Residential_2021_Economic_GWh_Before Competition Groups_Demand Control Ventilation
Residential | Res ¦ Variable Frequency Drive (VFD) | 2021 | Economic | GWh | Before Competition Groups | 17.243 | 0 | 0 | 8393.0229 | 0.0020544 | 33 | Residential_2021_Economic_GWh_Before Competition Groups_33 | Variable Frequency Drive (VFD) | 0.2054% | 0 | 17.243 | Residential_2021_Economic_GWh_Before Competition Groups_Variable Frequency Drive (VFD)
Residential | Res ¦ CO Sensors for parking garage exhaust fans | 2021 | Economic | GWh | Before Competition Groups | 16.1562 | 0 | 0 | 8393.0229 | 0.001925 | 34 | Residential_2021_Economic_GWh_Before Competition Groups_34 | CO Sensors for parking garage exhaust fans | 0.1925% | 0 | 16.1562 | Residential_2021_Economic_GWh_Before Competition Groups_CO Sensors for parking garage exhaust fans
Residential | Res ¦ ENERGY STAR LED LAMPS (REFLECTOR LAMPs/MR16/PAR 16) | 2021 | Economic | GWh | Before Competition Groups | 15.1589 | 0 | 0 | 8393.0229 | 0.0018061 | 35 | Residential_2021_Economic_GWh_Before Competition Groups_35 | ENERGY STAR LED LAMPS (REFLECTOR LAMPs/MR16/PAR 16) | 0.1806% | 0 | 15.1589 | Residential_2021_Economic_GWh_Before Competition Groups_ENERGY STAR LED LAMPS (REFLECTOR LAMPs/MR16/PAR 16)
Residential | Res ¦ Water Heater Temperature Setback | 2021 | Economic | GWh | Before Competition Groups | 12.885 | 0 | 0 | 8393.0229 | 0.0015352 | 36 | Residential_2021_Economic_GWh_Before Competition Groups_36 | Water Heater Temperature Setback | 0.1535% | 0 | 12.885 | Residential_2021_Economic_GWh_Before Competition Groups_Water Heater Temperature Setback
Residential | Res ¦ LED Tube Re-Lamp | 2021 | Economic | GWh | Before Competition Groups | 12.4206 | 0 | 0 | 8393.0229 | 0.0014799 | 37 | Residential_2021_Economic_GWh_Before Competition Groups_37 | LED Tube Re-Lamp | 0.148% | 0 | 12.4206 | Residential_2021_Economic_GWh_Before Competition Groups_LED Tube Re-Lamp
Residential | Res ¦ Heat Recovery Ventilator | 2021 | Economic | GWh | Before Competition Groups | 10.1091 | 0 | 0 | 8393.0229 | 0.0012045 | 38 | Residential_2021_Economic_GWh_Before Competition Groups_38 | Heat Recovery Ventilator | 0.1204% | 0 | 10.1091 | Residential_2021_Economic_GWh_Before Competition Groups_Heat Recovery Ventilator
Residential | Res ¦ VFD on Pumps | 2021 | Economic | GWh | Before Competition Groups | 5.3024 | 0 | 0 | 8393.0229 | 0.00063177 | 39 | Residential_2021_Economic_GWh_Before Competition Groups_39 | VFD on Pumps | 0.06318% | 0 | 5.3024 | Residential_2021_Economic_GWh_Before Competition Groups_VFD on Pumps
Residential | Res ¦ Condensing Make Up Air Unit | 2021 | Economic | GWh | Before Competition Groups | 4.4036 | 0 | 0 | 8393.0229 | 0.00052467 | 40 | Residential_2021_Economic_GWh_Before Competition Groups_40 | Condensing Make Up Air Unit | 0.05247% | 0 | 4.4036 | Residential_2021_Economic_GWh_Before Competition Groups_Condensing Make Up Air Unit
Residential | Res ¦ High Efficiency Chiller (avg of water and air cooled) | 2021 | Economic | GWh | Before Competition Groups | 4.0687 | 0 | 0 | 8393.0229 | 0.00048477 | 41 | Residential_2021_Economic_GWh_Before Competition Groups_41 | High Efficiency Chiller (avg of water and air cooled) | 0.04848% | 0 | 4.0687 | Residential_2021_Economic_GWh_Before Competition Groups_High Efficiency Chiller (avg of water and air cooled)
Residential | Res ¦ ENERGY STAR LED Lamps (General Service Lamps) | 2021 | Economic | GWh | Before Competition Groups | 3.362 | 0 | 0 | 8393.0229 | 0.00040057 | 42 | Residential_2021_Economic_GWh_Before Competition Groups_42 | ENERGY STAR LED Lamps (General Service Lamps) | 0.04006% | 0 | 3.362 | Residential_2021_Economic_GWh_Before Competition Groups_ENERGY STAR LED Lamps (General Service Lamps)
Residential | Res ¦ ECM MOTORS FOR HVAC APPLICATION (FAN-POWERED VAV BOX) | 2021 | Economic | GWh | Before Competition Groups | 2.6104 | 0 | 0 | 8393.0229 | 0.00031102 | 43 | Residential_2021_Economic_GWh_Before Competition Groups_43 | ECM MOTORS FOR HVAC APPLICATION (FAN-POWERED VAV BOX) | 0.0311% | 0 | 2.6104 | Residential_2021_Economic_GWh_Before Competition Groups_ECM MOTORS FOR HVAC APPLICATION (FAN-POWERED VAV BOX)
Residential | Res ¦ Beverage Vending Machine Controls | 2021 | Economic | GWh | Before Competition Groups | 1.5468 | 0 | 0 | 8393.0229 | 0.00018429 | 44 | Residential_2021_Economic_GWh_Before Competition Groups_44 | Beverage Vending Machine Controls | 0.01843% | 0 | 1.5468 | Residential_2021_Economic_GWh_Before Competition Groups_Beverage Vending Machine Controls
Residential | Res ¦ Wall Insulation | 2021 | Economic | GWh | Before Competition Groups | 0.86457 | 0 | 0 | 8393.0229 | 0.00010301 | 45 | Residential_2021_Economic_GWh_Before Competition Groups_45 | Wall Insulation | 0.0103% | 0 | 0.86457 | Residential_2021_Economic_GWh_Before Competition Groups_Wall Insulation
Residential | Res ¦ Home Energy Reports | 2021 | Economic | GWh | Before Competition Groups | 0.387 | 0 | 0 | 8393.0229 | 4.6109e-05 | 46 | Residential_2021_Economic_GWh_Before Competition Groups_46 | Home Energy Reports | 0.004611% | 0 | 0.387 | Residential_2021_Economic_GWh_Before Competition Groups_Home Energy Reports
Residential | Res ¦ LED High Bay Fixture | 2021 | Economic | GWh | Before Competition Groups | 0.2755 | 0 | 0 | 8393.0229 | 3.2825e-05 | 47 | Residential_2021_Economic_GWh_Before Competition Groups_47 | LED High Bay Fixture | 0.003283% | 0 | 0.2755 | Residential_2021_Economic_GWh_Before Competition Groups_LED High Bay Fixture
Residential | Res ¦ Chilled Water Optimization | 2021 | Economic | GWh | Before Competition Groups | 0.10642 | 0 | 0 | 8393.0229 | 1.268e-05 | 48 | Residential_2021_Economic_GWh_Before Competition Groups_48 | Chilled Water Optimization | 0.001268% | 0 | 0.10642 | Residential_2021_Economic_GWh_Before Competition Groups_Chilled Water Optimization
Residential | Res ¦ Wall Insulation MF | 2021 | Economic | GWh | Before Competition Groups | 0.052398 | 0 | 0 | 8393.0229 | 6.243e-06 | 49 | Residential_2021_Economic_GWh_Before Competition Groups_49 | Wall Insulation MF | 0.0006243% | 0 | 0.052398 | Residential_2021_Economic_GWh_Before Competition Groups_Wall Insulation MF
Residential | Res ¦ Energy Star Dehumidifier | 2021 | Economic | GWh | Before Competition Groups | 0 | 0 | 0 | 8393.0229 | 0 | 50 | Residential_2021_Economic_GWh_Before Competition Groups_50 | Energy Star Dehumidifier | 0% | 0 | 0 | Residential_2021_Economic_GWh_Before Competition Groups_Energy Star Dehumidifier
Residential | Res ¦ Energy Star Freezer | 2021 | Economic | GWh | Before Competition Groups | 0 | 0 | 0 | 8393.0229 | 0 | 51 | Residential_2021_Economic_GWh_Before Competition Groups_51 | Energy Star Freezer | 0% | 0 | 0 | Residential_2021_Economic_GWh_Before Competition Groups_Energy Star Freezer
Residential | Res ¦ Heavy Duty Outdoor/Holiday Plug-in Timers | 2021 | Economic | GWh | Before Competition Groups | 0 | 0 | 0 | 8393.0229 | 0 | 52 | Residential_2021_Economic_GWh_Before Competition Groups_52 | Heavy Duty Outdoor/Holiday Plug-in Timers | 0% | 0 | 0 | Residential_2021_Economic_GWh_Before Competition Groups_Heavy Duty Outdoor/Holiday Plug-in Timers
Residential | Res ¦ LED Downlight | 2021 | Economic | GWh | Before Competition Groups | 0 | 0 | 0 | 8393.0229 | 0 | 53 | Residential_2021_Economic_GWh_Before Competition Groups_53 | LED Downlight | 0% | 0 | 0 | Residential_2021_Economic_GWh_Before Competition Groups_LED Downlight
Residential | Res ¦ Smart Burners | 2021 | Economic | GWh | Before Competition Groups | 0 | 0 | 0 | 8393.0229 | 0 | 54 | Residential_2021_Economic_GWh_Before Competition Groups_54 | Smart Burners | 0% | 0 | 0 | Residential_2021_Economic_GWh_Before Competition Groups_Smart Burners
Residential | Res ¦ Smart Power Bar | 2021 | Economic | GWh | Before Competition Groups | 0 | 0 | 0 | 8393.0229 | 0 | 55 | Residential_2021_Economic_GWh_Before Competition Groups_55 | Smart Power Bar | 0% | 0 | 0 | Residential_2021_Economic_GWh_Before Competition Groups_Smart Power Bar
Residential | Res ¦ Tankless Water Heater | 2021 | Economic | GWh | Before Competition Groups | 0 | 0 | 0 | 8393.0229 | 0 | 56 | Residential_2021_Economic_GWh_Before Competition Groups_56 | Tankless Water Heater | 0% | 0 | 0 | Residential_2021_Economic_GWh_Before Competition Groups_Tankless Water Heater
Residential | Res ¦ Energy Star LED Specialty Bulbs | 2021 | SC A | GWh | Before Competition Groups | 323.0263 | 0 | 0 | 756.6973 | 0.42689 | 1 | Residential_2021_SC A_GWh_Before Competition Groups_1 | Energy Star LED Specialty Bulbs | 42.69% | 0 | 323.0263 | Residential_2021_SC A_GWh_Before Competition Groups_Energy Star LED Specialty Bulbs
Residential | Res ¦ Energy Star A Line, PAR, MR Lamps | 2021 | SC A | GWh | Before Competition Groups | 75.223 | 0 | 0 | 756.6973 | 0.09941 | 2 | Residential_2021_SC A_GWh_Before Competition Groups_2 | Energy Star A Line, PAR, MR Lamps | 9.941% | 0 | 75.223 | Residential_2021_SC A_GWh_Before Competition Groups_Energy Star A Line, PAR, MR Lamps
Residential | Res ¦ Energy Star Clothes Washer | 2021 | SC A | GWh | Before Competition Groups | 61.5632 | 0 | 0 | 756.6973 | 0.081358 | 3 | Residential_2021_SC A_GWh_Before Competition Groups_3 | Energy Star Clothes Washer | 8.136% | 0 | 61.5632 | Residential_2021_SC A_GWh_Before Competition Groups_Energy Star Clothes Washer
Residential | Res ¦ Ductless Mini-Split Heat Pump | 2021 | SC A | GWh | Before Competition Groups | 37.0731 | 0 | 0 | 756.6973 | 0.048993 | 4 | Residential_2021_SC A_GWh_Before Competition Groups_4 | Ductless Mini-Split Heat Pump | 4.899% | 0 | 37.0731 | Residential_2021_SC A_GWh_Before Competition Groups_Ductless Mini-Split Heat Pump
Residential | Res ¦ LED Parking Lot Fixture | 2021 | SC A | GWh | Before Competition Groups | 29.4373 | 0 | 0 | 756.6973 | 0.038902 | 5 | Residential_2021_SC A_GWh_Before Competition Groups_5 | LED Parking Lot Fixture | 3.89% | 0 | 29.4373 | Residential_2021_SC A_GWh_Before Competition Groups_LED Parking Lot Fixture
Residential | Res ¦ Car Block Heater Timer | 2021 | SC A | GWh | Before Competition Groups | 27.982 | 0 | 0 | 756.6973 | 0.036979 | 6 | Residential_2021_SC A_GWh_Before Competition Groups_6 | Car Block Heater Timer | 3.698% | 0 | 27.982 | Residential_2021_SC A_GWh_Before Competition Groups_Car Block Heater Timer
Residential | Res ¦ Building Recommissioning, Operations and Maintenance (O&M) Improvements | 2021 | SC A | GWh | Before Competition Groups | 23.582 | 0 | 0 | 756.6973 | 0.031164 | 7 | Residential_2021_SC A_GWh_Before Competition Groups_7 | Building Recommissioning, Operations and Maintenance (O&M) Improvements | 3.116% | 0 | 23.582 | Residential_2021_SC A_GWh_Before Competition Groups_Building Recommissioning, Operations and Maintenance (O&M) Improvements
Residential | Res ¦ Variable Speed Pool Pump Motor | 2021 | SC A | GWh | Before Competition Groups | 22.0544 | 0 | 0 | 756.6973 | 0.029146 | 8 | Residential_2021_SC A_GWh_Before Competition Groups_8 | Variable Speed Pool Pump Motor | 2.915% | 0 | 22.0544 | Residential_2021_SC A_GWh_Before Competition Groups_Variable Speed Pool Pump Motor
Residential | Res ¦ Adaptive Thermostat | 2021 | SC A | GWh | Before Competition Groups | 17.6926 | 0 | 0 | 756.6973 | 0.023381 | 9 | Residential_2021_SC A_GWh_Before Competition Groups_9 | Adaptive Thermostat | 2.338% | 0 | 17.6926 | Residential_2021_SC A_GWh_Before Competition Groups_Adaptive Thermostat
Residential | Res ¦ Energy Star Torchiere | 2021 | SC A | GWh | Before Competition Groups | 16.4751 | 0 | 0 | 756.6973 | 0.021772 | 10 | Residential_2021_SC A_GWh_Before Competition Groups_10 | Energy Star Torchiere | 2.177% | 0 | 16.4751 | Residential_2021_SC A_GWh_Before Competition Groups_Energy Star Torchiere
Residential | Res ¦ LED Exterior Area Lights - LED Fixture (200W) | 2021 | SC A | GWh | Before Competition Groups | 12.7962 | 0 | 0 | 756.6973 | 0.016911 | 11 | Residential_2021_SC A_GWh_Before Competition Groups_11 | LED Exterior Area Lights - LED Fixture (200W) | 1.691% | 0 | 12.7962 | Residential_2021_SC A_GWh_Before Competition Groups_LED Exterior Area Lights - LED Fixture (200W)
Residential | Res ¦ Comprehensive Draft Proofing | 2021 | SC A | GWh | Before Competition Groups | 11.6847 | 0 | 0 | 756.6973 | 0.015442 | 12 | Residential_2021_SC A_GWh_Before Competition Groups_12 | Comprehensive Draft Proofing | 1.544% | 0 | 11.6847 | Residential_2021_SC A_GWh_Before Competition Groups_Comprehensive Draft Proofing
Residential | Res ¦ Air Sealing | 2021 | SC A | GWh | Before Competition Groups | 11.4136 | 0 | 0 | 756.6973 | 0.015083 | 13 | Residential_2021_SC A_GWh_Before Competition Groups_13 | Air Sealing | 1.508% | 0 | 11.4136 | Residential_2021_SC A_GWh_Before Competition Groups_Air Sealing
Residential | Res ¦ Basement Wall Insulation | 2021 | SC A | GWh | Before Competition Groups | 9.967 | 0 | 0 | 756.6973 | 0.013172 | 14 | Residential_2021_SC A_GWh_Before Competition Groups_14 | Basement Wall Insulation | 1.317% | 0 | 9.967 | Residential_2021_SC A_GWh_Before Competition Groups_Basement Wall Insulation
Residential | Res ¦ LED Tube Re-Lamp | 2021 | SC A | GWh | Before Competition Groups | 9.7611 | 0 | 0 | 756.6973 | 0.0129 | 15 | Residential_2021_SC A_GWh_Before Competition Groups_15 | LED Tube Re-Lamp | 1.29% | 0 | 9.7611 | Residential_2021_SC A_GWh_Before Competition Groups_LED Tube Re-Lamp
Residential | Res ¦ Occupancy Sensors MF | 2021 | SC A | GWh | Before Competition Groups | 8.2028 | 0 | 0 | 756.6973 | 0.01084 | 16 | Residential_2021_SC A_GWh_Before Competition Groups_16 | Occupancy Sensors MF | 1.084% | 0 | 8.2028 | Residential_2021_SC A_GWh_Before Competition Groups_Occupancy Sensors MF
Residential | Res ¦ ENERGY STAR LED LAMPS (REFLECTOR LAMPs/MR16/PAR 16) | 2021 | SC A | GWh | Before Competition Groups | 7.8466 | 0 | 0 | 756.6973 | 0.01037 | 17 | Residential_2021_SC A_GWh_Before Competition Groups_17 | ENERGY STAR LED LAMPS (REFLECTOR LAMPs/MR16/PAR 16) | 1.037% | 0 | 7.8466 | Residential_2021_SC A_GWh_Before Competition Groups_ENERGY STAR LED LAMPS (REFLECTOR LAMPs/MR16/PAR 16)
Residential | Res ¦ Energy Star Light Fixture | 2021 | SC A | GWh | Before Competition Groups | 7.4662 | 0 | 0 | 756.6973 | 0.0098669 | 18 | Residential_2021_SC A_GWh_Before Competition Groups_18 | Energy Star Light Fixture | 0.9867% | 0 | 7.4662 | Residential_2021_SC A_GWh_Before Competition Groups_Energy Star Light Fixture
Residential | Res ¦ Energy Star Air Source Heat Pump | 2021 | SC A | GWh | Before Competition Groups | 5.4316 | 0 | 0 | 756.6973 | 0.007178 | 19 | Residential_2021_SC A_GWh_Before Competition Groups_19 | Energy Star Air Source Heat Pump | 0.7178% | 0 | 5.4316 | Residential_2021_SC A_GWh_Before Competition Groups_Energy Star Air Source Heat Pump
Residential | Res ¦ Minimize Hot and Warm Clothes Wash | 2021 | SC A | GWh | Before Competition Groups | 4.7213 | 0 | 0 | 756.6973 | 0.0062394 | 20 | Residential_2021_SC A_GWh_Before Competition Groups_20 | Minimize Hot and Warm Clothes Wash | 0.6239% | 0 | 4.7213 | Residential_2021_SC A_GWh_Before Competition Groups_Minimize Hot and Warm Clothes Wash
Residential | Res ¦ Refrigerator Recycling | 2021 | SC A | GWh | Before Competition Groups | 4.5959 | 0 | 0 | 756.6973 | 0.0060736 | 21 | Residential_2021_SC A_GWh_Before Competition Groups_21 | Refrigerator Recycling | 0.6074% | 0 | 4.5959 | Residential_2021_SC A_GWh_Before Competition Groups_Refrigerator Recycling
Residential | Res ¦ Outside Air Economizer | 2021 | SC A | GWh | Before Competition Groups | 4.029 | 0 | 0 | 756.6973 | 0.0053244 | 22 | Residential_2021_SC A_GWh_Before Competition Groups_22 | Outside Air Economizer | 0.5324% | 0 | 4.029 | Residential_2021_SC A_GWh_Before Competition Groups_Outside Air Economizer
Residential | Res ¦ Attic Insulation | 2021 | SC A | GWh | Before Competition Groups | 3.6549 | 0 | 0 | 756.6973 | 0.0048301 | 23 | Residential_2021_SC A_GWh_Before Competition Groups_23 | Attic Insulation | 0.483% | 0 | 3.6549 | Residential_2021_SC A_GWh_Before Competition Groups_Attic Insulation
Residential | Res ¦ High Efficiency Chiller (avg of water and air cooled) | 2021 | SC A | GWh | Before Competition Groups | 3.2452 | 0 | 0 | 756.6973 | 0.0042886 | 24 | Residential_2021_SC A_GWh_Before Competition Groups_24 | High Efficiency Chiller (avg of water and air cooled) | 0.4289% | 0 | 3.2452 | Residential_2021_SC A_GWh_Before Competition Groups_High Efficiency Chiller (avg of water and air cooled)
Residential | Res ¦ Furnace Whistle | 2021 | SC A | GWh | Before Competition Groups | 2.9721 | 0 | 0 | 756.6973 | 0.0039277 | 25 | Residential_2021_SC A_GWh_Before Competition Groups_25 | Furnace Whistle | 0.3928% | 0 | 2.9721 | Residential_2021_SC A_GWh_Before Competition Groups_Furnace Whistle
Residential | Res ¦ Energy Star Room Air Conditioner | 2021 | SC A | GWh | Before Competition Groups | 2.8303 | 0 | 0 | 756.6973 | 0.0037404 | 26 | Residential_2021_SC A_GWh_Before Competition Groups_26 | Energy Star Room Air Conditioner | 0.374% | 0 | 2.8303 | Residential_2021_SC A_GWh_Before Competition Groups_Energy Star Room Air Conditioner
Residential | Res ¦ Advanced BAS/Controllers | 2021 | SC A | GWh | Before Competition Groups | 2.3821 | 0 | 0 | 756.6973 | 0.003148 | 27 | Residential_2021_SC A_GWh_Before Competition Groups_27 | Advanced BAS/Controllers | 0.3148% | 0 | 2.3821 | Residential_2021_SC A_GWh_Before Competition Groups_Advanced BAS/Controllers
Residential | Res ¦ ENERGY STAR LED Lamps (General Service Lamps) | 2021 | SC A | GWh | Before Competition Groups | 2.157 | 0 | 0 | 756.6973 | 0.0028505 | 28 | Residential_2021_SC A_GWh_Before Competition Groups_28 | ENERGY STAR LED Lamps (General Service Lamps) | 0.2851% | 0 | 2.157 | Residential_2021_SC A_GWh_Before Competition Groups_ENERGY STAR LED Lamps (General Service Lamps)
Residential | Res ¦ Energy Star Clothes Dryer | 2021 | SC A | GWh | Before Competition Groups | 1.4222 | 0 | 0 | 756.6973 | 0.0018794 | 29 | Residential_2021_SC A_GWh_Before Competition Groups_29 | Energy Star Clothes Dryer | 0.1879% | 0 | 1.4222 | Residential_2021_SC A_GWh_Before Competition Groups_Energy Star Clothes Dryer
Residential | Res ¦ Variable Frequency Drive (VFD) | 2021 | SC A | GWh | Before Competition Groups | 1.2608 | 0 | 0 | 756.6973 | 0.0016661 | 30 | Residential_2021_SC A_GWh_Before Competition Groups_30 | Variable Frequency Drive (VFD) | 0.1666% | 0 | 1.2608 | Residential_2021_SC A_GWh_Before Competition Groups_Variable Frequency Drive (VFD)
Residential | Res ¦ Demand Control Ventilation | 2021 | SC A | GWh | Before Competition Groups | 0.9668 | 0 | 0 | 756.6973 | 0.0012777 | 31 | Residential_2021_SC A_GWh_Before Competition Groups_31 | Demand Control Ventilation | 0.1278% | 0 | 0.9668 | Residential_2021_SC A_GWh_Before Competition Groups_Demand Control Ventilation
Residential | Res ¦ CO Sensors for parking garage exhaust fans | 2021 | SC A | GWh | Before Competition Groups | 0.95016 | 0 | 0 | 756.6973 | 0.0012557 | 32 | Residential_2021_SC A_GWh_Before Competition Groups_32 | CO Sensors for parking garage exhaust fans | 0.1256% | 0 | 0.95016 | Residential_2021_SC A_GWh_Before Competition Groups_CO Sensors for parking garage exhaust fans
Residential | Res ¦ Water Heater Temperature Setback | 2021 | SC A | GWh | Before Competition Groups | 0.93565 | 0 | 0 | 756.6973 | 0.0012365 | 33 | Residential_2021_SC A_GWh_Before Competition Groups_33 | Water Heater Temperature Setback | 0.1236% | 0 | 0.93565 | Residential_2021_SC A_GWh_Before Competition Groups_Water Heater Temperature Setback
Residential | Res ¦ Clothes Drying Racks | 2021 | SC A | GWh | Before Competition Groups | 0.39057 | 0 | 0 | 756.6973 | 0.00051614 | 34 | Residential_2021_SC A_GWh_Before Competition Groups_34 | Clothes Drying Racks | 0.05161% | 0 | 0.39057 | Residential_2021_SC A_GWh_Before Competition Groups_Clothes Drying Racks
Residential | Res ¦ VFD on Pumps | 2021 | SC A | GWh | Before Competition Groups | 0.3612 | 0 | 0 | 756.6973 | 0.00047734 | 35 | Residential_2021_SC A_GWh_Before Competition Groups_35 | VFD on Pumps | 0.04773% | 0 | 0.3612 | Residential_2021_SC A_GWh_Before Competition Groups_VFD on Pumps
Residential | Res ¦ Floor Insulation | 2021 | SC A | GWh | Before Competition Groups | 0.25639 | 0 | 0 | 756.6973 | 0.00033883 | 36 | Residential_2021_SC A_GWh_Before Competition Groups_36 | Floor Insulation | 0.03388% | 0 | 0.25639 | Residential_2021_SC A_GWh_Before Competition Groups_Floor Insulation
Residential | Res ¦ Condensing Make Up Air Unit | 2021 | SC A | GWh | Before Competition Groups | 0.22761 | 0 | 0 | 756.6973 | 0.0003008 | 37 | Residential_2021_SC A_GWh_Before Competition Groups_37 | Condensing Make Up Air Unit | 0.03008% | 0 | 0.22761 | Residential_2021_SC A_GWh_Before Competition Groups_Condensing Make Up Air Unit
Residential | Res ¦ ECM MOTORS FOR HVAC APPLICATION (FAN-POWERED VAV BOX) | 2021 | SC A | GWh | Before Competition Groups | 0.18942 | 0 | 0 | 756.6973 | 0.00025032 | 38 | Residential_2021_SC A_GWh_Before Competition Groups_38 | ECM MOTORS FOR HVAC APPLICATION (FAN-POWERED VAV BOX) | 0.02503% | 0 | 0.18942 | Residential_2021_SC A_GWh_Before Competition Groups_ECM MOTORS FOR HVAC APPLICATION (FAN-POWERED VAV BOX)
Residential | Res ¦ Duct Insulation | 2021 | SC A | GWh | Before Competition Groups | 0.16595 | 0 | 0 | 756.6973 | 0.00021931 | 39 | Residential_2021_SC A_GWh_Before Competition Groups_39 | Duct Insulation | 0.02193% | 0 | 0.16595 | Residential_2021_SC A_GWh_Before Competition Groups_Duct Insulation
Residential | Res ¦ Duct Insulation MF | 2021 | SC A | GWh | Before Competition Groups | 0.088293 | 0 | 0 | 756.6973 | 0.00011668 | 40 | Residential_2021_SC A_GWh_Before Competition Groups_40 | Duct Insulation MF | 0.01167% | 0 | 0.088293 | Residential_2021_SC A_GWh_Before Competition Groups_Duct Insulation MF
Residential | Res ¦ Beverage Vending Machine Controls | 2021 | SC A | GWh | Before Competition Groups | 0.082367 | 0 | 0 | 756.6973 | 0.00010885 | 41 | Residential_2021_SC A_GWh_Before Competition Groups_41 | Beverage Vending Machine Controls | 0.01089% | 0 | 0.082367 | Residential_2021_SC A_GWh_Before Competition Groups_Beverage Vending Machine Controls
Residential | Res ¦ Heat Recovery Ventilator | 2021 | SC A | GWh | Before Competition Groups | 0.068422 | 0 | 0 | 756.6973 | 9.0422e-05 | 42 | Residential_2021_SC A_GWh_Before Competition Groups_42 | Heat Recovery Ventilator | 0.009042% | 0 | 0.068422 | Residential_2021_SC A_GWh_Before Competition Groups_Heat Recovery Ventilator
Residential | Res ¦ Home Energy Reports | 2021 | SC A | GWh | Before Competition Groups | 0.024721 | 0 | 0 | 756.6973 | 3.267e-05 | 43 | Residential_2021_SC A_GWh_Before Competition Groups_43 | Home Energy Reports | 0.003267% | 0 | 0.024721 | Residential_2021_SC A_GWh_Before Competition Groups_Home Energy Reports
Residential | Res ¦ Chilled Water Optimization | 2021 | SC A | GWh | Before Competition Groups | 0.020428 | 0 | 0 | 756.6973 | 2.6997e-05 | 44 | Residential_2021_SC A_GWh_Before Competition Groups_44 | Chilled Water Optimization | 0.0027% | 0 | 0.020428 | Residential_2021_SC A_GWh_Before Competition Groups_Chilled Water Optimization
Residential | Res ¦ LED High Bay Fixture | 2021 | SC A | GWh | Before Competition Groups | 0.015559 | 0 | 0 | 756.6973 | 2.0561e-05 | 45 | Residential_2021_SC A_GWh_Before Competition Groups_45 | LED High Bay Fixture | 0.002056% | 0 | 0.015559 | Residential_2021_SC A_GWh_Before Competition Groups_LED High Bay Fixture
Residential | Res ¦ Wall Insulation | 2021 | SC A | GWh | Before Competition Groups | 0.0019764 | 0 | 0 | 756.6973 | 2.6119e-06 | 46 | Residential_2021_SC A_GWh_Before Competition Groups_46 | Wall Insulation | 0.0002612% | 0 | 0.0019764 | Residential_2021_SC A_GWh_Before Competition Groups_Wall Insulation
Residential | Res ¦ Wall Insulation MF | 2021 | SC A | GWh | Before Competition Groups | 0.0017574 | 0 | 0 | 756.6973 | 2.3225e-06 | 47 | Residential_2021_SC A_GWh_Before Competition Groups_47 | Wall Insulation MF | 0.0002323% | 0 | 0.0017574 | Residential_2021_SC A_GWh_Before Competition Groups_Wall Insulation MF
Residential | Res ¦ Freezer Recycling | 2021 | SC A | GWh | Before Competition Groups | 0.00049564 | 0 | 0 | 756.6973 | 6.55e-07 | 48 | Residential_2021_SC A_GWh_Before Competition Groups_48 | Freezer Recycling | 6.55e-05% | 0 | 0.00049564 | Residential_2021_SC A_GWh_Before Competition Groups_Freezer Recycling
Residential | Res ¦ Energy Star LED Bulbs General Purpose LEDs | 2021 | SC A | GWh | Before Competition Groups | 1.2356e-07 | 0 | 0 | 756.6973 | 1.6329e-10 | 49 | Residential_2021_SC A_GWh_Before Competition Groups_49 | Energy Star LED Bulbs General Purpose LEDs | 1.633e-08% | 0 | 1.2356e-07 | Residential_2021_SC A_GWh_Before Competition Groups_Energy Star LED Bulbs General Purpose LEDs
Residential | Res ¦ Energy Star Dehumidifier | 2021 | SC A | GWh | Before Competition Groups | 0 | 0 | 0 | 756.6973 | 0 | 50 | Residential_2021_SC A_GWh_Before Competition Groups_50 | Energy Star Dehumidifier | 0% | 0 | 0 | Residential_2021_SC A_GWh_Before Competition Groups_Energy Star Dehumidifier
Residential | Res ¦ Energy Star Freezer | 2021 | SC A | GWh | Before Competition Groups | 0 | 0 | 0 | 756.6973 | 0 | 51 | Residential_2021_SC A_GWh_Before Competition Groups_51 | Energy Star Freezer | 0% | 0 | 0 | Residential_2021_SC A_GWh_Before Competition Groups_Energy Star Freezer
Residential | Res ¦ Heavy Duty Outdoor/Holiday Plug-in Timers | 2021 | SC A | GWh | Before Competition Groups | 0 | 0 | 0 | 756.6973 | 0 | 52 | Residential_2021_SC A_GWh_Before Competition Groups_52 | Heavy Duty Outdoor/Holiday Plug-in Timers | 0% | 0 | 0 | Residential_2021_SC A_GWh_Before Competition Groups_Heavy Duty Outdoor/Holiday Plug-in Timers
Residential | Res ¦ LED Downlight | 2021 | SC A | GWh | Before Competition Groups | 0 | 0 | 0 | 756.6973 | 0 | 53 | Residential_2021_SC A_GWh_Before Competition Groups_53 | LED Downlight | 0% | 0 | 0 | Residential_2021_SC A_GWh_Before Competition Groups_LED Downlight
Residential | Res ¦ Smart Burners | 2021 | SC A | GWh | Before Competition Groups | 0 | 0 | 0 | 756.6973 | 0 | 54 | Residential_2021_SC A_GWh_Before Competition Groups_54 | Smart Burners | 0% | 0 | 0 | Residential_2021_SC A_GWh_Before Competition Groups_Smart Burners
Residential | Res ¦ Smart Power Bar | 2021 | SC A | GWh | Before Competition Groups | 0 | 0 | 0 | 756.6973 | 0 | 55 | Residential_2021_SC A_GWh_Before Competition Groups_55 | Smart Power Bar | 0% | 0 | 0 | Residential_2021_SC A_GWh_Before Competition Groups_Smart Power Bar
Residential | Res ¦ Tankless Water Heater | 2021 | SC A | GWh | Before Competition Groups | 0 | 0 | 0 | 756.6973 | 0 | 56 | Residential_2021_SC A_GWh_Before Competition Groups_56 | Tankless Water Heater | 0% | 0 | 0 | Residential_2021_SC A_GWh_Before Competition Groups_Tankless Water Heater
Residential | Res ¦ Energy Star LED Bulbs General Purpose LEDs | 2021 | SC B | GWh | Before Competition Groups | 169.3668 | 0 | 0 | 1105.9917 | 0.15314 | 1 | Residential_2021_SC B_GWh_Before Competition Groups_1 | Energy Star LED Bulbs General Purpose LEDs | 15.31% | 0 | 169.3668 | Residential_2021_SC B_GWh_Before Competition Groups_Energy Star LED Bulbs General Purpose LEDs
Residential | Res ¦ Energy Star LED Specialty Bulbs | 2021 | SC B | GWh | Before Competition Groups | 156.9797 | 0 | 0 | 1105.9917 | 0.14194 | 2 | Residential_2021_SC B_GWh_Before Competition Groups_2 | Energy Star LED Specialty Bulbs | 14.19% | 0 | 156.9797 | Residential_2021_SC B_GWh_Before Competition Groups_Energy Star LED Specialty Bulbs
Residential | Res ¦ Energy Star Clothes Washer | 2021 | SC B | GWh | Before Competition Groups | 100.1348 | 0 | 0 | 1105.9917 | 0.090538 | 3 | Residential_2021_SC B_GWh_Before Competition Groups_3 | Energy Star Clothes Washer | 9.054% | 0 | 100.1348 | Residential_2021_SC B_GWh_Before Competition Groups_Energy Star Clothes Washer
Residential | Res ¦ Energy Star A Line, PAR, MR Lamps | 2021 | SC B | GWh | Before Competition Groups | 89.4906 | 0 | 0 | 1105.9917 | 0.080914 | 4 | Residential_2021_SC B_GWh_Before Competition Groups_4 | Energy Star A Line, PAR, MR Lamps | 8.091% | 0 | 89.4906 | Residential_2021_SC B_GWh_Before Competition Groups_Energy Star A Line, PAR, MR Lamps
Residential | Res ¦ Variable Speed Pool Pump Motor | 2021 | SC B | GWh | Before Competition Groups | 81.5325 | 0 | 0 | 1105.9917 | 0.073719 | 5 | Residential_2021_SC B_GWh_Before Competition Groups_5 | Variable Speed Pool Pump Motor | 7.372% | 0 | 81.5325 | Residential_2021_SC B_GWh_Before Competition Groups_Variable Speed Pool Pump Motor
Residential | Res ¦ Car Block Heater Timer | 2021 | SC B | GWh | Before Competition Groups | 65.0861 | 0 | 0 | 1105.9917 | 0.058849 | 6 | Residential_2021_SC B_GWh_Before Competition Groups_6 | Car Block Heater Timer | 5.885% | 0 | 65.0861 | Residential_2021_SC B_GWh_Before Competition Groups_Car Block Heater Timer
Residential | Res ¦ Building Recommissioning, Operations and Maintenance (O&M) Improvements | 2021 | SC B | GWh | Before Competition Groups | 63.1926 | 0 | 0 | 1105.9917 | 0.057137 | 7 | Residential_2021_SC B_GWh_Before Competition Groups_7 | Building Recommissioning, Operations and Maintenance (O&M) Improvements | 5.714% | 0 | 63.1926 | Residential_2021_SC B_GWh_Before Competition Groups_Building Recommissioning, Operations and Maintenance (O&M) Improvements
Residential | Res ¦ Ductless Mini-Split Heat Pump | 2021 | SC B | GWh | Before Competition Groups | 41.3475 | 0 | 0 | 1105.9917 | 0.037385 | 8 | Residential_2021_SC B_GWh_Before Competition Groups_8 | Ductless Mini-Split Heat Pump | 3.738% | 0 | 41.3475 | Residential_2021_SC B_GWh_Before Competition Groups_Ductless Mini-Split Heat Pump
Residential | Res ¦ Adaptive Thermostat | 2021 | SC B | GWh | Before Competition Groups | 38.5835 | 0 | 0 | 1105.9917 | 0.034886 | 9 | Residential_2021_SC B_GWh_Before Competition Groups_9 | Adaptive Thermostat | 3.489% | 0 | 38.5835 | Residential_2021_SC B_GWh_Before Competition Groups_Adaptive Thermostat
Residential | Res ¦ LED Parking Lot Fixture | 2021 | SC B | GWh | Before Competition Groups | 32.4659 | 0 | 0 | 1105.9917 | 0.029355 | 10 | Residential_2021_SC B_GWh_Before Competition Groups_10 | LED Parking Lot Fixture | 2.935% | 0 | 32.4659 | Residential_2021_SC B_GWh_Before Competition Groups_LED Parking Lot Fixture
Residential | Res ¦ Comprehensive Draft Proofing | 2021 | SC B | GWh | Before Competition Groups | 32.1407 | 0 | 0 | 1105.9917 | 0.029061 | 11 | Residential_2021_SC B_GWh_Before Competition Groups_11 | Comprehensive Draft Proofing | 2.906% | 0 | 32.1407 | Residential_2021_SC B_GWh_Before Competition Groups_Comprehensive Draft Proofing
Residential | Res ¦ Occupancy Sensors MF | 2021 | SC B | GWh | Before Competition Groups | 21.9738 | 0 | 0 | 1105.9917 | 0.019868 | 12 | Residential_2021_SC B_GWh_Before Competition Groups_12 | Occupancy Sensors MF | 1.987% | 0 | 21.9738 | Residential_2021_SC B_GWh_Before Competition Groups_Occupancy Sensors MF
Residential | Res ¦ Energy Star Torchiere | 2021 | SC B | GWh | Before Competition Groups | 20.5728 | 0 | 0 | 1105.9917 | 0.018601 | 13 | Residential_2021_SC B_GWh_Before Competition Groups_13 | Energy Star Torchiere | 1.86% | 0 | 20.5728 | Residential_2021_SC B_GWh_Before Competition Groups_Energy Star Torchiere
Residential | Res ¦ Air Sealing | 2021 | SC B | GWh | Before Competition Groups | 19.0038 | 0 | 0 | 1105.9917 | 0.017183 | 14 | Residential_2021_SC B_GWh_Before Competition Groups_14 | Air Sealing | 1.718% | 0 | 19.0038 | Residential_2021_SC B_GWh_Before Competition Groups_Air Sealing
Residential | Res ¦ Refrigerator Recycling | 2021 | SC B | GWh | Before Competition Groups | 16.563 | 0 | 0 | 1105.9917 | 0.014976 | 15 | Residential_2021_SC B_GWh_Before Competition Groups_15 | Refrigerator Recycling | 1.498% | 0 | 16.563 | Residential_2021_SC B_GWh_Before Competition Groups_Refrigerator Recycling
Residential | Res ¦ Clothes Drying Racks | 2021 | SC B | GWh | Before Competition Groups | 15.1169 | 0 | 0 | 1105.9917 | 0.013668 | 16 | Residential_2021_SC B_GWh_Before Competition Groups_16 | Clothes Drying Racks | 1.367% | 0 | 15.1169 | Residential_2021_SC B_GWh_Before Competition Groups_Clothes Drying Racks
Residential | Res ¦ Freezer Recycling | 2021 | SC B | GWh | Before Competition Groups | 14.487 | 0 | 0 | 1105.9917 | 0.013099 | 17 | Residential_2021_SC B_GWh_Before Competition Groups_17 | Freezer Recycling | 1.31% | 0 | 14.487 | Residential_2021_SC B_GWh_Before Competition Groups_Freezer Recycling
Residential | Res ¦ LED Exterior Area Lights - LED Fixture (200W) | 2021 | SC B | GWh | Before Competition Groups | 12.7962 | 0 | 0 | 1105.9917 | 0.01157 | 18 | Residential_2021_SC B_GWh_Before Competition Groups_18 | LED Exterior Area Lights - LED Fixture (200W) | 1.157% | 0 | 12.7962 | Residential_2021_SC B_GWh_Before Competition Groups_LED Exterior Area Lights - LED Fixture (200W)
Residential | Res ¦ Basement Wall Insulation | 2021 | SC B | GWh | Before Competition Groups | 9.9764 | 0 | 0 | 1105.9917 | 0.0090203 | 19 | Residential_2021_SC B_GWh_Before Competition Groups_19 | Basement Wall Insulation | 0.902% | 0 | 9.9764 | Residential_2021_SC B_GWh_Before Competition Groups_Basement Wall Insulation
Residential | Res ¦ Energy Star Light Fixture | 2021 | SC B | GWh | Before Competition Groups | 9.9737 | 0 | 0 | 1105.9917 | 0.0090179 | 20 | Residential_2021_SC B_GWh_Before Competition Groups_20 | Energy Star Light Fixture | 0.9018% | 0 | 9.9737 | Residential_2021_SC B_GWh_Before Competition Groups_Energy Star Light Fixture
Residential | Res ¦ LED Tube Re-Lamp | 2021 | SC B | GWh | Before Competition Groups | 9.7611 | 0 | 0 | 1105.9917 | 0.0088256 | 21 | Residential_2021_SC B_GWh_Before Competition Groups_21 | LED Tube Re-Lamp | 0.8826% | 0 | 9.7611 | Residential_2021_SC B_GWh_Before Competition Groups_LED Tube Re-Lamp
Residential | Res ¦ Advanced BAS/Controllers | 2021 | SC B | GWh | Before Competition Groups | 9.2476 | 0 | 0 | 1105.9917 | 0.0083613 | 22 | Residential_2021_SC B_GWh_Before Competition Groups_22 | Advanced BAS/Controllers | 0.8361% | 0 | 9.2476 | Residential_2021_SC B_GWh_Before Competition Groups_Advanced BAS/Controllers
Residential | Res ¦ Furnace Whistle | 2021 | SC B | GWh | Before Competition Groups | 7.9643 | 0 | 0 | 1105.9917 | 0.0072011 | 23 | Residential_2021_SC B_GWh_Before Competition Groups_23 | Furnace Whistle | 0.7201% | 0 | 7.9643 | Residential_2021_SC B_GWh_Before Competition Groups_Furnace Whistle
Residential | Res ¦ ENERGY STAR LED LAMPS (REFLECTOR LAMPs/MR16/PAR 16) | 2021 | SC B | GWh | Before Competition Groups | 7.8466 | 0 | 0 | 1105.9917 | 0.0070946 | 24 | Residential_2021_SC B_GWh_Before Competition Groups_24 | ENERGY STAR LED LAMPS (REFLECTOR LAMPs/MR16/PAR 16) | 0.7095% | 0 | 7.8466 | Residential_2021_SC B_GWh_Before Competition Groups_ENERGY STAR LED LAMPS (REFLECTOR LAMPs/MR16/PAR 16)
Residential | Res ¦ Attic Insulation | 2021 | SC B | GWh | Before Competition Groups | 7.6949 | 0 | 0 | 1105.9917 | 0.0069574 | 25 | Residential_2021_SC B_GWh_Before Competition Groups_25 | Attic Insulation | 0.6957% | 0 | 7.6949 | Residential_2021_SC B_GWh_Before Competition Groups_Attic Insulation
Residential | Res ¦ Outside Air Economizer | 2021 | SC B | GWh | Before Competition Groups | 6.8685 | 0 | 0 | 1105.9917 | 0.0062102 | 26 | Residential_2021_SC B_GWh_Before Competition Groups_26 | Outside Air Economizer | 0.621% | 0 | 6.8685 | Residential_2021_SC B_GWh_Before Competition Groups_Outside Air Economizer
Residential | Res ¦ Energy Star Air Source Heat Pump | 2021 | SC B | GWh | Before Competition Groups | 6.5073 | 0 | 0 | 1105.9917 | 0.0058837 | 27 | Residential_2021_SC B_GWh_Before Competition Groups_27 | Energy Star Air Source Heat Pump | 0.5884% | 0 | 6.5073 | Residential_2021_SC B_GWh_Before Competition Groups_Energy Star Air Source Heat Pump
Residential | Res ¦ Energy Star Room Air Conditioner | 2021 | SC B | GWh | Before Competition Groups | 5.2407 | 0 | 0 | 1105.9917 | 0.0047385 | 28 | Residential_2021_SC B_GWh_Before Competition Groups_28 | Energy Star Room Air Conditioner | 0.4738% | 0 | 5.2407 | Residential_2021_SC B_GWh_Before Competition Groups_Energy Star Room Air Conditioner
Residential | Res ¦ Minimize Hot and Warm Clothes Wash | 2021 | SC B | GWh | Before Competition Groups | 4.7213 | 0 | 0 | 1105.9917 | 0.0042688 | 29 | Residential_2021_SC B_GWh_Before Competition Groups_29 | Minimize Hot and Warm Clothes Wash | 0.4269% | 0 | 4.7213 | Residential_2021_SC B_GWh_Before Competition Groups_Minimize Hot and Warm Clothes Wash
Residential | Res ¦ Demand Control Ventilation | 2021 | SC B | GWh | Before Competition Groups | 4.2647 | 0 | 0 | 1105.9917 | 0.003856 | 30 | Residential_2021_SC B_GWh_Before Competition Groups_30 | Demand Control Ventilation | 0.3856% | 0 | 4.2647 | Residential_2021_SC B_GWh_Before Competition Groups_Demand Control Ventilation
Residential | Res ¦ Variable Frequency Drive (VFD) | 2021 | SC B | GWh | Before Competition Groups | 3.3782 | 0 | 0 | 1105.9917 | 0.0030545 | 31 | Residential_2021_SC B_GWh_Before Competition Groups_31 | Variable Frequency Drive (VFD) | 0.3054% | 0 | 3.3782 | Residential_2021_SC B_GWh_Before Competition Groups_Variable Frequency Drive (VFD)
Residential | Res ¦ High Efficiency Chiller (avg of water and air cooled) | 2021 | SC B | GWh | Before Competition Groups | 3.2972 | 0 | 0 | 1105.9917 | 0.0029812 | 32 | Residential_2021_SC B_GWh_Before Competition Groups_32 | High Efficiency Chiller (avg of water and air cooled) | 0.2981% | 0 | 3.2972 | Residential_2021_SC B_GWh_Before Competition Groups_High Efficiency Chiller (avg of water and air cooled)
Residential | Res ¦ CO Sensors for parking garage exhaust fans | 2021 | SC B | GWh | Before Competition Groups | 3.0666 | 0 | 0 | 1105.9917 | 0.0027727 | 33 | Residential_2021_SC B_GWh_Before Competition Groups_33 | CO Sensors for parking garage exhaust fans | 0.2773% | 0 | 3.0666 | Residential_2021_SC B_GWh_Before Competition Groups_CO Sensors for parking garage exhaust fans
Residential | Res ¦ Energy Star Clothes Dryer | 2021 | SC B | GWh | Before Competition Groups | 2.9594 | 0 | 0 | 1105.9917 | 0.0026758 | 34 | Residential_2021_SC B_GWh_Before Competition Groups_34 | Energy Star Clothes Dryer | 0.2676% | 0 | 2.9594 | Residential_2021_SC B_GWh_Before Competition Groups_Energy Star Clothes Dryer
Residential | Res ¦ Water Heater Temperature Setback | 2021 | SC B | GWh | Before Competition Groups | 2.5246 | 0 | 0 | 1105.9917 | 0.0022826 | 35 | Residential_2021_SC B_GWh_Before Competition Groups_35 | Water Heater Temperature Setback | 0.2283% | 0 | 2.5246 | Residential_2021_SC B_GWh_Before Competition Groups_Water Heater Temperature Setback
Residential | Res ¦ ENERGY STAR LED Lamps (General Service Lamps) | 2021 | SC B | GWh | Before Competition Groups | 2.157 | 0 | 0 | 1105.9917 | 0.0019503 | 36 | Residential_2021_SC B_GWh_Before Competition Groups_36 | ENERGY STAR LED Lamps (General Service Lamps) | 0.195% | 0 | 2.157 | Residential_2021_SC B_GWh_Before Competition Groups_ENERGY STAR LED Lamps (General Service Lamps)
Residential | Res ¦ Floor Insulation | 2021 | SC B | GWh | Before Competition Groups | 2.016 | 0 | 0 | 1105.9917 | 0.0018228 | 37 | Residential_2021_SC B_GWh_Before Competition Groups_37 | Floor Insulation | 0.1823% | 0 | 2.016 | Residential_2021_SC B_GWh_Before Competition Groups_Floor Insulation
Residential | Res ¦ Duct Insulation | 2021 | SC B | GWh | Before Competition Groups | 1.6622 | 0 | 0 | 1105.9917 | 0.0015029 | 38 | Residential_2021_SC B_GWh_Before Competition Groups_38 | Duct Insulation | 0.1503% | 0 | 1.6622 | Residential_2021_SC B_GWh_Before Competition Groups_Duct Insulation
Residential | Res ¦ VFD on Pumps | 2021 | SC B | GWh | Before Competition Groups | 1.0388 | 0 | 0 | 1105.9917 | 0.00093927 | 39 | Residential_2021_SC B_GWh_Before Competition Groups_39 | VFD on Pumps | 0.09393% | 0 | 1.0388 | Residential_2021_SC B_GWh_Before Competition Groups_VFD on Pumps
Residential | Res ¦ Condensing Make Up Air Unit | 2021 | SC B | GWh | Before Competition Groups | 0.92614 | 0 | 0 | 1105.9917 | 0.00083738 | 40 | Residential_2021_SC B_GWh_Before Competition Groups_40 | Condensing Make Up Air Unit | 0.08374% | 0 | 0.92614 | Residential_2021_SC B_GWh_Before Competition Groups_Condensing Make Up Air Unit
Residential | Res ¦ Duct Insulation MF | 2021 | SC B | GWh | Before Competition Groups | 0.77744 | 0 | 0 | 1105.9917 | 0.00070294 | 41 | Residential_2021_SC B_GWh_Before Competition Groups_41 | Duct Insulation MF | 0.07029% | 0 | 0.77744 | Residential_2021_SC B_GWh_Before Competition Groups_Duct Insulation MF
Residential | Res ¦ ECM MOTORS FOR HVAC APPLICATION (FAN-POWERED VAV BOX) | 2021 | SC B | GWh | Before Competition Groups | 0.48206 | 0 | 0 | 1105.9917 | 0.00043586 | 42 | Residential_2021_SC B_GWh_Before Competition Groups_42 | ECM MOTORS FOR HVAC APPLICATION (FAN-POWERED VAV BOX) | 0.04359% | 0 | 0.48206 | Residential_2021_SC B_GWh_Before Competition Groups_ECM MOTORS FOR HVAC APPLICATION (FAN-POWERED VAV BOX)
Residential | Res ¦ Heat Recovery Ventilator | 2021 | SC B | GWh | Before Competition Groups | 0.4596 | 0 | 0 | 1105.9917 | 0.00041556 | 43 | Residential_2021_SC B_GWh_Before Competition Groups_43 | Heat Recovery Ventilator | 0.04156% | 0 | 0.4596 | Residential_2021_SC B_GWh_Before Competition Groups_Heat Recovery Ventilator
Residential | Res ¦ Beverage Vending Machine Controls | 2021 | SC B | GWh | Before Competition Groups | 0.23156 | 0 | 0 | 1105.9917 | 0.00020937 | 44 | Residential_2021_SC B_GWh_Before Competition Groups_44 | Beverage Vending Machine Controls | 0.02094% | 0 | 0.23156 | Residential_2021_SC B_GWh_Before Competition Groups_Beverage Vending Machine Controls
Residential | Res ¦ LED High Bay Fixture | 2021 | SC B | GWh | Before Competition Groups | 0.034392 | 0 | 0 | 1105.9917 | 3.1096e-05 | 45 | Residential_2021_SC B_GWh_Before Competition Groups_45 | LED High Bay Fixture | 0.00311% | 0 | 0.034392 | Residential_2021_SC B_GWh_Before Competition Groups_LED High Bay Fixture
Residential | Res ¦ Wall Insulation | 2021 | SC B | GWh | Before Competition Groups | 0.028978 | 0 | 0 | 1105.9917 | 2.62e-05 | 46 | Residential_2021_SC B_GWh_Before Competition Groups_46 | Wall Insulation | 0.00262% | 0 | 0.028978 | Residential_2021_SC B_GWh_Before Competition Groups_Wall Insulation
Residential | Res ¦ Home Energy Reports | 2021 | SC B | GWh | Before Competition Groups | 0.024721 | 0 | 0 | 1105.9917 | 2.2352e-05 | 47 | Residential_2021_SC B_GWh_Before Competition Groups_47 | Home Energy Reports | 0.002235% | 0 | 0.024721 | Residential_2021_SC B_GWh_Before Competition Groups_Home Energy Reports
Residential | Res ¦ Chilled Water Optimization | 2021 | SC B | GWh | Before Competition Groups | 0.023711 | 0 | 0 | 1105.9917 | 2.1439e-05 | 48 | Residential_2021_SC B_GWh_Before Competition Groups_48 | Chilled Water Optimization | 0.002144% | 0 | 0.023711 | Residential_2021_SC B_GWh_Before Competition Groups_Chilled Water Optimization
Residential | Res ¦ Wall Insulation MF | 2021 | SC B | GWh | Before Competition Groups | 0.0017573 | 0 | 0 | 1105.9917 | 1.5889e-06 | 49 | Residential_2021_SC B_GWh_Before Competition Groups_49 | Wall Insulation MF | 0.0001589% | 0 | 0.0017573 | Residential_2021_SC B_GWh_Before Competition Groups_Wall Insulation MF
Residential | Res ¦ Energy Star Dehumidifier | 2021 | SC B | GWh | Before Competition Groups | 0 | 0 | 0 | 1105.9917 | 0 | 50 | Residential_2021_SC B_GWh_Before Competition Groups_50 | Energy Star Dehumidifier | 0% | 0 | 0 | Residential_2021_SC B_GWh_Before Competition Groups_Energy Star Dehumidifier
Residential | Res ¦ Energy Star Freezer | 2021 | SC B | GWh | Before Competition Groups | 0 | 0 | 0 | 1105.9917 | 0 | 51 | Residential_2021_SC B_GWh_Before Competition Groups_51 | Energy Star Freezer | 0% | 0 | 0 | Residential_2021_SC B_GWh_Before Competition Groups_Energy Star Freezer
Residential | Res ¦ Heavy Duty Outdoor/Holiday Plug-in Timers | 2021 | SC B | GWh | Before Competition Groups | 0 | 0 | 0 | 1105.9917 | 0 | 52 | Residential_2021_SC B_GWh_Before Competition Groups_52 | Heavy Duty Outdoor/Holiday Plug-in Timers | 0% | 0 | 0 | Residential_2021_SC B_GWh_Before Competition Groups_Heavy Duty Outdoor/Holiday Plug-in Timers
Residential | Res ¦ LED Downlight | 2021 | SC B | GWh | Before Competition Groups | 0 | 0 | 0 | 1105.9917 | 0 | 53 | Residential_2021_SC B_GWh_Before Competition Groups_53 | LED Downlight | 0% | 0 | 0 | Residential_2021_SC B_GWh_Before Competition Groups_LED Downlight
Residential | Res ¦ Smart Burners | 2021 | SC B | GWh | Before Competition Groups | 0 | 0 | 0 | 1105.9917 | 0 | 54 | Residential_2021_SC B_GWh_Before Competition Groups_54 | Smart Burners | 0% | 0 | 0 | Residential_2021_SC B_GWh_Before Competition Groups_Smart Burners
Residential | Res ¦ Smart Power Bar | 2021 | SC B | GWh | Before Competition Groups | 0 | 0 | 0 | 1105.9917 | 0 | 55 | Residential_2021_SC B_GWh_Before Competition Groups_55 | Smart Power Bar | 0% | 0 | 0 | Residential_2021_SC B_GWh_Before Competition Groups_Smart Power Bar
Residential | Res ¦ Tankless Water Heater | 2021 | SC B | GWh | Before Competition Groups | 0 | 0 | 0 | 1105.9917 | 0 | 56 | Residential_2021_SC B_GWh_Before Competition Groups_56 | Tankless Water Heater | 0% | 0 | 0 | Residential_2021_SC B_GWh_Before Competition Groups_Tankless Water Heater
Residential | Res ¦ Energy Star LED Specialty Bulbs | 2021 | SC C | GWh | Before Competition Groups | 323.0263 | 0 | 0 | 829.5807 | 0.38939 | 1 | Residential_2021_SC C_GWh_Before Competition Groups_1 | Energy Star LED Specialty Bulbs | 38.94% | 0 | 323.0263 | Residential_2021_SC C_GWh_Before Competition Groups_Energy Star LED Specialty Bulbs
Residential | Res ¦ Energy Star Clothes Washer | 2021 | SC C | GWh | Before Competition Groups | 93.6898 | 0 | 0 | 829.5807 | 0.11294 | 2 | Residential_2021_SC C_GWh_Before Competition Groups_2 | Energy Star Clothes Washer | 11.29% | 0 | 93.6898 | Residential_2021_SC C_GWh_Before Competition Groups_Energy Star Clothes Washer
Residential | Res ¦ Energy Star A Line, PAR, MR Lamps | 2021 | SC C | GWh | Before Competition Groups | 75.223 | 0 | 0 | 829.5807 | 0.090676 | 3 | Residential_2021_SC C_GWh_Before Competition Groups_3 | Energy Star A Line, PAR, MR Lamps | 9.068% | 0 | 75.223 | Residential_2021_SC C_GWh_Before Competition Groups_Energy Star A Line, PAR, MR Lamps
Residential | Res ¦ Ductless Mini-Split Heat Pump | 2021 | SC C | GWh | Before Competition Groups | 37.0729 | 0 | 0 | 829.5807 | 0.044689 | 4 | Residential_2021_SC C_GWh_Before Competition Groups_4 | Ductless Mini-Split Heat Pump | 4.469% | 0 | 37.0729 | Residential_2021_SC C_GWh_Before Competition Groups_Ductless Mini-Split Heat Pump
Residential | Res ¦ Variable Speed Pool Pump Motor | 2021 | SC C | GWh | Before Competition Groups | 30.429 | 0 | 0 | 829.5807 | 0.03668 | 5 | Residential_2021_SC C_GWh_Before Competition Groups_5 | Variable Speed Pool Pump Motor | 3.668% | 0 | 30.429 | Residential_2021_SC C_GWh_Before Competition Groups_Variable Speed Pool Pump Motor
Residential | Res ¦ LED Parking Lot Fixture | 2021 | SC C | GWh | Before Competition Groups | 29.4373 | 0 | 0 | 829.5807 | 0.035485 | 6 | Residential_2021_SC C_GWh_Before Competition Groups_6 | LED Parking Lot Fixture | 3.548% | 0 | 29.4373 | Residential_2021_SC C_GWh_Before Competition Groups_LED Parking Lot Fixture
Residential | Res ¦ Car Block Heater Timer | 2021 | SC C | GWh | Before Competition Groups | 27.982 | 0 | 0 | 829.5807 | 0.03373 | 7 | Residential_2021_SC C_GWh_Before Competition Groups_7 | Car Block Heater Timer | 3.373% | 0 | 27.982 | Residential_2021_SC C_GWh_Before Competition Groups_Car Block Heater Timer
Residential | Res ¦ Adaptive Thermostat | 2021 | SC C | GWh | Before Competition Groups | 27.6547 | 0 | 0 | 829.5807 | 0.033336 | 8 | Residential_2021_SC C_GWh_Before Competition Groups_8 | Adaptive Thermostat | 3.334% | 0 | 27.6547 | Residential_2021_SC C_GWh_Before Competition Groups_Adaptive Thermostat
Residential | Res ¦ Building Recommissioning, Operations and Maintenance (O&M) Improvements | 2021 | SC C | GWh | Before Competition Groups | 23.582 | 0 | 0 | 829.5807 | 0.028426 | 9 | Residential_2021_SC C_GWh_Before Competition Groups_9 | Building Recommissioning, Operations and Maintenance (O&M) Improvements | 2.843% | 0 | 23.582 | Residential_2021_SC C_GWh_Before Competition Groups_Building Recommissioning, Operations and Maintenance (O&M) Improvements
Residential | Res ¦ Air Sealing | 2021 | SC C | GWh | Before Competition Groups | 17.5592 | 0 | 0 | 829.5807 | 0.021166 | 10 | Residential_2021_SC C_GWh_Before Competition Groups_10 | Air Sealing | 2.117% | 0 | 17.5592 | Residential_2021_SC C_GWh_Before Competition Groups_Air Sealing
Residential | Res ¦ Energy Star Torchiere | 2021 | SC C | GWh | Before Competition Groups | 16.4751 | 0 | 0 | 829.5807 | 0.01986 | 11 | Residential_2021_SC C_GWh_Before Competition Groups_11 | Energy Star Torchiere | 1.986% | 0 | 16.4751 | Residential_2021_SC C_GWh_Before Competition Groups_Energy Star Torchiere
Residential | Res ¦ LED Exterior Area Lights - LED Fixture (200W) | 2021 | SC C | GWh | Before Competition Groups | 12.7962 | 0 | 0 | 829.5807 | 0.015425 | 12 | Residential_2021_SC C_GWh_Before Competition Groups_12 | LED Exterior Area Lights - LED Fixture (200W) | 1.542% | 0 | 12.7962 | Residential_2021_SC C_GWh_Before Competition Groups_LED Exterior Area Lights - LED Fixture (200W)
Residential | Res ¦ Comprehensive Draft Proofing | 2021 | SC C | GWh | Before Competition Groups | 11.9941 | 0 | 0 | 829.5807 | 0.014458 | 13 | Residential_2021_SC C_GWh_Before Competition Groups_13 | Comprehensive Draft Proofing | 1.446% | 0 | 11.9941 | Residential_2021_SC C_GWh_Before Competition Groups_Comprehensive Draft Proofing
Residential | Res ¦ Basement Wall Insulation | 2021 | SC C | GWh | Before Competition Groups | 9.9776 | 0 | 0 | 829.5807 | 0.012027 | 14 | Residential_2021_SC C_GWh_Before Competition Groups_14 | Basement Wall Insulation | 1.203% | 0 | 9.9776 | Residential_2021_SC C_GWh_Before Competition Groups_Basement Wall Insulation
Residential | Res ¦ LED Tube Re-Lamp | 2021 | SC C | GWh | Before Competition Groups | 9.7611 | 0 | 0 | 829.5807 | 0.011766 | 15 | Residential_2021_SC C_GWh_Before Competition Groups_15 | LED Tube Re-Lamp | 1.177% | 0 | 9.7611 | Residential_2021_SC C_GWh_Before Competition Groups_LED Tube Re-Lamp
Residential | Res ¦ Energy Star Light Fixture | 2021 | SC C | GWh | Before Competition Groups | 9.4202 | 0 | 0 | 829.5807 | 0.011355 | 16 | Residential_2021_SC C_GWh_Before Competition Groups_16 | Energy Star Light Fixture | 1.136% | 0 | 9.4202 | Residential_2021_SC C_GWh_Before Competition Groups_Energy Star Light Fixture
Residential | Res ¦ Occupancy Sensors MF | 2021 | SC C | GWh | Before Competition Groups | 8.2028 | 0 | 0 | 829.5807 | 0.0098879 | 17 | Residential_2021_SC C_GWh_Before Competition Groups_17 | Occupancy Sensors MF | 0.9888% | 0 | 8.2028 | Residential_2021_SC C_GWh_Before Competition Groups_Occupancy Sensors MF
Residential | Res ¦ ENERGY STAR LED LAMPS (REFLECTOR LAMPs/MR16/PAR 16) | 2021 | SC C | GWh | Before Competition Groups | 7.8466 | 0 | 0 | 829.5807 | 0.0094585 | 18 | Residential_2021_SC C_GWh_Before Competition Groups_18 | ENERGY STAR LED LAMPS (REFLECTOR LAMPs/MR16/PAR 16) | 0.9459% | 0 | 7.8466 | Residential_2021_SC C_GWh_Before Competition Groups_ENERGY STAR LED LAMPS (REFLECTOR LAMPs/MR16/PAR 16)
Residential | Res ¦ Attic Insulation | 2021 | SC C | GWh | Before Competition Groups | 7.5423 | 0 | 0 | 829.5807 | 0.0090917 | 19 | Residential_2021_SC C_GWh_Before Competition Groups_19 | Attic Insulation | 0.9092% | 0 | 7.5423 | Residential_2021_SC C_GWh_Before Competition Groups_Attic Insulation
Residential | Res ¦ Refrigerator Recycling | 2021 | SC C | GWh | Before Competition Groups | 6.1816 | 0 | 0 | 829.5807 | 0.0074515 | 20 | Residential_2021_SC C_GWh_Before Competition Groups_20 | Refrigerator Recycling | 0.7452% | 0 | 6.1816 | Residential_2021_SC C_GWh_Before Competition Groups_Refrigerator Recycling
Residential | Res ¦ Energy Star Air Source Heat Pump | 2021 | SC C | GWh | Before Competition Groups | 5.4316 | 0 | 0 | 829.5807 | 0.0065474 | 21 | Residential_2021_SC C_GWh_Before Competition Groups_21 | Energy Star Air Source Heat Pump | 0.6547% | 0 | 5.4316 | Residential_2021_SC C_GWh_Before Competition Groups_Energy Star Air Source Heat Pump
Residential | Res ¦ Energy Star Room Air Conditioner | 2021 | SC C | GWh | Before Competition Groups | 4.811 | 0 | 0 | 829.5807 | 0.0057994 | 22 | Residential_2021_SC C_GWh_Before Competition Groups_22 | Energy Star Room Air Conditioner | 0.5799% | 0 | 4.811 | Residential_2021_SC C_GWh_Before Competition Groups_Energy Star Room Air Conditioner
Residential | Res ¦ Minimize Hot and Warm Clothes Wash | 2021 | SC C | GWh | Before Competition Groups | 4.7213 | 0 | 0 | 829.5807 | 0.0056912 | 23 | Residential_2021_SC C_GWh_Before Competition Groups_23 | Minimize Hot and Warm Clothes Wash | 0.5691% | 0 | 4.7213 | Residential_2021_SC C_GWh_Before Competition Groups_Minimize Hot and Warm Clothes Wash
Residential | Res ¦ Outside Air Economizer | 2021 | SC C | GWh | Before Competition Groups | 4.029 | 0 | 0 | 829.5807 | 0.0048567 | 24 | Residential_2021_SC C_GWh_Before Competition Groups_24 | Outside Air Economizer | 0.4857% | 0 | 4.029 | Residential_2021_SC C_GWh_Before Competition Groups_Outside Air Economizer
Residential | Res ¦ Advanced BAS/Controllers | 2021 | SC C | GWh | Before Competition Groups | 3.4515 | 0 | 0 | 829.5807 | 0.0041605 | 25 | Residential_2021_SC C_GWh_Before Competition Groups_25 | Advanced BAS/Controllers | 0.4161% | 0 | 3.4515 | Residential_2021_SC C_GWh_Before Competition Groups_Advanced BAS/Controllers
Residential | Res ¦ High Efficiency Chiller (avg of water and air cooled) | 2021 | SC C | GWh | Before Competition Groups | 3.2452 | 0 | 0 | 829.5807 | 0.0039118 | 26 | Residential_2021_SC C_GWh_Before Competition Groups_26 | High Efficiency Chiller (avg of water and air cooled) | 0.3912% | 0 | 3.2452 | Residential_2021_SC C_GWh_Before Competition Groups_High Efficiency Chiller (avg of water and air cooled)
Residential | Res ¦ Furnace Whistle | 2021 | SC C | GWh | Before Competition Groups | 2.9721 | 0 | 0 | 829.5807 | 0.0035826 | 27 | Residential_2021_SC C_GWh_Before Competition Groups_27 | Furnace Whistle | 0.3583% | 0 | 2.9721 | Residential_2021_SC C_GWh_Before Competition Groups_Furnace Whistle
Residential | Res ¦ Energy Star Clothes Dryer | 2021 | SC C | GWh | Before Competition Groups | 2.9602 | 0 | 0 | 829.5807 | 0.0035683 | 28 | Residential_2021_SC C_GWh_Before Competition Groups_28 | Energy Star Clothes Dryer | 0.3568% | 0 | 2.9602 | Residential_2021_SC C_GWh_Before Competition Groups_Energy Star Clothes Dryer
Residential | Res ¦ ENERGY STAR LED Lamps (General Service Lamps) | 2021 | SC C | GWh | Before Competition Groups | 2.157 | 0 | 0 | 829.5807 | 0.0026001 | 29 | Residential_2021_SC C_GWh_Before Competition Groups_29 | ENERGY STAR LED Lamps (General Service Lamps) | 0.26% | 0 | 2.157 | Residential_2021_SC C_GWh_Before Competition Groups_ENERGY STAR LED Lamps (General Service Lamps)
Residential | Res ¦ Demand Control Ventilation | 2021 | SC C | GWh | Before Competition Groups | 1.5918 | 0 | 0 | 829.5807 | 0.0019188 | 30 | Residential_2021_SC C_GWh_Before Competition Groups_30 | Demand Control Ventilation | 0.1919% | 0 | 1.5918 | Residential_2021_SC C_GWh_Before Competition Groups_Demand Control Ventilation
Residential | Res ¦ Floor Insulation | 2021 | SC C | GWh | Before Competition Groups | 1.5854 | 0 | 0 | 829.5807 | 0.0019111 | 31 | Residential_2021_SC C_GWh_Before Competition Groups_31 | Floor Insulation | 0.1911% | 0 | 1.5854 | Residential_2021_SC C_GWh_Before Competition Groups_Floor Insulation
Residential | Res ¦ Variable Frequency Drive (VFD) | 2021 | SC C | GWh | Before Competition Groups | 1.2608 | 0 | 0 | 829.5807 | 0.0015197 | 32 | Residential_2021_SC C_GWh_Before Competition Groups_32 | Variable Frequency Drive (VFD) | 0.152% | 0 | 1.2608 | Residential_2021_SC C_GWh_Before Competition Groups_Variable Frequency Drive (VFD)
Residential | Res ¦ CO Sensors for parking garage exhaust fans | 2021 | SC C | GWh | Before Competition Groups | 1.2573 | 0 | 0 | 829.5807 | 0.0015156 | 33 | Residential_2021_SC C_GWh_Before Competition Groups_33 | CO Sensors for parking garage exhaust fans | 0.1516% | 0 | 1.2573 | Residential_2021_SC C_GWh_Before Competition Groups_CO Sensors for parking garage exhaust fans
Residential | Res ¦ Water Heater Temperature Setback | 2021 | SC C | GWh | Before Competition Groups | 0.94211 | 0 | 0 | 829.5807 | 0.0011356 | 34 | Residential_2021_SC C_GWh_Before Competition Groups_34 | Water Heater Temperature Setback | 0.1136% | 0 | 0.94211 | Residential_2021_SC C_GWh_Before Competition Groups_Water Heater Temperature Setback
Residential | Res ¦ Condensing Make Up Air Unit | 2021 | SC C | GWh | Before Competition Groups | 0.79184 | 0 | 0 | 829.5807 | 0.0009545 | 35 | Residential_2021_SC C_GWh_Before Competition Groups_35 | Condensing Make Up Air Unit | 0.09545% | 0 | 0.79184 | Residential_2021_SC C_GWh_Before Competition Groups_Condensing Make Up Air Unit
Residential | Res ¦ Duct Insulation MF | 2021 | SC C | GWh | Before Competition Groups | 0.71677 | 0 | 0 | 829.5807 | 0.00086401 | 36 | Residential_2021_SC C_GWh_Before Competition Groups_36 | Duct Insulation MF | 0.0864% | 0 | 0.71677 | Residential_2021_SC C_GWh_Before Competition Groups_Duct Insulation MF
Residential | Res ¦ Duct Insulation | 2021 | SC C | GWh | Before Competition Groups | 0.52519 | 0 | 0 | 829.5807 | 0.00063308 | 37 | Residential_2021_SC C_GWh_Before Competition Groups_37 | Duct Insulation | 0.06331% | 0 | 0.52519 | Residential_2021_SC C_GWh_Before Competition Groups_Duct Insulation
Residential | Res ¦ Clothes Drying Racks | 2021 | SC C | GWh | Before Competition Groups | 0.39057 | 0 | 0 | 829.5807 | 0.0004708 | 38 | Residential_2021_SC C_GWh_Before Competition Groups_38 | Clothes Drying Racks | 0.04708% | 0 | 0.39057 | Residential_2021_SC C_GWh_Before Competition Groups_Clothes Drying Racks
Residential | Res ¦ VFD on Pumps | 2021 | SC C | GWh | Before Competition Groups | 0.3877 | 0 | 0 | 829.5807 | 0.00046734 | 39 | Residential_2021_SC C_GWh_Before Competition Groups_39 | VFD on Pumps | 0.04673% | 0 | 0.3877 | Residential_2021_SC C_GWh_Before Competition Groups_VFD on Pumps
Residential | Res ¦ ECM MOTORS FOR HVAC APPLICATION (FAN-POWERED VAV BOX) | 2021 | SC C | GWh | Before Competition Groups | 0.18984 | 0 | 0 | 829.5807 | 0.00022884 | 40 | Residential_2021_SC C_GWh_Before Competition Groups_40 | ECM MOTORS FOR HVAC APPLICATION (FAN-POWERED VAV BOX) | 0.02288% | 0 | 0.18984 | Residential_2021_SC C_GWh_Before Competition Groups_ECM MOTORS FOR HVAC APPLICATION (FAN-POWERED VAV BOX)
Residential | Res ¦ Heat Recovery Ventilator | 2021 | SC C | GWh | Before Competition Groups | 0.13334 | 0 | 0 | 829.5807 | 0.00016074 | 41 | Residential_2021_SC C_GWh_Before Competition Groups_41 | Heat Recovery Ventilator | 0.01607% | 0 | 0.13334 | Residential_2021_SC C_GWh_Before Competition Groups_Heat Recovery Ventilator
Residential | Res ¦ Beverage Vending Machine Controls | 2021 | SC C | GWh | Before Competition Groups | 0.091151 | 0 | 0 | 829.5807 | 0.00010988 | 42 | Residential_2021_SC C_GWh_Before Competition Groups_42 | Beverage Vending Machine Controls | 0.01099% | 0 | 0.091151 | Residential_2021_SC C_GWh_Before Competition Groups_Beverage Vending Machine Controls
Residential | Res ¦ LED High Bay Fixture | 2021 | SC C | GWh | Before Competition Groups | 0.034392 | 0 | 0 | 829.5807 | 4.1457e-05 | 43 | Residential_2021_SC C_GWh_Before Competition Groups_43 | LED High Bay Fixture | 0.004146% | 0 | 0.034392 | Residential_2021_SC C_GWh_Before Competition Groups_LED High Bay Fixture
Residential | Res ¦ Home Energy Reports | 2021 | SC C | GWh | Before Competition Groups | 0.024721 | 0 | 0 | 829.5807 | 2.9799e-05 | 44 | Residential_2021_SC C_GWh_Before Competition Groups_44 | Home Energy Reports | 0.00298% | 0 | 0.024721 | Residential_2021_SC C_GWh_Before Competition Groups_Home Energy Reports
Residential | Res ¦ Chilled Water Optimization | 2021 | SC C | GWh | Before Competition Groups | 0.020428 | 0 | 0 | 829.5807 | 2.4625e-05 | 45 | Residential_2021_SC C_GWh_Before Competition Groups_45 | Chilled Water Optimization | 0.002462% | 0 | 0.020428 | Residential_2021_SC C_GWh_Before Competition Groups_Chilled Water Optimization
Residential | Res ¦ Wall Insulation | 2021 | SC C | GWh | Before Competition Groups | 0.0024239 | 0 | 0 | 829.5807 | 2.9219e-06 | 46 | Residential_2021_SC C_GWh_Before Competition Groups_46 | Wall Insulation | 0.0002922% | 0 | 0.0024239 | Residential_2021_SC C_GWh_Before Competition Groups_Wall Insulation
Residential | Res ¦ Wall Insulation MF | 2021 | SC C | GWh | Before Competition Groups | 0.0017574 | 0 | 0 | 829.5807 | 2.1185e-06 | 47 | Residential_2021_SC C_GWh_Before Competition Groups_47 | Wall Insulation MF | 0.0002118% | 0 | 0.0017574 | Residential_2021_SC C_GWh_Before Competition Groups_Wall Insulation MF
Residential | Res ¦ Freezer Recycling | 2021 | SC C | GWh | Before Competition Groups | 0.00049564 | 0 | 0 | 829.5807 | 5.9746e-07 | 48 | Residential_2021_SC C_GWh_Before Competition Groups_48 | Freezer Recycling | 5.975e-05% | 0 | 0.00049564 | Residential_2021_SC C_GWh_Before Competition Groups_Freezer Recycling
Residential | Res ¦ Energy Star LED Bulbs General Purpose LEDs | 2021 | SC C | GWh | Before Competition Groups | 1.2356e-07 | 0 | 0 | 829.5807 | 1.4894e-10 | 49 | Residential_2021_SC C_GWh_Before Competition Groups_49 | Energy Star LED Bulbs General Purpose LEDs | 1.489e-08% | 0 | 1.2356e-07 | Residential_2021_SC C_GWh_Before Competition Groups_Energy Star LED Bulbs General Purpose LEDs
Residential | Res ¦ Energy Star Dehumidifier | 2021 | SC C | GWh | Before Competition Groups | 0 | 0 | 0 | 829.5807 | 0 | 50 | Residential_2021_SC C_GWh_Before Competition Groups_50 | Energy Star Dehumidifier | 0% | 0 | 0 | Residential_2021_SC C_GWh_Before Competition Groups_Energy Star Dehumidifier
Residential | Res ¦ Energy Star Freezer | 2021 | SC C | GWh | Before Competition Groups | 0 | 0 | 0 | 829.5807 | 0 | 51 | Residential_2021_SC C_GWh_Before Competition Groups_51 | Energy Star Freezer | 0% | 0 | 0 | Residential_2021_SC C_GWh_Before Competition Groups_Energy Star Freezer
Residential | Res ¦ Heavy Duty Outdoor/Holiday Plug-in Timers | 2021 | SC C | GWh | Before Competition Groups | 0 | 0 | 0 | 829.5807 | 0 | 52 | Residential_2021_SC C_GWh_Before Competition Groups_52 | Heavy Duty Outdoor/Holiday Plug-in Timers | 0% | 0 | 0 | Residential_2021_SC C_GWh_Before Competition Groups_Heavy Duty Outdoor/Holiday Plug-in Timers
Residential | Res ¦ LED Downlight | 2021 | SC C | GWh | Before Competition Groups | 0 | 0 | 0 | 829.5807 | 0 | 53 | Residential_2021_SC C_GWh_Before Competition Groups_53 | LED Downlight | 0% | 0 | 0 | Residential_2021_SC C_GWh_Before Competition Groups_LED Downlight
Residential | Res ¦ Smart Burners | 2021 | SC C | GWh | Before Competition Groups | 0 | 0 | 0 | 829.5807 | 0 | 54 | Residential_2021_SC C_GWh_Before Competition Groups_54 | Smart Burners | 0% | 0 | 0 | Residential_2021_SC C_GWh_Before Competition Groups_Smart Burners
Residential | Res ¦ Smart Power Bar | 2021 | SC C | GWh | Before Competition Groups | 0 | 0 | 0 | 829.5807 | 0 | 55 | Residential_2021_SC C_GWh_Before Competition Groups_55 | Smart Power Bar | 0% | 0 | 0 | Residential_2021_SC C_GWh_Before Competition Groups_Smart Power Bar
Residential | Res ¦ Tankless Water Heater | 2021 | SC C | GWh | Before Competition Groups | 0 | 0 | 0 | 829.5807 | 0 | 56 | Residential_2021_SC C_GWh_Before Competition Groups_56 | Tankless Water Heater | 0% | 0 | 0 | Residential_2021_SC C_GWh_Before Competition Groups_Tankless Water Heater
Residential | Res ¦ Energy Star LED Bulbs General Purpose LEDs | 2021 | SC D | GWh | Before Competition Groups | 198.0279 | 0 | 0 | 725.3403 | 0.27301 | 1 | Residential_2021_SC D_GWh_Before Competition Groups_1 | Energy Star LED Bulbs General Purpose LEDs | 27.3% | 0 | 198.0279 | Residential_2021_SC D_GWh_Before Competition Groups_Energy Star LED Bulbs General Purpose LEDs
Residential | Res ¦ Energy Star LED Specialty Bulbs | 2021 | SC D | GWh | Before Competition Groups | 138.4056 | 0 | 0 | 725.3403 | 0.19081 | 2 | Residential_2021_SC D_GWh_Before Competition Groups_2 | Energy Star LED Specialty Bulbs | 19.08% | 0 | 138.4056 | Residential_2021_SC D_GWh_Before Competition Groups_Energy Star LED Specialty Bulbs
Residential | Res ¦ Energy Star A Line, PAR, MR Lamps | 2021 | SC D | GWh | Before Competition Groups | 75.5636 | 0 | 0 | 725.3403 | 0.10418 | 3 | Residential_2021_SC D_GWh_Before Competition Groups_3 | Energy Star A Line, PAR, MR Lamps | 10.42% | 0 | 75.5636 | Residential_2021_SC D_GWh_Before Competition Groups_Energy Star A Line, PAR, MR Lamps
Residential | Res ¦ Energy Star Clothes Washer | 2021 | SC D | GWh | Before Competition Groups | 55.4576 | 0 | 0 | 725.3403 | 0.076457 | 4 | Residential_2021_SC D_GWh_Before Competition Groups_4 | Energy Star Clothes Washer | 7.646% | 0 | 55.4576 | Residential_2021_SC D_GWh_Before Competition Groups_Energy Star Clothes Washer
Residential | Res ¦ Ductless Mini-Split Heat Pump | 2021 | SC D | GWh | Before Competition Groups | 37.0731 | 0 | 0 | 725.3403 | 0.051111 | 5 | Residential_2021_SC D_GWh_Before Competition Groups_5 | Ductless Mini-Split Heat Pump | 5.111% | 0 | 37.0731 | Residential_2021_SC D_GWh_Before Competition Groups_Ductless Mini-Split Heat Pump
Residential | Res ¦ LED Parking Lot Fixture | 2021 | SC D | GWh | Before Competition Groups | 29.4373 | 0 | 0 | 725.3403 | 0.040584 | 6 | Residential_2021_SC D_GWh_Before Competition Groups_6 | LED Parking Lot Fixture | 4.058% | 0 | 29.4373 | Residential_2021_SC D_GWh_Before Competition Groups_LED Parking Lot Fixture
Residential | Res ¦ Building Recommissioning, Operations and Maintenance (O&M) Improvements | 2021 | SC D | GWh | Before Competition Groups | 23.582 | 0 | 0 | 725.3403 | 0.032512 | 7 | Residential_2021_SC D_GWh_Before Competition Groups_7 | Building Recommissioning, Operations and Maintenance (O&M) Improvements | 3.251% | 0 | 23.582 | Residential_2021_SC D_GWh_Before Competition Groups_Building Recommissioning, Operations and Maintenance (O&M) Improvements
Residential | Res ¦ Variable Speed Pool Pump Motor | 2021 | SC D | GWh | Before Competition Groups | 20.4942 | 0 | 0 | 725.3403 | 0.028255 | 8 | Residential_2021_SC D_GWh_Before Competition Groups_8 | Variable Speed Pool Pump Motor | 2.825% | 0 | 20.4942 | Residential_2021_SC D_GWh_Before Competition Groups_Variable Speed Pool Pump Motor
Residential | Res ¦ Adaptive Thermostat | 2021 | SC D | GWh | Before Competition Groups | 16.4706 | 0 | 0 | 725.3403 | 0.022707 | 9 | Residential_2021_SC D_GWh_Before Competition Groups_9 | Adaptive Thermostat | 2.271% | 0 | 16.4706 | Residential_2021_SC D_GWh_Before Competition Groups_Adaptive Thermostat
Residential | Res ¦ Energy Star Torchiere | 2021 | SC D | GWh | Before Competition Groups | 14.4623 | 0 | 0 | 725.3403 | 0.019939 | 10 | Residential_2021_SC D_GWh_Before Competition Groups_10 | Energy Star Torchiere | 1.994% | 0 | 14.4623 | Residential_2021_SC D_GWh_Before Competition Groups_Energy Star Torchiere
Residential | Res ¦ LED Exterior Area Lights - LED Fixture (200W) | 2021 | SC D | GWh | Before Competition Groups | 11.4932 | 0 | 0 | 725.3403 | 0.015845 | 11 | Residential_2021_SC D_GWh_Before Competition Groups_11 | LED Exterior Area Lights - LED Fixture (200W) | 1.585% | 0 | 11.4932 | Residential_2021_SC D_GWh_Before Competition Groups_LED Exterior Area Lights - LED Fixture (200W)
Residential | Res ¦ Comprehensive Draft Proofing | 2021 | SC D | GWh | Before Competition Groups | 10.8047 | 0 | 0 | 725.3403 | 0.014896 | 12 | Residential_2021_SC D_GWh_Before Competition Groups_12 | Comprehensive Draft Proofing | 1.49% | 0 | 10.8047 | Residential_2021_SC D_GWh_Before Competition Groups_Comprehensive Draft Proofing
Residential | Res ¦ LED Tube Re-Lamp | 2021 | SC D | GWh | Before Competition Groups | 9.6355 | 0 | 0 | 725.3403 | 0.013284 | 13 | Residential_2021_SC D_GWh_Before Competition Groups_13 | LED Tube Re-Lamp | 1.328% | 0 | 9.6355 | Residential_2021_SC D_GWh_Before Competition Groups_LED Tube Re-Lamp
Residential | Res ¦ Basement Wall Insulation | 2021 | SC D | GWh | Before Competition Groups | 9.6297 | 0 | 0 | 725.3403 | 0.013276 | 14 | Residential_2021_SC D_GWh_Before Competition Groups_14 | Basement Wall Insulation | 1.328% | 0 | 9.6297 | Residential_2021_SC D_GWh_Before Competition Groups_Basement Wall Insulation
Residential | Res ¦ Occupancy Sensors MF | 2021 | SC D | GWh | Before Competition Groups | 8.2028 | 0 | 0 | 725.3403 | 0.011309 | 15 | Residential_2021_SC D_GWh_Before Competition Groups_15 | Occupancy Sensors MF | 1.131% | 0 | 8.2028 | Residential_2021_SC D_GWh_Before Competition Groups_Occupancy Sensors MF
Residential | Res ¦ ENERGY STAR LED LAMPS (REFLECTOR LAMPs/MR16/PAR 16) | 2021 | SC D | GWh | Before Competition Groups | 7.8466 | 0 | 0 | 725.3403 | 0.010818 | 16 | Residential_2021_SC D_GWh_Before Competition Groups_16 | ENERGY STAR LED LAMPS (REFLECTOR LAMPs/MR16/PAR 16) | 1.082% | 0 | 7.8466 | Residential_2021_SC D_GWh_Before Competition Groups_ENERGY STAR LED LAMPS (REFLECTOR LAMPs/MR16/PAR 16)
Residential | Res ¦ Air Sealing | 2021 | SC D | GWh | Before Competition Groups | 7.5368 | 0 | 0 | 725.3403 | 0.010391 | 17 | Residential_2021_SC D_GWh_Before Competition Groups_17 | Air Sealing | 1.039% | 0 | 7.5368 | Residential_2021_SC D_GWh_Before Competition Groups_Air Sealing
Residential | Res ¦ Energy Star Light Fixture | 2021 | SC D | GWh | Before Competition Groups | 5.7594 | 0 | 0 | 725.3403 | 0.0079403 | 18 | Residential_2021_SC D_GWh_Before Competition Groups_18 | Energy Star Light Fixture | 0.794% | 0 | 5.7594 | Residential_2021_SC D_GWh_Before Competition Groups_Energy Star Light Fixture
Residential | Res ¦ Energy Star Air Source Heat Pump | 2021 | SC D | GWh | Before Competition Groups | 5.4316 | 0 | 0 | 725.3403 | 0.0074883 | 19 | Residential_2021_SC D_GWh_Before Competition Groups_19 | Energy Star Air Source Heat Pump | 0.7488% | 0 | 5.4316 | Residential_2021_SC D_GWh_Before Competition Groups_Energy Star Air Source Heat Pump
Residential | Res ¦ Energy Star Room Air Conditioner | 2021 | SC D | GWh | Before Competition Groups | 4.8113 | 0 | 0 | 725.3403 | 0.0066332 | 20 | Residential_2021_SC D_GWh_Before Competition Groups_20 | Energy Star Room Air Conditioner | 0.6633% | 0 | 4.8113 | Residential_2021_SC D_GWh_Before Competition Groups_Energy Star Room Air Conditioner
Residential | Res ¦ Minimize Hot and Warm Clothes Wash | 2021 | SC D | GWh | Before Competition Groups | 4.7213 | 0 | 0 | 725.3403 | 0.0065091 | 21 | Residential_2021_SC D_GWh_Before Competition Groups_21 | Minimize Hot and Warm Clothes Wash | 0.6509% | 0 | 4.7213 | Residential_2021_SC D_GWh_Before Competition Groups_Minimize Hot and Warm Clothes Wash
Residential | Res ¦ Attic Insulation | 2021 | SC D | GWh | Before Competition Groups | 4.4366 | 0 | 0 | 725.3403 | 0.0061166 | 22 | Residential_2021_SC D_GWh_Before Competition Groups_22 | Attic Insulation | 0.6117% | 0 | 4.4366 | Residential_2021_SC D_GWh_Before Competition Groups_Attic Insulation
Residential | Res ¦ Outside Air Economizer | 2021 | SC D | GWh | Before Competition Groups | 4.029 | 0 | 0 | 725.3403 | 0.0055546 | 23 | Residential_2021_SC D_GWh_Before Competition Groups_23 | Outside Air Economizer | 0.5555% | 0 | 4.029 | Residential_2021_SC D_GWh_Before Competition Groups_Outside Air Economizer
Residential | Res ¦ Refrigerator Recycling | 2021 | SC D | GWh | Before Competition Groups | 3.8485 | 0 | 0 | 725.3403 | 0.0053058 | 24 | Residential_2021_SC D_GWh_Before Competition Groups_24 | Refrigerator Recycling | 0.5306% | 0 | 3.8485 | Residential_2021_SC D_GWh_Before Competition Groups_Refrigerator Recycling
Residential | Res ¦ Advanced BAS/Controllers | 2021 | SC D | GWh | Before Competition Groups | 3.4515 | 0 | 0 | 725.3403 | 0.0047585 | 25 | Residential_2021_SC D_GWh_Before Competition Groups_25 | Advanced BAS/Controllers | 0.4758% | 0 | 3.4515 | Residential_2021_SC D_GWh_Before Competition Groups_Advanced BAS/Controllers
Residential | Res ¦ High Efficiency Chiller (avg of water and air cooled) | 2021 | SC D | GWh | Before Competition Groups | 3.2452 | 0 | 0 | 725.3403 | 0.004474 | 26 | Residential_2021_SC D_GWh_Before Competition Groups_26 | High Efficiency Chiller (avg of water and air cooled) | 0.4474% | 0 | 3.2452 | Residential_2021_SC D_GWh_Before Competition Groups_High Efficiency Chiller (avg of water and air cooled)
Residential | Res ¦ Furnace Whistle | 2021 | SC D | GWh | Before Competition Groups | 2.9721 | 0 | 0 | 725.3403 | 0.0040975 | 27 | Residential_2021_SC D_GWh_Before Competition Groups_27 | Furnace Whistle | 0.4097% | 0 | 2.9721 | Residential_2021_SC D_GWh_Before Competition Groups_Furnace Whistle
Residential | Res ¦ ENERGY STAR LED Lamps (General Service Lamps) | 2021 | SC D | GWh | Before Competition Groups | 2.157 | 0 | 0 | 725.3403 | 0.0029738 | 28 | Residential_2021_SC D_GWh_Before Competition Groups_28 | ENERGY STAR LED Lamps (General Service Lamps) | 0.2974% | 0 | 2.157 | Residential_2021_SC D_GWh_Before Competition Groups_ENERGY STAR LED Lamps (General Service Lamps)
Residential | Res ¦ Energy Star Clothes Dryer | 2021 | SC D | GWh | Before Competition Groups | 1.3296 | 0 | 0 | 725.3403 | 0.0018331 | 29 | Residential_2021_SC D_GWh_Before Competition Groups_29 | Energy Star Clothes Dryer | 0.1833% | 0 | 1.3296 | Residential_2021_SC D_GWh_Before Competition Groups_Energy Star Clothes Dryer
Residential | Res ¦ Variable Frequency Drive (VFD) | 2021 | SC D | GWh | Before Competition Groups | 0.9637 | 0 | 0 | 725.3403 | 0.0013286 | 30 | Residential_2021_SC D_GWh_Before Competition Groups_30 | Variable Frequency Drive (VFD) | 0.1329% | 0 | 0.9637 | Residential_2021_SC D_GWh_Before Competition Groups_Variable Frequency Drive (VFD)
Residential | Res ¦ Water Heater Temperature Setback | 2021 | SC D | GWh | Before Competition Groups | 0.84642 | 0 | 0 | 725.3403 | 0.0011669 | 31 | Residential_2021_SC D_GWh_Before Competition Groups_31 | Water Heater Temperature Setback | 0.1167% | 0 | 0.84642 | Residential_2021_SC D_GWh_Before Competition Groups_Water Heater Temperature Setback
Residential | Res ¦ CO Sensors for parking garage exhaust fans | 2021 | SC D | GWh | Before Competition Groups | 0.79196 | 0 | 0 | 725.3403 | 0.0010918 | 32 | Residential_2021_SC D_GWh_Before Competition Groups_32 | CO Sensors for parking garage exhaust fans | 0.1092% | 0 | 0.79196 | Residential_2021_SC D_GWh_Before Competition Groups_CO Sensors for parking garage exhaust fans
Residential | Res ¦ Demand Control Ventilation | 2021 | SC D | GWh | Before Competition Groups | 0.67055 | 0 | 0 | 725.3403 | 0.00092447 | 33 | Residential_2021_SC D_GWh_Before Competition Groups_33 | Demand Control Ventilation | 0.09245% | 0 | 0.67055 | Residential_2021_SC D_GWh_Before Competition Groups_Demand Control Ventilation
Residential | Res ¦ Clothes Drying Racks | 2021 | SC D | GWh | Before Competition Groups | 0.39057 | 0 | 0 | 725.3403 | 0.00053846 | 34 | Residential_2021_SC D_GWh_Before Competition Groups_34 | Clothes Drying Racks | 0.05385% | 0 | 0.39057 | Residential_2021_SC D_GWh_Before Competition Groups_Clothes Drying Racks
Residential | Res ¦ Floor Insulation | 2021 | SC D | GWh | Before Competition Groups | 0.3096 | 0 | 0 | 725.3403 | 0.00042683 | 35 | Residential_2021_SC D_GWh_Before Competition Groups_35 | Floor Insulation | 0.04268% | 0 | 0.3096 | Residential_2021_SC D_GWh_Before Competition Groups_Floor Insulation
Residential | Res ¦ VFD on Pumps | 2021 | SC D | GWh | Before Competition Groups | 0.27232 | 0 | 0 | 725.3403 | 0.00037544 | 36 | Residential_2021_SC D_GWh_Before Competition Groups_36 | VFD on Pumps | 0.03754% | 0 | 0.27232 | Residential_2021_SC D_GWh_Before Competition Groups_VFD on Pumps
Residential | Res ¦ Condensing Make Up Air Unit | 2021 | SC D | GWh | Before Competition Groups | 0.20612 | 0 | 0 | 725.3403 | 0.00028417 | 37 | Residential_2021_SC D_GWh_Before Competition Groups_37 | Condensing Make Up Air Unit | 0.02842% | 0 | 0.20612 | Residential_2021_SC D_GWh_Before Competition Groups_Condensing Make Up Air Unit
Residential | Res ¦ Duct Insulation | 2021 | SC D | GWh | Before Competition Groups | 0.15815 | 0 | 0 | 725.3403 | 0.00021803 | 38 | Residential_2021_SC D_GWh_Before Competition Groups_38 | Duct Insulation | 0.0218% | 0 | 0.15815 | Residential_2021_SC D_GWh_Before Competition Groups_Duct Insulation
Residential | Res ¦ ECM MOTORS FOR HVAC APPLICATION (FAN-POWERED VAV BOX) | 2021 | SC D | GWh | Before Competition Groups | 0.14718 | 0 | 0 | 725.3403 | 0.00020291 | 39 | Residential_2021_SC D_GWh_Before Competition Groups_39 | ECM MOTORS FOR HVAC APPLICATION (FAN-POWERED VAV BOX) | 0.02029% | 0 | 0.14718 | Residential_2021_SC D_GWh_Before Competition Groups_ECM MOTORS FOR HVAC APPLICATION (FAN-POWERED VAV BOX)
Residential | Res ¦ Duct Insulation MF | 2021 | SC D | GWh | Before Competition Groups | 0.094249 | 0 | 0 | 725.3403 | 0.00012994 | 40 | Residential_2021_SC D_GWh_Before Competition Groups_40 | Duct Insulation MF | 0.01299% | 0 | 0.094249 | Residential_2021_SC D_GWh_Before Competition Groups_Duct Insulation MF
Residential | Res ¦ Beverage Vending Machine Controls | 2021 | SC D | GWh | Before Competition Groups | 0.071118 | 0 | 0 | 725.3403 | 9.8048e-05 | 41 | Residential_2021_SC D_GWh_Before Competition Groups_41 | Beverage Vending Machine Controls | 0.009805% | 0 | 0.071118 | Residential_2021_SC D_GWh_Before Competition Groups_Beverage Vending Machine Controls
Residential | Res ¦ Heat Recovery Ventilator | 2021 | SC D | GWh | Before Competition Groups | 0.043774 | 0 | 0 | 725.3403 | 6.035e-05 | 42 | Residential_2021_SC D_GWh_Before Competition Groups_42 | Heat Recovery Ventilator | 0.006035% | 0 | 0.043774 | Residential_2021_SC D_GWh_Before Competition Groups_Heat Recovery Ventilator
Residential | Res ¦ Home Energy Reports | 2021 | SC D | GWh | Before Competition Groups | 0.024721 | 0 | 0 | 725.3403 | 3.4082e-05 | 43 | Residential_2021_SC D_GWh_Before Competition Groups_43 | Home Energy Reports | 0.003408% | 0 | 0.024721 | Residential_2021_SC D_GWh_Before Competition Groups_Home Energy Reports
Residential | Res ¦ Chilled Water Optimization | 2021 | SC D | GWh | Before Competition Groups | 0.020428 | 0 | 0 | 725.3403 | 2.8164e-05 | 44 | Residential_2021_SC D_GWh_Before Competition Groups_44 | Chilled Water Optimization | 0.002816% | 0 | 0.020428 | Residential_2021_SC D_GWh_Before Competition Groups_Chilled Water Optimization
Residential | Res ¦ LED High Bay Fixture | 2021 | SC D | GWh | Before Competition Groups | 0.0098074 | 0 | 0 | 725.3403 | 1.3521e-05 | 45 | Residential_2021_SC D_GWh_Before Competition Groups_45 | LED High Bay Fixture | 0.001352% | 0 | 0.0098074 | Residential_2021_SC D_GWh_Before Competition Groups_LED High Bay Fixture
Residential | Res ¦ Wall Insulation MF | 2021 | SC D | GWh | Before Competition Groups | 0.0012044 | 0 | 0 | 725.3403 | 1.6604e-06 | 46 | Residential_2021_SC D_GWh_Before Competition Groups_46 | Wall Insulation MF | 0.000166% | 0 | 0.0012044 | Residential_2021_SC D_GWh_Before Competition Groups_Wall Insulation MF
Residential | Res ¦ Wall Insulation | 2021 | SC D | GWh | Before Competition Groups | 0.001157 | 0 | 0 | 725.3403 | 1.5951e-06 | 47 | Residential_2021_SC D_GWh_Before Competition Groups_47 | Wall Insulation | 0.0001595% | 0 | 0.001157 | Residential_2021_SC D_GWh_Before Competition Groups_Wall Insulation
Residential | Res ¦ Freezer Recycling | 2021 | SC D | GWh | Before Competition Groups | 0.00049564 | 0 | 0 | 725.3403 | 6.8332e-07 | 48 | Residential_2021_SC D_GWh_Before Competition Groups_48 | Freezer Recycling | 6.833e-05% | 0 | 0.00049564 | Residential_2021_SC D_GWh_Before Competition Groups_Freezer Recycling
Residential | Res ¦ Energy Star Dehumidifier | 2021 | SC D | GWh | Before Competition Groups | 0 | 0 | 0 | 725.3403 | 0 | 49 | Residential_2021_SC D_GWh_Before Competition Groups_49 | Energy Star Dehumidifier | 0% | 0 | 0 | Residential_2021_SC D_GWh_Before Competition Groups_Energy Star Dehumidifier
Residential | Res ¦ Energy Star Freezer | 2021 | SC D | GWh | Before Competition Groups | 0 | 0 | 0 | 725.3403 | 0 | 50 | Residential_2021_SC D_GWh_Before Competition Groups_50 | Energy Star Freezer | 0% | 0 | 0 | Residential_2021_SC D_GWh_Before Competition Groups_Energy Star Freezer
Residential | Res ¦ LED Downlight | 2021 | SC D | GWh | Before Competition Groups | 0 | 0 | 0 | 725.3403 | 0 | 51 | Residential_2021_SC D_GWh_Before Competition Groups_51 | LED Downlight | 0% | 0 | 0 | Residential_2021_SC D_GWh_Before Competition Groups_LED Downlight
Residential | Res ¦ Smart Burners | 2021 | SC D | GWh | Before Competition Groups | 0 | 0 | 0 | 725.3403 | 0 | 52 | Residential_2021_SC D_GWh_Before Competition Groups_52 | Smart Burners | 0% | 0 | 0 | Residential_2021_SC D_GWh_Before Competition Groups_Smart Burners
Residential | Res ¦ Smart Power Bar | 2021 | SC D | GWh | Before Competition Groups | 0 | 0 | 0 | 725.3403 | 0 | 53 | Residential_2021_SC D_GWh_Before Competition Groups_53 | Smart Power Bar | 0% | 0 | 0 | Residential_2021_SC D_GWh_Before Competition Groups_Smart Power Bar
Residential | Res ¦ Tankless Water Heater | 2021 | SC D | GWh | Before Competition Groups | 0 | 0 | 0 | 725.3403 | 0 | 54 | Residential_2021_SC D_GWh_Before Competition Groups_54 | Tankless Water Heater | 0% | 0 | 0 | Residential_2021_SC D_GWh_Before Competition Groups_Tankless Water Heater
Residential | Res ¦ Smart Power Bar | 2021 | Technical | GWh | Before Competition Groups | 1575.4911 | 0 | 0 | 14698.5446 | 0.10719 | 1 | Residential_2021_Technical_GWh_Before Competition Groups_1 | Smart Power Bar | 10.72% | 0 | 1575.4911 | Residential_2021_Technical_GWh_Before Competition Groups_Smart Power Bar
Residential | Res ¦ Energy Star LED Bulbs General Purpose LEDs | 2021 | Technical | GWh | Before Competition Groups | 1338.1488 | 0 | 0 | 14698.5446 | 0.09104 | 2 | Residential_2021_Technical_GWh_Before Competition Groups_2 | Energy Star LED Bulbs General Purpose LEDs | 9.104% | 0 | 1338.1488 | Residential_2021_Technical_GWh_Before Competition Groups_Energy Star LED Bulbs General Purpose LEDs
Residential | Res ¦ Energy Star A Line, PAR, MR Lamps | 2021 | Technical | GWh | Before Competition Groups | 1295.3746 | 0 | 0 | 14698.5446 | 0.088129 | 3 | Residential_2021_Technical_GWh_Before Competition Groups_3 | Energy Star A Line, PAR, MR Lamps | 8.813% | 0 | 1295.3746 | Residential_2021_Technical_GWh_Before Competition Groups_Energy Star A Line, PAR, MR Lamps
Residential | Res ¦ Energy Star LED Specialty Bulbs | 2021 | Technical | GWh | Before Competition Groups | 1243.1835 | 0 | 0 | 14698.5446 | 0.084579 | 4 | Residential_2021_Technical_GWh_Before Competition Groups_4 | Energy Star LED Specialty Bulbs | 8.458% | 0 | 1243.1835 | Residential_2021_Technical_GWh_Before Competition Groups_Energy Star LED Specialty Bulbs
Residential | Res ¦ Networked/ Connected - Indoor LED Lamp | 2021 | Technical | GWh | Before Competition Groups | 808.522 | 0 | 0 | 14698.5446 | 0.055007 | 5 | Residential_2021_Technical_GWh_Before Competition Groups_5 | Networked/ Connected - Indoor LED Lamp | 5.501% | 0 | 808.522 | Residential_2021_Technical_GWh_Before Competition Groups_Networked/ Connected - Indoor LED Lamp
Residential | Res ¦ Adaptive Thermostat | 2021 | Technical | GWh | Before Competition Groups | 638.2914 | 0 | 0 | 14698.5446 | 0.043425 | 6 | Residential_2021_Technical_GWh_Before Competition Groups_6 | Adaptive Thermostat | 4.343% | 0 | 638.2914 | Residential_2021_Technical_GWh_Before Competition Groups_Adaptive Thermostat
Residential | Res ¦ Air Sealing | 2021 | Technical | GWh | Before Competition Groups | 566.7024 | 0 | 0 | 14698.5446 | 0.038555 | 7 | Residential_2021_Technical_GWh_Before Competition Groups_7 | Air Sealing | 3.855% | 0 | 566.7024 | Residential_2021_Technical_GWh_Before Competition Groups_Air Sealing
Residential | Res ¦ Variable Speed Pool Pump Motor | 2021 | Technical | GWh | Before Competition Groups | 416.1711 | 0 | 0 | 14698.5446 | 0.028314 | 8 | Residential_2021_Technical_GWh_Before Competition Groups_8 | Variable Speed Pool Pump Motor | 2.831% | 0 | 416.1711 | Residential_2021_Technical_GWh_Before Competition Groups_Variable Speed Pool Pump Motor
Residential | Res ¦ Energy Star Central Air Conditioner | 2021 | Technical | GWh | Before Competition Groups | 383.017 | 0 | 0 | 14698.5446 | 0.026058 | 9 | Residential_2021_Technical_GWh_Before Competition Groups_9 | Energy Star Central Air Conditioner | 2.606% | 0 | 383.017 | Residential_2021_Technical_GWh_Before Competition Groups_Energy Star Central Air Conditioner
Residential | Res ¦ Passive Attic Ventilation | 2021 | Technical | GWh | Before Competition Groups | 335.5657 | 0 | 0 | 14698.5446 | 0.02283 | 10 | Residential_2021_Technical_GWh_Before Competition Groups_10 | Passive Attic Ventilation | 2.283% | 0 | 335.5657 | Residential_2021_Technical_GWh_Before Competition Groups_Passive Attic Ventilation
Residential | Res ¦ Car Block Heater Timer | 2021 | Technical | GWh | Before Competition Groups | 325.1616 | 0 | 0 | 14698.5446 | 0.022122 | 11 | Residential_2021_Technical_GWh_Before Competition Groups_11 | Car Block Heater Timer | 2.212% | 0 | 325.1616 | Residential_2021_Technical_GWh_Before Competition Groups_Car Block Heater Timer
Residential | Res ¦ Building Recommissioning, Operations and Maintenance (O&M) Improvements | 2021 | Technical | GWh | Before Competition Groups | 322.5251 | 0 | 0 | 14698.5446 | 0.021943 | 12 | Residential_2021_Technical_GWh_Before Competition Groups_12 | Building Recommissioning, Operations and Maintenance (O&M) Improvements | 2.194% | 0 | 322.5251 | Residential_2021_Technical_GWh_Before Competition Groups_Building Recommissioning, Operations and Maintenance (O&M) Improvements
Residential | Res ¦ Energy Star Windows | 2021 | Technical | GWh | Before Competition Groups | 307.3643 | 0 | 0 | 14698.5446 | 0.020911 | 13 | Residential_2021_Technical_GWh_Before Competition Groups_13 | Energy Star Windows | 2.091% | 0 | 307.3643 | Residential_2021_Technical_GWh_Before Competition Groups_Energy Star Windows
Residential | Res ¦ Basement Wall Insulation | 2021 | Technical | GWh | Before Competition Groups | 297.4833 | 0 | 0 | 14698.5446 | 0.020239 | 14 | Residential_2021_Technical_GWh_Before Competition Groups_14 | Basement Wall Insulation | 2.024% | 0 | 297.4833 | Residential_2021_Technical_GWh_Before Competition Groups_Basement Wall Insulation
Residential | Res ¦ Basement or Crawlspace Insulation | 2021 | Technical | GWh | Before Competition Groups | 247.0385 | 0 | 0 | 14698.5446 | 0.016807 | 15 | Residential_2021_Technical_GWh_Before Competition Groups_15 | Basement or Crawlspace Insulation | 1.681% | 0 | 247.0385 | Residential_2021_Technical_GWh_Before Competition Groups_Basement or Crawlspace Insulation
Residential | Res ¦ Attic Insulation | 2021 | Technical | GWh | Before Competition Groups | 229.4892 | 0 | 0 | 14698.5446 | 0.015613 | 16 | Residential_2021_Technical_GWh_Before Competition Groups_16 | Attic Insulation | 1.561% | 0 | 229.4892 | Residential_2021_Technical_GWh_Before Competition Groups_Attic Insulation
Residential | Res ¦ Energy Star Refrigerator | 2021 | Technical | GWh | Before Competition Groups | 228.0848 | 0 | 0 | 14698.5446 | 0.015518 | 17 | Residential_2021_Technical_GWh_Before Competition Groups_17 | Energy Star Refrigerator | 1.552% | 0 | 228.0848 | Residential_2021_Technical_GWh_Before Competition Groups_Energy Star Refrigerator
Residential | Res ¦ Energy Star Clothes Washer | 2021 | Technical | GWh | Before Competition Groups | 200.5499 | 0 | 0 | 14698.5446 | 0.013644 | 18 | Residential_2021_Technical_GWh_Before Competition Groups_18 | Energy Star Clothes Washer | 1.364% | 0 | 200.5499 | Residential_2021_Technical_GWh_Before Competition Groups_Energy Star Clothes Washer
Residential | Res ¦ Smart Burners | 2021 | Technical | GWh | Before Competition Groups | 186.7882 | 0 | 0 | 14698.5446 | 0.012708 | 19 | Residential_2021_Technical_GWh_Before Competition Groups_19 | Smart Burners | 1.271% | 0 | 186.7882 | Residential_2021_Technical_GWh_Before Competition Groups_Smart Burners
Residential | Res ¦ Energy Star Light Fixture | 2021 | Technical | GWh | Before Competition Groups | 184.6377 | 0 | 0 | 14698.5446 | 0.012562 | 20 | Residential_2021_Technical_GWh_Before Competition Groups_20 | Energy Star Light Fixture | 1.256% | 0 | 184.6377 | Residential_2021_Technical_GWh_Before Competition Groups_Energy Star Light Fixture
Residential | Res ¦ Wall Insulation | 2021 | Technical | GWh | Before Competition Groups | 179.3013 | 0 | 0 | 14698.5446 | 0.012199 | 21 | Residential_2021_Technical_GWh_Before Competition Groups_21 | Wall Insulation | 1.22% | 0 | 179.3013 | Residential_2021_Technical_GWh_Before Competition Groups_Wall Insulation
Residential | Res ¦ Energy Star Ground Source Heat Pump | 2021 | Technical | GWh | Before Competition Groups | 170.2199 | 0 | 0 | 14698.5446 | 0.011581 | 22 | Residential_2021_Technical_GWh_Before Competition Groups_22 | Energy Star Ground Source Heat Pump | 1.158% | 0 | 170.2199 | Residential_2021_Technical_GWh_Before Competition Groups_Energy Star Ground Source Heat Pump
Residential | Res ¦ Ductless Mini-Split Heat Pump | 2021 | Technical | GWh | Before Competition Groups | 168.7741 | 0 | 0 | 14698.5446 | 0.011482 | 23 | Residential_2021_Technical_GWh_Before Competition Groups_23 | Ductless Mini-Split Heat Pump | 1.148% | 0 | 168.7741 | Residential_2021_Technical_GWh_Before Competition Groups_Ductless Mini-Split Heat Pump
Residential | Res ¦ Heavy Duty Outdoor/Holiday Plug-in Timers | 2021 | Technical | GWh | Before Competition Groups | 164.6785 | 0 | 0 | 14698.5446 | 0.011204 | 24 | Residential_2021_Technical_GWh_Before Competition Groups_24 | Heavy Duty Outdoor/Holiday Plug-in Timers | 1.12% | 0 | 164.6785 | Residential_2021_Technical_GWh_Before Competition Groups_Heavy Duty Outdoor/Holiday Plug-in Timers
Residential | Res ¦ Heat Pump Clothes Dryer | 2021 | Technical | GWh | Before Competition Groups | 164.5581 | 0 | 0 | 14698.5446 | 0.011196 | 25 | Residential_2021_Technical_GWh_Before Competition Groups_25 | Heat Pump Clothes Dryer | 1.12% | 0 | 164.5581 | Residential_2021_Technical_GWh_Before Competition Groups_Heat Pump Clothes Dryer
Residential | Res ¦ Comprehensive Draft Proofing | 2021 | Technical | GWh | Before Competition Groups | 164.0403 | 0 | 0 | 14698.5446 | 0.01116 | 26 | Residential_2021_Technical_GWh_Before Competition Groups_26 | Comprehensive Draft Proofing | 1.116% | 0 | 164.0403 | Residential_2021_Technical_GWh_Before Competition Groups_Comprehensive Draft Proofing
Residential | Res ¦ Furnace with ECM | 2021 | Technical | GWh | Before Competition Groups | 123.5997 | 0 | 0 | 14698.5446 | 0.008409 | 27 | Residential_2021_Technical_GWh_Before Competition Groups_27 | Furnace with ECM | 0.8409% | 0 | 123.5997 | Residential_2021_Technical_GWh_Before Competition Groups_Furnace with ECM
Residential | Res ¦ Induction Cooking Stove Top | 2021 | Technical | GWh | Before Competition Groups | 115.0615 | 0 | 0 | 14698.5446 | 0.0078281 | 28 | Residential_2021_Technical_GWh_Before Competition Groups_28 | Induction Cooking Stove Top | 0.7828% | 0 | 115.0615 | Residential_2021_Technical_GWh_Before Competition Groups_Induction Cooking Stove Top
Residential | Res ¦ Radiant Barrier | 2021 | Technical | GWh | Before Competition Groups | 114.7473 | 0 | 0 | 14698.5446 | 0.0078067 | 29 | Residential_2021_Technical_GWh_Before Competition Groups_29 | Radiant Barrier | 0.7807% | 0 | 114.7473 | Residential_2021_Technical_GWh_Before Competition Groups_Radiant Barrier
Residential | Res ¦ Energy Star Torchiere | 2021 | Technical | GWh | Before Competition Groups | 112.6872 | 0 | 0 | 14698.5446 | 0.0076666 | 30 | Residential_2021_Technical_GWh_Before Competition Groups_30 | Energy Star Torchiere | 0.7667% | 0 | 112.6872 | Residential_2021_Technical_GWh_Before Competition Groups_Energy Star Torchiere
Residential | Res ¦ Occupancy Sensors MF | 2021 | Technical | GWh | Before Competition Groups | 109.1689 | 0 | 0 | 14698.5446 | 0.0074272 | 31 | Residential_2021_Technical_GWh_Before Competition Groups_31 | Occupancy Sensors MF | 0.7427% | 0 | 109.1689 | Residential_2021_Technical_GWh_Before Competition Groups_Occupancy Sensors MF
Residential | Res ¦ Energy Star Air Source Heat Pump | 2021 | Technical | GWh | Before Competition Groups | 96.3462 | 0 | 0 | 14698.5446 | 0.0065548 | 32 | Residential_2021_Technical_GWh_Before Competition Groups_32 | Energy Star Air Source Heat Pump | 0.6555% | 0 | 96.3462 | Residential_2021_Technical_GWh_Before Competition Groups_Energy Star Air Source Heat Pump
Residential | Res ¦ Ductless Mini-Split Air Conditioner | 2021 | Technical | GWh | Before Competition Groups | 95.9767 | 0 | 0 | 14698.5446 | 0.0065297 | 33 | Residential_2021_Technical_GWh_Before Competition Groups_33 | Ductless Mini-Split Air Conditioner | 0.653% | 0 | 95.9767 | Residential_2021_Technical_GWh_Before Competition Groups_Ductless Mini-Split Air Conditioner
Residential | Res ¦ Energy Star Clothes Dryer | 2021 | Technical | GWh | Before Competition Groups | 93.9904 | 0 | 0 | 14698.5446 | 0.0063945 | 34 | Residential_2021_Technical_GWh_Before Competition Groups_34 | Energy Star Clothes Dryer | 0.6395% | 0 | 93.9904 | Residential_2021_Technical_GWh_Before Competition Groups_Energy Star Clothes Dryer
Residential | Res ¦ Ceiling Insulation | 2021 | Technical | GWh | Before Competition Groups | 89.8789 | 0 | 0 | 14698.5446 | 0.0061148 | 35 | Residential_2021_Technical_GWh_Before Competition Groups_35 | Ceiling Insulation | 0.6115% | 0 | 89.8789 | Residential_2021_Technical_GWh_Before Competition Groups_Ceiling Insulation
Residential | Res ¦ Window Film | 2021 | Technical | GWh | Before Competition Groups | 88.0856 | 0 | 0 | 14698.5446 | 0.0059928 | 36 | Residential_2021_Technical_GWh_Before Competition Groups_36 | Window Film | 0.5993% | 0 | 88.0856 | Residential_2021_Technical_GWh_Before Competition Groups_Window Film
Residential | Res ¦ Refrigerator Recycling | 2021 | Technical | GWh | Before Competition Groups | 84.5448 | 0 | 0 | 14698.5446 | 0.0057519 | 37 | Residential_2021_Technical_GWh_Before Competition Groups_37 | Refrigerator Recycling | 0.5752% | 0 | 84.5448 | Residential_2021_Technical_GWh_Before Competition Groups_Refrigerator Recycling
Residential | Res ¦ Clothes Drying Racks | 2021 | Technical | GWh | Before Competition Groups | 77.2016 | 0 | 0 | 14698.5446 | 0.0052523 | 38 | Residential_2021_Technical_GWh_Before Competition Groups_38 | Clothes Drying Racks | 0.5252% | 0 | 77.2016 | Residential_2021_Technical_GWh_Before Competition Groups_Clothes Drying Racks
Residential | Res ¦ Freezer Recycling | 2021 | Technical | GWh | Before Competition Groups | 74.1827 | 0 | 0 | 14698.5446 | 0.0050469 | 39 | Residential_2021_Technical_GWh_Before Competition Groups_39 | Freezer Recycling | 0.5047% | 0 | 74.1827 | Residential_2021_Technical_GWh_Before Competition Groups_Freezer Recycling
Residential | Res ¦ Duct Insulation | 2021 | Technical | GWh | Before Competition Groups | 73.8873 | 0 | 0 | 14698.5446 | 0.0050268 | 40 | Residential_2021_Technical_GWh_Before Competition Groups_40 | Duct Insulation | 0.5027% | 0 | 73.8873 | Residential_2021_Technical_GWh_Before Competition Groups_Duct Insulation
Residential | Res ¦ Variable Refrigerant Flow Heat Pump | 2021 | Technical | GWh | Before Competition Groups | 73.7684 | 0 | 0 | 14698.5446 | 0.0050188 | 41 | Residential_2021_Technical_GWh_Before Competition Groups_41 | Variable Refrigerant Flow Heat Pump | 0.5019% | 0 | 73.7684 | Residential_2021_Technical_GWh_Before Competition Groups_Variable Refrigerant Flow Heat Pump
Residential | Res ¦ LED Parking Lot Fixture | 2021 | Technical | GWh | Before Competition Groups | 71.2795 | 0 | 0 | 14698.5446 | 0.0048494 | 42 | Residential_2021_Technical_GWh_Before Competition Groups_42 | LED Parking Lot Fixture | 0.4849% | 0 | 71.2795 | Residential_2021_Technical_GWh_Before Competition Groups_LED Parking Lot Fixture
Residential | Res ¦ LED Downlight | 2021 | Technical | GWh | Before Competition Groups | 62.5182 | 0 | 0 | 14698.5446 | 0.0042534 | 43 | Residential_2021_Technical_GWh_Before Competition Groups_43 | LED Downlight | 0.4253% | 0 | 62.5182 | Residential_2021_Technical_GWh_Before Competition Groups_LED Downlight
Residential | Res ¦ Floor Insulation | 2021 | Technical | GWh | Before Competition Groups | 60.1457 | 0 | 0 | 14698.5446 | 0.004092 | 44 | Residential_2021_Technical_GWh_Before Competition Groups_44 | Floor Insulation | 0.4092% | 0 | 60.1457 | Residential_2021_Technical_GWh_Before Competition Groups_Floor Insulation
Residential | Res ¦ INTEGRAL LED TROFFERS | 2021 | Technical | GWh | Before Competition Groups | 59.7294 | 0 | 0 | 14698.5446 | 0.0040636 | 45 | Residential_2021_Technical_GWh_Before Competition Groups_45 | INTEGRAL LED TROFFERS | 0.4064% | 0 | 59.7294 | Residential_2021_Technical_GWh_Before Competition Groups_INTEGRAL LED TROFFERS
Residential | Res ¦ Lighting Motion Sensors, Timers, Dimmers | 2021 | Technical | GWh | Before Competition Groups | 54.3897 | 0 | 0 | 14698.5446 | 0.0037003 | 46 | Residential_2021_Technical_GWh_Before Competition Groups_46 | Lighting Motion Sensors, Timers, Dimmers | 0.37% | 0 | 54.3897 | Residential_2021_Technical_GWh_Before Competition Groups_Lighting Motion Sensors, Timers, Dimmers
Residential | Res ¦ Dehumidifier Recycling | 2021 | Technical | GWh | Before Competition Groups | 51.4396 | 0 | 0 | 14698.5446 | 0.0034996 | 47 | Residential_2021_Technical_GWh_Before Competition Groups_47 | Dehumidifier Recycling | 0.35% | 0 | 51.4396 | Residential_2021_Technical_GWh_Before Competition Groups_Dehumidifier Recycling
Residential | Res ¦ Networked/ Connected - Indoor LED Luminaire | 2021 | Technical | GWh | Before Competition Groups | 49.8672 | 0 | 0 | 14698.5446 | 0.0033927 | 48 | Residential_2021_Technical_GWh_Before Competition Groups_48 | Networked/ Connected - Indoor LED Luminaire | 0.3393% | 0 | 49.8672 | Residential_2021_Technical_GWh_Before Competition Groups_Networked/ Connected - Indoor LED Luminaire
Residential | Res ¦ Advanced BAS/Controllers | 2021 | Technical | GWh | Before Competition Groups | 47.2054 | 0 | 0 | 14698.5446 | 0.0032116 | 49 | Residential_2021_Technical_GWh_Before Competition Groups_49 | Advanced BAS/Controllers | 0.3212% | 0 | 47.2054 | Residential_2021_Technical_GWh_Before Competition Groups_Advanced BAS/Controllers
Residential | Res ¦ Minimize Hot and Warm Clothes Wash | 2021 | Technical | GWh | Before Competition Groups | 41.2624 | 0 | 0 | 14698.5446 | 0.0028072 | 50 | Residential_2021_Technical_GWh_Before Competition Groups_50 | Minimize Hot and Warm Clothes Wash | 0.2807% | 0 | 41.2624 | Residential_2021_Technical_GWh_Before Competition Groups_Minimize Hot and Warm Clothes Wash
Residential | Res ¦ Furnace Whistle | 2021 | Technical | GWh | Before Competition Groups | 40.6484 | 0 | 0 | 14698.5446 | 0.0027655 | 51 | Residential_2021_Technical_GWh_Before Competition Groups_51 | Furnace Whistle | 0.2765% | 0 | 40.6484 | Residential_2021_Technical_GWh_Before Competition Groups_Furnace Whistle
Residential | Res ¦ Energy Star Room Air Conditioner | 2021 | Technical | GWh | Before Competition Groups | 37.1123 | 0 | 0 | 14698.5446 | 0.0025249 | 52 | Residential_2021_Technical_GWh_Before Competition Groups_52 | Energy Star Room Air Conditioner | 0.2525% | 0 | 37.1123 | Residential_2021_Technical_GWh_Before Competition Groups_Energy Star Room Air Conditioner
Residential | Res ¦ Early Hot Water Heater Replacement | 2021 | Technical | GWh | Before Competition Groups | 36.8195 | 0 | 0 | 14698.5446 | 0.002505 | 53 | Residential_2021_Technical_GWh_Before Competition Groups_53 | Early Hot Water Heater Replacement | 0.2505% | 0 | 36.8195 | Residential_2021_Technical_GWh_Before Competition Groups_Early Hot Water Heater Replacement
Residential | Res ¦ Duct Insulation MF | 2021 | Technical | GWh | Before Competition Groups | 32.5957 | 0 | 0 | 14698.5446 | 0.0022176 | 54 | Residential_2021_Technical_GWh_Before Competition Groups_54 | Duct Insulation MF | 0.2218% | 0 | 32.5957 | Residential_2021_Technical_GWh_Before Competition Groups_Duct Insulation MF
Residential | Res ¦ LED Exterior Area Lights - LED Fixture (200W) | 2021 | Technical | GWh | Before Competition Groups | 32.3668 | 0 | 0 | 14698.5446 | 0.002202 | 55 | Residential_2021_Technical_GWh_Before Competition Groups_55 | LED Exterior Area Lights - LED Fixture (200W) | 0.2202% | 0 | 32.3668 | Residential_2021_Technical_GWh_Before Competition Groups_LED Exterior Area Lights - LED Fixture (200W)
Residential | Res ¦ Energy Star Dehumidifier | 2021 | Technical | GWh | Before Competition Groups | 30.224 | 0 | 0 | 14698.5446 | 0.0020563 | 56 | Residential_2021_Technical_GWh_Before Competition Groups_56 | Energy Star Dehumidifier | 0.2056% | 0 | 30.224 | Residential_2021_Technical_GWh_Before Competition Groups_Energy Star Dehumidifier
Residential | Res ¦ Central Air Conditioner Maintenance | 2021 | Technical | GWh | Before Competition Groups | 30.0797 | 0 | 0 | 14698.5446 | 0.0020464 | 57 | Residential_2021_Technical_GWh_Before Competition Groups_57 | Central Air Conditioner Maintenance | 0.2046% | 0 | 30.0797 | Residential_2021_Technical_GWh_Before Competition Groups_Central Air Conditioner Maintenance
Residential | Res ¦ Solar Powered Attic Fan | 2021 | Technical | GWh | Before Competition Groups | 27.5612 | 0 | 0 | 14698.5446 | 0.0018751 | 58 | Residential_2021_Technical_GWh_Before Competition Groups_58 | Solar Powered Attic Fan | 0.1875% | 0 | 27.5612 | Residential_2021_Technical_GWh_Before Competition Groups_Solar Powered Attic Fan
Residential | Res ¦ Energy Star Ceiling Fan/Lighting | 2021 | Technical | GWh | Before Competition Groups | 26.1073 | 0 | 0 | 14698.5446 | 0.0017762 | 59 | Residential_2021_Technical_GWh_Before Competition Groups_59 | Energy Star Ceiling Fan/Lighting | 0.1776% | 0 | 26.1073 | Residential_2021_Technical_GWh_Before Competition Groups_Energy Star Ceiling Fan/Lighting
Residential | Res ¦ Outside Air Economizer | 2021 | Technical | GWh | Before Competition Groups | 25.6073 | 0 | 0 | 14698.5446 | 0.0017422 | 60 | Residential_2021_Technical_GWh_Before Competition Groups_60 | Outside Air Economizer | 0.1742% | 0 | 25.6073 | Residential_2021_Technical_GWh_Before Competition Groups_Outside Air Economizer
Residential | Res ¦ Air Source Heat Pump | 2021 | Technical | GWh | Before Competition Groups | 24.7448 | 0 | 0 | 14698.5446 | 0.0016835 | 61 | Residential_2021_Technical_GWh_Before Competition Groups_61 | Air Source Heat Pump | 0.1683% | 0 | 24.7448 | Residential_2021_Technical_GWh_Before Competition Groups_Air Source Heat Pump
Residential | Res ¦ Drain Water Heat Recovery | 2021 | Technical | GWh | Before Competition Groups | 24.73 | 0 | 0 | 14698.5446 | 0.0016825 | 62 | Residential_2021_Technical_GWh_Before Competition Groups_62 | Drain Water Heat Recovery | 0.1682% | 0 | 24.73 | Residential_2021_Technical_GWh_Before Competition Groups_Drain Water Heat Recovery
Residential | Res ¦ Energy Star Freezer | 2021 | Technical | GWh | Before Competition Groups | 22.6667 | 0 | 0 | 14698.5446 | 0.0015421 | 63 | Residential_2021_Technical_GWh_Before Competition Groups_63 | Energy Star Freezer | 0.1542% | 0 | 22.6667 | Residential_2021_Technical_GWh_Before Competition Groups_Energy Star Freezer
Residential | Res ¦ Demand Control Ventilation | 2021 | Technical | GWh | Before Competition Groups | 21.7711 | 0 | 0 | 14698.5446 | 0.0014812 | 64 | Residential_2021_Technical_GWh_Before Competition Groups_64 | Demand Control Ventilation | 0.1481% | 0 | 21.7711 | Residential_2021_Technical_GWh_Before Competition Groups_Demand Control Ventilation
Residential | Res ¦ Home Energy Reports | 2021 | Technical | GWh | Before Competition Groups | 20.0827 | 0 | 0 | 14698.5446 | 0.0013663 | 65 | Residential_2021_Technical_GWh_Before Competition Groups_65 | Home Energy Reports | 0.1366% | 0 | 20.0827 | Residential_2021_Technical_GWh_Before Competition Groups_Home Energy Reports
Residential | Res ¦ Heat Pump Water Heater | 2021 | Technical | GWh | Before Competition Groups | 17.6528 | 0 | 0 | 14698.5446 | 0.001201 | 66 | Residential_2021_Technical_GWh_Before Competition Groups_66 | Heat Pump Water Heater | 0.1201% | 0 | 17.6528 | Residential_2021_Technical_GWh_Before Competition Groups_Heat Pump Water Heater
Residential | Res ¦ Variable Frequency Drive (VFD) | 2021 | Technical | GWh | Before Competition Groups | 17.243 | 0 | 0 | 14698.5446 | 0.0011731 | 67 | Residential_2021_Technical_GWh_Before Competition Groups_67 | Variable Frequency Drive (VFD) | 0.1173% | 0 | 17.243 | Residential_2021_Technical_GWh_Before Competition Groups_Variable Frequency Drive (VFD)
Residential | Res ¦ CO Sensors for parking garage exhaust fans | 2021 | Technical | GWh | Before Competition Groups | 16.1562 | 0 | 0 | 14698.5446 | 0.0010992 | 68 | Residential_2021_Technical_GWh_Before Competition Groups_68 | CO Sensors for parking garage exhaust fans | 0.1099% | 0 | 16.1562 | Residential_2021_Technical_GWh_Before Competition Groups_CO Sensors for parking garage exhaust fans
Residential | Res ¦ Tankless Water Heater | 2021 | Technical | GWh | Before Competition Groups | 15.9342 | 0 | 0 | 14698.5446 | 0.0010841 | 69 | Residential_2021_Technical_GWh_Before Competition Groups_69 | Tankless Water Heater | 0.1084% | 0 | 15.9342 | Residential_2021_Technical_GWh_Before Competition Groups_Tankless Water Heater
Residential | Res ¦ Central Lighting Control System | 2021 | Technical | GWh | Before Competition Groups | 15.329 | 0 | 0 | 14698.5446 | 0.0010429 | 70 | Residential_2021_Technical_GWh_Before Competition Groups_70 | Central Lighting Control System | 0.1043% | 0 | 15.329 | Residential_2021_Technical_GWh_Before Competition Groups_Central Lighting Control System
Residential | Res ¦ ENERGY STAR LED LAMPS (REFLECTOR LAMPs/MR16/PAR 16) | 2021 | Technical | GWh | Before Competition Groups | 15.1589 | 0 | 0 | 14698.5446 | 0.0010313 | 71 | Residential_2021_Technical_GWh_Before Competition Groups_71 | ENERGY STAR LED LAMPS (REFLECTOR LAMPs/MR16/PAR 16) | 0.1031% | 0 | 15.1589 | Residential_2021_Technical_GWh_Before Competition Groups_ENERGY STAR LED LAMPS (REFLECTOR LAMPs/MR16/PAR 16)
Residential | Res ¦ Water Heater Temperature Setback | 2021 | Technical | GWh | Before Competition Groups | 12.885 | 0 | 0 | 14698.5446 | 0.00087662 | 72 | Residential_2021_Technical_GWh_Before Competition Groups_72 | Water Heater Temperature Setback | 0.08766% | 0 | 12.885 | Residential_2021_Technical_GWh_Before Competition Groups_Water Heater Temperature Setback
Residential | Res ¦ LED Tube Re-Lamp | 2021 | Technical | GWh | Before Competition Groups | 12.4206 | 0 | 0 | 14698.5446 | 0.00084502 | 73 | Residential_2021_Technical_GWh_Before Competition Groups_73 | LED Tube Re-Lamp | 0.0845% | 0 | 12.4206 | Residential_2021_Technical_GWh_Before Competition Groups_LED Tube Re-Lamp
Residential | Res ¦ DHW Recirculation Systems | 2021 | Technical | GWh | Before Competition Groups | 11.6333 | 0 | 0 | 14698.5446 | 0.00079146 | 74 | Residential_2021_Technical_GWh_Before Competition Groups_74 | DHW Recirculation Systems | 0.07915% | 0 | 11.6333 | Residential_2021_Technical_GWh_Before Competition Groups_DHW Recirculation Systems
Residential | Res ¦ Air Source Heat Pump Maintenance | 2021 | Technical | GWh | Before Competition Groups | 10.5208 | 0 | 0 | 14698.5446 | 0.00071577 | 75 | Residential_2021_Technical_GWh_Before Competition Groups_75 | Air Source Heat Pump Maintenance | 0.07158% | 0 | 10.5208 | Residential_2021_Technical_GWh_Before Competition Groups_Air Source Heat Pump Maintenance
Residential | Res ¦ Heat Recovery Ventilator | 2021 | Technical | GWh | Before Competition Groups | 10.4221 | 0 | 0 | 14698.5446 | 0.00070906 | 76 | Residential_2021_Technical_GWh_Before Competition Groups_76 | Heat Recovery Ventilator | 0.07091% | 0 | 10.4221 | Residential_2021_Technical_GWh_Before Competition Groups_Heat Recovery Ventilator
Residential | Res ¦ Solar Water Heating System | 2021 | Technical | GWh | Before Competition Groups | 8.6923 | 0 | 0 | 14698.5446 | 0.00059137 | 77 | Residential_2021_Technical_GWh_Before Competition Groups_77 | Solar Water Heating System | 0.05914% | 0 | 8.6923 | Residential_2021_Technical_GWh_Before Competition Groups_Solar Water Heating System
Residential | Res ¦ High Efficiency Storage Water Heater | 2021 | Technical | GWh | Before Competition Groups | 7.7116 | 0 | 0 | 14698.5446 | 0.00052465 | 78 | Residential_2021_Technical_GWh_Before Competition Groups_78 | High Efficiency Storage Water Heater | 0.05247% | 0 | 7.7116 | Residential_2021_Technical_GWh_Before Competition Groups_High Efficiency Storage Water Heater
Residential | Res ¦ Energy Star Dishwasher | 2021 | Technical | GWh | Before Competition Groups | 7.157 | 0 | 0 | 14698.5446 | 0.00048692 | 79 | Residential_2021_Technical_GWh_Before Competition Groups_79 | Energy Star Dishwasher | 0.04869% | 0 | 7.157 | Residential_2021_Technical_GWh_Before Competition Groups_Energy Star Dishwasher
Residential | Res ¦ VFD on Pumps | 2021 | Technical | GWh | Before Competition Groups | 5.3024 | 0 | 0 | 14698.5446 | 0.00036074 | 80 | Residential_2021_Technical_GWh_Before Competition Groups_80 | VFD on Pumps | 0.03607% | 0 | 5.3024 | Residential_2021_Technical_GWh_Before Competition Groups_VFD on Pumps
Residential | Res ¦ Condensing Make Up Air Unit | 2021 | Technical | GWh | Before Competition Groups | 4.4036 | 0 | 0 | 14698.5446 | 0.00029959 | 81 | Residential_2021_Technical_GWh_Before Competition Groups_81 | Condensing Make Up Air Unit | 0.02996% | 0 | 4.4036 | Residential_2021_Technical_GWh_Before Competition Groups_Condensing Make Up Air Unit
Residential | Res ¦ High Efficiency Chiller (avg of water and air cooled) | 2021 | Technical | GWh | Before Competition Groups | 4.0687 | 0 | 0 | 14698.5446 | 0.00027681 | 82 | Residential_2021_Technical_GWh_Before Competition Groups_82 | High Efficiency Chiller (avg of water and air cooled) | 0.02768% | 0 | 4.0687 | Residential_2021_Technical_GWh_Before Competition Groups_High Efficiency Chiller (avg of water and air cooled)
Residential | Res ¦ ENERGY STAR LED Lamps (General Service Lamps) | 2021 | Technical | GWh | Before Competition Groups | 3.362 | 0 | 0 | 14698.5446 | 0.00022873 | 83 | Residential_2021_Technical_GWh_Before Competition Groups_83 | ENERGY STAR LED Lamps (General Service Lamps) | 0.02287% | 0 | 3.362 | Residential_2021_Technical_GWh_Before Competition Groups_ENERGY STAR LED Lamps (General Service Lamps)
Residential | Res ¦ ECM MOTORS FOR HVAC APPLICATION (FAN-POWERED VAV BOX) | 2021 | Technical | GWh | Before Competition Groups | 2.6104 | 0 | 0 | 14698.5446 | 0.0001776 | 84 | Residential_2021_Technical_GWh_Before Competition Groups_84 | ECM MOTORS FOR HVAC APPLICATION (FAN-POWERED VAV BOX) | 0.01776% | 0 | 2.6104 | Residential_2021_Technical_GWh_Before Competition Groups_ECM MOTORS FOR HVAC APPLICATION (FAN-POWERED VAV BOX)
Residential | Res ¦ HVAC Optimization | 2021 | Technical | GWh | Before Competition Groups | 1.7068 | 0 | 0 | 14698.5446 | 0.00011612 | 85 | Residential_2021_Technical_GWh_Before Competition Groups_85 | HVAC Optimization | 0.01161% | 0 | 1.7068 | Residential_2021_Technical_GWh_Before Competition Groups_HVAC Optimization
Residential | Res ¦ Beverage Vending Machine Controls | 2021 | Technical | GWh | Before Competition Groups | 1.5468 | 0 | 0 | 14698.5446 | 0.00010523 | 86 | Residential_2021_Technical_GWh_Before Competition Groups_86 | Beverage Vending Machine Controls | 0.01052% | 0 | 1.5468 | Residential_2021_Technical_GWh_Before Competition Groups_Beverage Vending Machine Controls
Residential | Res ¦ Wall Insulation MF | 2021 | Technical | GWh | Before Competition Groups | 0.65466 | 0 | 0 | 14698.5446 | 4.4539e-05 | 87 | Residential_2021_Technical_GWh_Before Competition Groups_87 | Wall Insulation MF | 0.004454% | 0 | 0.65466 | Residential_2021_Technical_GWh_Before Competition Groups_Wall Insulation MF
Residential | Res ¦ LED Recessed Downlights | 2021 | Technical | GWh | Before Competition Groups | 0.3224 | 0 | 0 | 14698.5446 | 2.1934e-05 | 88 | Residential_2021_Technical_GWh_Before Competition Groups_88 | LED Recessed Downlights | 0.002193% | 0 | 0.3224 | Residential_2021_Technical_GWh_Before Competition Groups_LED Recessed Downlights
Residential | Res ¦ LED High Bay Fixture | 2021 | Technical | GWh | Before Competition Groups | 0.2755 | 0 | 0 | 14698.5446 | 1.8744e-05 | 89 | Residential_2021_Technical_GWh_Before Competition Groups_89 | LED High Bay Fixture | 0.001874% | 0 | 0.2755 | Residential_2021_Technical_GWh_Before Competition Groups_LED High Bay Fixture
Residential | Res ¦ Chilled Water Optimization | 2021 | Technical | GWh | Before Competition Groups | 0.10642 | 0 | 0 | 14698.5446 | 7.2404e-06 | 90 | Residential_2021_Technical_GWh_Before Competition Groups_90 | Chilled Water Optimization | 0.000724% | 0 | 0.10642 | Residential_2021_Technical_GWh_Before Competition Groups_Chilled Water Optimization
Residential | Res ¦ Solar Water Preheat (Pools/DHW) | 2021 | Technical | GWh | Before Competition Groups | 0.023588 | 0 | 0 | 14698.5446 | 1.6048e-06 | 91 | Residential_2021_Technical_GWh_Before Competition Groups_91 | Solar Water Preheat (Pools/DHW) | 0.0001605% | 0 | 0.023588 | Residential_2021_Technical_GWh_Before Competition Groups_Solar Water Preheat (Pools/DHW)
Residential | Res ¦ Photocell Controls (Outdoor) | 2021 | Technical | GWh | Before Competition Groups | 0.00034113 | 0 | 0 | 14698.5446 | 2.3208e-08 | 92 | Residential_2021_Technical_GWh_Before Competition Groups_92 | Photocell Controls (Outdoor) | 2.321e-06% | 0 | 0.00034113 | Residential_2021_Technical_GWh_Before Competition Groups_Photocell Controls (Outdoor)
Residential | Res ¦ Energy Star LED Bulbs General Purpose LEDs | 2022 | Economic | GWh | Before Competition Groups | 1465.6501 | 0 | 0 | 9000.9794 | 0.16283 | 1 | Residential_2022_Economic_GWh_Before Competition Groups_1 | Energy Star LED Bulbs General Purpose LEDs | 16.28% | 0 | 1465.6501 | Residential_2022_Economic_GWh_Before Competition Groups_Energy Star LED Bulbs General Purpose LEDs
Residential | Res ¦ Energy Star A Line, PAR, MR Lamps | 2022 | Economic | GWh | Before Competition Groups | 1443.6259 | 0 | 0 | 9000.9794 | 0.16039 | 2 | Residential_2022_Economic_GWh_Before Competition Groups_2 | Energy Star A Line, PAR, MR Lamps | 16.04% | 0 | 1443.6259 | Residential_2022_Economic_GWh_Before Competition Groups_Energy Star A Line, PAR, MR Lamps
Residential | Res ¦ Energy Star LED Specialty Bulbs | 2022 | Economic | GWh | Before Competition Groups | 1353.556 | 0 | 0 | 9000.9794 | 0.15038 | 3 | Residential_2022_Economic_GWh_Before Competition Groups_3 | Energy Star LED Specialty Bulbs | 15.04% | 0 | 1353.556 | Residential_2022_Economic_GWh_Before Competition Groups_Energy Star LED Specialty Bulbs
Residential | Res ¦ Adaptive Thermostat | 2022 | Economic | GWh | Before Competition Groups | 643.0443 | 0 | 0 | 9000.9794 | 0.071442 | 4 | Residential_2022_Economic_GWh_Before Competition Groups_4 | Adaptive Thermostat | 7.144% | 0 | 643.0443 | Residential_2022_Economic_GWh_Before Competition Groups_Adaptive Thermostat
Residential | Res ¦ Air Sealing | 2022 | Economic | GWh | Before Competition Groups | 557.7485 | 0 | 0 | 9000.9794 | 0.061965 | 5 | Residential_2022_Economic_GWh_Before Competition Groups_5 | Air Sealing | 6.197% | 0 | 557.7485 | Residential_2022_Economic_GWh_Before Competition Groups_Air Sealing
Residential | Res ¦ Variable Speed Pool Pump Motor | 2022 | Economic | GWh | Before Competition Groups | 409.5956 | 0 | 0 | 9000.9794 | 0.045506 | 6 | Residential_2022_Economic_GWh_Before Competition Groups_6 | Variable Speed Pool Pump Motor | 4.551% | 0 | 409.5956 | Residential_2022_Economic_GWh_Before Competition Groups_Variable Speed Pool Pump Motor
Residential | Res ¦ Car Block Heater Timer | 2022 | Economic | GWh | Before Competition Groups | 328.8029 | 0 | 0 | 9000.9794 | 0.03653 | 7 | Residential_2022_Economic_GWh_Before Competition Groups_7 | Car Block Heater Timer | 3.653% | 0 | 328.8029 | Residential_2022_Economic_GWh_Before Competition Groups_Car Block Heater Timer
Residential | Res ¦ Building Recommissioning, Operations and Maintenance (O&M) Improvements | 2022 | Economic | GWh | Before Competition Groups | 317.4292 | 0 | 0 | 9000.9794 | 0.035266 | 8 | Residential_2022_Economic_GWh_Before Competition Groups_8 | Building Recommissioning, Operations and Maintenance (O&M) Improvements | 3.527% | 0 | 317.4292 | Residential_2022_Economic_GWh_Before Competition Groups_Building Recommissioning, Operations and Maintenance (O&M) Improvements
Residential | Res ¦ Basement Wall Insulation | 2022 | Economic | GWh | Before Competition Groups | 292.783 | 0 | 0 | 9000.9794 | 0.032528 | 9 | Residential_2022_Economic_GWh_Before Competition Groups_9 | Basement Wall Insulation | 3.253% | 0 | 292.783 | Residential_2022_Economic_GWh_Before Competition Groups_Basement Wall Insulation
Residential | Res ¦ Energy Star Clothes Washer | 2022 | Economic | GWh | Before Competition Groups | 257.7954 | 0 | 0 | 9000.9794 | 0.028641 | 10 | Residential_2022_Economic_GWh_Before Competition Groups_10 | Energy Star Clothes Washer | 2.864% | 0 | 257.7954 | Residential_2022_Economic_GWh_Before Competition Groups_Energy Star Clothes Washer
Residential | Res ¦ Attic Insulation | 2022 | Economic | GWh | Before Competition Groups | 225.8633 | 0 | 0 | 9000.9794 | 0.025093 | 11 | Residential_2022_Economic_GWh_Before Competition Groups_11 | Attic Insulation | 2.509% | 0 | 225.8633 | Residential_2022_Economic_GWh_Before Competition Groups_Attic Insulation
Residential | Res ¦ Ductless Mini-Split Heat Pump | 2022 | Economic | GWh | Before Competition Groups | 219.7393 | 0 | 0 | 9000.9794 | 0.024413 | 12 | Residential_2022_Economic_GWh_Before Competition Groups_12 | Ductless Mini-Split Heat Pump | 2.441% | 0 | 219.7393 | Residential_2022_Economic_GWh_Before Competition Groups_Ductless Mini-Split Heat Pump
Residential | Res ¦ Comprehensive Draft Proofing | 2022 | Economic | GWh | Before Competition Groups | 161.4484 | 0 | 0 | 9000.9794 | 0.017937 | 13 | Residential_2022_Economic_GWh_Before Competition Groups_13 | Comprehensive Draft Proofing | 1.794% | 0 | 161.4484 | Residential_2022_Economic_GWh_Before Competition Groups_Comprehensive Draft Proofing
Residential | Res ¦ Energy Star Torchiere | 2022 | Economic | GWh | Before Competition Groups | 140.7691 | 0 | 0 | 9000.9794 | 0.015639 | 14 | Residential_2022_Economic_GWh_Before Competition Groups_14 | Energy Star Torchiere | 1.564% | 0 | 140.7691 | Residential_2022_Economic_GWh_Before Competition Groups_Energy Star Torchiere
Residential | Res ¦ Energy Star Air Source Heat Pump | 2022 | Economic | GWh | Before Competition Groups | 125.5531 | 0 | 0 | 9000.9794 | 0.013949 | 15 | Residential_2022_Economic_GWh_Before Competition Groups_15 | Energy Star Air Source Heat Pump | 1.395% | 0 | 125.5531 | Residential_2022_Economic_GWh_Before Competition Groups_Energy Star Air Source Heat Pump
Residential | Res ¦ Occupancy Sensors MF | 2022 | Economic | GWh | Before Competition Groups | 103.515 | 0 | 0 | 9000.9794 | 0.0115 | 16 | Residential_2022_Economic_GWh_Before Competition Groups_16 | Occupancy Sensors MF | 1.15% | 0 | 103.515 | Residential_2022_Economic_GWh_Before Competition Groups_Occupancy Sensors MF
Residential | Res ¦ Refrigerator Recycling | 2022 | Economic | GWh | Before Competition Groups | 83.209 | 0 | 0 | 9000.9794 | 0.0092444 | 17 | Residential_2022_Economic_GWh_Before Competition Groups_17 | Refrigerator Recycling | 0.9244% | 0 | 83.209 | Residential_2022_Economic_GWh_Before Competition Groups_Refrigerator Recycling
Residential | Res ¦ Clothes Drying Racks | 2022 | Economic | GWh | Before Competition Groups | 75.9818 | 0 | 0 | 9000.9794 | 0.0084415 | 18 | Residential_2022_Economic_GWh_Before Competition Groups_18 | Clothes Drying Racks | 0.8442% | 0 | 75.9818 | Residential_2022_Economic_GWh_Before Competition Groups_Clothes Drying Racks
Residential | Res ¦ LED Parking Lot Fixture | 2022 | Economic | GWh | Before Competition Groups | 74.8214 | 0 | 0 | 9000.9794 | 0.0083126 | 19 | Residential_2022_Economic_GWh_Before Competition Groups_19 | LED Parking Lot Fixture | 0.8313% | 0 | 74.8214 | Residential_2022_Economic_GWh_Before Competition Groups_LED Parking Lot Fixture
Residential | Res ¦ Freezer Recycling | 2022 | Economic | GWh | Before Competition Groups | 73.0107 | 0 | 0 | 9000.9794 | 0.0081114 | 20 | Residential_2022_Economic_GWh_Before Competition Groups_20 | Freezer Recycling | 0.8111% | 0 | 73.0107 | Residential_2022_Economic_GWh_Before Competition Groups_Freezer Recycling
Residential | Res ¦ Energy Star Light Fixture | 2022 | Economic | GWh | Before Competition Groups | 60.5212 | 0 | 0 | 9000.9794 | 0.0067238 | 21 | Residential_2022_Economic_GWh_Before Competition Groups_21 | Energy Star Light Fixture | 0.6724% | 0 | 60.5212 | Residential_2022_Economic_GWh_Before Competition Groups_Energy Star Light Fixture
Residential | Res ¦ Floor Insulation | 2022 | Economic | GWh | Before Competition Groups | 59.1954 | 0 | 0 | 9000.9794 | 0.0065766 | 22 | Residential_2022_Economic_GWh_Before Competition Groups_22 | Floor Insulation | 0.6577% | 0 | 59.1954 | Residential_2022_Economic_GWh_Before Competition Groups_Floor Insulation
Residential | Res ¦ Duct Insulation | 2022 | Economic | GWh | Before Competition Groups | 54.4195 | 0 | 0 | 9000.9794 | 0.006046 | 23 | Residential_2022_Economic_GWh_Before Competition Groups_23 | Duct Insulation | 0.6046% | 0 | 54.4195 | Residential_2022_Economic_GWh_Before Competition Groups_Duct Insulation
Residential | Res ¦ Energy Star Room Air Conditioner | 2022 | Economic | GWh | Before Competition Groups | 47.0062 | 0 | 0 | 9000.9794 | 0.0052223 | 24 | Residential_2022_Economic_GWh_Before Competition Groups_24 | Energy Star Room Air Conditioner | 0.5222% | 0 | 47.0062 | Residential_2022_Economic_GWh_Before Competition Groups_Energy Star Room Air Conditioner
Residential | Res ¦ Advanced BAS/Controllers | 2022 | Economic | GWh | Before Competition Groups | 46.4595 | 0 | 0 | 9000.9794 | 0.0051616 | 25 | Residential_2022_Economic_GWh_Before Competition Groups_25 | Advanced BAS/Controllers | 0.5162% | 0 | 46.4595 | Residential_2022_Economic_GWh_Before Competition Groups_Advanced BAS/Controllers
Residential | Res ¦ Energy Star Clothes Dryer | 2022 | Economic | GWh | Before Competition Groups | 45.3793 | 0 | 0 | 9000.9794 | 0.0050416 | 26 | Residential_2022_Economic_GWh_Before Competition Groups_26 | Energy Star Clothes Dryer | 0.5042% | 0 | 45.3793 | Residential_2022_Economic_GWh_Before Competition Groups_Energy Star Clothes Dryer
Residential | Res ¦ Minimize Hot and Warm Clothes Wash | 2022 | Economic | GWh | Before Competition Groups | 40.6104 | 0 | 0 | 9000.9794 | 0.0045118 | 27 | Residential_2022_Economic_GWh_Before Competition Groups_27 | Minimize Hot and Warm Clothes Wash | 0.4512% | 0 | 40.6104 | Residential_2022_Economic_GWh_Before Competition Groups_Minimize Hot and Warm Clothes Wash
Residential | Res ¦ Furnace Whistle | 2022 | Economic | GWh | Before Competition Groups | 40.0061 | 0 | 0 | 9000.9794 | 0.0044446 | 28 | Residential_2022_Economic_GWh_Before Competition Groups_28 | Furnace Whistle | 0.4445% | 0 | 40.0061 | Residential_2022_Economic_GWh_Before Competition Groups_Furnace Whistle
Residential | Res ¦ LED Exterior Area Lights - LED Fixture (200W) | 2022 | Economic | GWh | Before Competition Groups | 34.0116 | 0 | 0 | 9000.9794 | 0.0037787 | 29 | Residential_2022_Economic_GWh_Before Competition Groups_29 | LED Exterior Area Lights - LED Fixture (200W) | 0.3779% | 0 | 34.0116 | Residential_2022_Economic_GWh_Before Competition Groups_LED Exterior Area Lights - LED Fixture (200W)
Residential | Res ¦ Energy Star Dehumidifier | 2022 | Economic | GWh | Before Competition Groups | 29.7465 | 0 | 0 | 9000.9794 | 0.0033048 | 30 | Residential_2022_Economic_GWh_Before Competition Groups_30 | Energy Star Dehumidifier | 0.3305% | 0 | 29.7465 | Residential_2022_Economic_GWh_Before Competition Groups_Energy Star Dehumidifier
Residential | Res ¦ Outside Air Economizer | 2022 | Economic | GWh | Before Competition Groups | 26.032 | 0 | 0 | 9000.9794 | 0.0028921 | 31 | Residential_2022_Economic_GWh_Before Competition Groups_31 | Outside Air Economizer | 0.2892% | 0 | 26.032 | Residential_2022_Economic_GWh_Before Competition Groups_Outside Air Economizer
Residential | Res ¦ Duct Insulation MF | 2022 | Economic | GWh | Before Competition Groups | 22.8295 | 0 | 0 | 9000.9794 | 0.0025363 | 32 | Residential_2022_Economic_GWh_Before Competition Groups_32 | Duct Insulation MF | 0.2536% | 0 | 22.8295 | Residential_2022_Economic_GWh_Before Competition Groups_Duct Insulation MF
Residential | Res ¦ Demand Control Ventilation | 2022 | Economic | GWh | Before Competition Groups | 21.4272 | 0 | 0 | 9000.9794 | 0.0023805 | 33 | Residential_2022_Economic_GWh_Before Competition Groups_33 | Demand Control Ventilation | 0.2381% | 0 | 21.4272 | Residential_2022_Economic_GWh_Before Competition Groups_Demand Control Ventilation
Residential | Res ¦ Variable Frequency Drive (VFD) | 2022 | Economic | GWh | Before Competition Groups | 16.9706 | 0 | 0 | 9000.9794 | 0.0018854 | 34 | Residential_2022_Economic_GWh_Before Competition Groups_34 | Variable Frequency Drive (VFD) | 0.1885% | 0 | 16.9706 | Residential_2022_Economic_GWh_Before Competition Groups_Variable Frequency Drive (VFD)
Residential | Res ¦ CO Sensors for parking garage exhaust fans | 2022 | Economic | GWh | Before Competition Groups | 16.4242 | 0 | 0 | 9000.9794 | 0.0018247 | 35 | Residential_2022_Economic_GWh_Before Competition Groups_35 | CO Sensors for parking garage exhaust fans | 0.1825% | 0 | 16.4242 | Residential_2022_Economic_GWh_Before Competition Groups_CO Sensors for parking garage exhaust fans
Residential | Res ¦ LED Tube Re-Lamp | 2022 | Economic | GWh | Before Competition Groups | 15.5386 | 0 | 0 | 9000.9794 | 0.0017263 | 36 | Residential_2022_Economic_GWh_Before Competition Groups_36 | LED Tube Re-Lamp | 0.1726% | 0 | 15.5386 | Residential_2022_Economic_GWh_Before Competition Groups_LED Tube Re-Lamp
Residential | Res ¦ ENERGY STAR LED LAMPS (REFLECTOR LAMPs/MR16/PAR 16) | 2022 | Economic | GWh | Before Competition Groups | 15.4904 | 0 | 0 | 9000.9794 | 0.001721 | 37 | Residential_2022_Economic_GWh_Before Competition Groups_37 | ENERGY STAR LED LAMPS (REFLECTOR LAMPs/MR16/PAR 16) | 0.1721% | 0 | 15.4904 | Residential_2022_Economic_GWh_Before Competition Groups_ENERGY STAR LED LAMPS (REFLECTOR LAMPs/MR16/PAR 16)
Residential | Res ¦ Heat Recovery Ventilator | 2022 | Economic | GWh | Before Competition Groups | 13.2579 | 0 | 0 | 9000.9794 | 0.0014729 | 38 | Residential_2022_Economic_GWh_Before Competition Groups_38 | Heat Recovery Ventilator | 0.1473% | 0 | 13.2579 | Residential_2022_Economic_GWh_Before Competition Groups_Heat Recovery Ventilator
Residential | Res ¦ Water Heater Temperature Setback | 2022 | Economic | GWh | Before Competition Groups | 12.6814 | 0 | 0 | 9000.9794 | 0.0014089 | 39 | Residential_2022_Economic_GWh_Before Competition Groups_39 | Water Heater Temperature Setback | 0.1409% | 0 | 12.6814 | Residential_2022_Economic_GWh_Before Competition Groups_Water Heater Temperature Setback
Residential | Res ¦ Condensing Make Up Air Unit | 2022 | Economic | GWh | Before Competition Groups | 5.7507 | 0 | 0 | 9000.9794 | 0.00063889 | 40 | Residential_2022_Economic_GWh_Before Competition Groups_40 | Condensing Make Up Air Unit | 0.06389% | 0 | 5.7507 | Residential_2022_Economic_GWh_Before Competition Groups_Condensing Make Up Air Unit
Residential | Res ¦ High Efficiency Chiller (avg of water and air cooled) | 2022 | Economic | GWh | Before Competition Groups | 5.3176 | 0 | 0 | 9000.9794 | 0.00059078 | 41 | Residential_2022_Economic_GWh_Before Competition Groups_41 | High Efficiency Chiller (avg of water and air cooled) | 0.05908% | 0 | 5.3176 | Residential_2022_Economic_GWh_Before Competition Groups_High Efficiency Chiller (avg of water and air cooled)
Residential | Res ¦ VFD on Pumps | 2022 | Economic | GWh | Before Competition Groups | 5.2186 | 0 | 0 | 9000.9794 | 0.00057979 | 42 | Residential_2022_Economic_GWh_Before Competition Groups_42 | VFD on Pumps | 0.05798% | 0 | 5.2186 | Residential_2022_Economic_GWh_Before Competition Groups_VFD on Pumps
Residential | Res ¦ ENERGY STAR LED Lamps (General Service Lamps) | 2022 | Economic | GWh | Before Competition Groups | 3.4452 | 0 | 0 | 9000.9794 | 0.00038276 | 43 | Residential_2022_Economic_GWh_Before Competition Groups_43 | ENERGY STAR LED Lamps (General Service Lamps) | 0.03828% | 0 | 3.4452 | Residential_2022_Economic_GWh_Before Competition Groups_ENERGY STAR LED Lamps (General Service Lamps)
Residential | Res ¦ Home Energy Reports | 2022 | Economic | GWh | Before Competition Groups | 2.8166 | 0 | 0 | 9000.9794 | 0.00031293 | 44 | Residential_2022_Economic_GWh_Before Competition Groups_44 | Home Energy Reports | 0.03129% | 0 | 2.8166 | Residential_2022_Economic_GWh_Before Competition Groups_Home Energy Reports
Residential | Res ¦ ECM MOTORS FOR HVAC APPLICATION (FAN-POWERED VAV BOX) | 2022 | Economic | GWh | Before Competition Groups | 2.6533 | 0 | 0 | 9000.9794 | 0.00029478 | 45 | Residential_2022_Economic_GWh_Before Competition Groups_45 | ECM MOTORS FOR HVAC APPLICATION (FAN-POWERED VAV BOX) | 0.02948% | 0 | 2.6533 | Residential_2022_Economic_GWh_Before Competition Groups_ECM MOTORS FOR HVAC APPLICATION (FAN-POWERED VAV BOX)
Residential | Res ¦ Beverage Vending Machine Controls | 2022 | Economic | GWh | Before Competition Groups | 1.6657 | 0 | 0 | 9000.9794 | 0.00018506 | 46 | Residential_2022_Economic_GWh_Before Competition Groups_46 | Beverage Vending Machine Controls | 0.01851% | 0 | 1.6657 | Residential_2022_Economic_GWh_Before Competition Groups_Beverage Vending Machine Controls
Residential | Res ¦ Tankless Water Heater | 2022 | Economic | GWh | Before Competition Groups | 0.85995 | 0 | 0 | 9000.9794 | 9.554e-05 | 47 | Residential_2022_Economic_GWh_Before Competition Groups_47 | Tankless Water Heater | 0.009554% | 0 | 0.85995 | Residential_2022_Economic_GWh_Before Competition Groups_Tankless Water Heater
Residential | Res ¦ Wall Insulation | 2022 | Economic | GWh | Before Competition Groups | 0.85091 | 0 | 0 | 9000.9794 | 9.4535e-05 | 48 | Residential_2022_Economic_GWh_Before Competition Groups_48 | Wall Insulation | 0.009454% | 0 | 0.85091 | Residential_2022_Economic_GWh_Before Competition Groups_Wall Insulation
Residential | Res ¦ LED High Bay Fixture | 2022 | Economic | GWh | Before Competition Groups | 0.26124 | 0 | 0 | 9000.9794 | 2.9023e-05 | 49 | Residential_2022_Economic_GWh_Before Competition Groups_49 | LED High Bay Fixture | 0.002902% | 0 | 0.26124 | Residential_2022_Economic_GWh_Before Competition Groups_LED High Bay Fixture
Residential | Res ¦ Chilled Water Optimization | 2022 | Economic | GWh | Before Competition Groups | 0.13857 | 0 | 0 | 9000.9794 | 1.5395e-05 | 50 | Residential_2022_Economic_GWh_Before Competition Groups_50 | Chilled Water Optimization | 0.00154% | 0 | 0.13857 | Residential_2022_Economic_GWh_Before Competition Groups_Chilled Water Optimization
Residential | Res ¦ Wall Insulation MF | 2022 | Economic | GWh | Before Competition Groups | 0.05157 | 0 | 0 | 9000.9794 | 5.7294e-06 | 51 | Residential_2022_Economic_GWh_Before Competition Groups_51 | Wall Insulation MF | 0.0005729% | 0 | 0.05157 | Residential_2022_Economic_GWh_Before Competition Groups_Wall Insulation MF
Residential | Res ¦ Energy Star Freezer | 2022 | Economic | GWh | Before Competition Groups | 0 | 0 | 0 | 9000.9794 | 0 | 52 | Residential_2022_Economic_GWh_Before Competition Groups_52 | Energy Star Freezer | 0% | 0 | 0 | Residential_2022_Economic_GWh_Before Competition Groups_Energy Star Freezer
Residential | Res ¦ Heavy Duty Outdoor/Holiday Plug-in Timers | 2022 | Economic | GWh | Before Competition Groups | 0 | 0 | 0 | 9000.9794 | 0 | 53 | Residential_2022_Economic_GWh_Before Competition Groups_53 | Heavy Duty Outdoor/Holiday Plug-in Timers | 0% | 0 | 0 | Residential_2022_Economic_GWh_Before Competition Groups_Heavy Duty Outdoor/Holiday Plug-in Timers
Residential | Res ¦ LED Downlight | 2022 | Economic | GWh | Before Competition Groups | 0 | 0 | 0 | 9000.9794 | 0 | 54 | Residential_2022_Economic_GWh_Before Competition Groups_54 | LED Downlight | 0% | 0 | 0 | Residential_2022_Economic_GWh_Before Competition Groups_LED Downlight
Residential | Res ¦ Smart Burners | 2022 | Economic | GWh | Before Competition Groups | 0 | 0 | 0 | 9000.9794 | 0 | 55 | Residential_2022_Economic_GWh_Before Competition Groups_55 | Smart Burners | 0% | 0 | 0 | Residential_2022_Economic_GWh_Before Competition Groups_Smart Burners
Residential | Res ¦ Smart Power Bar | 2022 | Economic | GWh | Before Competition Groups | 0 | 0 | 0 | 9000.9794 | 0 | 56 | Residential_2022_Economic_GWh_Before Competition Groups_56 | Smart Power Bar | 0% | 0 | 0 | Residential_2022_Economic_GWh_Before Competition Groups_Smart Power Bar
Residential | Res ¦ Energy Star LED Specialty Bulbs | 2022 | SC A | GWh | Before Competition Groups | 368.2366 | 0 | 0 | 963.1636 | 0.38232 | 1 | Residential_2022_SC A_GWh_Before Competition Groups_1 | Energy Star LED Specialty Bulbs | 38.23% | 0 | 368.2366 | Residential_2022_SC A_GWh_Before Competition Groups_Energy Star LED Specialty Bulbs
Residential | Res ¦ Energy Star A Line, PAR, MR Lamps | 2022 | SC A | GWh | Before Competition Groups | 97.4099 | 0 | 0 | 963.1636 | 0.10114 | 2 | Residential_2022_SC A_GWh_Before Competition Groups_2 | Energy Star A Line, PAR, MR Lamps | 10.11% | 0 | 97.4099 | Residential_2022_SC A_GWh_Before Competition Groups_Energy Star A Line, PAR, MR Lamps
Residential | Res ¦ Energy Star Clothes Washer | 2022 | SC A | GWh | Before Competition Groups | 84.7606 | 0 | 0 | 963.1636 | 0.088002 | 3 | Residential_2022_SC A_GWh_Before Competition Groups_3 | Energy Star Clothes Washer | 8.8% | 0 | 84.7606 | Residential_2022_SC A_GWh_Before Competition Groups_Energy Star Clothes Washer
Residential | Res ¦ Ductless Mini-Split Heat Pump | 2022 | SC A | GWh | Before Competition Groups | 52.8662 | 0 | 0 | 963.1636 | 0.054888 | 4 | Residential_2022_SC A_GWh_Before Competition Groups_4 | Ductless Mini-Split Heat Pump | 5.489% | 0 | 52.8662 | Residential_2022_SC A_GWh_Before Competition Groups_Ductless Mini-Split Heat Pump
Residential | Res ¦ Car Block Heater Timer | 2022 | SC A | GWh | Before Competition Groups | 40.0304 | 0 | 0 | 963.1636 | 0.041561 | 5 | Residential_2022_SC A_GWh_Before Competition Groups_5 | Car Block Heater Timer | 4.156% | 0 | 40.0304 | Residential_2022_SC A_GWh_Before Competition Groups_Car Block Heater Timer
Residential | Res ¦ LED Parking Lot Fixture | 2022 | SC A | GWh | Before Competition Groups | 36.9585 | 0 | 0 | 963.1636 | 0.038372 | 6 | Residential_2022_SC A_GWh_Before Competition Groups_6 | LED Parking Lot Fixture | 3.837% | 0 | 36.9585 | Residential_2022_SC A_GWh_Before Competition Groups_LED Parking Lot Fixture
Residential | Res ¦ Building Recommissioning, Operations and Maintenance (O&M) Improvements | 2022 | SC A | GWh | Before Competition Groups | 33.5207 | 0 | 0 | 963.1636 | 0.034803 | 7 | Residential_2022_SC A_GWh_Before Competition Groups_7 | Building Recommissioning, Operations and Maintenance (O&M) Improvements | 3.48% | 0 | 33.5207 | Residential_2022_SC A_GWh_Before Competition Groups_Building Recommissioning, Operations and Maintenance (O&M) Improvements
Residential | Res ¦ Variable Speed Pool Pump Motor | 2022 | SC A | GWh | Before Competition Groups | 30.8563 | 0 | 0 | 963.1636 | 0.032036 | 8 | Residential_2022_SC A_GWh_Before Competition Groups_8 | Variable Speed Pool Pump Motor | 3.204% | 0 | 30.8563 | Residential_2022_SC A_GWh_Before Competition Groups_Variable Speed Pool Pump Motor
Residential | Res ¦ Adaptive Thermostat | 2022 | SC A | GWh | Before Competition Groups | 23.9837 | 0 | 0 | 963.1636 | 0.024901 | 9 | Residential_2022_SC A_GWh_Before Competition Groups_9 | Adaptive Thermostat | 2.49% | 0 | 23.9837 | Residential_2022_SC A_GWh_Before Competition Groups_Adaptive Thermostat
Residential | Res ¦ Energy Star Torchiere | 2022 | SC A | GWh | Before Competition Groups | 23.7637 | 0 | 0 | 963.1636 | 0.024673 | 10 | Residential_2022_SC A_GWh_Before Competition Groups_10 | Energy Star Torchiere | 2.467% | 0 | 23.7637 | Residential_2022_SC A_GWh_Before Competition Groups_Energy Star Torchiere
Residential | Res ¦ LED Exterior Area Lights - LED Fixture (200W) | 2022 | SC A | GWh | Before Competition Groups | 16.7924 | 0 | 0 | 963.1636 | 0.017435 | 11 | Residential_2022_SC A_GWh_Before Competition Groups_11 | LED Exterior Area Lights - LED Fixture (200W) | 1.743% | 0 | 16.7924 | Residential_2022_SC A_GWh_Before Competition Groups_LED Exterior Area Lights - LED Fixture (200W)
Residential | Res ¦ Comprehensive Draft Proofing | 2022 | SC A | GWh | Before Competition Groups | 16.5258 | 0 | 0 | 963.1636 | 0.017158 | 12 | Residential_2022_SC A_GWh_Before Competition Groups_12 | Comprehensive Draft Proofing | 1.716% | 0 | 16.5258 | Residential_2022_SC A_GWh_Before Competition Groups_Comprehensive Draft Proofing
Residential | Res ¦ Air Sealing | 2022 | SC A | GWh | Before Competition Groups | 15.7291 | 0 | 0 | 963.1636 | 0.016331 | 13 | Residential_2022_SC A_GWh_Before Competition Groups_13 | Air Sealing | 1.633% | 0 | 15.7291 | Residential_2022_SC A_GWh_Before Competition Groups_Air Sealing
Residential | Res ¦ Basement Wall Insulation | 2022 | SC A | GWh | Before Competition Groups | 13.9056 | 0 | 0 | 963.1636 | 0.014437 | 14 | Residential_2022_SC A_GWh_Before Competition Groups_14 | Basement Wall Insulation | 1.444% | 0 | 13.9056 | Residential_2022_SC A_GWh_Before Competition Groups_Basement Wall Insulation
Residential | Res ¦ LED Tube Re-Lamp | 2022 | SC A | GWh | Before Competition Groups | 12.4917 | 0 | 0 | 963.1636 | 0.012969 | 15 | Residential_2022_SC A_GWh_Before Competition Groups_15 | LED Tube Re-Lamp | 1.297% | 0 | 12.4917 | Residential_2022_SC A_GWh_Before Competition Groups_LED Tube Re-Lamp
Residential | Res ¦ Occupancy Sensors MF | 2022 | SC A | GWh | Before Competition Groups | 11.4439 | 0 | 0 | 963.1636 | 0.011882 | 16 | Residential_2022_SC A_GWh_Before Competition Groups_16 | Occupancy Sensors MF | 1.188% | 0 | 11.4439 | Residential_2022_SC A_GWh_Before Competition Groups_Occupancy Sensors MF
Residential | Res ¦ Energy Star Light Fixture | 2022 | SC A | GWh | Before Competition Groups | 11.0039 | 0 | 0 | 963.1636 | 0.011425 | 17 | Residential_2022_SC A_GWh_Before Competition Groups_17 | Energy Star Light Fixture | 1.142% | 0 | 11.0039 | Residential_2022_SC A_GWh_Before Competition Groups_Energy Star Light Fixture
Residential | Res ¦ ENERGY STAR LED LAMPS (REFLECTOR LAMPs/MR16/PAR 16) | 2022 | SC A | GWh | Before Competition Groups | 9.2863 | 0 | 0 | 963.1636 | 0.0096415 | 18 | Residential_2022_SC A_GWh_Before Competition Groups_18 | ENERGY STAR LED LAMPS (REFLECTOR LAMPs/MR16/PAR 16) | 0.9641% | 0 | 9.2863 | Residential_2022_SC A_GWh_Before Competition Groups_ENERGY STAR LED LAMPS (REFLECTOR LAMPs/MR16/PAR 16)
Residential | Res ¦ Energy Star Air Source Heat Pump | 2022 | SC A | GWh | Before Competition Groups | 8.2797 | 0 | 0 | 963.1636 | 0.0085964 | 19 | Residential_2022_SC A_GWh_Before Competition Groups_19 | Energy Star Air Source Heat Pump | 0.8596% | 0 | 8.2797 | Residential_2022_SC A_GWh_Before Competition Groups_Energy Star Air Source Heat Pump
Residential | Res ¦ Refrigerator Recycling | 2022 | SC A | GWh | Before Competition Groups | 6.4538 | 0 | 0 | 963.1636 | 0.0067006 | 20 | Residential_2022_SC A_GWh_Before Competition Groups_20 | Refrigerator Recycling | 0.6701% | 0 | 6.4538 | Residential_2022_SC A_GWh_Before Competition Groups_Refrigerator Recycling
Residential | Res ¦ Minimize Hot and Warm Clothes Wash | 2022 | SC A | GWh | Before Competition Groups | 6.2951 | 0 | 0 | 963.1636 | 0.0065358 | 21 | Residential_2022_SC A_GWh_Before Competition Groups_21 | Minimize Hot and Warm Clothes Wash | 0.6536% | 0 | 6.2951 | Residential_2022_SC A_GWh_Before Competition Groups_Minimize Hot and Warm Clothes Wash
Residential | Res ¦ Outside Air Economizer | 2022 | SC A | GWh | Before Competition Groups | 5.4847 | 0 | 0 | 963.1636 | 0.0056944 | 22 | Residential_2022_SC A_GWh_Before Competition Groups_22 | Outside Air Economizer | 0.5694% | 0 | 5.4847 | Residential_2022_SC A_GWh_Before Competition Groups_Outside Air Economizer
Residential | Res ¦ Energy Star Clothes Dryer | 2022 | SC A | GWh | Before Competition Groups | 5.0183 | 0 | 0 | 963.1636 | 0.0052103 | 23 | Residential_2022_SC A_GWh_Before Competition Groups_23 | Energy Star Clothes Dryer | 0.521% | 0 | 5.0183 | Residential_2022_SC A_GWh_Before Competition Groups_Energy Star Clothes Dryer
Residential | Res ¦ Attic Insulation | 2022 | SC A | GWh | Before Competition Groups | 5.0156 | 0 | 0 | 963.1636 | 0.0052075 | 24 | Residential_2022_SC A_GWh_Before Competition Groups_24 | Attic Insulation | 0.5207% | 0 | 5.0156 | Residential_2022_SC A_GWh_Before Competition Groups_Attic Insulation
Residential | Res ¦ High Efficiency Chiller (avg of water and air cooled) | 2022 | SC A | GWh | Before Competition Groups | 4.3072 | 0 | 0 | 963.1636 | 0.004472 | 25 | Residential_2022_SC A_GWh_Before Competition Groups_25 | High Efficiency Chiller (avg of water and air cooled) | 0.4472% | 0 | 4.3072 | Residential_2022_SC A_GWh_Before Competition Groups_High Efficiency Chiller (avg of water and air cooled)
Residential | Res ¦ Furnace Whistle | 2022 | SC A | GWh | Before Competition Groups | 4.2247 | 0 | 0 | 963.1636 | 0.0043862 | 26 | Residential_2022_SC A_GWh_Before Competition Groups_26 | Furnace Whistle | 0.4386% | 0 | 4.2247 | Residential_2022_SC A_GWh_Before Competition Groups_Furnace Whistle
Residential | Res ¦ Energy Star Room Air Conditioner | 2022 | SC A | GWh | Before Competition Groups | 4.0749 | 0 | 0 | 963.1636 | 0.0042308 | 27 | Residential_2022_SC A_GWh_Before Competition Groups_27 | Energy Star Room Air Conditioner | 0.4231% | 0 | 4.0749 | Residential_2022_SC A_GWh_Before Competition Groups_Energy Star Room Air Conditioner
Residential | Res ¦ Advanced BAS/Controllers | 2022 | SC A | GWh | Before Competition Groups | 3.3329 | 0 | 0 | 963.1636 | 0.0034604 | 28 | Residential_2022_SC A_GWh_Before Competition Groups_28 | Advanced BAS/Controllers | 0.346% | 0 | 3.3329 | Residential_2022_SC A_GWh_Before Competition Groups_Advanced BAS/Controllers
Residential | Res ¦ ENERGY STAR LED Lamps (General Service Lamps) | 2022 | SC A | GWh | Before Competition Groups | 2.3857 | 0 | 0 | 963.1636 | 0.0024769 | 29 | Residential_2022_SC A_GWh_Before Competition Groups_29 | ENERGY STAR LED Lamps (General Service Lamps) | 0.2477% | 0 | 2.3857 | Residential_2022_SC A_GWh_Before Competition Groups_ENERGY STAR LED Lamps (General Service Lamps)
Residential | Res ¦ Variable Frequency Drive (VFD) | 2022 | SC A | GWh | Before Competition Groups | 1.7921 | 0 | 0 | 963.1636 | 0.0018606 | 30 | Residential_2022_SC A_GWh_Before Competition Groups_30 | Variable Frequency Drive (VFD) | 0.1861% | 0 | 1.7921 | Residential_2022_SC A_GWh_Before Competition Groups_Variable Frequency Drive (VFD)
Residential | Res ¦ CO Sensors for parking garage exhaust fans | 2022 | SC A | GWh | Before Competition Groups | 1.3517 | 0 | 0 | 963.1636 | 0.0014034 | 31 | Residential_2022_SC A_GWh_Before Competition Groups_31 | CO Sensors for parking garage exhaust fans | 0.1403% | 0 | 1.3517 | Residential_2022_SC A_GWh_Before Competition Groups_CO Sensors for parking garage exhaust fans
Residential | Res ¦ Demand Control Ventilation | 2022 | SC A | GWh | Before Competition Groups | 1.3369 | 0 | 0 | 963.1636 | 0.0013881 | 32 | Residential_2022_SC A_GWh_Before Competition Groups_32 | Demand Control Ventilation | 0.1388% | 0 | 1.3369 | Residential_2022_SC A_GWh_Before Competition Groups_Demand Control Ventilation
Residential | Res ¦ Water Heater Temperature Setback | 2022 | SC A | GWh | Before Competition Groups | 1.3297 | 0 | 0 | 963.1636 | 0.0013805 | 33 | Residential_2022_SC A_GWh_Before Competition Groups_33 | Water Heater Temperature Setback | 0.1381% | 0 | 1.3297 | Residential_2022_SC A_GWh_Before Competition Groups_Water Heater Temperature Setback
Residential | Res ¦ Clothes Drying Racks | 2022 | SC A | GWh | Before Competition Groups | 0.54861 | 0 | 0 | 963.1636 | 0.00056959 | 34 | Residential_2022_SC A_GWh_Before Competition Groups_34 | Clothes Drying Racks | 0.05696% | 0 | 0.54861 | Residential_2022_SC A_GWh_Before Competition Groups_Clothes Drying Racks
Residential | Res ¦ VFD on Pumps | 2022 | SC A | GWh | Before Competition Groups | 0.51229 | 0 | 0 | 963.1636 | 0.00053188 | 35 | Residential_2022_SC A_GWh_Before Competition Groups_35 | VFD on Pumps | 0.05319% | 0 | 0.51229 | Residential_2022_SC A_GWh_Before Competition Groups_VFD on Pumps
Residential | Res ¦ Floor Insulation | 2022 | SC A | GWh | Before Competition Groups | 0.35141 | 0 | 0 | 963.1636 | 0.00036485 | 36 | Residential_2022_SC A_GWh_Before Competition Groups_36 | Floor Insulation | 0.03649% | 0 | 0.35141 | Residential_2022_SC A_GWh_Before Competition Groups_Floor Insulation
Residential | Res ¦ Condensing Make Up Air Unit | 2022 | SC A | GWh | Before Competition Groups | 0.34379 | 0 | 0 | 963.1636 | 0.00035694 | 37 | Residential_2022_SC A_GWh_Before Competition Groups_37 | Condensing Make Up Air Unit | 0.03569% | 0 | 0.34379 | Residential_2022_SC A_GWh_Before Competition Groups_Condensing Make Up Air Unit
Residential | Res ¦ ECM MOTORS FOR HVAC APPLICATION (FAN-POWERED VAV BOX) | 2022 | SC A | GWh | Before Competition Groups | 0.27225 | 0 | 0 | 963.1636 | 0.00028267 | 38 | Residential_2022_SC A_GWh_Before Competition Groups_38 | ECM MOTORS FOR HVAC APPLICATION (FAN-POWERED VAV BOX) | 0.02827% | 0 | 0.27225 | Residential_2022_SC A_GWh_Before Competition Groups_ECM MOTORS FOR HVAC APPLICATION (FAN-POWERED VAV BOX)
Residential | Res ¦ Duct Insulation | 2022 | SC A | GWh | Before Competition Groups | 0.22471 | 0 | 0 | 963.1636 | 0.00023331 | 39 | Residential_2022_SC A_GWh_Before Competition Groups_39 | Duct Insulation | 0.02333% | 0 | 0.22471 | Residential_2022_SC A_GWh_Before Competition Groups_Duct Insulation
Residential | Res ¦ Energy Star Dehumidifier | 2022 | SC A | GWh | Before Competition Groups | 0.17141 | 0 | 0 | 963.1636 | 0.00017797 | 40 | Residential_2022_SC A_GWh_Before Competition Groups_40 | Energy Star Dehumidifier | 0.0178% | 0 | 0.17141 | Residential_2022_SC A_GWh_Before Competition Groups_Energy Star Dehumidifier
Residential | Res ¦ Heat Recovery Ventilator | 2022 | SC A | GWh | Before Competition Groups | 0.12485 | 0 | 0 | 963.1636 | 0.00012962 | 41 | Residential_2022_SC A_GWh_Before Competition Groups_41 | Heat Recovery Ventilator | 0.01296% | 0 | 0.12485 | Residential_2022_SC A_GWh_Before Competition Groups_Heat Recovery Ventilator
Residential | Res ¦ Beverage Vending Machine Controls | 2022 | SC A | GWh | Before Competition Groups | 0.12444 | 0 | 0 | 963.1636 | 0.0001292 | 42 | Residential_2022_SC A_GWh_Before Competition Groups_42 | Beverage Vending Machine Controls | 0.01292% | 0 | 0.12444 | Residential_2022_SC A_GWh_Before Competition Groups_Beverage Vending Machine Controls
Residential | Res ¦ Duct Insulation MF | 2022 | SC A | GWh | Before Competition Groups | 0.12198 | 0 | 0 | 963.1636 | 0.00012664 | 43 | Residential_2022_SC A_GWh_Before Competition Groups_43 | Duct Insulation MF | 0.01266% | 0 | 0.12198 | Residential_2022_SC A_GWh_Before Competition Groups_Duct Insulation MF
Residential | Res ¦ Home Energy Reports | 2022 | SC A | GWh | Before Competition Groups | 0.040309 | 0 | 0 | 963.1636 | 4.1851e-05 | 44 | Residential_2022_SC A_GWh_Before Competition Groups_44 | Home Energy Reports | 0.004185% | 0 | 0.040309 | Residential_2022_SC A_GWh_Before Competition Groups_Home Energy Reports
Residential | Res ¦ Chilled Water Optimization | 2022 | SC A | GWh | Before Competition Groups | 0.029847 | 0 | 0 | 963.1636 | 3.0988e-05 | 45 | Residential_2022_SC A_GWh_Before Competition Groups_45 | Chilled Water Optimization | 0.003099% | 0 | 0.029847 | Residential_2022_SC A_GWh_Before Competition Groups_Chilled Water Optimization
Residential | Res ¦ LED High Bay Fixture | 2022 | SC A | GWh | Before Competition Groups | 0.023975 | 0 | 0 | 963.1636 | 2.4892e-05 | 46 | Residential_2022_SC A_GWh_Before Competition Groups_46 | LED High Bay Fixture | 0.002489% | 0 | 0.023975 | Residential_2022_SC A_GWh_Before Competition Groups_LED High Bay Fixture
Residential | Res ¦ Tankless Water Heater | 2022 | SC A | GWh | Before Competition Groups | 0.019703 | 0 | 0 | 963.1636 | 2.0457e-05 | 47 | Residential_2022_SC A_GWh_Before Competition Groups_47 | Tankless Water Heater | 0.002046% | 0 | 0.019703 | Residential_2022_SC A_GWh_Before Competition Groups_Tankless Water Heater
Residential | Res ¦ Wall Insulation | 2022 | SC A | GWh | Before Competition Groups | 0.002468 | 0 | 0 | 963.1636 | 2.5624e-06 | 48 | Residential_2022_SC A_GWh_Before Competition Groups_48 | Wall Insulation | 0.0002562% | 0 | 0.002468 | Residential_2022_SC A_GWh_Before Competition Groups_Wall Insulation
Residential | Res ¦ Wall Insulation MF | 2022 | SC A | GWh | Before Competition Groups | 0.0024571 | 0 | 0 | 963.1636 | 2.5511e-06 | 49 | Residential_2022_SC A_GWh_Before Competition Groups_49 | Wall Insulation MF | 0.0002551% | 0 | 0.0024571 | Residential_2022_SC A_GWh_Before Competition Groups_Wall Insulation MF
Residential | Res ¦ Freezer Recycling | 2022 | SC A | GWh | Before Competition Groups | 0.00065567 | 0 | 0 | 963.1636 | 6.8074e-07 | 50 | Residential_2022_SC A_GWh_Before Competition Groups_50 | Freezer Recycling | 6.807e-05% | 0 | 0.00065567 | Residential_2022_SC A_GWh_Before Competition Groups_Freezer Recycling
Residential | Res ¦ Energy Star LED Bulbs General Purpose LEDs | 2022 | SC A | GWh | Before Competition Groups | 1.9582e-07 | 0 | 0 | 963.1636 | 2.0331e-10 | 51 | Residential_2022_SC A_GWh_Before Competition Groups_51 | Energy Star LED Bulbs General Purpose LEDs | 2.033e-08% | 0 | 1.9582e-07 | Residential_2022_SC A_GWh_Before Competition Groups_Energy Star LED Bulbs General Purpose LEDs
Residential | Res ¦ Energy Star Freezer | 2022 | SC A | GWh | Before Competition Groups | 0 | 0 | 0 | 963.1636 | 0 | 52 | Residential_2022_SC A_GWh_Before Competition Groups_52 | Energy Star Freezer | 0% | 0 | 0 | Residential_2022_SC A_GWh_Before Competition Groups_Energy Star Freezer
Residential | Res ¦ Heavy Duty Outdoor/Holiday Plug-in Timers | 2022 | SC A | GWh | Before Competition Groups | 0 | 0 | 0 | 963.1636 | 0 | 53 | Residential_2022_SC A_GWh_Before Competition Groups_53 | Heavy Duty Outdoor/Holiday Plug-in Timers | 0% | 0 | 0 | Residential_2022_SC A_GWh_Before Competition Groups_Heavy Duty Outdoor/Holiday Plug-in Timers
Residential | Res ¦ LED Downlight | 2022 | SC A | GWh | Before Competition Groups | 0 | 0 | 0 | 963.1636 | 0 | 54 | Residential_2022_SC A_GWh_Before Competition Groups_54 | LED Downlight | 0% | 0 | 0 | Residential_2022_SC A_GWh_Before Competition Groups_LED Downlight
Residential | Res ¦ Smart Burners | 2022 | SC A | GWh | Before Competition Groups | 0 | 0 | 0 | 963.1636 | 0 | 55 | Residential_2022_SC A_GWh_Before Competition Groups_55 | Smart Burners | 0% | 0 | 0 | Residential_2022_SC A_GWh_Before Competition Groups_Smart Burners
Residential | Res ¦ Smart Power Bar | 2022 | SC A | GWh | Before Competition Groups | 0 | 0 | 0 | 963.1636 | 0 | 56 | Residential_2022_SC A_GWh_Before Competition Groups_56 | Smart Power Bar | 0% | 0 | 0 | Residential_2022_SC A_GWh_Before Competition Groups_Smart Power Bar
Residential | Res ¦ Energy Star LED Bulbs General Purpose LEDs | 2022 | SC B | GWh | Before Competition Groups | 191.3904 | 0 | 0 | 1474.7871 | 0.12977 | 1 | Residential_2022_SC B_GWh_Before Competition Groups_1 | Energy Star LED Bulbs General Purpose LEDs | 12.98% | 0 | 191.3904 | Residential_2022_SC B_GWh_Before Competition Groups_Energy Star LED Bulbs General Purpose LEDs
Residential | Res ¦ Energy Star LED Specialty Bulbs | 2022 | SC B | GWh | Before Competition Groups | 176.0445 | 0 | 0 | 1474.7871 | 0.11937 | 2 | Residential_2022_SC B_GWh_Before Competition Groups_2 | Energy Star LED Specialty Bulbs | 11.94% | 0 | 176.0445 | Residential_2022_SC B_GWh_Before Competition Groups_Energy Star LED Specialty Bulbs
Residential | Res ¦ Energy Star Clothes Washer | 2022 | SC B | GWh | Before Competition Groups | 140.4795 | 0 | 0 | 1474.7871 | 0.095254 | 3 | Residential_2022_SC B_GWh_Before Competition Groups_3 | Energy Star Clothes Washer | 9.525% | 0 | 140.4795 | Residential_2022_SC B_GWh_Before Competition Groups_Energy Star Clothes Washer
Residential | Res ¦ Energy Star A Line, PAR, MR Lamps | 2022 | SC B | GWh | Before Competition Groups | 124.3582 | 0 | 0 | 1474.7871 | 0.084323 | 4 | Residential_2022_SC B_GWh_Before Competition Groups_4 | Energy Star A Line, PAR, MR Lamps | 8.432% | 0 | 124.3582 | Residential_2022_SC B_GWh_Before Competition Groups_Energy Star A Line, PAR, MR Lamps
Residential | Res ¦ Variable Speed Pool Pump Motor | 2022 | SC B | GWh | Before Competition Groups | 115.818 | 0 | 0 | 1474.7871 | 0.078532 | 5 | Residential_2022_SC B_GWh_Before Competition Groups_5 | Variable Speed Pool Pump Motor | 7.853% | 0 | 115.818 | Residential_2022_SC B_GWh_Before Competition Groups_Variable Speed Pool Pump Motor
Residential | Res ¦ Car Block Heater Timer | 2022 | SC B | GWh | Before Competition Groups | 93.2585 | 0 | 0 | 1474.7871 | 0.063235 | 6 | Residential_2022_SC B_GWh_Before Competition Groups_6 | Car Block Heater Timer | 6.324% | 0 | 93.2585 | Residential_2022_SC B_GWh_Before Competition Groups_Car Block Heater Timer
Residential | Res ¦ Building Recommissioning, Operations and Maintenance (O&M) Improvements | 2022 | SC B | GWh | Before Competition Groups | 89.766 | 0 | 0 | 1474.7871 | 0.060867 | 7 | Residential_2022_SC B_GWh_Before Competition Groups_7 | Building Recommissioning, Operations and Maintenance (O&M) Improvements | 6.087% | 0 | 89.766 | Residential_2022_SC B_GWh_Before Competition Groups_Building Recommissioning, Operations and Maintenance (O&M) Improvements
Residential | Res ¦ Ductless Mini-Split Heat Pump | 2022 | SC B | GWh | Before Competition Groups | 62.175 | 0 | 0 | 1474.7871 | 0.042159 | 8 | Residential_2022_SC B_GWh_Before Competition Groups_8 | Ductless Mini-Split Heat Pump | 4.216% | 0 | 62.175 | Residential_2022_SC B_GWh_Before Competition Groups_Ductless Mini-Split Heat Pump
Residential | Res ¦ Adaptive Thermostat | 2022 | SC B | GWh | Before Competition Groups | 53.3019 | 0 | 0 | 1474.7871 | 0.036142 | 9 | Residential_2022_SC B_GWh_Before Competition Groups_9 | Adaptive Thermostat | 3.614% | 0 | 53.3019 | Residential_2022_SC B_GWh_Before Competition Groups_Adaptive Thermostat
Residential | Res ¦ Comprehensive Draft Proofing | 2022 | SC B | GWh | Before Competition Groups | 45.6564 | 0 | 0 | 1474.7871 | 0.030958 | 10 | Residential_2022_SC B_GWh_Before Competition Groups_10 | Comprehensive Draft Proofing | 3.096% | 0 | 45.6564 | Residential_2022_SC B_GWh_Before Competition Groups_Comprehensive Draft Proofing
Residential | Res ¦ LED Parking Lot Fixture | 2022 | SC B | GWh | Before Competition Groups | 41.1793 | 0 | 0 | 1474.7871 | 0.027922 | 11 | Residential_2022_SC B_GWh_Before Competition Groups_11 | LED Parking Lot Fixture | 2.792% | 0 | 41.1793 | Residential_2022_SC B_GWh_Before Competition Groups_LED Parking Lot Fixture
Residential | Res ¦ Energy Star Torchiere | 2022 | SC B | GWh | Before Competition Groups | 32.0844 | 0 | 0 | 1474.7871 | 0.021755 | 12 | Residential_2022_SC B_GWh_Before Competition Groups_12 | Energy Star Torchiere | 2.176% | 0 | 32.0844 | Residential_2022_SC B_GWh_Before Competition Groups_Energy Star Torchiere
Residential | Res ¦ Occupancy Sensors MF | 2022 | SC B | GWh | Before Competition Groups | 30.6397 | 0 | 0 | 1474.7871 | 0.020776 | 13 | Residential_2022_SC B_GWh_Before Competition Groups_13 | Occupancy Sensors MF | 2.078% | 0 | 30.6397 | Residential_2022_SC B_GWh_Before Competition Groups_Occupancy Sensors MF
Residential | Res ¦ Air Sealing | 2022 | SC B | GWh | Before Competition Groups | 26.5694 | 0 | 0 | 1474.7871 | 0.018016 | 14 | Residential_2022_SC B_GWh_Before Competition Groups_14 | Air Sealing | 1.802% | 0 | 26.5694 | Residential_2022_SC B_GWh_Before Competition Groups_Air Sealing
Residential | Res ¦ Refrigerator Recycling | 2022 | SC B | GWh | Before Competition Groups | 23.528 | 0 | 0 | 1474.7871 | 0.015953 | 15 | Residential_2022_SC B_GWh_Before Competition Groups_15 | Refrigerator Recycling | 1.595% | 0 | 23.528 | Residential_2022_SC B_GWh_Before Competition Groups_Refrigerator Recycling
Residential | Res ¦ Clothes Drying Racks | 2022 | SC B | GWh | Before Competition Groups | 21.4736 | 0 | 0 | 1474.7871 | 0.01456 | 16 | Residential_2022_SC B_GWh_Before Competition Groups_16 | Clothes Drying Racks | 1.456% | 0 | 21.4736 | Residential_2022_SC B_GWh_Before Competition Groups_Clothes Drying Racks
Residential | Res ¦ Freezer Recycling | 2022 | SC B | GWh | Before Competition Groups | 20.5783 | 0 | 0 | 1474.7871 | 0.013953 | 17 | Residential_2022_SC B_GWh_Before Competition Groups_17 | Freezer Recycling | 1.395% | 0 | 20.5783 | Residential_2022_SC B_GWh_Before Competition Groups_Freezer Recycling
Residential | Res ¦ LED Exterior Area Lights - LED Fixture (200W) | 2022 | SC B | GWh | Before Competition Groups | 16.7924 | 0 | 0 | 1474.7871 | 0.011386 | 18 | Residential_2022_SC B_GWh_Before Competition Groups_18 | LED Exterior Area Lights - LED Fixture (200W) | 1.139% | 0 | 16.7924 | Residential_2022_SC B_GWh_Before Competition Groups_LED Exterior Area Lights - LED Fixture (200W)
Residential | Res ¦ Energy Star Light Fixture | 2022 | SC B | GWh | Before Competition Groups | 15.0112 | 0 | 0 | 1474.7871 | 0.010179 | 19 | Residential_2022_SC B_GWh_Before Competition Groups_19 | Energy Star Light Fixture | 1.018% | 0 | 15.0112 | Residential_2022_SC B_GWh_Before Competition Groups_Energy Star Light Fixture
Residential | Res ¦ Basement Wall Insulation | 2022 | SC B | GWh | Before Competition Groups | 13.9481 | 0 | 0 | 1474.7871 | 0.0094577 | 20 | Residential_2022_SC B_GWh_Before Competition Groups_20 | Basement Wall Insulation | 0.9458% | 0 | 13.9481 | Residential_2022_SC B_GWh_Before Competition Groups_Basement Wall Insulation
Residential | Res ¦ Advanced BAS/Controllers | 2022 | SC B | GWh | Before Competition Groups | 13.1363 | 0 | 0 | 1474.7871 | 0.0089073 | 21 | Residential_2022_SC B_GWh_Before Competition Groups_21 | Advanced BAS/Controllers | 0.8907% | 0 | 13.1363 | Residential_2022_SC B_GWh_Before Competition Groups_Advanced BAS/Controllers
Residential | Res ¦ LED Tube Re-Lamp | 2022 | SC B | GWh | Before Competition Groups | 12.4917 | 0 | 0 | 1474.7871 | 0.0084702 | 22 | Residential_2022_SC B_GWh_Before Competition Groups_22 | LED Tube Re-Lamp | 0.847% | 0 | 12.4917 | Residential_2022_SC B_GWh_Before Competition Groups_LED Tube Re-Lamp
Residential | Res ¦ Furnace Whistle | 2022 | SC B | GWh | Before Competition Groups | 11.3135 | 0 | 0 | 1474.7871 | 0.0076712 | 23 | Residential_2022_SC B_GWh_Before Competition Groups_23 | Furnace Whistle | 0.7671% | 0 | 11.3135 | Residential_2022_SC B_GWh_Before Competition Groups_Furnace Whistle
Residential | Res ¦ Energy Star Air Source Heat Pump | 2022 | SC B | GWh | Before Competition Groups | 10.9658 | 0 | 0 | 1474.7871 | 0.0074355 | 24 | Residential_2022_SC B_GWh_Before Competition Groups_24 | Energy Star Air Source Heat Pump | 0.7435% | 0 | 10.9658 | Residential_2022_SC B_GWh_Before Competition Groups_Energy Star Air Source Heat Pump
Residential | Res ¦ Attic Insulation | 2022 | SC B | GWh | Before Competition Groups | 10.7583 | 0 | 0 | 1474.7871 | 0.0072948 | 25 | Residential_2022_SC B_GWh_Before Competition Groups_25 | Attic Insulation | 0.7295% | 0 | 10.7583 | Residential_2022_SC B_GWh_Before Competition Groups_Attic Insulation
Residential | Res ¦ Energy Star Clothes Dryer | 2022 | SC B | GWh | Before Competition Groups | 10.2246 | 0 | 0 | 1474.7871 | 0.0069329 | 26 | Residential_2022_SC B_GWh_Before Competition Groups_26 | Energy Star Clothes Dryer | 0.6933% | 0 | 10.2246 | Residential_2022_SC B_GWh_Before Competition Groups_Energy Star Clothes Dryer
Residential | Res ¦ Outside Air Economizer | 2022 | SC B | GWh | Before Competition Groups | 9.5244 | 0 | 0 | 1474.7871 | 0.0064582 | 27 | Residential_2022_SC B_GWh_Before Competition Groups_27 | Outside Air Economizer | 0.6458% | 0 | 9.5244 | Residential_2022_SC B_GWh_Before Competition Groups_Outside Air Economizer
Residential | Res ¦ ENERGY STAR LED LAMPS (REFLECTOR LAMPs/MR16/PAR 16) | 2022 | SC B | GWh | Before Competition Groups | 9.2863 | 0 | 0 | 1474.7871 | 0.0062967 | 28 | Residential_2022_SC B_GWh_Before Competition Groups_28 | ENERGY STAR LED LAMPS (REFLECTOR LAMPs/MR16/PAR 16) | 0.6297% | 0 | 9.2863 | Residential_2022_SC B_GWh_Before Competition Groups_ENERGY STAR LED LAMPS (REFLECTOR LAMPs/MR16/PAR 16)
Residential | Res ¦ Energy Star Room Air Conditioner | 2022 | SC B | GWh | Before Competition Groups | 7.8668 | 0 | 0 | 1474.7871 | 0.0053342 | 29 | Residential_2022_SC B_GWh_Before Competition Groups_29 | Energy Star Room Air Conditioner | 0.5334% | 0 | 7.8668 | Residential_2022_SC B_GWh_Before Competition Groups_Energy Star Room Air Conditioner
Residential | Res ¦ Minimize Hot and Warm Clothes Wash | 2022 | SC B | GWh | Before Competition Groups | 6.2951 | 0 | 0 | 1474.7871 | 0.0042685 | 30 | Residential_2022_SC B_GWh_Before Competition Groups_30 | Minimize Hot and Warm Clothes Wash | 0.4268% | 0 | 6.2951 | Residential_2022_SC B_GWh_Before Competition Groups_Minimize Hot and Warm Clothes Wash
Residential | Res ¦ Demand Control Ventilation | 2022 | SC B | GWh | Before Competition Groups | 6.058 | 0 | 0 | 1474.7871 | 0.0041077 | 31 | Residential_2022_SC B_GWh_Before Competition Groups_31 | Demand Control Ventilation | 0.4108% | 0 | 6.058 | Residential_2022_SC B_GWh_Before Competition Groups_Demand Control Ventilation
Residential | Res ¦ Variable Frequency Drive (VFD) | 2022 | SC B | GWh | Before Competition Groups | 4.7988 | 0 | 0 | 1474.7871 | 0.0032539 | 32 | Residential_2022_SC B_GWh_Before Competition Groups_32 | Variable Frequency Drive (VFD) | 0.3254% | 0 | 4.7988 | Residential_2022_SC B_GWh_Before Competition Groups_Variable Frequency Drive (VFD)
Residential | Res ¦ CO Sensors for parking garage exhaust fans | 2022 | SC B | GWh | Before Competition Groups | 4.4062 | 0 | 0 | 1474.7871 | 0.0029877 | 33 | Residential_2022_SC B_GWh_Before Competition Groups_33 | CO Sensors for parking garage exhaust fans | 0.2988% | 0 | 4.4062 | Residential_2022_SC B_GWh_Before Competition Groups_CO Sensors for parking garage exhaust fans
Residential | Res ¦ High Efficiency Chiller (avg of water and air cooled) | 2022 | SC B | GWh | Before Competition Groups | 4.4061 | 0 | 0 | 1474.7871 | 0.0029876 | 34 | Residential_2022_SC B_GWh_Before Competition Groups_34 | High Efficiency Chiller (avg of water and air cooled) | 0.2988% | 0 | 4.4061 | Residential_2022_SC B_GWh_Before Competition Groups_High Efficiency Chiller (avg of water and air cooled)
Residential | Res ¦ Water Heater Temperature Setback | 2022 | SC B | GWh | Before Competition Groups | 3.5862 | 0 | 0 | 1474.7871 | 0.0024317 | 35 | Residential_2022_SC B_GWh_Before Competition Groups_35 | Water Heater Temperature Setback | 0.2432% | 0 | 3.5862 | Residential_2022_SC B_GWh_Before Competition Groups_Water Heater Temperature Setback
Residential | Res ¦ Floor Insulation | 2022 | SC B | GWh | Before Competition Groups | 2.8186 | 0 | 0 | 1474.7871 | 0.0019112 | 36 | Residential_2022_SC B_GWh_Before Competition Groups_36 | Floor Insulation | 0.1911% | 0 | 2.8186 | Residential_2022_SC B_GWh_Before Competition Groups_Floor Insulation
Residential | Res ¦ ENERGY STAR LED Lamps (General Service Lamps) | 2022 | SC B | GWh | Before Competition Groups | 2.3857 | 0 | 0 | 1474.7871 | 0.0016176 | 37 | Residential_2022_SC B_GWh_Before Competition Groups_37 | ENERGY STAR LED Lamps (General Service Lamps) | 0.1618% | 0 | 2.3857 | Residential_2022_SC B_GWh_Before Competition Groups_ENERGY STAR LED Lamps (General Service Lamps)
Residential | Res ¦ Duct Insulation | 2022 | SC B | GWh | Before Competition Groups | 2.3807 | 0 | 0 | 1474.7871 | 0.0016142 | 38 | Residential_2022_SC B_GWh_Before Competition Groups_38 | Duct Insulation | 0.1614% | 0 | 2.3807 | Residential_2022_SC B_GWh_Before Competition Groups_Duct Insulation
Residential | Res ¦ Energy Star Dehumidifier | 2022 | SC B | GWh | Before Competition Groups | 1.7664 | 0 | 0 | 1474.7871 | 0.0011977 | 39 | Residential_2022_SC B_GWh_Before Competition Groups_39 | Energy Star Dehumidifier | 0.1198% | 0 | 1.7664 | Residential_2022_SC B_GWh_Before Competition Groups_Energy Star Dehumidifier
Residential | Res ¦ VFD on Pumps | 2022 | SC B | GWh | Before Competition Groups | 1.4757 | 0 | 0 | 1474.7871 | 0.0010006 | 40 | Residential_2022_SC B_GWh_Before Competition Groups_40 | VFD on Pumps | 0.1001% | 0 | 1.4757 | Residential_2022_SC B_GWh_Before Competition Groups_VFD on Pumps
Residential | Res ¦ Condensing Make Up Air Unit | 2022 | SC B | GWh | Before Competition Groups | 1.4585 | 0 | 0 | 1474.7871 | 0.00098897 | 41 | Residential_2022_SC B_GWh_Before Competition Groups_41 | Condensing Make Up Air Unit | 0.0989% | 0 | 1.4585 | Residential_2022_SC B_GWh_Before Competition Groups_Condensing Make Up Air Unit
Residential | Res ¦ Duct Insulation MF | 2022 | SC B | GWh | Before Competition Groups | 1.0869 | 0 | 0 | 1474.7871 | 0.00073702 | 42 | Residential_2022_SC B_GWh_Before Competition Groups_42 | Duct Insulation MF | 0.0737% | 0 | 1.0869 | Residential_2022_SC B_GWh_Before Competition Groups_Duct Insulation MF
Residential | Res ¦ Heat Recovery Ventilator | 2022 | SC B | GWh | Before Competition Groups | 0.96283 | 0 | 0 | 1474.7871 | 0.00065286 | 43 | Residential_2022_SC B_GWh_Before Competition Groups_43 | Heat Recovery Ventilator | 0.06529% | 0 | 0.96283 | Residential_2022_SC B_GWh_Before Competition Groups_Heat Recovery Ventilator
Residential | Res ¦ ECM MOTORS FOR HVAC APPLICATION (FAN-POWERED VAV BOX) | 2022 | SC B | GWh | Before Competition Groups | 0.69289 | 0 | 0 | 1474.7871 | 0.00046982 | 44 | Residential_2022_SC B_GWh_Before Competition Groups_44 | ECM MOTORS FOR HVAC APPLICATION (FAN-POWERED VAV BOX) | 0.04698% | 0 | 0.69289 | Residential_2022_SC B_GWh_Before Competition Groups_ECM MOTORS FOR HVAC APPLICATION (FAN-POWERED VAV BOX)
Residential | Res ¦ Beverage Vending Machine Controls | 2022 | SC B | GWh | Before Competition Groups | 0.35205 | 0 | 0 | 1474.7871 | 0.00023871 | 45 | Residential_2022_SC B_GWh_Before Competition Groups_45 | Beverage Vending Machine Controls | 0.02387% | 0 | 0.35205 | Residential_2022_SC B_GWh_Before Competition Groups_Beverage Vending Machine Controls
Residential | Res ¦ Tankless Water Heater | 2022 | SC B | GWh | Before Competition Groups | 0.061537 | 0 | 0 | 1474.7871 | 4.1726e-05 | 46 | Residential_2022_SC B_GWh_Before Competition Groups_46 | Tankless Water Heater | 0.004173% | 0 | 0.061537 | Residential_2022_SC B_GWh_Before Competition Groups_Tankless Water Heater
Residential | Res ¦ LED High Bay Fixture | 2022 | SC B | GWh | Before Competition Groups | 0.054347 | 0 | 0 | 1474.7871 | 3.6851e-05 | 47 | Residential_2022_SC B_GWh_Before Competition Groups_47 | LED High Bay Fixture | 0.003685% | 0 | 0.054347 | Residential_2022_SC B_GWh_Before Competition Groups_LED High Bay Fixture
Residential | Res ¦ Wall Insulation | 2022 | SC B | GWh | Before Competition Groups | 0.040513 | 0 | 0 | 1474.7871 | 2.7471e-05 | 48 | Residential_2022_SC B_GWh_Before Competition Groups_48 | Wall Insulation | 0.002747% | 0 | 0.040513 | Residential_2022_SC B_GWh_Before Competition Groups_Wall Insulation
Residential | Res ¦ Home Energy Reports | 2022 | SC B | GWh | Before Competition Groups | 0.040309 | 0 | 0 | 1474.7871 | 2.7332e-05 | 49 | Residential_2022_SC B_GWh_Before Competition Groups_49 | Home Energy Reports | 0.002733% | 0 | 0.040309 | Residential_2022_SC B_GWh_Before Competition Groups_Home Energy Reports
Residential | Res ¦ Chilled Water Optimization | 2022 | SC B | GWh | Before Competition Groups | 0.037006 | 0 | 0 | 1474.7871 | 2.5092e-05 | 50 | Residential_2022_SC B_GWh_Before Competition Groups_50 | Chilled Water Optimization | 0.002509% | 0 | 0.037006 | Residential_2022_SC B_GWh_Before Competition Groups_Chilled Water Optimization
Residential | Res ¦ Wall Insulation MF | 2022 | SC B | GWh | Before Competition Groups | 0.002457 | 0 | 0 | 1474.7871 | 1.666e-06 | 51 | Residential_2022_SC B_GWh_Before Competition Groups_51 | Wall Insulation MF | 0.0001666% | 0 | 0.002457 | Residential_2022_SC B_GWh_Before Competition Groups_Wall Insulation MF
Residential | Res ¦ Energy Star Freezer | 2022 | SC B | GWh | Before Competition Groups | 0 | 0 | 0 | 1474.7871 | 0 | 52 | Residential_2022_SC B_GWh_Before Competition Groups_52 | Energy Star Freezer | 0% | 0 | 0 | Residential_2022_SC B_GWh_Before Competition Groups_Energy Star Freezer
Residential | Res ¦ Heavy Duty Outdoor/Holiday Plug-in Timers | 2022 | SC B | GWh | Before Competition Groups | 0 | 0 | 0 | 1474.7871 | 0 | 53 | Residential_2022_SC B_GWh_Before Competition Groups_53 | Heavy Duty Outdoor/Holiday Plug-in Timers | 0% | 0 | 0 | Residential_2022_SC B_GWh_Before Competition Groups_Heavy Duty Outdoor/Holiday Plug-in Timers
Residential | Res ¦ LED Downlight | 2022 | SC B | GWh | Before Competition Groups | 0 | 0 | 0 | 1474.7871 | 0 | 54 | Residential_2022_SC B_GWh_Before Competition Groups_54 | LED Downlight | 0% | 0 | 0 | Residential_2022_SC B_GWh_Before Competition Groups_LED Downlight
Residential | Res ¦ Smart Burners | 2022 | SC B | GWh | Before Competition Groups | 0 | 0 | 0 | 1474.7871 | 0 | 55 | Residential_2022_SC B_GWh_Before Competition Groups_55 | Smart Burners | 0% | 0 | 0 | Residential_2022_SC B_GWh_Before Competition Groups_Smart Burners
Residential | Res ¦ Smart Power Bar | 2022 | SC B | GWh | Before Competition Groups | 0 | 0 | 0 | 1474.7871 | 0 | 56 | Residential_2022_SC B_GWh_Before Competition Groups_56 | Smart Power Bar | 0% | 0 | 0 | Residential_2022_SC B_GWh_Before Competition Groups_Smart Power Bar
Residential | Res ¦ Energy Star LED Specialty Bulbs | 2022 | SC C | GWh | Before Competition Groups | 368.2366 | 0 | 0 | 1068.7271 | 0.34456 | 1 | Residential_2022_SC C_GWh_Before Competition Groups_1 | Energy Star LED Specialty Bulbs | 34.46% | 0 | 368.2366 | Residential_2022_SC C_GWh_Before Competition Groups_Energy Star LED Specialty Bulbs
Residential | Res ¦ Energy Star Clothes Washer | 2022 | SC C | GWh | Before Competition Groups | 127.9368 | 0 | 0 | 1068.7271 | 0.11971 | 2 | Residential_2022_SC C_GWh_Before Competition Groups_2 | Energy Star Clothes Washer | 11.97% | 0 | 127.9368 | Residential_2022_SC C_GWh_Before Competition Groups_Energy Star Clothes Washer
Residential | Res ¦ Energy Star A Line, PAR, MR Lamps | 2022 | SC C | GWh | Before Competition Groups | 97.4099 | 0 | 0 | 1068.7271 | 0.091146 | 3 | Residential_2022_SC C_GWh_Before Competition Groups_3 | Energy Star A Line, PAR, MR Lamps | 9.115% | 0 | 97.4099 | Residential_2022_SC C_GWh_Before Competition Groups_Energy Star A Line, PAR, MR Lamps
Residential | Res ¦ Ductless Mini-Split Heat Pump | 2022 | SC C | GWh | Before Competition Groups | 52.866 | 0 | 0 | 1068.7271 | 0.049466 | 4 | Residential_2022_SC C_GWh_Before Competition Groups_4 | Ductless Mini-Split Heat Pump | 4.947% | 0 | 52.866 | Residential_2022_SC C_GWh_Before Competition Groups_Ductless Mini-Split Heat Pump
Residential | Res ¦ Variable Speed Pool Pump Motor | 2022 | SC C | GWh | Before Competition Groups | 43.2535 | 0 | 0 | 1068.7271 | 0.040472 | 5 | Residential_2022_SC C_GWh_Before Competition Groups_5 | Variable Speed Pool Pump Motor | 4.047% | 0 | 43.2535 | Residential_2022_SC C_GWh_Before Competition Groups_Variable Speed Pool Pump Motor
Residential | Res ¦ Car Block Heater Timer | 2022 | SC C | GWh | Before Competition Groups | 40.0304 | 0 | 0 | 1068.7271 | 0.037456 | 6 | Residential_2022_SC C_GWh_Before Competition Groups_6 | Car Block Heater Timer | 3.746% | 0 | 40.0304 | Residential_2022_SC C_GWh_Before Competition Groups_Car Block Heater Timer
Residential | Res ¦ Adaptive Thermostat | 2022 | SC C | GWh | Before Competition Groups | 38.0261 | 0 | 0 | 1068.7271 | 0.035581 | 7 | Residential_2022_SC C_GWh_Before Competition Groups_7 | Adaptive Thermostat | 3.558% | 0 | 38.0261 | Residential_2022_SC C_GWh_Before Competition Groups_Adaptive Thermostat
Residential | Res ¦ LED Parking Lot Fixture | 2022 | SC C | GWh | Before Competition Groups | 36.9585 | 0 | 0 | 1068.7271 | 0.034582 | 8 | Residential_2022_SC C_GWh_Before Competition Groups_8 | LED Parking Lot Fixture | 3.458% | 0 | 36.9585 | Residential_2022_SC C_GWh_Before Competition Groups_LED Parking Lot Fixture
Residential | Res ¦ Building Recommissioning, Operations and Maintenance (O&M) Improvements | 2022 | SC C | GWh | Before Competition Groups | 33.5207 | 0 | 0 | 1068.7271 | 0.031365 | 9 | Residential_2022_SC C_GWh_Before Competition Groups_9 | Building Recommissioning, Operations and Maintenance (O&M) Improvements | 3.137% | 0 | 33.5207 | Residential_2022_SC C_GWh_Before Competition Groups_Building Recommissioning, Operations and Maintenance (O&M) Improvements
Residential | Res ¦ Air Sealing | 2022 | SC C | GWh | Before Competition Groups | 24.5231 | 0 | 0 | 1068.7271 | 0.022946 | 10 | Residential_2022_SC C_GWh_Before Competition Groups_10 | Air Sealing | 2.295% | 0 | 24.5231 | Residential_2022_SC C_GWh_Before Competition Groups_Air Sealing
Residential | Res ¦ Energy Star Torchiere | 2022 | SC C | GWh | Before Competition Groups | 23.7637 | 0 | 0 | 1068.7271 | 0.022236 | 11 | Residential_2022_SC C_GWh_Before Competition Groups_11 | Energy Star Torchiere | 2.224% | 0 | 23.7637 | Residential_2022_SC C_GWh_Before Competition Groups_Energy Star Torchiere
Residential | Res ¦ Comprehensive Draft Proofing | 2022 | SC C | GWh | Before Competition Groups | 17.049 | 0 | 0 | 1068.7271 | 0.015953 | 12 | Residential_2022_SC C_GWh_Before Competition Groups_12 | Comprehensive Draft Proofing | 1.595% | 0 | 17.049 | Residential_2022_SC C_GWh_Before Competition Groups_Comprehensive Draft Proofing
Residential | Res ¦ LED Exterior Area Lights - LED Fixture (200W) | 2022 | SC C | GWh | Before Competition Groups | 16.7924 | 0 | 0 | 1068.7271 | 0.015713 | 13 | Residential_2022_SC C_GWh_Before Competition Groups_13 | LED Exterior Area Lights - LED Fixture (200W) | 1.571% | 0 | 16.7924 | Residential_2022_SC C_GWh_Before Competition Groups_LED Exterior Area Lights - LED Fixture (200W)
Residential | Res ¦ Basement Wall Insulation | 2022 | SC C | GWh | Before Competition Groups | 13.9499 | 0 | 0 | 1068.7271 | 0.013053 | 14 | Residential_2022_SC C_GWh_Before Competition Groups_14 | Basement Wall Insulation | 1.305% | 0 | 13.9499 | Residential_2022_SC C_GWh_Before Competition Groups_Basement Wall Insulation
Residential | Res ¦ Energy Star Light Fixture | 2022 | SC C | GWh | Before Competition Groups | 13.9436 | 0 | 0 | 1068.7271 | 0.013047 | 15 | Residential_2022_SC C_GWh_Before Competition Groups_15 | Energy Star Light Fixture | 1.305% | 0 | 13.9436 | Residential_2022_SC C_GWh_Before Competition Groups_Energy Star Light Fixture
Residential | Res ¦ LED Tube Re-Lamp | 2022 | SC C | GWh | Before Competition Groups | 12.4917 | 0 | 0 | 1068.7271 | 0.011688 | 16 | Residential_2022_SC C_GWh_Before Competition Groups_16 | LED Tube Re-Lamp | 1.169% | 0 | 12.4917 | Residential_2022_SC C_GWh_Before Competition Groups_LED Tube Re-Lamp
Residential | Res ¦ Occupancy Sensors MF | 2022 | SC C | GWh | Before Competition Groups | 11.4439 | 0 | 0 | 1068.7271 | 0.010708 | 17 | Residential_2022_SC C_GWh_Before Competition Groups_17 | Occupancy Sensors MF | 1.071% | 0 | 11.4439 | Residential_2022_SC C_GWh_Before Competition Groups_Occupancy Sensors MF
Residential | Res ¦ Attic Insulation | 2022 | SC C | GWh | Before Competition Groups | 10.5423 | 0 | 0 | 1068.7271 | 0.0098644 | 18 | Residential_2022_SC C_GWh_Before Competition Groups_18 | Attic Insulation | 0.9864% | 0 | 10.5423 | Residential_2022_SC C_GWh_Before Competition Groups_Attic Insulation
Residential | Res ¦ Energy Star Clothes Dryer | 2022 | SC C | GWh | Before Competition Groups | 10.2273 | 0 | 0 | 1068.7271 | 0.0095696 | 19 | Residential_2022_SC C_GWh_Before Competition Groups_19 | Energy Star Clothes Dryer | 0.957% | 0 | 10.2273 | Residential_2022_SC C_GWh_Before Competition Groups_Energy Star Clothes Dryer
Residential | Res ¦ ENERGY STAR LED LAMPS (REFLECTOR LAMPs/MR16/PAR 16) | 2022 | SC C | GWh | Before Competition Groups | 9.2863 | 0 | 0 | 1068.7271 | 0.0086891 | 20 | Residential_2022_SC C_GWh_Before Competition Groups_20 | ENERGY STAR LED LAMPS (REFLECTOR LAMPs/MR16/PAR 16) | 0.8689% | 0 | 9.2863 | Residential_2022_SC C_GWh_Before Competition Groups_ENERGY STAR LED LAMPS (REFLECTOR LAMPs/MR16/PAR 16)
Residential | Res ¦ Refrigerator Recycling | 2022 | SC C | GWh | Before Competition Groups | 8.7869 | 0 | 0 | 1068.7271 | 0.0082219 | 21 | Residential_2022_SC C_GWh_Before Competition Groups_21 | Refrigerator Recycling | 0.8222% | 0 | 8.7869 | Residential_2022_SC C_GWh_Before Competition Groups_Refrigerator Recycling
Residential | Res ¦ Energy Star Air Source Heat Pump | 2022 | SC C | GWh | Before Competition Groups | 8.2797 | 0 | 0 | 1068.7271 | 0.0077472 | 22 | Residential_2022_SC C_GWh_Before Competition Groups_22 | Energy Star Air Source Heat Pump | 0.7747% | 0 | 8.2797 | Residential_2022_SC C_GWh_Before Competition Groups_Energy Star Air Source Heat Pump
Residential | Res ¦ Energy Star Room Air Conditioner | 2022 | SC C | GWh | Before Competition Groups | 6.8845 | 0 | 0 | 1068.7271 | 0.0064418 | 23 | Residential_2022_SC C_GWh_Before Competition Groups_23 | Energy Star Room Air Conditioner | 0.6442% | 0 | 6.8845 | Residential_2022_SC C_GWh_Before Competition Groups_Energy Star Room Air Conditioner
Residential | Res ¦ Minimize Hot and Warm Clothes Wash | 2022 | SC C | GWh | Before Competition Groups | 6.2951 | 0 | 0 | 1068.7271 | 0.0058903 | 24 | Residential_2022_SC C_GWh_Before Competition Groups_24 | Minimize Hot and Warm Clothes Wash | 0.589% | 0 | 6.2951 | Residential_2022_SC C_GWh_Before Competition Groups_Minimize Hot and Warm Clothes Wash
Residential | Res ¦ Outside Air Economizer | 2022 | SC C | GWh | Before Competition Groups | 5.4847 | 0 | 0 | 1068.7271 | 0.005132 | 25 | Residential_2022_SC C_GWh_Before Competition Groups_25 | Outside Air Economizer | 0.5132% | 0 | 5.4847 | Residential_2022_SC C_GWh_Before Competition Groups_Outside Air Economizer
Residential | Res ¦ Advanced BAS/Controllers | 2022 | SC C | GWh | Before Competition Groups | 4.9062 | 0 | 0 | 1068.7271 | 0.0045907 | 26 | Residential_2022_SC C_GWh_Before Competition Groups_26 | Advanced BAS/Controllers | 0.4591% | 0 | 4.9062 | Residential_2022_SC C_GWh_Before Competition Groups_Advanced BAS/Controllers
Residential | Res ¦ High Efficiency Chiller (avg of water and air cooled) | 2022 | SC C | GWh | Before Competition Groups | 4.3072 | 0 | 0 | 1068.7271 | 0.0040303 | 27 | Residential_2022_SC C_GWh_Before Competition Groups_27 | High Efficiency Chiller (avg of water and air cooled) | 0.403% | 0 | 4.3072 | Residential_2022_SC C_GWh_Before Competition Groups_High Efficiency Chiller (avg of water and air cooled)
Residential | Res ¦ Furnace Whistle | 2022 | SC C | GWh | Before Competition Groups | 4.2247 | 0 | 0 | 1068.7271 | 0.003953 | 28 | Residential_2022_SC C_GWh_Before Competition Groups_28 | Furnace Whistle | 0.3953% | 0 | 4.2247 | Residential_2022_SC C_GWh_Before Competition Groups_Furnace Whistle
Residential | Res ¦ ENERGY STAR LED Lamps (General Service Lamps) | 2022 | SC C | GWh | Before Competition Groups | 2.3857 | 0 | 0 | 1068.7271 | 0.0022323 | 29 | Residential_2022_SC C_GWh_Before Competition Groups_29 | ENERGY STAR LED Lamps (General Service Lamps) | 0.2232% | 0 | 2.3857 | Residential_2022_SC C_GWh_Before Competition Groups_ENERGY STAR LED Lamps (General Service Lamps)
Residential | Res ¦ Demand Control Ventilation | 2022 | SC C | GWh | Before Competition Groups | 2.2627 | 0 | 0 | 1068.7271 | 0.0021172 | 30 | Residential_2022_SC C_GWh_Before Competition Groups_30 | Demand Control Ventilation | 0.2117% | 0 | 2.2627 | Residential_2022_SC C_GWh_Before Competition Groups_Demand Control Ventilation
Residential | Res ¦ Floor Insulation | 2022 | SC C | GWh | Before Competition Groups | 2.2171 | 0 | 0 | 1068.7271 | 0.0020745 | 31 | Residential_2022_SC C_GWh_Before Competition Groups_31 | Floor Insulation | 0.2075% | 0 | 2.2171 | Residential_2022_SC C_GWh_Before Competition Groups_Floor Insulation
Residential | Res ¦ CO Sensors for parking garage exhaust fans | 2022 | SC C | GWh | Before Competition Groups | 1.8061 | 0 | 0 | 1068.7271 | 0.00169 | 32 | Residential_2022_SC C_GWh_Before Competition Groups_32 | CO Sensors for parking garage exhaust fans | 0.169% | 0 | 1.8061 | Residential_2022_SC C_GWh_Before Competition Groups_CO Sensors for parking garage exhaust fans
Residential | Res ¦ Variable Frequency Drive (VFD) | 2022 | SC C | GWh | Before Competition Groups | 1.7921 | 0 | 0 | 1068.7271 | 0.0016769 | 33 | Residential_2022_SC C_GWh_Before Competition Groups_33 | Variable Frequency Drive (VFD) | 0.1677% | 0 | 1.7921 | Residential_2022_SC C_GWh_Before Competition Groups_Variable Frequency Drive (VFD)
Residential | Res ¦ Water Heater Temperature Setback | 2022 | SC C | GWh | Before Competition Groups | 1.3392 | 0 | 0 | 1068.7271 | 0.001253 | 34 | Residential_2022_SC C_GWh_Before Competition Groups_34 | Water Heater Temperature Setback | 0.1253% | 0 | 1.3392 | Residential_2022_SC C_GWh_Before Competition Groups_Water Heater Temperature Setback
Residential | Res ¦ Condensing Make Up Air Unit | 2022 | SC C | GWh | Before Competition Groups | 1.164 | 0 | 0 | 1068.7271 | 0.0010891 | 35 | Residential_2022_SC C_GWh_Before Competition Groups_35 | Condensing Make Up Air Unit | 0.1089% | 0 | 1.164 | Residential_2022_SC C_GWh_Before Competition Groups_Condensing Make Up Air Unit
Residential | Res ¦ Duct Insulation MF | 2022 | SC C | GWh | Before Competition Groups | 1.0016 | 0 | 0 | 1068.7271 | 0.00093721 | 36 | Residential_2022_SC C_GWh_Before Competition Groups_36 | Duct Insulation MF | 0.09372% | 0 | 1.0016 | Residential_2022_SC C_GWh_Before Competition Groups_Duct Insulation MF
Residential | Res ¦ Duct Insulation | 2022 | SC C | GWh | Before Competition Groups | 0.75731 | 0 | 0 | 1068.7271 | 0.00070861 | 37 | Residential_2022_SC C_GWh_Before Competition Groups_37 | Duct Insulation | 0.07086% | 0 | 0.75731 | Residential_2022_SC C_GWh_Before Competition Groups_Duct Insulation
Residential | Res ¦ Energy Star Dehumidifier | 2022 | SC C | GWh | Before Competition Groups | 0.66289 | 0 | 0 | 1068.7271 | 0.00062027 | 38 | Residential_2022_SC C_GWh_Before Competition Groups_38 | Energy Star Dehumidifier | 0.06203% | 0 | 0.66289 | Residential_2022_SC C_GWh_Before Competition Groups_Energy Star Dehumidifier
Residential | Res ¦ VFD on Pumps | 2022 | SC C | GWh | Before Competition Groups | 0.55109 | 0 | 0 | 1068.7271 | 0.00051565 | 39 | Residential_2022_SC C_GWh_Before Competition Groups_39 | VFD on Pumps | 0.05157% | 0 | 0.55109 | Residential_2022_SC C_GWh_Before Competition Groups_VFD on Pumps
Residential | Res ¦ Clothes Drying Racks | 2022 | SC C | GWh | Before Competition Groups | 0.54861 | 0 | 0 | 1068.7271 | 0.00051333 | 40 | Residential_2022_SC C_GWh_Before Competition Groups_40 | Clothes Drying Racks | 0.05133% | 0 | 0.54861 | Residential_2022_SC C_GWh_Before Competition Groups_Clothes Drying Racks
Residential | Res ¦ ECM MOTORS FOR HVAC APPLICATION (FAN-POWERED VAV BOX) | 2022 | SC C | GWh | Before Competition Groups | 0.27288 | 0 | 0 | 1068.7271 | 0.00025534 | 41 | Residential_2022_SC C_GWh_Before Competition Groups_41 | ECM MOTORS FOR HVAC APPLICATION (FAN-POWERED VAV BOX) | 0.02553% | 0 | 0.27288 | Residential_2022_SC C_GWh_Before Competition Groups_ECM MOTORS FOR HVAC APPLICATION (FAN-POWERED VAV BOX)
Residential | Res ¦ Heat Recovery Ventilator | 2022 | SC C | GWh | Before Competition Groups | 0.24018 | 0 | 0 | 1068.7271 | 0.00022473 | 42 | Residential_2022_SC C_GWh_Before Competition Groups_42 | Heat Recovery Ventilator | 0.02247% | 0 | 0.24018 | Residential_2022_SC C_GWh_Before Competition Groups_Heat Recovery Ventilator
Residential | Res ¦ Beverage Vending Machine Controls | 2022 | SC C | GWh | Before Competition Groups | 0.1378 | 0 | 0 | 1068.7271 | 0.00012893 | 43 | Residential_2022_SC C_GWh_Before Competition Groups_43 | Beverage Vending Machine Controls | 0.01289% | 0 | 0.1378 | Residential_2022_SC C_GWh_Before Competition Groups_Beverage Vending Machine Controls
Residential | Res ¦ LED High Bay Fixture | 2022 | SC C | GWh | Before Competition Groups | 0.054347 | 0 | 0 | 1068.7271 | 5.0853e-05 | 44 | Residential_2022_SC C_GWh_Before Competition Groups_44 | LED High Bay Fixture | 0.005085% | 0 | 0.054347 | Residential_2022_SC C_GWh_Before Competition Groups_LED High Bay Fixture
Residential | Res ¦ Home Energy Reports | 2022 | SC C | GWh | Before Competition Groups | 0.040309 | 0 | 0 | 1068.7271 | 3.7717e-05 | 45 | Residential_2022_SC C_GWh_Before Competition Groups_45 | Home Energy Reports | 0.003772% | 0 | 0.040309 | Residential_2022_SC C_GWh_Before Competition Groups_Home Energy Reports
Residential | Res ¦ Tankless Water Heater | 2022 | SC C | GWh | Before Competition Groups | 0.036007 | 0 | 0 | 1068.7271 | 3.3692e-05 | 46 | Residential_2022_SC C_GWh_Before Competition Groups_46 | Tankless Water Heater | 0.003369% | 0 | 0.036007 | Residential_2022_SC C_GWh_Before Competition Groups_Tankless Water Heater
Residential | Res ¦ Chilled Water Optimization | 2022 | SC C | GWh | Before Competition Groups | 0.029847 | 0 | 0 | 1068.7271 | 2.7927e-05 | 47 | Residential_2022_SC C_GWh_Before Competition Groups_47 | Chilled Water Optimization | 0.002793% | 0 | 0.029847 | Residential_2022_SC C_GWh_Before Competition Groups_Chilled Water Optimization
Residential | Res ¦ Wall Insulation | 2022 | SC C | GWh | Before Competition Groups | 0.0033965 | 0 | 0 | 1068.7271 | 3.1781e-06 | 48 | Residential_2022_SC C_GWh_Before Competition Groups_48 | Wall Insulation | 0.0003178% | 0 | 0.0033965 | Residential_2022_SC C_GWh_Before Competition Groups_Wall Insulation
Residential | Res ¦ Wall Insulation MF | 2022 | SC C | GWh | Before Competition Groups | 0.0024571 | 0 | 0 | 1068.7271 | 2.2991e-06 | 49 | Residential_2022_SC C_GWh_Before Competition Groups_49 | Wall Insulation MF | 0.0002299% | 0 | 0.0024571 | Residential_2022_SC C_GWh_Before Competition Groups_Wall Insulation MF
Residential | Res ¦ Freezer Recycling | 2022 | SC C | GWh | Before Competition Groups | 0.00065567 | 0 | 0 | 1068.7271 | 6.135e-07 | 50 | Residential_2022_SC C_GWh_Before Competition Groups_50 | Freezer Recycling | 6.135e-05% | 0 | 0.00065567 | Residential_2022_SC C_GWh_Before Competition Groups_Freezer Recycling
Residential | Res ¦ Energy Star LED Bulbs General Purpose LEDs | 2022 | SC C | GWh | Before Competition Groups | 1.9582e-07 | 0 | 0 | 1068.7271 | 1.8323e-10 | 51 | Residential_2022_SC C_GWh_Before Competition Groups_51 | Energy Star LED Bulbs General Purpose LEDs | 1.832e-08% | 0 | 1.9582e-07 | Residential_2022_SC C_GWh_Before Competition Groups_Energy Star LED Bulbs General Purpose LEDs
Residential | Res ¦ Energy Star Freezer | 2022 | SC C | GWh | Before Competition Groups | 0 | 0 | 0 | 1068.7271 | 0 | 52 | Residential_2022_SC C_GWh_Before Competition Groups_52 | Energy Star Freezer | 0% | 0 | 0 | Residential_2022_SC C_GWh_Before Competition Groups_Energy Star Freezer
Residential | Res ¦ Heavy Duty Outdoor/Holiday Plug-in Timers | 2022 | SC C | GWh | Before Competition Groups | 0 | 0 | 0 | 1068.7271 | 0 | 53 | Residential_2022_SC C_GWh_Before Competition Groups_53 | Heavy Duty Outdoor/Holiday Plug-in Timers | 0% | 0 | 0 | Residential_2022_SC C_GWh_Before Competition Groups_Heavy Duty Outdoor/Holiday Plug-in Timers
Residential | Res ¦ LED Downlight | 2022 | SC C | GWh | Before Competition Groups | 0 | 0 | 0 | 1068.7271 | 0 | 54 | Residential_2022_SC C_GWh_Before Competition Groups_54 | LED Downlight | 0% | 0 | 0 | Residential_2022_SC C_GWh_Before Competition Groups_LED Downlight
Residential | Res ¦ Smart Burners | 2022 | SC C | GWh | Before Competition Groups | 0 | 0 | 0 | 1068.7271 | 0 | 55 | Residential_2022_SC C_GWh_Before Competition Groups_55 | Smart Burners | 0% | 0 | 0 | Residential_2022_SC C_GWh_Before Competition Groups_Smart Burners
Residential | Res ¦ Smart Power Bar | 2022 | SC C | GWh | Before Competition Groups | 0 | 0 | 0 | 1068.7271 | 0 | 56 | Residential_2022_SC C_GWh_Before Competition Groups_56 | Smart Power Bar | 0% | 0 | 0 | Residential_2022_SC C_GWh_Before Competition Groups_Smart Power Bar
Residential | Res ¦ Energy Star LED Bulbs General Purpose LEDs | 2022 | SC D | GWh | Before Competition Groups | 198.0279 | 0 | 0 | 913.8978 | 0.21668 | 1 | Residential_2022_SC D_GWh_Before Competition Groups_1 | Energy Star LED Bulbs General Purpose LEDs | 21.67% | 0 | 198.0279 | Residential_2022_SC D_GWh_Before Competition Groups_Energy Star LED Bulbs General Purpose LEDs
Residential | Res ¦ Energy Star LED Specialty Bulbs | 2022 | SC D | GWh | Before Competition Groups | 183.9153 | 0 | 0 | 913.8978 | 0.20124 | 2 | Residential_2022_SC D_GWh_Before Competition Groups_2 | Energy Star LED Specialty Bulbs | 20.12% | 0 | 183.9153 | Residential_2022_SC D_GWh_Before Competition Groups_Energy Star LED Specialty Bulbs
Residential | Res ¦ Energy Star A Line, PAR, MR Lamps | 2022 | SC D | GWh | Before Competition Groups | 97.91 | 0 | 0 | 913.8978 | 0.10713 | 3 | Residential_2022_SC D_GWh_Before Competition Groups_3 | Energy Star A Line, PAR, MR Lamps | 10.71% | 0 | 97.91 | Residential_2022_SC D_GWh_Before Competition Groups_Energy Star A Line, PAR, MR Lamps
Residential | Res ¦ Energy Star Clothes Washer | 2022 | SC D | GWh | Before Competition Groups | 76.5637 | 0 | 0 | 913.8978 | 0.083777 | 4 | Residential_2022_SC D_GWh_Before Competition Groups_4 | Energy Star Clothes Washer | 8.378% | 0 | 76.5637 | Residential_2022_SC D_GWh_Before Competition Groups_Energy Star Clothes Washer
Residential | Res ¦ Ductless Mini-Split Heat Pump | 2022 | SC D | GWh | Before Competition Groups | 52.8662 | 0 | 0 | 913.8978 | 0.057847 | 5 | Residential_2022_SC D_GWh_Before Competition Groups_5 | Ductless Mini-Split Heat Pump | 5.785% | 0 | 52.8662 | Residential_2022_SC D_GWh_Before Competition Groups_Ductless Mini-Split Heat Pump
Residential | Res ¦ LED Parking Lot Fixture | 2022 | SC D | GWh | Before Competition Groups | 36.9585 | 0 | 0 | 913.8978 | 0.040441 | 6 | Residential_2022_SC D_GWh_Before Competition Groups_6 | LED Parking Lot Fixture | 4.044% | 0 | 36.9585 | Residential_2022_SC D_GWh_Before Competition Groups_LED Parking Lot Fixture
Residential | Res ¦ Building Recommissioning, Operations and Maintenance (O&M) Improvements | 2022 | SC D | GWh | Before Competition Groups | 33.5207 | 0 | 0 | 913.8978 | 0.036679 | 7 | Residential_2022_SC D_GWh_Before Competition Groups_7 | Building Recommissioning, Operations and Maintenance (O&M) Improvements | 3.668% | 0 | 33.5207 | Residential_2022_SC D_GWh_Before Competition Groups_Building Recommissioning, Operations and Maintenance (O&M) Improvements
Residential | Res ¦ Variable Speed Pool Pump Motor | 2022 | SC D | GWh | Before Competition Groups | 28.6834 | 0 | 0 | 913.8978 | 0.031386 | 8 | Residential_2022_SC D_GWh_Before Competition Groups_8 | Variable Speed Pool Pump Motor | 3.139% | 0 | 28.6834 | Residential_2022_SC D_GWh_Before Competition Groups_Variable Speed Pool Pump Motor
Residential | Res ¦ Adaptive Thermostat | 2022 | SC D | GWh | Before Competition Groups | 22.6618 | 0 | 0 | 913.8978 | 0.024797 | 9 | Residential_2022_SC D_GWh_Before Competition Groups_9 | Adaptive Thermostat | 2.48% | 0 | 22.6618 | Residential_2022_SC D_GWh_Before Competition Groups_Adaptive Thermostat
Residential | Res ¦ Energy Star Torchiere | 2022 | SC D | GWh | Before Competition Groups | 20.8733 | 0 | 0 | 913.8978 | 0.02284 | 10 | Residential_2022_SC D_GWh_Before Competition Groups_10 | Energy Star Torchiere | 2.284% | 0 | 20.8733 | Residential_2022_SC D_GWh_Before Competition Groups_Energy Star Torchiere
Residential | Res ¦ Comprehensive Draft Proofing | 2022 | SC D | GWh | Before Competition Groups | 15.3181 | 0 | 0 | 913.8978 | 0.016761 | 11 | Residential_2022_SC D_GWh_Before Competition Groups_11 | Comprehensive Draft Proofing | 1.676% | 0 | 15.3181 | Residential_2022_SC D_GWh_Before Competition Groups_Comprehensive Draft Proofing
Residential | Res ¦ LED Exterior Area Lights - LED Fixture (200W) | 2022 | SC D | GWh | Before Competition Groups | 14.8835 | 0 | 0 | 913.8978 | 0.016286 | 12 | Residential_2022_SC D_GWh_Before Competition Groups_12 | LED Exterior Area Lights - LED Fixture (200W) | 1.629% | 0 | 14.8835 | Residential_2022_SC D_GWh_Before Competition Groups_LED Exterior Area Lights - LED Fixture (200W)
Residential | Res ¦ Basement Wall Insulation | 2022 | SC D | GWh | Before Competition Groups | 13.4598 | 0 | 0 | 913.8978 | 0.014728 | 13 | Residential_2022_SC D_GWh_Before Competition Groups_13 | Basement Wall Insulation | 1.473% | 0 | 13.4598 | Residential_2022_SC D_GWh_Before Competition Groups_Basement Wall Insulation
Residential | Res ¦ LED Tube Re-Lamp | 2022 | SC D | GWh | Before Competition Groups | 12.3777 | 0 | 0 | 913.8978 | 0.013544 | 14 | Residential_2022_SC D_GWh_Before Competition Groups_14 | LED Tube Re-Lamp | 1.354% | 0 | 12.3777 | Residential_2022_SC D_GWh_Before Competition Groups_LED Tube Re-Lamp
Residential | Res ¦ Occupancy Sensors MF | 2022 | SC D | GWh | Before Competition Groups | 11.4439 | 0 | 0 | 913.8978 | 0.012522 | 15 | Residential_2022_SC D_GWh_Before Competition Groups_15 | Occupancy Sensors MF | 1.252% | 0 | 11.4439 | Residential_2022_SC D_GWh_Before Competition Groups_Occupancy Sensors MF
Residential | Res ¦ Air Sealing | 2022 | SC D | GWh | Before Competition Groups | 10.3861 | 0 | 0 | 913.8978 | 0.011365 | 16 | Residential_2022_SC D_GWh_Before Competition Groups_16 | Air Sealing | 1.136% | 0 | 10.3861 | Residential_2022_SC D_GWh_Before Competition Groups_Air Sealing
Residential | Res ¦ ENERGY STAR LED LAMPS (REFLECTOR LAMPs/MR16/PAR 16) | 2022 | SC D | GWh | Before Competition Groups | 9.2863 | 0 | 0 | 913.8978 | 0.010161 | 17 | Residential_2022_SC D_GWh_Before Competition Groups_17 | ENERGY STAR LED LAMPS (REFLECTOR LAMPs/MR16/PAR 16) | 1.016% | 0 | 9.2863 | Residential_2022_SC D_GWh_Before Competition Groups_ENERGY STAR LED LAMPS (REFLECTOR LAMPs/MR16/PAR 16)
Residential | Res ¦ Energy Star Light Fixture | 2022 | SC D | GWh | Before Competition Groups | 8.4067 | 0 | 0 | 913.8978 | 0.0091987 | 18 | Residential_2022_SC D_GWh_Before Competition Groups_18 | Energy Star Light Fixture | 0.9199% | 0 | 8.4067 | Residential_2022_SC D_GWh_Before Competition Groups_Energy Star Light Fixture
Residential | Res ¦ Energy Star Air Source Heat Pump | 2022 | SC D | GWh | Before Competition Groups | 8.2797 | 0 | 0 | 913.8978 | 0.0090598 | 19 | Residential_2022_SC D_GWh_Before Competition Groups_19 | Energy Star Air Source Heat Pump | 0.906% | 0 | 8.2797 | Residential_2022_SC D_GWh_Before Competition Groups_Energy Star Air Source Heat Pump
Residential | Res ¦ Energy Star Room Air Conditioner | 2022 | SC D | GWh | Before Competition Groups | 6.8762 | 0 | 0 | 913.8978 | 0.0075241 | 20 | Residential_2022_SC D_GWh_Before Competition Groups_20 | Energy Star Room Air Conditioner | 0.7524% | 0 | 6.8762 | Residential_2022_SC D_GWh_Before Competition Groups_Energy Star Room Air Conditioner
Residential | Res ¦ Minimize Hot and Warm Clothes Wash | 2022 | SC D | GWh | Before Competition Groups | 6.2951 | 0 | 0 | 913.8978 | 0.0068882 | 21 | Residential_2022_SC D_GWh_Before Competition Groups_21 | Minimize Hot and Warm Clothes Wash | 0.6888% | 0 | 6.2951 | Residential_2022_SC D_GWh_Before Competition Groups_Minimize Hot and Warm Clothes Wash
Residential | Res ¦ Attic Insulation | 2022 | SC D | GWh | Before Competition Groups | 6.1285 | 0 | 0 | 913.8978 | 0.0067059 | 22 | Residential_2022_SC D_GWh_Before Competition Groups_22 | Attic Insulation | 0.6706% | 0 | 6.1285 | Residential_2022_SC D_GWh_Before Competition Groups_Attic Insulation
Residential | Res ¦ Outside Air Economizer | 2022 | SC D | GWh | Before Competition Groups | 5.4847 | 0 | 0 | 913.8978 | 0.0060014 | 23 | Residential_2022_SC D_GWh_Before Competition Groups_23 | Outside Air Economizer | 0.6001% | 0 | 5.4847 | Residential_2022_SC D_GWh_Before Competition Groups_Outside Air Economizer
Residential | Res ¦ Refrigerator Recycling | 2022 | SC D | GWh | Before Competition Groups | 5.3854 | 0 | 0 | 913.8978 | 0.0058927 | 24 | Residential_2022_SC D_GWh_Before Competition Groups_24 | Refrigerator Recycling | 0.5893% | 0 | 5.3854 | Residential_2022_SC D_GWh_Before Competition Groups_Refrigerator Recycling
Residential | Res ¦ Advanced BAS/Controllers | 2022 | SC D | GWh | Before Competition Groups | 4.9062 | 0 | 0 | 913.8978 | 0.0053684 | 25 | Residential_2022_SC D_GWh_Before Competition Groups_25 | Advanced BAS/Controllers | 0.5368% | 0 | 4.9062 | Residential_2022_SC D_GWh_Before Competition Groups_Advanced BAS/Controllers
Residential | Res ¦ Energy Star Clothes Dryer | 2022 | SC D | GWh | Before Competition Groups | 4.7073 | 0 | 0 | 913.8978 | 0.0051508 | 26 | Residential_2022_SC D_GWh_Before Competition Groups_26 | Energy Star Clothes Dryer | 0.5151% | 0 | 4.7073 | Residential_2022_SC D_GWh_Before Competition Groups_Energy Star Clothes Dryer
Residential | Res ¦ High Efficiency Chiller (avg of water and air cooled) | 2022 | SC D | GWh | Before Competition Groups | 4.3072 | 0 | 0 | 913.8978 | 0.0047131 | 27 | Residential_2022_SC D_GWh_Before Competition Groups_27 | High Efficiency Chiller (avg of water and air cooled) | 0.4713% | 0 | 4.3072 | Residential_2022_SC D_GWh_Before Competition Groups_High Efficiency Chiller (avg of water and air cooled)
Residential | Res ¦ Furnace Whistle | 2022 | SC D | GWh | Before Competition Groups | 4.2247 | 0 | 0 | 913.8978 | 0.0046227 | 28 | Residential_2022_SC D_GWh_Before Competition Groups_28 | Furnace Whistle | 0.4623% | 0 | 4.2247 | Residential_2022_SC D_GWh_Before Competition Groups_Furnace Whistle
Residential | Res ¦ ENERGY STAR LED Lamps (General Service Lamps) | 2022 | SC D | GWh | Before Competition Groups | 2.3857 | 0 | 0 | 913.8978 | 0.0026104 | 29 | Residential_2022_SC D_GWh_Before Competition Groups_29 | ENERGY STAR LED Lamps (General Service Lamps) | 0.261% | 0 | 2.3857 | Residential_2022_SC D_GWh_Before Competition Groups_ENERGY STAR LED Lamps (General Service Lamps)
Residential | Res ¦ Variable Frequency Drive (VFD) | 2022 | SC D | GWh | Before Competition Groups | 1.3561 | 0 | 0 | 913.8978 | 0.0014839 | 30 | Residential_2022_SC D_GWh_Before Competition Groups_30 | Variable Frequency Drive (VFD) | 0.1484% | 0 | 1.3561 | Residential_2022_SC D_GWh_Before Competition Groups_Variable Frequency Drive (VFD)
Residential | Res ¦ Water Heater Temperature Setback | 2022 | SC D | GWh | Before Competition Groups | 1.1992 | 0 | 0 | 913.8978 | 0.0013122 | 31 | Residential_2022_SC D_GWh_Before Competition Groups_31 | Water Heater Temperature Setback | 0.1312% | 0 | 1.1992 | Residential_2022_SC D_GWh_Before Competition Groups_Water Heater Temperature Setback
Residential | Res ¦ CO Sensors for parking garage exhaust fans | 2022 | SC D | GWh | Before Competition Groups | 1.1219 | 0 | 0 | 913.8978 | 0.0012276 | 32 | Residential_2022_SC D_GWh_Before Competition Groups_32 | CO Sensors for parking garage exhaust fans | 0.1228% | 0 | 1.1219 | Residential_2022_SC D_GWh_Before Competition Groups_CO Sensors for parking garage exhaust fans
Residential | Res ¦ Demand Control Ventilation | 2022 | SC D | GWh | Before Competition Groups | 0.93947 | 0 | 0 | 913.8978 | 0.001028 | 33 | Residential_2022_SC D_GWh_Before Competition Groups_33 | Demand Control Ventilation | 0.1028% | 0 | 0.93947 | Residential_2022_SC D_GWh_Before Competition Groups_Demand Control Ventilation
Residential | Res ¦ Clothes Drying Racks | 2022 | SC D | GWh | Before Competition Groups | 0.54861 | 0 | 0 | 913.8978 | 0.0006003 | 34 | Residential_2022_SC D_GWh_Before Competition Groups_34 | Clothes Drying Racks | 0.06003% | 0 | 0.54861 | Residential_2022_SC D_GWh_Before Competition Groups_Clothes Drying Racks
Residential | Res ¦ Floor Insulation | 2022 | SC D | GWh | Before Competition Groups | 0.42813 | 0 | 0 | 913.8978 | 0.00046846 | 35 | Residential_2022_SC D_GWh_Before Competition Groups_35 | Floor Insulation | 0.04685% | 0 | 0.42813 | Residential_2022_SC D_GWh_Before Competition Groups_Floor Insulation
Residential | Res ¦ VFD on Pumps | 2022 | SC D | GWh | Before Competition Groups | 0.38251 | 0 | 0 | 913.8978 | 0.00041855 | 36 | Residential_2022_SC D_GWh_Before Competition Groups_36 | VFD on Pumps | 0.04185% | 0 | 0.38251 | Residential_2022_SC D_GWh_Before Competition Groups_VFD on Pumps
Residential | Res ¦ Condensing Make Up Air Unit | 2022 | SC D | GWh | Before Competition Groups | 0.3116 | 0 | 0 | 913.8978 | 0.00034096 | 37 | Residential_2022_SC D_GWh_Before Competition Groups_37 | Condensing Make Up Air Unit | 0.0341% | 0 | 0.3116 | Residential_2022_SC D_GWh_Before Competition Groups_Condensing Make Up Air Unit
Residential | Res ¦ Duct Insulation | 2022 | SC D | GWh | Before Competition Groups | 0.22623 | 0 | 0 | 913.8978 | 0.00024755 | 38 | Residential_2022_SC D_GWh_Before Competition Groups_38 | Duct Insulation | 0.02475% | 0 | 0.22623 | Residential_2022_SC D_GWh_Before Competition Groups_Duct Insulation
Residential | Res ¦ Energy Star Dehumidifier | 2022 | SC D | GWh | Before Competition Groups | 0.22405 | 0 | 0 | 913.8978 | 0.00024516 | 39 | Residential_2022_SC D_GWh_Before Competition Groups_39 | Energy Star Dehumidifier | 0.02452% | 0 | 0.22405 | Residential_2022_SC D_GWh_Before Competition Groups_Energy Star Dehumidifier
Residential | Res ¦ ECM MOTORS FOR HVAC APPLICATION (FAN-POWERED VAV BOX) | 2022 | SC D | GWh | Before Competition Groups | 0.20965 | 0 | 0 | 913.8978 | 0.0002294 | 40 | Residential_2022_SC D_GWh_Before Competition Groups_40 | ECM MOTORS FOR HVAC APPLICATION (FAN-POWERED VAV BOX) | 0.02294% | 0 | 0.20965 | Residential_2022_SC D_GWh_Before Competition Groups_ECM MOTORS FOR HVAC APPLICATION (FAN-POWERED VAV BOX)
Residential | Res ¦ Duct Insulation MF | 2022 | SC D | GWh | Before Competition Groups | 0.13094 | 0 | 0 | 913.8978 | 0.00014328 | 41 | Residential_2022_SC D_GWh_Before Competition Groups_41 | Duct Insulation MF | 0.01433% | 0 | 0.13094 | Residential_2022_SC D_GWh_Before Competition Groups_Duct Insulation MF
Residential | Res ¦ Beverage Vending Machine Controls | 2022 | SC D | GWh | Before Competition Groups | 0.10705 | 0 | 0 | 913.8978 | 0.00011713 | 42 | Residential_2022_SC D_GWh_Before Competition Groups_42 | Beverage Vending Machine Controls | 0.01171% | 0 | 0.10705 | Residential_2022_SC D_GWh_Before Competition Groups_Beverage Vending Machine Controls
Residential | Res ¦ Heat Recovery Ventilator | 2022 | SC D | GWh | Before Competition Groups | 0.082259 | 0 | 0 | 913.8978 | 9.0009e-05 | 43 | Residential_2022_SC D_GWh_Before Competition Groups_43 | Heat Recovery Ventilator | 0.009001% | 0 | 0.082259 | Residential_2022_SC D_GWh_Before Competition Groups_Heat Recovery Ventilator
Residential | Res ¦ Home Energy Reports | 2022 | SC D | GWh | Before Competition Groups | 0.040309 | 0 | 0 | 913.8978 | 4.4107e-05 | 44 | Residential_2022_SC D_GWh_Before Competition Groups_44 | Home Energy Reports | 0.004411% | 0 | 0.040309 | Residential_2022_SC D_GWh_Before Competition Groups_Home Energy Reports
Residential | Res ¦ Chilled Water Optimization | 2022 | SC D | GWh | Before Competition Groups | 0.029847 | 0 | 0 | 913.8978 | 3.2659e-05 | 45 | Residential_2022_SC D_GWh_Before Competition Groups_45 | Chilled Water Optimization | 0.003266% | 0 | 0.029847 | Residential_2022_SC D_GWh_Before Competition Groups_Chilled Water Optimization
Residential | Res ¦ Tankless Water Heater | 2022 | SC D | GWh | Before Competition Groups | 0.017044 | 0 | 0 | 913.8978 | 1.865e-05 | 46 | Residential_2022_SC D_GWh_Before Competition Groups_46 | Tankless Water Heater | 0.001865% | 0 | 0.017044 | Residential_2022_SC D_GWh_Before Competition Groups_Tankless Water Heater
Residential | Res ¦ LED High Bay Fixture | 2022 | SC D | GWh | Before Competition Groups | 0.015197 | 0 | 0 | 913.8978 | 1.6629e-05 | 47 | Residential_2022_SC D_GWh_Before Competition Groups_47 | LED High Bay Fixture | 0.001663% | 0 | 0.015197 | Residential_2022_SC D_GWh_Before Competition Groups_LED High Bay Fixture
Residential | Res ¦ Wall Insulation MF | 2022 | SC D | GWh | Before Competition Groups | 0.0016715 | 0 | 0 | 913.8978 | 1.829e-06 | 48 | Residential_2022_SC D_GWh_Before Competition Groups_48 | Wall Insulation MF | 0.0001829% | 0 | 0.0016715 | Residential_2022_SC D_GWh_Before Competition Groups_Wall Insulation MF
Residential | Res ¦ Wall Insulation | 2022 | SC D | GWh | Before Competition Groups | 0.0016432 | 0 | 0 | 913.8978 | 1.798e-06 | 49 | Residential_2022_SC D_GWh_Before Competition Groups_49 | Wall Insulation | 0.0001798% | 0 | 0.0016432 | Residential_2022_SC D_GWh_Before Competition Groups_Wall Insulation
Residential | Res ¦ Freezer Recycling | 2022 | SC D | GWh | Before Competition Groups | 0.00065567 | 0 | 0 | 913.8978 | 7.1744e-07 | 50 | Residential_2022_SC D_GWh_Before Competition Groups_50 | Freezer Recycling | 7.174e-05% | 0 | 0.00065567 | Residential_2022_SC D_GWh_Before Competition Groups_Freezer Recycling
Residential | Res ¦ Energy Star Freezer | 2022 | SC D | GWh | Before Competition Groups | 0 | 0 | 0 | 913.8978 | 0 | 51 | Residential_2022_SC D_GWh_Before Competition Groups_51 | Energy Star Freezer | 0% | 0 | 0 | Residential_2022_SC D_GWh_Before Competition Groups_Energy Star Freezer
Residential | Res ¦ LED Downlight | 2022 | SC D | GWh | Before Competition Groups | 0 | 0 | 0 | 913.8978 | 0 | 52 | Residential_2022_SC D_GWh_Before Competition Groups_52 | LED Downlight | 0% | 0 | 0 | Residential_2022_SC D_GWh_Before Competition Groups_LED Downlight
Residential | Res ¦ Smart Burners | 2022 | SC D | GWh | Before Competition Groups | 0 | 0 | 0 | 913.8978 | 0 | 53 | Residential_2022_SC D_GWh_Before Competition Groups_53 | Smart Burners | 0% | 0 | 0 | Residential_2022_SC D_GWh_Before Competition Groups_Smart Burners
Residential | Res ¦ Smart Power Bar | 2022 | SC D | GWh | Before Competition Groups | 0 | 0 | 0 | 913.8978 | 0 | 54 | Residential_2022_SC D_GWh_Before Competition Groups_54 | Smart Power Bar | 0% | 0 | 0 | Residential_2022_SC D_GWh_Before Competition Groups_Smart Power Bar
Residential | Res ¦ Smart Power Bar | 2022 | Technical | GWh | Before Competition Groups | 1550.5983 | 0 | 0 | 15710.0197 | 0.098701 | 1 | Residential_2022_Technical_GWh_Before Competition Groups_1 | Smart Power Bar | 9.87% | 0 | 1550.5983 | Residential_2022_Technical_GWh_Before Competition Groups_Smart Power Bar
Residential | Res ¦ Energy Star LED Bulbs General Purpose LEDs | 2022 | Technical | GWh | Before Competition Groups | 1465.6501 | 0 | 0 | 15710.0197 | 0.093294 | 2 | Residential_2022_Technical_GWh_Before Competition Groups_2 | Energy Star LED Bulbs General Purpose LEDs | 9.329% | 0 | 1465.6501 | Residential_2022_Technical_GWh_Before Competition Groups_Energy Star LED Bulbs General Purpose LEDs
Residential | Res ¦ Energy Star A Line, PAR, MR Lamps | 2022 | Technical | GWh | Before Competition Groups | 1443.6259 | 0 | 0 | 15710.0197 | 0.091892 | 3 | Residential_2022_Technical_GWh_Before Competition Groups_3 | Energy Star A Line, PAR, MR Lamps | 9.189% | 0 | 1443.6259 | Residential_2022_Technical_GWh_Before Competition Groups_Energy Star A Line, PAR, MR Lamps
Residential | Res ¦ Energy Star LED Specialty Bulbs | 2022 | Technical | GWh | Before Competition Groups | 1353.556 | 0 | 0 | 15710.0197 | 0.086159 | 4 | Residential_2022_Technical_GWh_Before Competition Groups_4 | Energy Star LED Specialty Bulbs | 8.616% | 0 | 1353.556 | Residential_2022_Technical_GWh_Before Competition Groups_Energy Star LED Specialty Bulbs
Residential | Res ¦ Networked/ Connected - Indoor LED Lamp | 2022 | Technical | GWh | Before Competition Groups | 897.4227 | 0 | 0 | 15710.0197 | 0.057124 | 5 | Residential_2022_Technical_GWh_Before Competition Groups_5 | Networked/ Connected - Indoor LED Lamp | 5.712% | 0 | 897.4227 | Residential_2022_Technical_GWh_Before Competition Groups_Networked/ Connected - Indoor LED Lamp
Residential | Res ¦ Adaptive Thermostat | 2022 | Technical | GWh | Before Competition Groups | 643.0443 | 0 | 0 | 15710.0197 | 0.040932 | 6 | Residential_2022_Technical_GWh_Before Competition Groups_6 | Adaptive Thermostat | 4.093% | 0 | 643.0443 | Residential_2022_Technical_GWh_Before Competition Groups_Adaptive Thermostat
Residential | Res ¦ Air Sealing | 2022 | Technical | GWh | Before Competition Groups | 557.7485 | 0 | 0 | 15710.0197 | 0.035503 | 7 | Residential_2022_Technical_GWh_Before Competition Groups_7 | Air Sealing | 3.55% | 0 | 557.7485 | Residential_2022_Technical_GWh_Before Competition Groups_Air Sealing
Residential | Res ¦ Variable Speed Pool Pump Motor | 2022 | Technical | GWh | Before Competition Groups | 409.5956 | 0 | 0 | 15710.0197 | 0.026072 | 8 | Residential_2022_Technical_GWh_Before Competition Groups_8 | Variable Speed Pool Pump Motor | 2.607% | 0 | 409.5956 | Residential_2022_Technical_GWh_Before Competition Groups_Variable Speed Pool Pump Motor
Residential | Res ¦ Energy Star Central Air Conditioner | 2022 | Technical | GWh | Before Competition Groups | 388.7639 | 0 | 0 | 15710.0197 | 0.024746 | 9 | Residential_2022_Technical_GWh_Before Competition Groups_9 | Energy Star Central Air Conditioner | 2.475% | 0 | 388.7639 | Residential_2022_Technical_GWh_Before Competition Groups_Energy Star Central Air Conditioner
Residential | Res ¦ Passive Attic Ventilation | 2022 | Technical | GWh | Before Competition Groups | 330.2638 | 0 | 0 | 15710.0197 | 0.021022 | 10 | Residential_2022_Technical_GWh_Before Competition Groups_10 | Passive Attic Ventilation | 2.102% | 0 | 330.2638 | Residential_2022_Technical_GWh_Before Competition Groups_Passive Attic Ventilation
Residential | Res ¦ Car Block Heater Timer | 2022 | Technical | GWh | Before Competition Groups | 328.8029 | 0 | 0 | 15710.0197 | 0.020929 | 11 | Residential_2022_Technical_GWh_Before Competition Groups_11 | Car Block Heater Timer | 2.093% | 0 | 328.8029 | Residential_2022_Technical_GWh_Before Competition Groups_Car Block Heater Timer
Residential | Res ¦ Building Recommissioning, Operations and Maintenance (O&M) Improvements | 2022 | Technical | GWh | Before Competition Groups | 317.4292 | 0 | 0 | 15710.0197 | 0.020206 | 12 | Residential_2022_Technical_GWh_Before Competition Groups_12 | Building Recommissioning, Operations and Maintenance (O&M) Improvements | 2.021% | 0 | 317.4292 | Residential_2022_Technical_GWh_Before Competition Groups_Building Recommissioning, Operations and Maintenance (O&M) Improvements
Residential | Res ¦ Energy Star Windows | 2022 | Technical | GWh | Before Competition Groups | 302.5079 | 0 | 0 | 15710.0197 | 0.019256 | 13 | Residential_2022_Technical_GWh_Before Competition Groups_13 | Energy Star Windows | 1.926% | 0 | 302.5079 | Residential_2022_Technical_GWh_Before Competition Groups_Energy Star Windows
Residential | Res ¦ Energy Star Refrigerator | 2022 | Technical | GWh | Before Competition Groups | 295.4541 | 0 | 0 | 15710.0197 | 0.018807 | 14 | Residential_2022_Technical_GWh_Before Competition Groups_14 | Energy Star Refrigerator | 1.881% | 0 | 295.4541 | Residential_2022_Technical_GWh_Before Competition Groups_Energy Star Refrigerator
Residential | Res ¦ Basement Wall Insulation | 2022 | Technical | GWh | Before Competition Groups | 292.783 | 0 | 0 | 15710.0197 | 0.018637 | 15 | Residential_2022_Technical_GWh_Before Competition Groups_15 | Basement Wall Insulation | 1.864% | 0 | 292.783 | Residential_2022_Technical_GWh_Before Competition Groups_Basement Wall Insulation
Residential | Res ¦ Energy Star Clothes Washer | 2022 | Technical | GWh | Before Competition Groups | 257.7954 | 0 | 0 | 15710.0197 | 0.01641 | 16 | Residential_2022_Technical_GWh_Before Competition Groups_16 | Energy Star Clothes Washer | 1.641% | 0 | 257.7954 | Residential_2022_Technical_GWh_Before Competition Groups_Energy Star Clothes Washer
Residential | Res ¦ Smart Burners | 2022 | Technical | GWh | Before Competition Groups | 243.8008 | 0 | 0 | 15710.0197 | 0.015519 | 17 | Residential_2022_Technical_GWh_Before Competition Groups_17 | Smart Burners | 1.552% | 0 | 243.8008 | Residential_2022_Technical_GWh_Before Competition Groups_Smart Burners
Residential | Res ¦ Basement or Crawlspace Insulation | 2022 | Technical | GWh | Before Competition Groups | 243.1353 | 0 | 0 | 15710.0197 | 0.015476 | 18 | Residential_2022_Technical_GWh_Before Competition Groups_18 | Basement or Crawlspace Insulation | 1.548% | 0 | 243.1353 | Residential_2022_Technical_GWh_Before Competition Groups_Basement or Crawlspace Insulation
Residential | Res ¦ Attic Insulation | 2022 | Technical | GWh | Before Competition Groups | 225.8633 | 0 | 0 | 15710.0197 | 0.014377 | 19 | Residential_2022_Technical_GWh_Before Competition Groups_19 | Attic Insulation | 1.438% | 0 | 225.8633 | Residential_2022_Technical_GWh_Before Competition Groups_Attic Insulation
Residential | Res ¦ Energy Star Light Fixture | 2022 | Technical | GWh | Before Competition Groups | 222.0811 | 0 | 0 | 15710.0197 | 0.014136 | 20 | Residential_2022_Technical_GWh_Before Competition Groups_20 | Energy Star Light Fixture | 1.414% | 0 | 222.0811 | Residential_2022_Technical_GWh_Before Competition Groups_Energy Star Light Fixture
Residential | Res ¦ Energy Star Ground Source Heat Pump | 2022 | Technical | GWh | Before Competition Groups | 221.7712 | 0 | 0 | 15710.0197 | 0.014117 | 21 | Residential_2022_Technical_GWh_Before Competition Groups_21 | Energy Star Ground Source Heat Pump | 1.412% | 0 | 221.7712 | Residential_2022_Technical_GWh_Before Competition Groups_Energy Star Ground Source Heat Pump
Residential | Res ¦ Ductless Mini-Split Heat Pump | 2022 | Technical | GWh | Before Competition Groups | 219.7393 | 0 | 0 | 15710.0197 | 0.013987 | 22 | Residential_2022_Technical_GWh_Before Competition Groups_22 | Ductless Mini-Split Heat Pump | 1.399% | 0 | 219.7393 | Residential_2022_Technical_GWh_Before Competition Groups_Ductless Mini-Split Heat Pump
Residential | Res ¦ Heat Pump Clothes Dryer | 2022 | Technical | GWh | Before Competition Groups | 212.1714 | 0 | 0 | 15710.0197 | 0.013505 | 23 | Residential_2022_Technical_GWh_Before Competition Groups_23 | Heat Pump Clothes Dryer | 1.351% | 0 | 212.1714 | Residential_2022_Technical_GWh_Before Competition Groups_Heat Pump Clothes Dryer
Residential | Res ¦ Wall Insulation | 2022 | Technical | GWh | Before Competition Groups | 176.4683 | 0 | 0 | 15710.0197 | 0.011233 | 24 | Residential_2022_Technical_GWh_Before Competition Groups_24 | Wall Insulation | 1.123% | 0 | 176.4683 | Residential_2022_Technical_GWh_Before Competition Groups_Wall Insulation
Residential | Res ¦ Comprehensive Draft Proofing | 2022 | Technical | GWh | Before Competition Groups | 161.4484 | 0 | 0 | 15710.0197 | 0.010277 | 25 | Residential_2022_Technical_GWh_Before Competition Groups_25 | Comprehensive Draft Proofing | 1.028% | 0 | 161.4484 | Residential_2022_Technical_GWh_Before Competition Groups_Comprehensive Draft Proofing
Residential | Res ¦ Heavy Duty Outdoor/Holiday Plug-in Timers | 2022 | Technical | GWh | Before Competition Groups | 156.1497 | 0 | 0 | 15710.0197 | 0.0099395 | 26 | Residential_2022_Technical_GWh_Before Competition Groups_26 | Heavy Duty Outdoor/Holiday Plug-in Timers | 0.9939% | 0 | 156.1497 | Residential_2022_Technical_GWh_Before Competition Groups_Heavy Duty Outdoor/Holiday Plug-in Timers
Residential | Res ¦ Induction Cooking Stove Top | 2022 | Technical | GWh | Before Competition Groups | 150.1813 | 0 | 0 | 15710.0197 | 0.0095596 | 27 | Residential_2022_Technical_GWh_Before Competition Groups_27 | Induction Cooking Stove Top | 0.956% | 0 | 150.1813 | Residential_2022_Technical_GWh_Before Competition Groups_Induction Cooking Stove Top
Residential | Res ¦ Energy Star Torchiere | 2022 | Technical | GWh | Before Competition Groups | 140.7691 | 0 | 0 | 15710.0197 | 0.0089605 | 28 | Residential_2022_Technical_GWh_Before Competition Groups_28 | Energy Star Torchiere | 0.896% | 0 | 140.7691 | Residential_2022_Technical_GWh_Before Competition Groups_Energy Star Torchiere
Residential | Res ¦ Energy Star Air Source Heat Pump | 2022 | Technical | GWh | Before Competition Groups | 125.5531 | 0 | 0 | 15710.0197 | 0.0079919 | 29 | Residential_2022_Technical_GWh_Before Competition Groups_29 | Energy Star Air Source Heat Pump | 0.7992% | 0 | 125.5531 | Residential_2022_Technical_GWh_Before Competition Groups_Energy Star Air Source Heat Pump
Residential | Res ¦ Ductless Mini-Split Air Conditioner | 2022 | Technical | GWh | Before Competition Groups | 122.9064 | 0 | 0 | 15710.0197 | 0.0078234 | 30 | Residential_2022_Technical_GWh_Before Competition Groups_30 | Ductless Mini-Split Air Conditioner | 0.7823% | 0 | 122.9064 | Residential_2022_Technical_GWh_Before Competition Groups_Ductless Mini-Split Air Conditioner
Residential | Res ¦ Furnace with ECM | 2022 | Technical | GWh | Before Competition Groups | 121.6468 | 0 | 0 | 15710.0197 | 0.0077433 | 31 | Residential_2022_Technical_GWh_Before Competition Groups_31 | Furnace with ECM | 0.7743% | 0 | 121.6468 | Residential_2022_Technical_GWh_Before Competition Groups_Furnace with ECM
Residential | Res ¦ Energy Star Clothes Dryer | 2022 | Technical | GWh | Before Competition Groups | 121.1856 | 0 | 0 | 15710.0197 | 0.0077139 | 32 | Residential_2022_Technical_GWh_Before Competition Groups_32 | Energy Star Clothes Dryer | 0.7714% | 0 | 121.1856 | Residential_2022_Technical_GWh_Before Competition Groups_Energy Star Clothes Dryer
Residential | Res ¦ Radiant Barrier | 2022 | Technical | GWh | Before Competition Groups | 112.9343 | 0 | 0 | 15710.0197 | 0.0071887 | 33 | Residential_2022_Technical_GWh_Before Competition Groups_33 | Radiant Barrier | 0.7189% | 0 | 112.9343 | Residential_2022_Technical_GWh_Before Competition Groups_Radiant Barrier
Residential | Res ¦ Occupancy Sensors MF | 2022 | Technical | GWh | Before Competition Groups | 103.515 | 0 | 0 | 15710.0197 | 0.0065891 | 34 | Residential_2022_Technical_GWh_Before Competition Groups_34 | Occupancy Sensors MF | 0.6589% | 0 | 103.515 | Residential_2022_Technical_GWh_Before Competition Groups_Occupancy Sensors MF
Residential | Res ¦ Ceiling Insulation | 2022 | Technical | GWh | Before Competition Groups | 88.4588 | 0 | 0 | 15710.0197 | 0.0056307 | 35 | Residential_2022_Technical_GWh_Before Competition Groups_35 | Ceiling Insulation | 0.5631% | 0 | 88.4588 | Residential_2022_Technical_GWh_Before Competition Groups_Ceiling Insulation
Residential | Res ¦ Window Film | 2022 | Technical | GWh | Before Competition Groups | 86.6938 | 0 | 0 | 15710.0197 | 0.0055184 | 36 | Residential_2022_Technical_GWh_Before Competition Groups_36 | Window Film | 0.5518% | 0 | 86.6938 | Residential_2022_Technical_GWh_Before Competition Groups_Window Film
Residential | Res ¦ Refrigerator Recycling | 2022 | Technical | GWh | Before Competition Groups | 83.209 | 0 | 0 | 15710.0197 | 0.0052966 | 37 | Residential_2022_Technical_GWh_Before Competition Groups_37 | Refrigerator Recycling | 0.5297% | 0 | 83.209 | Residential_2022_Technical_GWh_Before Competition Groups_Refrigerator Recycling
Residential | Res ¦ Variable Refrigerant Flow Heat Pump | 2022 | Technical | GWh | Before Competition Groups | 77.4448 | 0 | 0 | 15710.0197 | 0.0049296 | 38 | Residential_2022_Technical_GWh_Before Competition Groups_38 | Variable Refrigerant Flow Heat Pump | 0.493% | 0 | 77.4448 | Residential_2022_Technical_GWh_Before Competition Groups_Variable Refrigerant Flow Heat Pump
Residential | Res ¦ Clothes Drying Racks | 2022 | Technical | GWh | Before Competition Groups | 75.9818 | 0 | 0 | 15710.0197 | 0.0048365 | 39 | Residential_2022_Technical_GWh_Before Competition Groups_39 | Clothes Drying Racks | 0.4837% | 0 | 75.9818 | Residential_2022_Technical_GWh_Before Competition Groups_Clothes Drying Racks
Residential | Res ¦ LED Parking Lot Fixture | 2022 | Technical | GWh | Before Competition Groups | 74.8214 | 0 | 0 | 15710.0197 | 0.0047627 | 40 | Residential_2022_Technical_GWh_Before Competition Groups_40 | LED Parking Lot Fixture | 0.4763% | 0 | 74.8214 | Residential_2022_Technical_GWh_Before Competition Groups_LED Parking Lot Fixture
Residential | Res ¦ Freezer Recycling | 2022 | Technical | GWh | Before Competition Groups | 73.0107 | 0 | 0 | 15710.0197 | 0.0046474 | 41 | Residential_2022_Technical_GWh_Before Competition Groups_41 | Freezer Recycling | 0.4647% | 0 | 73.0107 | Residential_2022_Technical_GWh_Before Competition Groups_Freezer Recycling
Residential | Res ¦ Duct Insulation | 2022 | Technical | GWh | Before Competition Groups | 72.7199 | 0 | 0 | 15710.0197 | 0.0046289 | 42 | Residential_2022_Technical_GWh_Before Competition Groups_42 | Duct Insulation | 0.4629% | 0 | 72.7199 | Residential_2022_Technical_GWh_Before Competition Groups_Duct Insulation
Residential | Res ¦ Lighting Motion Sensors, Timers, Dimmers | 2022 | Technical | GWh | Before Competition Groups | 68.642 | 0 | 0 | 15710.0197 | 0.0043693 | 43 | Residential_2022_Technical_GWh_Before Competition Groups_43 | Lighting Motion Sensors, Timers, Dimmers | 0.4369% | 0 | 68.642 | Residential_2022_Technical_GWh_Before Competition Groups_Lighting Motion Sensors, Timers, Dimmers
Residential | Res ¦ LED Downlight | 2022 | Technical | GWh | Before Competition Groups | 67.761 | 0 | 0 | 15710.0197 | 0.0043132 | 44 | Residential_2022_Technical_GWh_Before Competition Groups_44 | LED Downlight | 0.4313% | 0 | 67.761 | Residential_2022_Technical_GWh_Before Competition Groups_LED Downlight
Residential | Res ¦ Networked/ Connected - Indoor LED Luminaire | 2022 | Technical | GWh | Before Competition Groups | 59.9788 | 0 | 0 | 15710.0197 | 0.0038179 | 45 | Residential_2022_Technical_GWh_Before Competition Groups_45 | Networked/ Connected - Indoor LED Luminaire | 0.3818% | 0 | 59.9788 | Residential_2022_Technical_GWh_Before Competition Groups_Networked/ Connected - Indoor LED Luminaire
Residential | Res ¦ Floor Insulation | 2022 | Technical | GWh | Before Competition Groups | 59.1954 | 0 | 0 | 15710.0197 | 0.003768 | 46 | Residential_2022_Technical_GWh_Before Competition Groups_46 | Floor Insulation | 0.3768% | 0 | 59.1954 | Residential_2022_Technical_GWh_Before Competition Groups_Floor Insulation
Residential | Res ¦ INTEGRAL LED TROFFERS | 2022 | Technical | GWh | Before Competition Groups | 56.636 | 0 | 0 | 15710.0197 | 0.0036051 | 47 | Residential_2022_Technical_GWh_Before Competition Groups_47 | INTEGRAL LED TROFFERS | 0.3605% | 0 | 56.636 | Residential_2022_Technical_GWh_Before Competition Groups_INTEGRAL LED TROFFERS
Residential | Res ¦ Dehumidifier Recycling | 2022 | Technical | GWh | Before Competition Groups | 50.6269 | 0 | 0 | 15710.0197 | 0.0032226 | 48 | Residential_2022_Technical_GWh_Before Competition Groups_48 | Dehumidifier Recycling | 0.3223% | 0 | 50.6269 | Residential_2022_Technical_GWh_Before Competition Groups_Dehumidifier Recycling
Residential | Res ¦ Energy Star Room Air Conditioner | 2022 | Technical | GWh | Before Competition Groups | 47.5268 | 0 | 0 | 15710.0197 | 0.0030253 | 49 | Residential_2022_Technical_GWh_Before Competition Groups_49 | Energy Star Room Air Conditioner | 0.3025% | 0 | 47.5268 | Residential_2022_Technical_GWh_Before Competition Groups_Energy Star Room Air Conditioner
Residential | Res ¦ Advanced BAS/Controllers | 2022 | Technical | GWh | Before Competition Groups | 46.4595 | 0 | 0 | 15710.0197 | 0.0029573 | 50 | Residential_2022_Technical_GWh_Before Competition Groups_50 | Advanced BAS/Controllers | 0.2957% | 0 | 46.4595 | Residential_2022_Technical_GWh_Before Competition Groups_Advanced BAS/Controllers
Residential | Res ¦ Minimize Hot and Warm Clothes Wash | 2022 | Technical | GWh | Before Competition Groups | 40.6104 | 0 | 0 | 15710.0197 | 0.002585 | 51 | Residential_2022_Technical_GWh_Before Competition Groups_51 | Minimize Hot and Warm Clothes Wash | 0.2585% | 0 | 40.6104 | Residential_2022_Technical_GWh_Before Competition Groups_Minimize Hot and Warm Clothes Wash
Residential | Res ¦ Furnace Whistle | 2022 | Technical | GWh | Before Competition Groups | 40.0061 | 0 | 0 | 15710.0197 | 0.0025465 | 52 | Residential_2022_Technical_GWh_Before Competition Groups_52 | Furnace Whistle | 0.2547% | 0 | 40.0061 | Residential_2022_Technical_GWh_Before Competition Groups_Furnace Whistle
Residential | Res ¦ Early Hot Water Heater Replacement | 2022 | Technical | GWh | Before Competition Groups | 36.2378 | 0 | 0 | 15710.0197 | 0.0023067 | 53 | Residential_2022_Technical_GWh_Before Competition Groups_53 | Early Hot Water Heater Replacement | 0.2307% | 0 | 36.2378 | Residential_2022_Technical_GWh_Before Competition Groups_Early Hot Water Heater Replacement
Residential | Res ¦ Solar Powered Attic Fan | 2022 | Technical | GWh | Before Competition Groups | 36.1995 | 0 | 0 | 15710.0197 | 0.0023042 | 54 | Residential_2022_Technical_GWh_Before Competition Groups_54 | Solar Powered Attic Fan | 0.2304% | 0 | 36.1995 | Residential_2022_Technical_GWh_Before Competition Groups_Solar Powered Attic Fan
Residential | Res ¦ LED Exterior Area Lights - LED Fixture (200W) | 2022 | Technical | GWh | Before Competition Groups | 34.0116 | 0 | 0 | 15710.0197 | 0.002165 | 55 | Residential_2022_Technical_GWh_Before Competition Groups_55 | LED Exterior Area Lights - LED Fixture (200W) | 0.2165% | 0 | 34.0116 | Residential_2022_Technical_GWh_Before Competition Groups_LED Exterior Area Lights - LED Fixture (200W)
Residential | Res ¦ Energy Star Ceiling Fan/Lighting | 2022 | Technical | GWh | Before Competition Groups | 33.4245 | 0 | 0 | 15710.0197 | 0.0021276 | 56 | Residential_2022_Technical_GWh_Before Competition Groups_56 | Energy Star Ceiling Fan/Lighting | 0.2128% | 0 | 33.4245 | Residential_2022_Technical_GWh_Before Competition Groups_Energy Star Ceiling Fan/Lighting
Residential | Res ¦ Air Source Heat Pump | 2022 | Technical | GWh | Before Competition Groups | 32.2485 | 0 | 0 | 15710.0197 | 0.0020527 | 57 | Residential_2022_Technical_GWh_Before Competition Groups_57 | Air Source Heat Pump | 0.2053% | 0 | 32.2485 | Residential_2022_Technical_GWh_Before Competition Groups_Air Source Heat Pump
Residential | Res ¦ Duct Insulation MF | 2022 | Technical | GWh | Before Competition Groups | 32.0807 | 0 | 0 | 15710.0197 | 0.0020421 | 58 | Residential_2022_Technical_GWh_Before Competition Groups_58 | Duct Insulation MF | 0.2042% | 0 | 32.0807 | Residential_2022_Technical_GWh_Before Competition Groups_Duct Insulation MF
Residential | Res ¦ Energy Star Dehumidifier | 2022 | Technical | GWh | Before Competition Groups | 29.7465 | 0 | 0 | 15710.0197 | 0.0018935 | 59 | Residential_2022_Technical_GWh_Before Competition Groups_59 | Energy Star Dehumidifier | 0.1893% | 0 | 29.7465 | Residential_2022_Technical_GWh_Before Competition Groups_Energy Star Dehumidifier
Residential | Res ¦ Central Air Conditioner Maintenance | 2022 | Technical | GWh | Before Competition Groups | 29.6044 | 0 | 0 | 15710.0197 | 0.0018844 | 60 | Residential_2022_Technical_GWh_Before Competition Groups_60 | Central Air Conditioner Maintenance | 0.1884% | 0 | 29.6044 | Residential_2022_Technical_GWh_Before Competition Groups_Central Air Conditioner Maintenance
Residential | Res ¦ Energy Star Freezer | 2022 | Technical | GWh | Before Competition Groups | 29.1359 | 0 | 0 | 15710.0197 | 0.0018546 | 61 | Residential_2022_Technical_GWh_Before Competition Groups_61 | Energy Star Freezer | 0.1855% | 0 | 29.1359 | Residential_2022_Technical_GWh_Before Competition Groups_Energy Star Freezer
Residential | Res ¦ Home Energy Reports | 2022 | Technical | GWh | Before Competition Groups | 26.3887 | 0 | 0 | 15710.0197 | 0.0016797 | 62 | Residential_2022_Technical_GWh_Before Competition Groups_62 | Home Energy Reports | 0.168% | 0 | 26.3887 | Residential_2022_Technical_GWh_Before Competition Groups_Home Energy Reports
Residential | Res ¦ Outside Air Economizer | 2022 | Technical | GWh | Before Competition Groups | 26.032 | 0 | 0 | 15710.0197 | 0.001657 | 63 | Residential_2022_Technical_GWh_Before Competition Groups_63 | Outside Air Economizer | 0.1657% | 0 | 26.032 | Residential_2022_Technical_GWh_Before Competition Groups_Outside Air Economizer
Residential | Res ¦ Drain Water Heat Recovery | 2022 | Technical | GWh | Before Competition Groups | 24.3393 | 0 | 0 | 15710.0197 | 0.0015493 | 64 | Residential_2022_Technical_GWh_Before Competition Groups_64 | Drain Water Heat Recovery | 0.1549% | 0 | 24.3393 | Residential_2022_Technical_GWh_Before Competition Groups_Drain Water Heat Recovery
Residential | Res ¦ Heat Pump Water Heater | 2022 | Technical | GWh | Before Competition Groups | 22.8112 | 0 | 0 | 15710.0197 | 0.001452 | 65 | Residential_2022_Technical_GWh_Before Competition Groups_65 | Heat Pump Water Heater | 0.1452% | 0 | 22.8112 | Residential_2022_Technical_GWh_Before Competition Groups_Heat Pump Water Heater
Residential | Res ¦ Demand Control Ventilation | 2022 | Technical | GWh | Before Competition Groups | 21.4272 | 0 | 0 | 15710.0197 | 0.0013639 | 66 | Residential_2022_Technical_GWh_Before Competition Groups_66 | Demand Control Ventilation | 0.1364% | 0 | 21.4272 | Residential_2022_Technical_GWh_Before Competition Groups_Demand Control Ventilation
Residential | Res ¦ Tankless Water Heater | 2022 | Technical | GWh | Before Competition Groups | 20.5913 | 0 | 0 | 15710.0197 | 0.0013107 | 67 | Residential_2022_Technical_GWh_Before Competition Groups_67 | Tankless Water Heater | 0.1311% | 0 | 20.5913 | Residential_2022_Technical_GWh_Before Competition Groups_Tankless Water Heater
Residential | Res ¦ Central Lighting Control System | 2022 | Technical | GWh | Before Competition Groups | 19.1535 | 0 | 0 | 15710.0197 | 0.0012192 | 68 | Residential_2022_Technical_GWh_Before Competition Groups_68 | Central Lighting Control System | 0.1219% | 0 | 19.1535 | Residential_2022_Technical_GWh_Before Competition Groups_Central Lighting Control System
Residential | Res ¦ Variable Frequency Drive (VFD) | 2022 | Technical | GWh | Before Competition Groups | 16.9706 | 0 | 0 | 15710.0197 | 0.0010802 | 69 | Residential_2022_Technical_GWh_Before Competition Groups_69 | Variable Frequency Drive (VFD) | 0.108% | 0 | 16.9706 | Residential_2022_Technical_GWh_Before Competition Groups_Variable Frequency Drive (VFD)
Residential | Res ¦ CO Sensors for parking garage exhaust fans | 2022 | Technical | GWh | Before Competition Groups | 16.4242 | 0 | 0 | 15710.0197 | 0.0010455 | 70 | Residential_2022_Technical_GWh_Before Competition Groups_70 | CO Sensors for parking garage exhaust fans | 0.1045% | 0 | 16.4242 | Residential_2022_Technical_GWh_Before Competition Groups_CO Sensors for parking garage exhaust fans
Residential | Res ¦ LED Tube Re-Lamp | 2022 | Technical | GWh | Before Competition Groups | 15.5386 | 0 | 0 | 15710.0197 | 0.00098909 | 71 | Residential_2022_Technical_GWh_Before Competition Groups_71 | LED Tube Re-Lamp | 0.09891% | 0 | 15.5386 | Residential_2022_Technical_GWh_Before Competition Groups_LED Tube Re-Lamp
Residential | Res ¦ ENERGY STAR LED LAMPS (REFLECTOR LAMPs/MR16/PAR 16) | 2022 | Technical | GWh | Before Competition Groups | 15.4904 | 0 | 0 | 15710.0197 | 0.00098602 | 72 | Residential_2022_Technical_GWh_Before Competition Groups_72 | ENERGY STAR LED LAMPS (REFLECTOR LAMPs/MR16/PAR 16) | 0.0986% | 0 | 15.4904 | Residential_2022_Technical_GWh_Before Competition Groups_ENERGY STAR LED LAMPS (REFLECTOR LAMPs/MR16/PAR 16)
Residential | Res ¦ Heat Recovery Ventilator | 2022 | Technical | GWh | Before Competition Groups | 13.6689 | 0 | 0 | 15710.0197 | 0.00087007 | 73 | Residential_2022_Technical_GWh_Before Competition Groups_73 | Heat Recovery Ventilator | 0.08701% | 0 | 13.6689 | Residential_2022_Technical_GWh_Before Competition Groups_Heat Recovery Ventilator
Residential | Res ¦ Water Heater Temperature Setback | 2022 | Technical | GWh | Before Competition Groups | 12.6814 | 0 | 0 | 15710.0197 | 0.00080722 | 74 | Residential_2022_Technical_GWh_Before Competition Groups_74 | Water Heater Temperature Setback | 0.08072% | 0 | 12.6814 | Residential_2022_Technical_GWh_Before Competition Groups_Water Heater Temperature Setback
Residential | Res ¦ DHW Recirculation Systems | 2022 | Technical | GWh | Before Competition Groups | 11.4495 | 0 | 0 | 15710.0197 | 0.0007288 | 75 | Residential_2022_Technical_GWh_Before Competition Groups_75 | DHW Recirculation Systems | 0.07288% | 0 | 11.4495 | Residential_2022_Technical_GWh_Before Competition Groups_DHW Recirculation Systems
Residential | Res ¦ Solar Water Heating System | 2022 | Technical | GWh | Before Competition Groups | 11.2325 | 0 | 0 | 15710.0197 | 0.00071499 | 76 | Residential_2022_Technical_GWh_Before Competition Groups_76 | Solar Water Heating System | 0.0715% | 0 | 11.2325 | Residential_2022_Technical_GWh_Before Competition Groups_Solar Water Heating System
Residential | Res ¦ Air Source Heat Pump Maintenance | 2022 | Technical | GWh | Before Competition Groups | 10.3546 | 0 | 0 | 15710.0197 | 0.00065911 | 77 | Residential_2022_Technical_GWh_Before Competition Groups_77 | Air Source Heat Pump Maintenance | 0.06591% | 0 | 10.3546 | Residential_2022_Technical_GWh_Before Competition Groups_Air Source Heat Pump Maintenance
Residential | Res ¦ High Efficiency Storage Water Heater | 2022 | Technical | GWh | Before Competition Groups | 9.9667 | 0 | 0 | 15710.0197 | 0.00063442 | 78 | Residential_2022_Technical_GWh_Before Competition Groups_78 | High Efficiency Storage Water Heater | 0.06344% | 0 | 9.9667 | Residential_2022_Technical_GWh_Before Competition Groups_High Efficiency Storage Water Heater
Residential | Res ¦ Energy Star Dishwasher | 2022 | Technical | GWh | Before Competition Groups | 9.2512 | 0 | 0 | 15710.0197 | 0.00058887 | 79 | Residential_2022_Technical_GWh_Before Competition Groups_79 | Energy Star Dishwasher | 0.05889% | 0 | 9.2512 | Residential_2022_Technical_GWh_Before Competition Groups_Energy Star Dishwasher
Residential | Res ¦ Condensing Make Up Air Unit | 2022 | Technical | GWh | Before Competition Groups | 5.7507 | 0 | 0 | 15710.0197 | 0.00036605 | 80 | Residential_2022_Technical_GWh_Before Competition Groups_80 | Condensing Make Up Air Unit | 0.03661% | 0 | 5.7507 | Residential_2022_Technical_GWh_Before Competition Groups_Condensing Make Up Air Unit
Residential | Res ¦ High Efficiency Chiller (avg of water and air cooled) | 2022 | Technical | GWh | Before Competition Groups | 5.3176 | 0 | 0 | 15710.0197 | 0.00033849 | 81 | Residential_2022_Technical_GWh_Before Competition Groups_81 | High Efficiency Chiller (avg of water and air cooled) | 0.03385% | 0 | 5.3176 | Residential_2022_Technical_GWh_Before Competition Groups_High Efficiency Chiller (avg of water and air cooled)
Residential | Res ¦ VFD on Pumps | 2022 | Technical | GWh | Before Competition Groups | 5.2186 | 0 | 0 | 15710.0197 | 0.00033219 | 82 | Residential_2022_Technical_GWh_Before Competition Groups_82 | VFD on Pumps | 0.03322% | 0 | 5.2186 | Residential_2022_Technical_GWh_Before Competition Groups_VFD on Pumps
Residential | Res ¦ ENERGY STAR LED Lamps (General Service Lamps) | 2022 | Technical | GWh | Before Competition Groups | 3.4452 | 0 | 0 | 15710.0197 | 0.0002193 | 83 | Residential_2022_Technical_GWh_Before Competition Groups_83 | ENERGY STAR LED Lamps (General Service Lamps) | 0.02193% | 0 | 3.4452 | Residential_2022_Technical_GWh_Before Competition Groups_ENERGY STAR LED Lamps (General Service Lamps)
Residential | Res ¦ ECM MOTORS FOR HVAC APPLICATION (FAN-POWERED VAV BOX) | 2022 | Technical | GWh | Before Competition Groups | 2.6533 | 0 | 0 | 15710.0197 | 0.00016889 | 84 | Residential_2022_Technical_GWh_Before Competition Groups_84 | ECM MOTORS FOR HVAC APPLICATION (FAN-POWERED VAV BOX) | 0.01689% | 0 | 2.6533 | Residential_2022_Technical_GWh_Before Competition Groups_ECM MOTORS FOR HVAC APPLICATION (FAN-POWERED VAV BOX)
Residential | Res ¦ HVAC Optimization | 2022 | Technical | GWh | Before Competition Groups | 1.9817 | 0 | 0 | 15710.0197 | 0.00012615 | 85 | Residential_2022_Technical_GWh_Before Competition Groups_85 | HVAC Optimization | 0.01261% | 0 | 1.9817 | Residential_2022_Technical_GWh_Before Competition Groups_HVAC Optimization
Residential | Res ¦ Beverage Vending Machine Controls | 2022 | Technical | GWh | Before Competition Groups | 1.6657 | 0 | 0 | 15710.0197 | 0.00010603 | 86 | Residential_2022_Technical_GWh_Before Competition Groups_86 | Beverage Vending Machine Controls | 0.0106% | 0 | 1.6657 | Residential_2022_Technical_GWh_Before Competition Groups_Beverage Vending Machine Controls
Residential | Res ¦ Wall Insulation MF | 2022 | Technical | GWh | Before Competition Groups | 0.64432 | 0 | 0 | 15710.0197 | 4.1013e-05 | 87 | Residential_2022_Technical_GWh_Before Competition Groups_87 | Wall Insulation MF | 0.004101% | 0 | 0.64432 | Residential_2022_Technical_GWh_Before Competition Groups_Wall Insulation MF
Residential | Res ¦ LED Recessed Downlights | 2022 | Technical | GWh | Before Competition Groups | 0.3057 | 0 | 0 | 15710.0197 | 1.9459e-05 | 88 | Residential_2022_Technical_GWh_Before Competition Groups_88 | LED Recessed Downlights | 0.001946% | 0 | 0.3057 | Residential_2022_Technical_GWh_Before Competition Groups_LED Recessed Downlights
Residential | Res ¦ LED High Bay Fixture | 2022 | Technical | GWh | Before Competition Groups | 0.26124 | 0 | 0 | 15710.0197 | 1.6629e-05 | 89 | Residential_2022_Technical_GWh_Before Competition Groups_89 | LED High Bay Fixture | 0.001663% | 0 | 0.26124 | Residential_2022_Technical_GWh_Before Competition Groups_LED High Bay Fixture
Residential | Res ¦ Chilled Water Optimization | 2022 | Technical | GWh | Before Competition Groups | 0.13857 | 0 | 0 | 15710.0197 | 8.8207e-06 | 90 | Residential_2022_Technical_GWh_Before Competition Groups_90 | Chilled Water Optimization | 0.0008821% | 0 | 0.13857 | Residential_2022_Technical_GWh_Before Competition Groups_Chilled Water Optimization
Residential | Res ¦ Solar Water Preheat (Pools/DHW) | 2022 | Technical | GWh | Before Competition Groups | 0.030825 | 0 | 0 | 15710.0197 | 1.9621e-06 | 91 | Residential_2022_Technical_GWh_Before Competition Groups_91 | Solar Water Preheat (Pools/DHW) | 0.0001962% | 0 | 0.030825 | Residential_2022_Technical_GWh_Before Competition Groups_Solar Water Preheat (Pools/DHW)
Residential | Res ¦ Photocell Controls (Outdoor) | 2022 | Technical | GWh | Before Competition Groups | 0.00032346 | 0 | 0 | 15710.0197 | 2.0589e-08 | 92 | Residential_2022_Technical_GWh_Before Competition Groups_92 | Photocell Controls (Outdoor) | 2.059e-06% | 0 | 0.00032346 | Residential_2022_Technical_GWh_Before Competition Groups_Photocell Controls (Outdoor)
Residential | Res ¦ Energy Star LED Bulbs General Purpose LEDs | 2023 | Economic | GWh | Before Competition Groups | 1566.9696 | 0 | 0 | 9487.4906 | 0.16516 | 1 | Residential_2023_Economic_GWh_Before Competition Groups_1 | Energy Star LED Bulbs General Purpose LEDs | 16.52% | 0 | 1566.9696 | Residential_2023_Economic_GWh_Before Competition Groups_Energy Star LED Bulbs General Purpose LEDs
Residential | Res ¦ Energy Star A Line, PAR, MR Lamps | 2023 | Economic | GWh | Before Competition Groups | 1559.4662 | 0 | 0 | 9487.4906 | 0.16437 | 2 | Residential_2023_Economic_GWh_Before Competition Groups_2 | Energy Star A Line, PAR, MR Lamps | 16.44% | 0 | 1559.4662 | Residential_2023_Economic_GWh_Before Competition Groups_Energy Star A Line, PAR, MR Lamps
Residential | Res ¦ Energy Star LED Specialty Bulbs | 2023 | Economic | GWh | Before Competition Groups | 1441.9045 | 0 | 0 | 9487.4906 | 0.15198 | 3 | Residential_2023_Economic_GWh_Before Competition Groups_3 | Energy Star LED Specialty Bulbs | 15.2% | 0 | 1441.9045 | Residential_2023_Economic_GWh_Before Competition Groups_Energy Star LED Specialty Bulbs
Residential | Res ¦ Adaptive Thermostat | 2023 | Economic | GWh | Before Competition Groups | 647.6553 | 0 | 0 | 9487.4906 | 0.068264 | 4 | Residential_2023_Economic_GWh_Before Competition Groups_4 | Adaptive Thermostat | 6.826% | 0 | 647.6553 | Residential_2023_Economic_GWh_Before Competition Groups_Adaptive Thermostat
Residential | Res ¦ Air Sealing | 2023 | Economic | GWh | Before Competition Groups | 548.9361 | 0 | 0 | 9487.4906 | 0.057859 | 5 | Residential_2023_Economic_GWh_Before Competition Groups_5 | Air Sealing | 5.786% | 0 | 548.9361 | Residential_2023_Economic_GWh_Before Competition Groups_Air Sealing
Residential | Res ¦ Variable Speed Pool Pump Motor | 2023 | Economic | GWh | Before Competition Groups | 403.124 | 0 | 0 | 9487.4906 | 0.04249 | 6 | Residential_2023_Economic_GWh_Before Competition Groups_6 | Variable Speed Pool Pump Motor | 4.249% | 0 | 403.124 | Residential_2023_Economic_GWh_Before Competition Groups_Variable Speed Pool Pump Motor
Residential | Res ¦ Car Block Heater Timer | 2023 | Economic | GWh | Before Competition Groups | 332.3323 | 0 | 0 | 9487.4906 | 0.035028 | 7 | Residential_2023_Economic_GWh_Before Competition Groups_7 | Car Block Heater Timer | 3.503% | 0 | 332.3323 | Residential_2023_Economic_GWh_Before Competition Groups_Car Block Heater Timer
Residential | Res ¦ Building Recommissioning, Operations and Maintenance (O&M) Improvements | 2023 | Economic | GWh | Before Competition Groups | 312.4139 | 0 | 0 | 9487.4906 | 0.032929 | 8 | Residential_2023_Economic_GWh_Before Competition Groups_8 | Building Recommissioning, Operations and Maintenance (O&M) Improvements | 3.293% | 0 | 312.4139 | Residential_2023_Economic_GWh_Before Competition Groups_Building Recommissioning, Operations and Maintenance (O&M) Improvements
Residential | Res ¦ Energy Star Clothes Washer | 2023 | Economic | GWh | Before Competition Groups | 311.0659 | 0 | 0 | 9487.4906 | 0.032787 | 9 | Residential_2023_Economic_GWh_Before Competition Groups_9 | Energy Star Clothes Washer | 3.279% | 0 | 311.0659 | Residential_2023_Economic_GWh_Before Competition Groups_Energy Star Clothes Washer
Residential | Res ¦ Basement Wall Insulation | 2023 | Economic | GWh | Before Competition Groups | 288.1571 | 0 | 0 | 9487.4906 | 0.030372 | 10 | Residential_2023_Economic_GWh_Before Competition Groups_10 | Basement Wall Insulation | 3.037% | 0 | 288.1571 | Residential_2023_Economic_GWh_Before Competition Groups_Basement Wall Insulation
Residential | Res ¦ Ductless Mini-Split Heat Pump | 2023 | Economic | GWh | Before Competition Groups | 268.5218 | 0 | 0 | 9487.4906 | 0.028303 | 11 | Residential_2023_Economic_GWh_Before Competition Groups_11 | Ductless Mini-Split Heat Pump | 2.83% | 0 | 268.5218 | Residential_2023_Economic_GWh_Before Competition Groups_Ductless Mini-Split Heat Pump
Residential | Res ¦ Attic Insulation | 2023 | Economic | GWh | Before Competition Groups | 222.2946 | 0 | 0 | 9487.4906 | 0.02343 | 12 | Residential_2023_Economic_GWh_Before Competition Groups_12 | Attic Insulation | 2.343% | 0 | 222.2946 | Residential_2023_Economic_GWh_Before Competition Groups_Attic Insulation
Residential | Res ¦ Energy Star Torchiere | 2023 | Economic | GWh | Before Competition Groups | 165.0965 | 0 | 0 | 9487.4906 | 0.017401 | 13 | Residential_2023_Economic_GWh_Before Competition Groups_13 | Energy Star Torchiere | 1.74% | 0 | 165.0965 | Residential_2023_Economic_GWh_Before Competition Groups_Energy Star Torchiere
Residential | Res ¦ Comprehensive Draft Proofing | 2023 | Economic | GWh | Before Competition Groups | 158.8975 | 0 | 0 | 9487.4906 | 0.016748 | 14 | Residential_2023_Economic_GWh_Before Competition Groups_14 | Comprehensive Draft Proofing | 1.675% | 0 | 158.8975 | Residential_2023_Economic_GWh_Before Competition Groups_Comprehensive Draft Proofing
Residential | Res ¦ Energy Star Air Source Heat Pump | 2023 | Economic | GWh | Before Competition Groups | 153.4727 | 0 | 0 | 9487.4906 | 0.016176 | 15 | Residential_2023_Economic_GWh_Before Competition Groups_15 | Energy Star Air Source Heat Pump | 1.618% | 0 | 153.4727 | Residential_2023_Economic_GWh_Before Competition Groups_Energy Star Air Source Heat Pump
Residential | Res ¦ Occupancy Sensors MF | 2023 | Economic | GWh | Before Competition Groups | 97.8014 | 0 | 0 | 9487.4906 | 0.010308 | 16 | Residential_2023_Economic_GWh_Before Competition Groups_16 | Occupancy Sensors MF | 1.031% | 0 | 97.8014 | Residential_2023_Economic_GWh_Before Competition Groups_Occupancy Sensors MF
Residential | Res ¦ Refrigerator Recycling | 2023 | Economic | GWh | Before Competition Groups | 81.8943 | 0 | 0 | 9487.4906 | 0.0086318 | 17 | Residential_2023_Economic_GWh_Before Competition Groups_17 | Refrigerator Recycling | 0.8632% | 0 | 81.8943 | Residential_2023_Economic_GWh_Before Competition Groups_Refrigerator Recycling
Residential | Res ¦ LED Parking Lot Fixture | 2023 | Economic | GWh | Before Competition Groups | 77.045 | 0 | 0 | 9487.4906 | 0.0081207 | 18 | Residential_2023_Economic_GWh_Before Competition Groups_18 | LED Parking Lot Fixture | 0.8121% | 0 | 77.045 | Residential_2023_Economic_GWh_Before Competition Groups_LED Parking Lot Fixture
Residential | Res ¦ Clothes Drying Racks | 2023 | Economic | GWh | Before Competition Groups | 74.7813 | 0 | 0 | 9487.4906 | 0.0078821 | 19 | Residential_2023_Economic_GWh_Before Competition Groups_19 | Clothes Drying Racks | 0.7882% | 0 | 74.7813 | Residential_2023_Economic_GWh_Before Competition Groups_Clothes Drying Racks
Residential | Res ¦ Freezer Recycling | 2023 | Economic | GWh | Before Competition Groups | 71.8571 | 0 | 0 | 9487.4906 | 0.0075739 | 20 | Residential_2023_Economic_GWh_Before Competition Groups_20 | Freezer Recycling | 0.7574% | 0 | 71.8571 | Residential_2023_Economic_GWh_Before Competition Groups_Freezer Recycling
Residential | Res ¦ Energy Star Light Fixture | 2023 | Economic | GWh | Before Competition Groups | 71.1251 | 0 | 0 | 9487.4906 | 0.0074967 | 21 | Residential_2023_Economic_GWh_Before Competition Groups_21 | Energy Star Light Fixture | 0.7497% | 0 | 71.1251 | Residential_2023_Economic_GWh_Before Competition Groups_Energy Star Light Fixture
Residential | Res ¦ Energy Star Clothes Dryer | 2023 | Economic | GWh | Before Competition Groups | 65.8517 | 0 | 0 | 9487.4906 | 0.0069409 | 22 | Residential_2023_Economic_GWh_Before Competition Groups_22 | Energy Star Clothes Dryer | 0.6941% | 0 | 65.8517 | Residential_2023_Economic_GWh_Before Competition Groups_Energy Star Clothes Dryer
Residential | Res ¦ Floor Insulation | 2023 | Economic | GWh | Before Competition Groups | 58.2602 | 0 | 0 | 9487.4906 | 0.0061407 | 23 | Residential_2023_Economic_GWh_Before Competition Groups_23 | Floor Insulation | 0.6141% | 0 | 58.2602 | Residential_2023_Economic_GWh_Before Competition Groups_Floor Insulation
Residential | Res ¦ Energy Star Room Air Conditioner | 2023 | Economic | GWh | Before Competition Groups | 56.6243 | 0 | 0 | 9487.4906 | 0.0059683 | 24 | Residential_2023_Economic_GWh_Before Competition Groups_24 | Energy Star Room Air Conditioner | 0.5968% | 0 | 56.6243 | Residential_2023_Economic_GWh_Before Competition Groups_Energy Star Room Air Conditioner
Residential | Res ¦ Duct Insulation | 2023 | Economic | GWh | Before Competition Groups | 53.5597 | 0 | 0 | 9487.4906 | 0.0056453 | 25 | Residential_2023_Economic_GWh_Before Competition Groups_25 | Duct Insulation | 0.5645% | 0 | 53.5597 | Residential_2023_Economic_GWh_Before Competition Groups_Duct Insulation
Residential | Res ¦ Advanced BAS/Controllers | 2023 | Economic | GWh | Before Competition Groups | 45.7255 | 0 | 0 | 9487.4906 | 0.0048196 | 26 | Residential_2023_Economic_GWh_Before Competition Groups_26 | Advanced BAS/Controllers | 0.482% | 0 | 45.7255 | Residential_2023_Economic_GWh_Before Competition Groups_Advanced BAS/Controllers
Residential | Res ¦ Minimize Hot and Warm Clothes Wash | 2023 | Economic | GWh | Before Competition Groups | 39.9688 | 0 | 0 | 9487.4906 | 0.0042128 | 27 | Residential_2023_Economic_GWh_Before Competition Groups_27 | Minimize Hot and Warm Clothes Wash | 0.4213% | 0 | 39.9688 | Residential_2023_Economic_GWh_Before Competition Groups_Minimize Hot and Warm Clothes Wash
Residential | Res ¦ Furnace Whistle | 2023 | Economic | GWh | Before Competition Groups | 39.374 | 0 | 0 | 9487.4906 | 0.0041501 | 28 | Residential_2023_Economic_GWh_Before Competition Groups_28 | Furnace Whistle | 0.415% | 0 | 39.374 | Residential_2023_Economic_GWh_Before Competition Groups_Furnace Whistle
Residential | Res ¦ LED Exterior Area Lights - LED Fixture (200W) | 2023 | Economic | GWh | Before Competition Groups | 35.1265 | 0 | 0 | 9487.4906 | 0.0037024 | 29 | Residential_2023_Economic_GWh_Before Competition Groups_29 | LED Exterior Area Lights - LED Fixture (200W) | 0.3702% | 0 | 35.1265 | Residential_2023_Economic_GWh_Before Competition Groups_LED Exterior Area Lights - LED Fixture (200W)
Residential | Res ¦ Energy Star Dehumidifier | 2023 | Economic | GWh | Before Competition Groups | 29.2765 | 0 | 0 | 9487.4906 | 0.0030858 | 30 | Residential_2023_Economic_GWh_Before Competition Groups_30 | Energy Star Dehumidifier | 0.3086% | 0 | 29.2765 | Residential_2023_Economic_GWh_Before Competition Groups_Energy Star Dehumidifier
Residential | Res ¦ Outside Air Economizer | 2023 | Economic | GWh | Before Competition Groups | 26.4426 | 0 | 0 | 9487.4906 | 0.0027871 | 31 | Residential_2023_Economic_GWh_Before Competition Groups_31 | Outside Air Economizer | 0.2787% | 0 | 26.4426 | Residential_2023_Economic_GWh_Before Competition Groups_Outside Air Economizer
Residential | Res ¦ Duct Insulation MF | 2023 | Economic | GWh | Before Competition Groups | 22.4688 | 0 | 0 | 9487.4906 | 0.0023683 | 32 | Residential_2023_Economic_GWh_Before Competition Groups_32 | Duct Insulation MF | 0.2368% | 0 | 22.4688 | Residential_2023_Economic_GWh_Before Competition Groups_Duct Insulation MF
Residential | Res ¦ Demand Control Ventilation | 2023 | Economic | GWh | Before Competition Groups | 21.0886 | 0 | 0 | 9487.4906 | 0.0022228 | 33 | Residential_2023_Economic_GWh_Before Competition Groups_33 | Demand Control Ventilation | 0.2223% | 0 | 21.0886 | Residential_2023_Economic_GWh_Before Competition Groups_Demand Control Ventilation
Residential | Res ¦ LED Tube Re-Lamp | 2023 | Economic | GWh | Before Competition Groups | 18.2325 | 0 | 0 | 9487.4906 | 0.0019217 | 34 | Residential_2023_Economic_GWh_Before Competition Groups_34 | LED Tube Re-Lamp | 0.1922% | 0 | 18.2325 | Residential_2023_Economic_GWh_Before Competition Groups_LED Tube Re-Lamp
Residential | Res ¦ Variable Frequency Drive (VFD) | 2023 | Economic | GWh | Before Competition Groups | 16.7025 | 0 | 0 | 9487.4906 | 0.0017605 | 35 | Residential_2023_Economic_GWh_Before Competition Groups_35 | Variable Frequency Drive (VFD) | 0.176% | 0 | 16.7025 | Residential_2023_Economic_GWh_Before Competition Groups_Variable Frequency Drive (VFD)
Residential | Res ¦ CO Sensors for parking garage exhaust fans | 2023 | Economic | GWh | Before Competition Groups | 16.6832 | 0 | 0 | 9487.4906 | 0.0017584 | 36 | Residential_2023_Economic_GWh_Before Competition Groups_36 | CO Sensors for parking garage exhaust fans | 0.1758% | 0 | 16.6832 | Residential_2023_Economic_GWh_Before Competition Groups_CO Sensors for parking garage exhaust fans
Residential | Res ¦ Heat Recovery Ventilator | 2023 | Economic | GWh | Before Competition Groups | 16.3361 | 0 | 0 | 9487.4906 | 0.0017219 | 37 | Residential_2023_Economic_GWh_Before Competition Groups_37 | Heat Recovery Ventilator | 0.1722% | 0 | 16.3361 | Residential_2023_Economic_GWh_Before Competition Groups_Heat Recovery Ventilator
Residential | Res ¦ ENERGY STAR LED LAMPS (REFLECTOR LAMPs/MR16/PAR 16) | 2023 | Economic | GWh | Before Competition Groups | 15.5603 | 0 | 0 | 9487.4906 | 0.0016401 | 38 | Residential_2023_Economic_GWh_Before Competition Groups_38 | ENERGY STAR LED LAMPS (REFLECTOR LAMPs/MR16/PAR 16) | 0.164% | 0 | 15.5603 | Residential_2023_Economic_GWh_Before Competition Groups_ENERGY STAR LED LAMPS (REFLECTOR LAMPs/MR16/PAR 16)
Residential | Res ¦ Water Heater Temperature Setback | 2023 | Economic | GWh | Before Competition Groups | 12.4811 | 0 | 0 | 9487.4906 | 0.0013155 | 39 | Residential_2023_Economic_GWh_Before Competition Groups_39 | Water Heater Temperature Setback | 0.1316% | 0 | 12.4811 | Residential_2023_Economic_GWh_Before Competition Groups_Water Heater Temperature Setback
Residential | Res ¦ Home Energy Reports | 2023 | Economic | GWh | Before Competition Groups | 7.2829 | 0 | 0 | 9487.4906 | 0.00076763 | 40 | Residential_2023_Economic_GWh_Before Competition Groups_40 | Home Energy Reports | 0.07676% | 0 | 7.2829 | Residential_2023_Economic_GWh_Before Competition Groups_Home Energy Reports
Residential | Res ¦ Condensing Make Up Air Unit | 2023 | Economic | GWh | Before Competition Groups | 7.0439 | 0 | 0 | 9487.4906 | 0.00074244 | 41 | Residential_2023_Economic_GWh_Before Competition Groups_41 | Condensing Make Up Air Unit | 0.07424% | 0 | 7.0439 | Residential_2023_Economic_GWh_Before Competition Groups_Condensing Make Up Air Unit
Residential | Res ¦ High Efficiency Chiller (avg of water and air cooled) | 2023 | Economic | GWh | Before Competition Groups | 6.5229 | 0 | 0 | 9487.4906 | 0.00068753 | 42 | Residential_2023_Economic_GWh_Before Competition Groups_42 | High Efficiency Chiller (avg of water and air cooled) | 0.06875% | 0 | 6.5229 | Residential_2023_Economic_GWh_Before Competition Groups_High Efficiency Chiller (avg of water and air cooled)
Residential | Res ¦ Energy Star Freezer | 2023 | Economic | GWh | Before Competition Groups | 6.0217 | 0 | 0 | 9487.4906 | 0.0006347 | 43 | Residential_2023_Economic_GWh_Before Competition Groups_43 | Energy Star Freezer | 0.06347% | 0 | 6.0217 | Residential_2023_Economic_GWh_Before Competition Groups_Energy Star Freezer
Residential | Res ¦ VFD on Pumps | 2023 | Economic | GWh | Before Competition Groups | 5.1362 | 0 | 0 | 9487.4906 | 0.00054136 | 44 | Residential_2023_Economic_GWh_Before Competition Groups_44 | VFD on Pumps | 0.05414% | 0 | 5.1362 | Residential_2023_Economic_GWh_Before Competition Groups_VFD on Pumps
Residential | Res ¦ ENERGY STAR LED Lamps (General Service Lamps) | 2023 | Economic | GWh | Before Competition Groups | 3.484 | 0 | 0 | 9487.4906 | 0.00036722 | 45 | Residential_2023_Economic_GWh_Before Competition Groups_45 | ENERGY STAR LED Lamps (General Service Lamps) | 0.03672% | 0 | 3.484 | Residential_2023_Economic_GWh_Before Competition Groups_ENERGY STAR LED Lamps (General Service Lamps)
Residential | Res ¦ ECM MOTORS FOR HVAC APPLICATION (FAN-POWERED VAV BOX) | 2023 | Economic | GWh | Before Competition Groups | 2.6948 | 0 | 0 | 9487.4906 | 0.00028403 | 46 | Residential_2023_Economic_GWh_Before Competition Groups_46 | ECM MOTORS FOR HVAC APPLICATION (FAN-POWERED VAV BOX) | 0.0284% | 0 | 2.6948 | Residential_2023_Economic_GWh_Before Competition Groups_ECM MOTORS FOR HVAC APPLICATION (FAN-POWERED VAV BOX)
Residential | Res ¦ Beverage Vending Machine Controls | 2023 | Economic | GWh | Before Competition Groups | 1.7638 | 0 | 0 | 9487.4906 | 0.00018591 | 47 | Residential_2023_Economic_GWh_Before Competition Groups_47 | Beverage Vending Machine Controls | 0.01859% | 0 | 1.7638 | Residential_2023_Economic_GWh_Before Competition Groups_Beverage Vending Machine Controls
Residential | Res ¦ Tankless Water Heater | 2023 | Economic | GWh | Before Competition Groups | 1.661 | 0 | 0 | 9487.4906 | 0.00017508 | 48 | Residential_2023_Economic_GWh_Before Competition Groups_48 | Tankless Water Heater | 0.01751% | 0 | 1.661 | Residential_2023_Economic_GWh_Before Competition Groups_Tankless Water Heater
Residential | Res ¦ Wall Insulation | 2023 | Economic | GWh | Before Competition Groups | 0.83746 | 0 | 0 | 9487.4906 | 8.827e-05 | 49 | Residential_2023_Economic_GWh_Before Competition Groups_49 | Wall Insulation | 0.008827% | 0 | 0.83746 | Residential_2023_Economic_GWh_Before Competition Groups_Wall Insulation
Residential | Res ¦ LED High Bay Fixture | 2023 | Economic | GWh | Before Competition Groups | 0.24682 | 0 | 0 | 9487.4906 | 2.6015e-05 | 50 | Residential_2023_Economic_GWh_Before Competition Groups_50 | LED High Bay Fixture | 0.002602% | 0 | 0.24682 | Residential_2023_Economic_GWh_Before Competition Groups_LED High Bay Fixture
Residential | Res ¦ Chilled Water Optimization | 2023 | Economic | GWh | Before Competition Groups | 0.16934 | 0 | 0 | 9487.4906 | 1.7849e-05 | 51 | Residential_2023_Economic_GWh_Before Competition Groups_51 | Chilled Water Optimization | 0.001785% | 0 | 0.16934 | Residential_2023_Economic_GWh_Before Competition Groups_Chilled Water Optimization
Residential | Res ¦ Wall Insulation MF | 2023 | Economic | GWh | Before Competition Groups | 0.050755 | 0 | 0 | 9487.4906 | 5.3497e-06 | 52 | Residential_2023_Economic_GWh_Before Competition Groups_52 | Wall Insulation MF | 0.000535% | 0 | 0.050755 | Residential_2023_Economic_GWh_Before Competition Groups_Wall Insulation MF
Residential | Res ¦ Heavy Duty Outdoor/Holiday Plug-in Timers | 2023 | Economic | GWh | Before Competition Groups | 0 | 0 | 0 | 9487.4906 | 0 | 53 | Residential_2023_Economic_GWh_Before Competition Groups_53 | Heavy Duty Outdoor/Holiday Plug-in Timers | 0% | 0 | 0 | Residential_2023_Economic_GWh_Before Competition Groups_Heavy Duty Outdoor/Holiday Plug-in Timers
Residential | Res ¦ LED Downlight | 2023 | Economic | GWh | Before Competition Groups | 0 | 0 | 0 | 9487.4906 | 0 | 54 | Residential_2023_Economic_GWh_Before Competition Groups_54 | LED Downlight | 0% | 0 | 0 | Residential_2023_Economic_GWh_Before Competition Groups_LED Downlight
Residential | Res ¦ Smart Burners | 2023 | Economic | GWh | Before Competition Groups | 0 | 0 | 0 | 9487.4906 | 0 | 55 | Residential_2023_Economic_GWh_Before Competition Groups_55 | Smart Burners | 0% | 0 | 0 | Residential_2023_Economic_GWh_Before Competition Groups_Smart Burners
Residential | Res ¦ Smart Power Bar | 2023 | Economic | GWh | Before Competition Groups | 0 | 0 | 0 | 9487.4906 | 0 | 56 | Residential_2023_Economic_GWh_Before Competition Groups_56 | Smart Power Bar | 0% | 0 | 0 | Residential_2023_Economic_GWh_Before Competition Groups_Smart Power Bar
Residential | Res ¦ Energy Star LED Specialty Bulbs | 2023 | SC A | GWh | Before Competition Groups | 410.0362 | 0 | 0 | 1181.2563 | 0.34712 | 1 | Residential_2023_SC A_GWh_Before Competition Groups_1 | Energy Star LED Specialty Bulbs | 34.71% | 0 | 410.0362 | Residential_2023_SC A_GWh_Before Competition Groups_Energy Star LED Specialty Bulbs
Residential | Res ¦ Energy Star A Line, PAR, MR Lamps | 2023 | SC A | GWh | Before Competition Groups | 122.551 | 0 | 0 | 1181.2563 | 0.10375 | 2 | Residential_2023_SC A_GWh_Before Competition Groups_2 | Energy Star A Line, PAR, MR Lamps | 10.37% | 0 | 122.551 | Residential_2023_SC A_GWh_Before Competition Groups_Energy Star A Line, PAR, MR Lamps
Residential | Res ¦ Energy Star Clothes Washer | 2023 | SC A | GWh | Before Competition Groups | 109.4849 | 0 | 0 | 1181.2563 | 0.092685 | 3 | Residential_2023_SC A_GWh_Before Competition Groups_3 | Energy Star Clothes Washer | 9.269% | 0 | 109.4849 | Residential_2023_SC A_GWh_Before Competition Groups_Energy Star Clothes Washer
Residential | Res ¦ Ductless Mini-Split Heat Pump | 2023 | SC A | GWh | Before Competition Groups | 70.628 | 0 | 0 | 1181.2563 | 0.059791 | 4 | Residential_2023_SC A_GWh_Before Competition Groups_4 | Ductless Mini-Split Heat Pump | 5.979% | 0 | 70.628 | Residential_2023_SC A_GWh_Before Competition Groups_Ductless Mini-Split Heat Pump
Residential | Res ¦ Car Block Heater Timer | 2023 | SC A | GWh | Before Competition Groups | 53.5245 | 0 | 0 | 1181.2563 | 0.045311 | 5 | Residential_2023_SC A_GWh_Before Competition Groups_5 | Car Block Heater Timer | 4.531% | 0 | 53.5245 | Residential_2023_SC A_GWh_Before Competition Groups_Car Block Heater Timer
Residential | Res ¦ Building Recommissioning, Operations and Maintenance (O&M) Improvements | 2023 | SC A | GWh | Before Competition Groups | 44.5599 | 0 | 0 | 1181.2563 | 0.037723 | 6 | Residential_2023_SC A_GWh_Before Competition Groups_6 | Building Recommissioning, Operations and Maintenance (O&M) Improvements | 3.772% | 0 | 44.5599 | Residential_2023_SC A_GWh_Before Competition Groups_Building Recommissioning, Operations and Maintenance (O&M) Improvements
Residential | Res ¦ LED Parking Lot Fixture | 2023 | SC A | GWh | Before Competition Groups | 43.6558 | 0 | 0 | 1181.2563 | 0.036957 | 7 | Residential_2023_SC A_GWh_Before Competition Groups_7 | LED Parking Lot Fixture | 3.696% | 0 | 43.6558 | Residential_2023_SC A_GWh_Before Competition Groups_LED Parking Lot Fixture
Residential | Res ¦ Variable Speed Pool Pump Motor | 2023 | SC A | GWh | Before Competition Groups | 40.6131 | 0 | 0 | 1181.2563 | 0.034381 | 8 | Residential_2023_SC A_GWh_Before Competition Groups_8 | Variable Speed Pool Pump Motor | 3.438% | 0 | 40.6131 | Residential_2023_SC A_GWh_Before Competition Groups_Variable Speed Pool Pump Motor
Residential | Res ¦ Energy Star Torchiere | 2023 | SC A | GWh | Before Competition Groups | 31.9327 | 0 | 0 | 1181.2563 | 0.027033 | 9 | Residential_2023_SC A_GWh_Before Competition Groups_9 | Energy Star Torchiere | 2.703% | 0 | 31.9327 | Residential_2023_SC A_GWh_Before Competition Groups_Energy Star Torchiere
Residential | Res ¦ Adaptive Thermostat | 2023 | SC A | GWh | Before Competition Groups | 30.6789 | 0 | 0 | 1181.2563 | 0.025971 | 10 | Residential_2023_SC A_GWh_Before Competition Groups_10 | Adaptive Thermostat | 2.597% | 0 | 30.6789 | Residential_2023_SC A_GWh_Before Competition Groups_Adaptive Thermostat
Residential | Res ¦ Comprehensive Draft Proofing | 2023 | SC A | GWh | Before Competition Groups | 21.8749 | 0 | 0 | 1181.2563 | 0.018518 | 11 | Residential_2023_SC A_GWh_Before Competition Groups_11 | Comprehensive Draft Proofing | 1.852% | 0 | 21.8749 | Residential_2023_SC A_GWh_Before Competition Groups_Comprehensive Draft Proofing
Residential | Res ¦ LED Exterior Area Lights - LED Fixture (200W) | 2023 | SC A | GWh | Before Competition Groups | 20.4655 | 0 | 0 | 1181.2563 | 0.017325 | 12 | Residential_2023_SC A_GWh_Before Competition Groups_12 | LED Exterior Area Lights - LED Fixture (200W) | 1.733% | 0 | 20.4655 | Residential_2023_SC A_GWh_Before Competition Groups_LED Exterior Area Lights - LED Fixture (200W)
Residential | Res ¦ Air Sealing | 2023 | SC A | GWh | Before Competition Groups | 20.3402 | 0 | 0 | 1181.2563 | 0.017219 | 13 | Residential_2023_SC A_GWh_Before Competition Groups_13 | Air Sealing | 1.722% | 0 | 20.3402 | Residential_2023_SC A_GWh_Before Competition Groups_Air Sealing
Residential | Res ¦ Basement Wall Insulation | 2023 | SC A | GWh | Before Competition Groups | 18.1753 | 0 | 0 | 1181.2563 | 0.015386 | 14 | Residential_2023_SC A_GWh_Before Competition Groups_14 | Basement Wall Insulation | 1.539% | 0 | 18.1753 | Residential_2023_SC A_GWh_Before Competition Groups_Basement Wall Insulation
Residential | Res ¦ LED Tube Re-Lamp | 2023 | SC A | GWh | Before Competition Groups | 14.9224 | 0 | 0 | 1181.2563 | 0.012633 | 15 | Residential_2023_SC A_GWh_Before Competition Groups_15 | LED Tube Re-Lamp | 1.263% | 0 | 14.9224 | Residential_2023_SC A_GWh_Before Competition Groups_LED Tube Re-Lamp
Residential | Res ¦ Occupancy Sensors MF | 2023 | SC A | GWh | Before Competition Groups | 14.8998 | 0 | 0 | 1181.2563 | 0.012613 | 16 | Residential_2023_SC A_GWh_Before Competition Groups_16 | Occupancy Sensors MF | 1.261% | 0 | 14.8998 | Residential_2023_SC A_GWh_Before Competition Groups_Occupancy Sensors MF
Residential | Res ¦ Energy Star Light Fixture | 2023 | SC A | GWh | Before Competition Groups | 14.533 | 0 | 0 | 1181.2563 | 0.012303 | 17 | Residential_2023_SC A_GWh_Before Competition Groups_17 | Energy Star Light Fixture | 1.23% | 0 | 14.533 | Residential_2023_SC A_GWh_Before Competition Groups_Energy Star Light Fixture
Residential | Res ¦ Energy Star Air Source Heat Pump | 2023 | SC A | GWh | Before Competition Groups | 11.7954 | 0 | 0 | 1181.2563 | 0.0099855 | 18 | Residential_2023_SC A_GWh_Before Competition Groups_18 | Energy Star Air Source Heat Pump | 0.9985% | 0 | 11.7954 | Residential_2023_SC A_GWh_Before Competition Groups_Energy Star Air Source Heat Pump
Residential | Res ¦ ENERGY STAR LED LAMPS (REFLECTOR LAMPs/MR16/PAR 16) | 2023 | SC A | GWh | Before Competition Groups | 10.5039 | 0 | 0 | 1181.2563 | 0.0088921 | 19 | Residential_2023_SC A_GWh_Before Competition Groups_19 | ENERGY STAR LED LAMPS (REFLECTOR LAMPs/MR16/PAR 16) | 0.8892% | 0 | 10.5039 | Residential_2023_SC A_GWh_Before Competition Groups_ENERGY STAR LED LAMPS (REFLECTOR LAMPs/MR16/PAR 16)
Residential | Res ¦ Energy Star Clothes Dryer | 2023 | SC A | GWh | Before Competition Groups | 8.8848 | 0 | 0 | 1181.2563 | 0.0075215 | 20 | Residential_2023_SC A_GWh_Before Competition Groups_20 | Energy Star Clothes Dryer | 0.7521% | 0 | 8.8848 | Residential_2023_SC A_GWh_Before Competition Groups_Energy Star Clothes Dryer
Residential | Res ¦ Refrigerator Recycling | 2023 | SC A | GWh | Before Competition Groups | 8.4908 | 0 | 0 | 1181.2563 | 0.007188 | 21 | Residential_2023_SC A_GWh_Before Competition Groups_21 | Refrigerator Recycling | 0.7188% | 0 | 8.4908 | Residential_2023_SC A_GWh_Before Competition Groups_Refrigerator Recycling
Residential | Res ¦ Minimize Hot and Warm Clothes Wash | 2023 | SC A | GWh | Before Competition Groups | 7.8688 | 0 | 0 | 1181.2563 | 0.0066614 | 22 | Residential_2023_SC A_GWh_Before Competition Groups_22 | Minimize Hot and Warm Clothes Wash | 0.6661% | 0 | 7.8688 | Residential_2023_SC A_GWh_Before Competition Groups_Minimize Hot and Warm Clothes Wash
Residential | Res ¦ Outside Air Economizer | 2023 | SC A | GWh | Before Competition Groups | 7.0087 | 0 | 0 | 1181.2563 | 0.0059333 | 23 | Residential_2023_SC A_GWh_Before Competition Groups_23 | Outside Air Economizer | 0.5933% | 0 | 7.0087 | Residential_2023_SC A_GWh_Before Competition Groups_Outside Air Economizer
Residential | Res ¦ Attic Insulation | 2023 | SC A | GWh | Before Competition Groups | 6.4317 | 0 | 0 | 1181.2563 | 0.0054448 | 24 | Residential_2023_SC A_GWh_Before Competition Groups_24 | Attic Insulation | 0.5445% | 0 | 6.4317 | Residential_2023_SC A_GWh_Before Competition Groups_Attic Insulation
Residential | Res ¦ Furnace Whistle | 2023 | SC A | GWh | Before Competition Groups | 5.616 | 0 | 0 | 1181.2563 | 0.0047542 | 25 | Residential_2023_SC A_GWh_Before Competition Groups_25 | Furnace Whistle | 0.4754% | 0 | 5.616 | Residential_2023_SC A_GWh_Before Competition Groups_Furnace Whistle
Residential | Res ¦ Energy Star Room Air Conditioner | 2023 | SC A | GWh | Before Competition Groups | 5.524 | 0 | 0 | 1181.2563 | 0.0046764 | 26 | Residential_2023_SC A_GWh_Before Competition Groups_26 | Energy Star Room Air Conditioner | 0.4676% | 0 | 5.524 | Residential_2023_SC A_GWh_Before Competition Groups_Energy Star Room Air Conditioner
Residential | Res ¦ High Efficiency Chiller (avg of water and air cooled) | 2023 | SC A | GWh | Before Competition Groups | 5.3583 | 0 | 0 | 1181.2563 | 0.0045361 | 27 | Residential_2023_SC A_GWh_Before Competition Groups_27 | High Efficiency Chiller (avg of water and air cooled) | 0.4536% | 0 | 5.3583 | Residential_2023_SC A_GWh_Before Competition Groups_High Efficiency Chiller (avg of water and air cooled)
Residential | Res ¦ Advanced BAS/Controllers | 2023 | SC A | GWh | Before Competition Groups | 4.3701 | 0 | 0 | 1181.2563 | 0.0036996 | 28 | Residential_2023_SC A_GWh_Before Competition Groups_28 | Advanced BAS/Controllers | 0.37% | 0 | 4.3701 | Residential_2023_SC A_GWh_Before Competition Groups_Advanced BAS/Controllers
Residential | Res ¦ ENERGY STAR LED Lamps (General Service Lamps) | 2023 | SC A | GWh | Before Competition Groups | 2.5838 | 0 | 0 | 1181.2563 | 0.0021874 | 29 | Residential_2023_SC A_GWh_Before Competition Groups_29 | ENERGY STAR LED Lamps (General Service Lamps) | 0.2187% | 0 | 2.5838 | Residential_2023_SC A_GWh_Before Competition Groups_ENERGY STAR LED Lamps (General Service Lamps)
Residential | Res ¦ Variable Frequency Drive (VFD) | 2023 | SC A | GWh | Before Competition Groups | 2.3823 | 0 | 0 | 1181.2563 | 0.0020167 | 30 | Residential_2023_SC A_GWh_Before Competition Groups_30 | Variable Frequency Drive (VFD) | 0.2017% | 0 | 2.3823 | Residential_2023_SC A_GWh_Before Competition Groups_Variable Frequency Drive (VFD)
Residential | Res ¦ CO Sensors for parking garage exhaust fans | 2023 | SC A | GWh | Before Competition Groups | 1.8021 | 0 | 0 | 1181.2563 | 0.0015256 | 31 | Residential_2023_SC A_GWh_Before Competition Groups_31 | CO Sensors for parking garage exhaust fans | 0.1526% | 0 | 1.8021 | Residential_2023_SC A_GWh_Before Competition Groups_CO Sensors for parking garage exhaust fans
Residential | Res ¦ Water Heater Temperature Setback | 2023 | SC A | GWh | Before Competition Groups | 1.7673 | 0 | 0 | 1181.2563 | 0.0014961 | 32 | Residential_2023_SC A_GWh_Before Competition Groups_32 | Water Heater Temperature Setback | 0.1496% | 0 | 1.7673 | Residential_2023_SC A_GWh_Before Competition Groups_Water Heater Temperature Setback
Residential | Res ¦ Demand Control Ventilation | 2023 | SC A | GWh | Before Competition Groups | 1.7349 | 0 | 0 | 1181.2563 | 0.0014687 | 33 | Residential_2023_SC A_GWh_Before Competition Groups_33 | Demand Control Ventilation | 0.1469% | 0 | 1.7349 | Residential_2023_SC A_GWh_Before Competition Groups_Demand Control Ventilation
Residential | Res ¦ Energy Star Freezer | 2023 | SC A | GWh | Before Competition Groups | 1.418 | 0 | 0 | 1181.2563 | 0.0012004 | 34 | Residential_2023_SC A_GWh_Before Competition Groups_34 | Energy Star Freezer | 0.12% | 0 | 1.418 | Residential_2023_SC A_GWh_Before Competition Groups_Energy Star Freezer
Residential | Res ¦ Home Energy Reports | 2023 | SC A | GWh | Before Competition Groups | 0.78341 | 0 | 0 | 1181.2563 | 0.0006632 | 35 | Residential_2023_SC A_GWh_Before Competition Groups_35 | Home Energy Reports | 0.06632% | 0 | 0.78341 | Residential_2023_SC A_GWh_Before Competition Groups_Home Energy Reports
Residential | Res ¦ Clothes Drying Racks | 2023 | SC A | GWh | Before Competition Groups | 0.73063 | 0 | 0 | 1181.2563 | 0.00061852 | 36 | Residential_2023_SC A_GWh_Before Competition Groups_36 | Clothes Drying Racks | 0.06185% | 0 | 0.73063 | Residential_2023_SC A_GWh_Before Competition Groups_Clothes Drying Racks
Residential | Res ¦ VFD on Pumps | 2023 | SC A | GWh | Before Competition Groups | 0.68002 | 0 | 0 | 1181.2563 | 0.00057567 | 37 | Residential_2023_SC A_GWh_Before Competition Groups_37 | VFD on Pumps | 0.05757% | 0 | 0.68002 | Residential_2023_SC A_GWh_Before Competition Groups_VFD on Pumps
Residential | Res ¦ Condensing Make Up Air Unit | 2023 | SC A | GWh | Before Competition Groups | 0.49091 | 0 | 0 | 1181.2563 | 0.00041558 | 38 | Residential_2023_SC A_GWh_Before Competition Groups_38 | Condensing Make Up Air Unit | 0.04156% | 0 | 0.49091 | Residential_2023_SC A_GWh_Before Competition Groups_Condensing Make Up Air Unit
Residential | Res ¦ Floor Insulation | 2023 | SC A | GWh | Before Competition Groups | 0.45573 | 0 | 0 | 1181.2563 | 0.0003858 | 39 | Residential_2023_SC A_GWh_Before Competition Groups_39 | Floor Insulation | 0.03858% | 0 | 0.45573 | Residential_2023_SC A_GWh_Before Competition Groups_Floor Insulation
Residential | Res ¦ ECM MOTORS FOR HVAC APPLICATION (FAN-POWERED VAV BOX) | 2023 | SC A | GWh | Before Competition Groups | 0.36587 | 0 | 0 | 1181.2563 | 0.00030973 | 40 | Residential_2023_SC A_GWh_Before Competition Groups_40 | ECM MOTORS FOR HVAC APPLICATION (FAN-POWERED VAV BOX) | 0.03097% | 0 | 0.36587 | Residential_2023_SC A_GWh_Before Competition Groups_ECM MOTORS FOR HVAC APPLICATION (FAN-POWERED VAV BOX)
Residential | Res ¦ Energy Star Dehumidifier | 2023 | SC A | GWh | Before Competition Groups | 0.36165 | 0 | 0 | 1181.2563 | 0.00030616 | 41 | Residential_2023_SC A_GWh_Before Competition Groups_41 | Energy Star Dehumidifier | 0.03062% | 0 | 0.36165 | Residential_2023_SC A_GWh_Before Competition Groups_Energy Star Dehumidifier
Residential | Res ¦ Duct Insulation | 2023 | SC A | GWh | Before Competition Groups | 0.28622 | 0 | 0 | 1181.2563 | 0.0002423 | 42 | Residential_2023_SC A_GWh_Before Competition Groups_42 | Duct Insulation | 0.02423% | 0 | 0.28622 | Residential_2023_SC A_GWh_Before Competition Groups_Duct Insulation
Residential | Res ¦ Heat Recovery Ventilator | 2023 | SC A | GWh | Before Competition Groups | 0.20765 | 0 | 0 | 1181.2563 | 0.00017579 | 43 | Residential_2023_SC A_GWh_Before Competition Groups_43 | Heat Recovery Ventilator | 0.01758% | 0 | 0.20765 | Residential_2023_SC A_GWh_Before Competition Groups_Heat Recovery Ventilator
Residential | Res ¦ Beverage Vending Machine Controls | 2023 | SC A | GWh | Before Competition Groups | 0.17464 | 0 | 0 | 1181.2563 | 0.00014785 | 44 | Residential_2023_SC A_GWh_Before Competition Groups_44 | Beverage Vending Machine Controls | 0.01478% | 0 | 0.17464 | Residential_2023_SC A_GWh_Before Competition Groups_Beverage Vending Machine Controls
Residential | Res ¦ Duct Insulation MF | 2023 | SC A | GWh | Before Competition Groups | 0.15885 | 0 | 0 | 1181.2563 | 0.00013448 | 45 | Residential_2023_SC A_GWh_Before Competition Groups_45 | Duct Insulation MF | 0.01345% | 0 | 0.15885 | Residential_2023_SC A_GWh_Before Competition Groups_Duct Insulation MF
Residential | Res ¦ Tankless Water Heater | 2023 | SC A | GWh | Before Competition Groups | 0.063028 | 0 | 0 | 1181.2563 | 5.3357e-05 | 46 | Residential_2023_SC A_GWh_Before Competition Groups_46 | Tankless Water Heater | 0.005336% | 0 | 0.063028 | Residential_2023_SC A_GWh_Before Competition Groups_Tankless Water Heater
Residential | Res ¦ Chilled Water Optimization | 2023 | SC A | GWh | Before Competition Groups | 0.040795 | 0 | 0 | 1181.2563 | 3.4535e-05 | 47 | Residential_2023_SC A_GWh_Before Competition Groups_47 | Chilled Water Optimization | 0.003454% | 0 | 0.040795 | Residential_2023_SC A_GWh_Before Competition Groups_Chilled Water Optimization
Residential | Res ¦ LED High Bay Fixture | 2023 | SC A | GWh | Before Competition Groups | 0.032822 | 0 | 0 | 1181.2563 | 2.7786e-05 | 48 | Residential_2023_SC A_GWh_Before Competition Groups_48 | LED High Bay Fixture | 0.002779% | 0 | 0.032822 | Residential_2023_SC A_GWh_Before Competition Groups_LED High Bay Fixture
Residential | Res ¦ Wall Insulation MF | 2023 | SC A | GWh | Before Competition Groups | 0.0032192 | 0 | 0 | 1181.2563 | 2.7252e-06 | 49 | Residential_2023_SC A_GWh_Before Competition Groups_49 | Wall Insulation MF | 0.0002725% | 0 | 0.0032192 | Residential_2023_SC A_GWh_Before Competition Groups_Wall Insulation MF
Residential | Res ¦ Wall Insulation | 2023 | SC A | GWh | Before Competition Groups | 0.0029539 | 0 | 0 | 1181.2563 | 2.5006e-06 | 50 | Residential_2023_SC A_GWh_Before Competition Groups_50 | Wall Insulation | 0.0002501% | 0 | 0.0029539 | Residential_2023_SC A_GWh_Before Competition Groups_Wall Insulation
Residential | Res ¦ Freezer Recycling | 2023 | SC A | GWh | Before Competition Groups | 0.00081317 | 0 | 0 | 1181.2563 | 6.8839e-07 | 51 | Residential_2023_SC A_GWh_Before Competition Groups_51 | Freezer Recycling | 6.884e-05% | 0 | 0.00081317 | Residential_2023_SC A_GWh_Before Competition Groups_Freezer Recycling
Residential | Res ¦ Energy Star LED Bulbs General Purpose LEDs | 2023 | SC A | GWh | Before Competition Groups | 1.9623e-07 | 0 | 0 | 1181.2563 | 1.6612e-10 | 52 | Residential_2023_SC A_GWh_Before Competition Groups_52 | Energy Star LED Bulbs General Purpose LEDs | 1.661e-08% | 0 | 1.9623e-07 | Residential_2023_SC A_GWh_Before Competition Groups_Energy Star LED Bulbs General Purpose LEDs
Residential | Res ¦ Heavy Duty Outdoor/Holiday Plug-in Timers | 2023 | SC A | GWh | Before Competition Groups | 0 | 0 | 0 | 1181.2563 | 0 | 53 | Residential_2023_SC A_GWh_Before Competition Groups_53 | Heavy Duty Outdoor/Holiday Plug-in Timers | 0% | 0 | 0 | Residential_2023_SC A_GWh_Before Competition Groups_Heavy Duty Outdoor/Holiday Plug-in Timers
Residential | Res ¦ LED Downlight | 2023 | SC A | GWh | Before Competition Groups | 0 | 0 | 0 | 1181.2563 | 0 | 54 | Residential_2023_SC A_GWh_Before Competition Groups_54 | LED Downlight | 0% | 0 | 0 | Residential_2023_SC A_GWh_Before Competition Groups_LED Downlight
Residential | Res ¦ Smart Burners | 2023 | SC A | GWh | Before Competition Groups | 0 | 0 | 0 | 1181.2563 | 0 | 55 | Residential_2023_SC A_GWh_Before Competition Groups_55 | Smart Burners | 0% | 0 | 0 | Residential_2023_SC A_GWh_Before Competition Groups_Smart Burners
Residential | Res ¦ Smart Power Bar | 2023 | SC A | GWh | Before Competition Groups | 0 | 0 | 0 | 1181.2563 | 0 | 56 | Residential_2023_SC A_GWh_Before Competition Groups_56 | Smart Power Bar | 0% | 0 | 0 | Residential_2023_SC A_GWh_Before Competition Groups_Smart Power Bar
Residential | Res ¦ Energy Star LED Bulbs General Purpose LEDs | 2023 | SC B | GWh | Before Competition Groups | 209.8919 | 0 | 0 | 1869.4593 | 0.11227 | 1 | Residential_2023_SC B_GWh_Before Competition Groups_1 | Energy Star LED Bulbs General Purpose LEDs | 11.23% | 0 | 209.8919 | Residential_2023_SC B_GWh_Before Competition Groups_Energy Star LED Bulbs General Purpose LEDs
Residential | Res ¦ Energy Star LED Specialty Bulbs | 2023 | SC B | GWh | Before Competition Groups | 192.1775 | 0 | 0 | 1869.4593 | 0.1028 | 2 | Residential_2023_SC B_GWh_Before Competition Groups_2 | Energy Star LED Specialty Bulbs | 10.28% | 0 | 192.1775 | Residential_2023_SC B_GWh_Before Competition Groups_Energy Star LED Specialty Bulbs
Residential | Res ¦ Energy Star Clothes Washer | 2023 | SC B | GWh | Before Competition Groups | 183.126 | 0 | 0 | 1869.4593 | 0.097957 | 3 | Residential_2023_SC B_GWh_Before Competition Groups_3 | Energy Star Clothes Washer | 9.796% | 0 | 183.126 | Residential_2023_SC B_GWh_Before Competition Groups_Energy Star Clothes Washer
Residential | Res ¦ Energy Star A Line, PAR, MR Lamps | 2023 | SC B | GWh | Before Competition Groups | 166.1666 | 0 | 0 | 1869.4593 | 0.088885 | 4 | Residential_2023_SC B_GWh_Before Competition Groups_4 | Energy Star A Line, PAR, MR Lamps | 8.888% | 0 | 166.1666 | Residential_2023_SC B_GWh_Before Competition Groups_Energy Star A Line, PAR, MR Lamps
Residential | Res ¦ Variable Speed Pool Pump Motor | 2023 | SC B | GWh | Before Competition Groups | 152.2723 | 0 | 0 | 1869.4593 | 0.081453 | 5 | Residential_2023_SC B_GWh_Before Competition Groups_5 | Variable Speed Pool Pump Motor | 8.145% | 0 | 152.2723 | Residential_2023_SC B_GWh_Before Competition Groups_Variable Speed Pool Pump Motor
Residential | Res ¦ Car Block Heater Timer | 2023 | SC B | GWh | Before Competition Groups | 123.6821 | 0 | 0 | 1869.4593 | 0.066159 | 6 | Residential_2023_SC B_GWh_Before Competition Groups_6 | Car Block Heater Timer | 6.616% | 0 | 123.6821 | Residential_2023_SC B_GWh_Before Competition Groups_Car Block Heater Timer
Residential | Res ¦ Building Recommissioning, Operations and Maintenance (O&M) Improvements | 2023 | SC B | GWh | Before Competition Groups | 118.0201 | 0 | 0 | 1869.4593 | 0.063131 | 7 | Residential_2023_SC B_GWh_Before Competition Groups_7 | Building Recommissioning, Operations and Maintenance (O&M) Improvements | 6.313% | 0 | 118.0201 | Residential_2023_SC B_GWh_Before Competition Groups_Building Recommissioning, Operations and Maintenance (O&M) Improvements
Residential | Res ¦ Ductless Mini-Split Heat Pump | 2023 | SC B | GWh | Before Competition Groups | 86.6656 | 0 | 0 | 1869.4593 | 0.046359 | 8 | Residential_2023_SC B_GWh_Before Competition Groups_8 | Ductless Mini-Split Heat Pump | 4.636% | 0 | 86.6656 | Residential_2023_SC B_GWh_Before Competition Groups_Ductless Mini-Split Heat Pump
Residential | Res ¦ Adaptive Thermostat | 2023 | SC B | GWh | Before Competition Groups | 69.1122 | 0 | 0 | 1869.4593 | 0.036969 | 9 | Residential_2023_SC B_GWh_Before Competition Groups_9 | Adaptive Thermostat | 3.697% | 0 | 69.1122 | Residential_2023_SC B_GWh_Before Competition Groups_Adaptive Thermostat
Residential | Res ¦ Comprehensive Draft Proofing | 2023 | SC B | GWh | Before Competition Groups | 60.0268 | 0 | 0 | 1869.4593 | 0.032109 | 10 | Residential_2023_SC B_GWh_Before Competition Groups_10 | Comprehensive Draft Proofing | 3.211% | 0 | 60.0268 | Residential_2023_SC B_GWh_Before Competition Groups_Comprehensive Draft Proofing
Residential | Res ¦ LED Parking Lot Fixture | 2023 | SC B | GWh | Before Competition Groups | 48.9872 | 0 | 0 | 1869.4593 | 0.026204 | 11 | Residential_2023_SC B_GWh_Before Competition Groups_11 | LED Parking Lot Fixture | 2.62% | 0 | 48.9872 | Residential_2023_SC B_GWh_Before Competition Groups_LED Parking Lot Fixture
Residential | Res ¦ Energy Star Torchiere | 2023 | SC B | GWh | Before Competition Groups | 45.6154 | 0 | 0 | 1869.4593 | 0.0244 | 12 | Residential_2023_SC B_GWh_Before Competition Groups_12 | Energy Star Torchiere | 2.44% | 0 | 45.6154 | Residential_2023_SC B_GWh_Before Competition Groups_Energy Star Torchiere
Residential | Res ¦ Occupancy Sensors MF | 2023 | SC B | GWh | Before Competition Groups | 39.4847 | 0 | 0 | 1869.4593 | 0.021121 | 13 | Residential_2023_SC B_GWh_Before Competition Groups_13 | Occupancy Sensors MF | 2.112% | 0 | 39.4847 | Residential_2023_SC B_GWh_Before Competition Groups_Occupancy Sensors MF
Residential | Res ¦ Air Sealing | 2023 | SC B | GWh | Before Competition Groups | 34.8102 | 0 | 0 | 1869.4593 | 0.01862 | 14 | Residential_2023_SC B_GWh_Before Competition Groups_14 | Air Sealing | 1.862% | 0 | 34.8102 | Residential_2023_SC B_GWh_Before Competition Groups_Air Sealing
Residential | Res ¦ Refrigerator Recycling | 2023 | SC B | GWh | Before Competition Groups | 30.9335 | 0 | 0 | 1869.4593 | 0.016547 | 15 | Residential_2023_SC B_GWh_Before Competition Groups_15 | Refrigerator Recycling | 1.655% | 0 | 30.9335 | Residential_2023_SC B_GWh_Before Competition Groups_Refrigerator Recycling
Residential | Res ¦ Clothes Drying Racks | 2023 | SC B | GWh | Before Competition Groups | 28.2328 | 0 | 0 | 1869.4593 | 0.015102 | 16 | Residential_2023_SC B_GWh_Before Competition Groups_16 | Clothes Drying Racks | 1.51% | 0 | 28.2328 | Residential_2023_SC B_GWh_Before Competition Groups_Clothes Drying Racks
Residential | Res ¦ Freezer Recycling | 2023 | SC B | GWh | Before Competition Groups | 27.0571 | 0 | 0 | 1869.4593 | 0.014473 | 17 | Residential_2023_SC B_GWh_Before Competition Groups_17 | Freezer Recycling | 1.447% | 0 | 27.0571 | Residential_2023_SC B_GWh_Before Competition Groups_Freezer Recycling
Residential | Res ¦ LED Exterior Area Lights - LED Fixture (200W) | 2023 | SC B | GWh | Before Competition Groups | 20.4655 | 0 | 0 | 1869.4593 | 0.010947 | 18 | Residential_2023_SC B_GWh_Before Competition Groups_18 | LED Exterior Area Lights - LED Fixture (200W) | 1.095% | 0 | 20.4655 | Residential_2023_SC B_GWh_Before Competition Groups_LED Exterior Area Lights - LED Fixture (200W)
Residential | Res ¦ Energy Star Light Fixture | 2023 | SC B | GWh | Before Competition Groups | 20.0558 | 0 | 0 | 1869.4593 | 0.010728 | 19 | Residential_2023_SC B_GWh_Before Competition Groups_19 | Energy Star Light Fixture | 1.073% | 0 | 20.0558 | Residential_2023_SC B_GWh_Before Competition Groups_Energy Star Light Fixture
Residential | Res ¦ Basement Wall Insulation | 2023 | SC B | GWh | Before Competition Groups | 18.2743 | 0 | 0 | 1869.4593 | 0.0097752 | 20 | Residential_2023_SC B_GWh_Before Competition Groups_20 | Basement Wall Insulation | 0.9775% | 0 | 18.2743 | Residential_2023_SC B_GWh_Before Competition Groups_Basement Wall Insulation
Residential | Res ¦ Energy Star Clothes Dryer | 2023 | SC B | GWh | Before Competition Groups | 17.7161 | 0 | 0 | 1869.4593 | 0.0094766 | 21 | Residential_2023_SC B_GWh_Before Competition Groups_21 | Energy Star Clothes Dryer | 0.9477% | 0 | 17.7161 | Residential_2023_SC B_GWh_Before Competition Groups_Energy Star Clothes Dryer
Residential | Res ¦ Advanced BAS/Controllers | 2023 | SC B | GWh | Before Competition Groups | 17.271 | 0 | 0 | 1869.4593 | 0.0092385 | 22 | Residential_2023_SC B_GWh_Before Competition Groups_22 | Advanced BAS/Controllers | 0.9239% | 0 | 17.271 | Residential_2023_SC B_GWh_Before Competition Groups_Advanced BAS/Controllers
Residential | Res ¦ Energy Star Air Source Heat Pump | 2023 | SC B | GWh | Before Competition Groups | 16.8523 | 0 | 0 | 1869.4593 | 0.0090145 | 23 | Residential_2023_SC B_GWh_Before Competition Groups_23 | Energy Star Air Source Heat Pump | 0.9015% | 0 | 16.8523 | Residential_2023_SC B_GWh_Before Competition Groups_Energy Star Air Source Heat Pump
Residential | Res ¦ LED Tube Re-Lamp | 2023 | SC B | GWh | Before Competition Groups | 14.9224 | 0 | 0 | 1869.4593 | 0.0079822 | 24 | Residential_2023_SC B_GWh_Before Competition Groups_24 | LED Tube Re-Lamp | 0.7982% | 0 | 14.9224 | Residential_2023_SC B_GWh_Before Competition Groups_LED Tube Re-Lamp
Residential | Res ¦ Furnace Whistle | 2023 | SC B | GWh | Before Competition Groups | 14.8744 | 0 | 0 | 1869.4593 | 0.0079565 | 25 | Residential_2023_SC B_GWh_Before Competition Groups_25 | Furnace Whistle | 0.7957% | 0 | 14.8744 | Residential_2023_SC B_GWh_Before Competition Groups_Furnace Whistle
Residential | Res ¦ Attic Insulation | 2023 | SC B | GWh | Before Competition Groups | 14.095 | 0 | 0 | 1869.4593 | 0.0075396 | 26 | Residential_2023_SC B_GWh_Before Competition Groups_26 | Attic Insulation | 0.754% | 0 | 14.095 | Residential_2023_SC B_GWh_Before Competition Groups_Attic Insulation
Residential | Res ¦ Outside Air Economizer | 2023 | SC B | GWh | Before Competition Groups | 12.2913 | 0 | 0 | 1869.4593 | 0.0065748 | 27 | Residential_2023_SC B_GWh_Before Competition Groups_27 | Outside Air Economizer | 0.6575% | 0 | 12.2913 | Residential_2023_SC B_GWh_Before Competition Groups_Outside Air Economizer
Residential | Res ¦ Energy Star Room Air Conditioner | 2023 | SC B | GWh | Before Competition Groups | 10.9685 | 0 | 0 | 1869.4593 | 0.0058672 | 28 | Residential_2023_SC B_GWh_Before Competition Groups_28 | Energy Star Room Air Conditioner | 0.5867% | 0 | 10.9685 | Residential_2023_SC B_GWh_Before Competition Groups_Energy Star Room Air Conditioner
Residential | Res ¦ ENERGY STAR LED LAMPS (REFLECTOR LAMPs/MR16/PAR 16) | 2023 | SC B | GWh | Before Competition Groups | 10.5039 | 0 | 0 | 1869.4593 | 0.0056187 | 29 | Residential_2023_SC B_GWh_Before Competition Groups_29 | ENERGY STAR LED LAMPS (REFLECTOR LAMPs/MR16/PAR 16) | 0.5619% | 0 | 10.5039 | Residential_2023_SC B_GWh_Before Competition Groups_ENERGY STAR LED LAMPS (REFLECTOR LAMPs/MR16/PAR 16)
Residential | Res ¦ Demand Control Ventilation | 2023 | SC B | GWh | Before Competition Groups | 7.9648 | 0 | 0 | 1869.4593 | 0.0042605 | 30 | Residential_2023_SC B_GWh_Before Competition Groups_30 | Demand Control Ventilation | 0.426% | 0 | 7.9648 | Residential_2023_SC B_GWh_Before Competition Groups_Demand Control Ventilation
Residential | Res ¦ Minimize Hot and Warm Clothes Wash | 2023 | SC B | GWh | Before Competition Groups | 7.8688 | 0 | 0 | 1869.4593 | 0.0042092 | 31 | Residential_2023_SC B_GWh_Before Competition Groups_31 | Minimize Hot and Warm Clothes Wash | 0.4209% | 0 | 7.8688 | Residential_2023_SC B_GWh_Before Competition Groups_Minimize Hot and Warm Clothes Wash
Residential | Res ¦ Variable Frequency Drive (VFD) | 2023 | SC B | GWh | Before Competition Groups | 6.3093 | 0 | 0 | 1869.4593 | 0.0033749 | 32 | Residential_2023_SC B_GWh_Before Competition Groups_32 | Variable Frequency Drive (VFD) | 0.3375% | 0 | 6.3093 | Residential_2023_SC B_GWh_Before Competition Groups_Variable Frequency Drive (VFD)
Residential | Res ¦ CO Sensors for parking garage exhaust fans | 2023 | SC B | GWh | Before Competition Groups | 5.8627 | 0 | 0 | 1869.4593 | 0.003136 | 33 | Residential_2023_SC B_GWh_Before Competition Groups_33 | CO Sensors for parking garage exhaust fans | 0.3136% | 0 | 5.8627 | Residential_2023_SC B_GWh_Before Competition Groups_CO Sensors for parking garage exhaust fans
Residential | Res ¦ High Efficiency Chiller (avg of water and air cooled) | 2023 | SC B | GWh | Before Competition Groups | 5.5064 | 0 | 0 | 1869.4593 | 0.0029455 | 34 | Residential_2023_SC B_GWh_Before Competition Groups_34 | High Efficiency Chiller (avg of water and air cooled) | 0.2945% | 0 | 5.5064 | Residential_2023_SC B_GWh_Before Competition Groups_High Efficiency Chiller (avg of water and air cooled)
Residential | Res ¦ Water Heater Temperature Setback | 2023 | SC B | GWh | Before Competition Groups | 4.7149 | 0 | 0 | 1869.4593 | 0.0025221 | 35 | Residential_2023_SC B_GWh_Before Competition Groups_35 | Water Heater Temperature Setback | 0.2522% | 0 | 4.7149 | Residential_2023_SC B_GWh_Before Competition Groups_Water Heater Temperature Setback
Residential | Res ¦ Energy Star Dehumidifier | 2023 | SC B | GWh | Before Competition Groups | 3.8077 | 0 | 0 | 1869.4593 | 0.0020368 | 36 | Residential_2023_SC B_GWh_Before Competition Groups_36 | Energy Star Dehumidifier | 0.2037% | 0 | 3.8077 | Residential_2023_SC B_GWh_Before Competition Groups_Energy Star Dehumidifier
Residential | Res ¦ Floor Insulation | 2023 | SC B | GWh | Before Competition Groups | 3.6927 | 0 | 0 | 1869.4593 | 0.0019753 | 37 | Residential_2023_SC B_GWh_Before Competition Groups_37 | Floor Insulation | 0.1975% | 0 | 3.6927 | Residential_2023_SC B_GWh_Before Competition Groups_Floor Insulation
Residential | Res ¦ Energy Star Freezer | 2023 | SC B | GWh | Before Competition Groups | 3.6753 | 0 | 0 | 1869.4593 | 0.001966 | 38 | Residential_2023_SC B_GWh_Before Competition Groups_38 | Energy Star Freezer | 0.1966% | 0 | 3.6753 | Residential_2023_SC B_GWh_Before Competition Groups_Energy Star Freezer
Residential | Res ¦ Duct Insulation | 2023 | SC B | GWh | Before Competition Groups | 3.1638 | 0 | 0 | 1869.4593 | 0.0016924 | 39 | Residential_2023_SC B_GWh_Before Competition Groups_39 | Duct Insulation | 0.1692% | 0 | 3.1638 | Residential_2023_SC B_GWh_Before Competition Groups_Duct Insulation
Residential | Res ¦ ENERGY STAR LED Lamps (General Service Lamps) | 2023 | SC B | GWh | Before Competition Groups | 2.5838 | 0 | 0 | 1869.4593 | 0.0013821 | 40 | Residential_2023_SC B_GWh_Before Competition Groups_40 | ENERGY STAR LED Lamps (General Service Lamps) | 0.1382% | 0 | 2.5838 | Residential_2023_SC B_GWh_Before Competition Groups_ENERGY STAR LED Lamps (General Service Lamps)
Residential | Res ¦ Condensing Make Up Air Unit | 2023 | SC B | GWh | Before Competition Groups | 2.1122 | 0 | 0 | 1869.4593 | 0.0011298 | 41 | Residential_2023_SC B_GWh_Before Competition Groups_41 | Condensing Make Up Air Unit | 0.113% | 0 | 2.1122 | Residential_2023_SC B_GWh_Before Competition Groups_Condensing Make Up Air Unit
Residential | Res ¦ VFD on Pumps | 2023 | SC B | GWh | Before Competition Groups | 1.9401 | 0 | 0 | 1869.4593 | 0.0010378 | 42 | Residential_2023_SC B_GWh_Before Competition Groups_42 | VFD on Pumps | 0.1038% | 0 | 1.9401 | Residential_2023_SC B_GWh_Before Competition Groups_VFD on Pumps
Residential | Res ¦ Heat Recovery Ventilator | 2023 | SC B | GWh | Before Competition Groups | 1.7009 | 0 | 0 | 1869.4593 | 0.00090984 | 43 | Residential_2023_SC B_GWh_Before Competition Groups_43 | Heat Recovery Ventilator | 0.09098% | 0 | 1.7009 | Residential_2023_SC B_GWh_Before Competition Groups_Heat Recovery Ventilator
Residential | Res ¦ Duct Insulation MF | 2023 | SC B | GWh | Before Competition Groups | 1.4241 | 0 | 0 | 1869.4593 | 0.00076174 | 44 | Residential_2023_SC B_GWh_Before Competition Groups_44 | Duct Insulation MF | 0.07617% | 0 | 1.4241 | Residential_2023_SC B_GWh_Before Competition Groups_Duct Insulation MF
Residential | Res ¦ ECM MOTORS FOR HVAC APPLICATION (FAN-POWERED VAV BOX) | 2023 | SC B | GWh | Before Competition Groups | 0.92231 | 0 | 0 | 1869.4593 | 0.00049336 | 45 | Residential_2023_SC B_GWh_Before Competition Groups_45 | ECM MOTORS FOR HVAC APPLICATION (FAN-POWERED VAV BOX) | 0.04934% | 0 | 0.92231 | Residential_2023_SC B_GWh_Before Competition Groups_ECM MOTORS FOR HVAC APPLICATION (FAN-POWERED VAV BOX)
Residential | Res ¦ Home Energy Reports | 2023 | SC B | GWh | Before Competition Groups | 0.78341 | 0 | 0 | 1869.4593 | 0.00041906 | 46 | Residential_2023_SC B_GWh_Before Competition Groups_46 | Home Energy Reports | 0.04191% | 0 | 0.78341 | Residential_2023_SC B_GWh_Before Competition Groups_Home Energy Reports
Residential | Res ¦ Beverage Vending Machine Controls | 2023 | SC B | GWh | Before Competition Groups | 0.49169 | 0 | 0 | 1869.4593 | 0.00026301 | 47 | Residential_2023_SC B_GWh_Before Competition Groups_47 | Beverage Vending Machine Controls | 0.0263% | 0 | 0.49169 | Residential_2023_SC B_GWh_Before Competition Groups_Beverage Vending Machine Controls
Residential | Res ¦ Tankless Water Heater | 2023 | SC B | GWh | Before Competition Groups | 0.1969 | 0 | 0 | 1869.4593 | 0.00010532 | 48 | Residential_2023_SC B_GWh_Before Competition Groups_48 | Tankless Water Heater | 0.01053% | 0 | 0.1969 | Residential_2023_SC B_GWh_Before Competition Groups_Tankless Water Heater
Residential | Res ¦ LED High Bay Fixture | 2023 | SC B | GWh | Before Competition Groups | 0.075365 | 0 | 0 | 1869.4593 | 4.0314e-05 | 49 | Residential_2023_SC B_GWh_Before Competition Groups_49 | LED High Bay Fixture | 0.004031% | 0 | 0.075365 | Residential_2023_SC B_GWh_Before Competition Groups_LED High Bay Fixture
Residential | Res ¦ Chilled Water Optimization | 2023 | SC B | GWh | Before Competition Groups | 0.053204 | 0 | 0 | 1869.4593 | 2.8459e-05 | 50 | Residential_2023_SC B_GWh_Before Competition Groups_50 | Chilled Water Optimization | 0.002846% | 0 | 0.053204 | Residential_2023_SC B_GWh_Before Competition Groups_Chilled Water Optimization
Residential | Res ¦ Wall Insulation | 2023 | SC B | GWh | Before Competition Groups | 0.053078 | 0 | 0 | 1869.4593 | 2.8392e-05 | 51 | Residential_2023_SC B_GWh_Before Competition Groups_51 | Wall Insulation | 0.002839% | 0 | 0.053078 | Residential_2023_SC B_GWh_Before Competition Groups_Wall Insulation
Residential | Res ¦ Wall Insulation MF | 2023 | SC B | GWh | Before Competition Groups | 0.003219 | 0 | 0 | 1869.4593 | 1.7219e-06 | 52 | Residential_2023_SC B_GWh_Before Competition Groups_52 | Wall Insulation MF | 0.0001722% | 0 | 0.003219 | Residential_2023_SC B_GWh_Before Competition Groups_Wall Insulation MF
Residential | Res ¦ Heavy Duty Outdoor/Holiday Plug-in Timers | 2023 | SC B | GWh | Before Competition Groups | 0 | 0 | 0 | 1869.4593 | 0 | 53 | Residential_2023_SC B_GWh_Before Competition Groups_53 | Heavy Duty Outdoor/Holiday Plug-in Timers | 0% | 0 | 0 | Residential_2023_SC B_GWh_Before Competition Groups_Heavy Duty Outdoor/Holiday Plug-in Timers
Residential | Res ¦ LED Downlight | 2023 | SC B | GWh | Before Competition Groups | 0 | 0 | 0 | 1869.4593 | 0 | 54 | Residential_2023_SC B_GWh_Before Competition Groups_54 | LED Downlight | 0% | 0 | 0 | Residential_2023_SC B_GWh_Before Competition Groups_LED Downlight
Residential | Res ¦ Smart Burners | 2023 | SC B | GWh | Before Competition Groups | 0 | 0 | 0 | 1869.4593 | 0 | 55 | Residential_2023_SC B_GWh_Before Competition Groups_55 | Smart Burners | 0% | 0 | 0 | Residential_2023_SC B_GWh_Before Competition Groups_Smart Burners
Residential | Res ¦ Smart Power Bar | 2023 | SC B | GWh | Before Competition Groups | 0 | 0 | 0 | 1869.4593 | 0 | 56 | Residential_2023_SC B_GWh_Before Competition Groups_56 | Smart Power Bar | 0% | 0 | 0 | Residential_2023_SC B_GWh_Before Competition Groups_Smart Power Bar
Residential | Res ¦ Energy Star LED Specialty Bulbs | 2023 | SC C | GWh | Before Competition Groups | 410.0362 | 0 | 0 | 1322.3861 | 0.31007 | 1 | Residential_2023_SC C_GWh_Before Competition Groups_1 | Energy Star LED Specialty Bulbs | 31.01% | 0 | 410.0362 | Residential_2023_SC C_GWh_Before Competition Groups_Energy Star LED Specialty Bulbs
Residential | Res ¦ Energy Star Clothes Washer | 2023 | SC C | GWh | Before Competition Groups | 163.5278 | 0 | 0 | 1322.3861 | 0.12366 | 2 | Residential_2023_SC C_GWh_Before Competition Groups_2 | Energy Star Clothes Washer | 12.37% | 0 | 163.5278 | Residential_2023_SC C_GWh_Before Competition Groups_Energy Star Clothes Washer
Residential | Res ¦ Energy Star A Line, PAR, MR Lamps | 2023 | SC C | GWh | Before Competition Groups | 122.551 | 0 | 0 | 1322.3861 | 0.092674 | 3 | Residential_2023_SC C_GWh_Before Competition Groups_3 | Energy Star A Line, PAR, MR Lamps | 9.267% | 0 | 122.551 | Residential_2023_SC C_GWh_Before Competition Groups_Energy Star A Line, PAR, MR Lamps
Residential | Res ¦ Ductless Mini-Split Heat Pump | 2023 | SC C | GWh | Before Competition Groups | 70.6274 | 0 | 0 | 1322.3861 | 0.053409 | 4 | Residential_2023_SC C_GWh_Before Competition Groups_4 | Ductless Mini-Split Heat Pump | 5.341% | 0 | 70.6274 | Residential_2023_SC C_GWh_Before Competition Groups_Ductless Mini-Split Heat Pump
Residential | Res ¦ Variable Speed Pool Pump Motor | 2023 | SC C | GWh | Before Competition Groups | 57.498 | 0 | 0 | 1322.3861 | 0.043481 | 5 | Residential_2023_SC C_GWh_Before Competition Groups_5 | Variable Speed Pool Pump Motor | 4.348% | 0 | 57.498 | Residential_2023_SC C_GWh_Before Competition Groups_Variable Speed Pool Pump Motor
Residential | Res ¦ Car Block Heater Timer | 2023 | SC C | GWh | Before Competition Groups | 53.5245 | 0 | 0 | 1322.3861 | 0.040476 | 6 | Residential_2023_SC C_GWh_Before Competition Groups_6 | Car Block Heater Timer | 4.048% | 0 | 53.5245 | Residential_2023_SC C_GWh_Before Competition Groups_Car Block Heater Timer
Residential | Res ¦ Adaptive Thermostat | 2023 | SC C | GWh | Before Competition Groups | 48.9894 | 0 | 0 | 1322.3861 | 0.037046 | 7 | Residential_2023_SC C_GWh_Before Competition Groups_7 | Adaptive Thermostat | 3.705% | 0 | 48.9894 | Residential_2023_SC C_GWh_Before Competition Groups_Adaptive Thermostat
Residential | Res ¦ Building Recommissioning, Operations and Maintenance (O&M) Improvements | 2023 | SC C | GWh | Before Competition Groups | 44.5599 | 0 | 0 | 1322.3861 | 0.033697 | 8 | Residential_2023_SC C_GWh_Before Competition Groups_8 | Building Recommissioning, Operations and Maintenance (O&M) Improvements | 3.37% | 0 | 44.5599 | Residential_2023_SC C_GWh_Before Competition Groups_Building Recommissioning, Operations and Maintenance (O&M) Improvements
Residential | Res ¦ LED Parking Lot Fixture | 2023 | SC C | GWh | Before Competition Groups | 43.6558 | 0 | 0 | 1322.3861 | 0.033013 | 9 | Residential_2023_SC C_GWh_Before Competition Groups_9 | LED Parking Lot Fixture | 3.301% | 0 | 43.6558 | Residential_2023_SC C_GWh_Before Competition Groups_LED Parking Lot Fixture
Residential | Res ¦ Air Sealing | 2023 | SC C | GWh | Before Competition Groups | 32.0839 | 0 | 0 | 1322.3861 | 0.024262 | 10 | Residential_2023_SC C_GWh_Before Competition Groups_10 | Air Sealing | 2.426% | 0 | 32.0839 | Residential_2023_SC C_GWh_Before Competition Groups_Air Sealing
Residential | Res ¦ Energy Star Torchiere | 2023 | SC C | GWh | Before Competition Groups | 31.9327 | 0 | 0 | 1322.3861 | 0.024148 | 11 | Residential_2023_SC C_GWh_Before Competition Groups_11 | Energy Star Torchiere | 2.415% | 0 | 31.9327 | Residential_2023_SC C_GWh_Before Competition Groups_Energy Star Torchiere
Residential | Res ¦ Comprehensive Draft Proofing | 2023 | SC C | GWh | Before Competition Groups | 22.6637 | 0 | 0 | 1322.3861 | 0.017139 | 12 | Residential_2023_SC C_GWh_Before Competition Groups_12 | Comprehensive Draft Proofing | 1.714% | 0 | 22.6637 | Residential_2023_SC C_GWh_Before Competition Groups_Comprehensive Draft Proofing
Residential | Res ¦ LED Exterior Area Lights - LED Fixture (200W) | 2023 | SC C | GWh | Before Competition Groups | 20.4655 | 0 | 0 | 1322.3861 | 0.015476 | 13 | Residential_2023_SC C_GWh_Before Competition Groups_13 | LED Exterior Area Lights - LED Fixture (200W) | 1.548% | 0 | 20.4655 | Residential_2023_SC C_GWh_Before Competition Groups_LED Exterior Area Lights - LED Fixture (200W)
Residential | Res ¦ Energy Star Light Fixture | 2023 | SC C | GWh | Before Competition Groups | 18.421 | 0 | 0 | 1322.3861 | 0.01393 | 14 | Residential_2023_SC C_GWh_Before Competition Groups_14 | Energy Star Light Fixture | 1.393% | 0 | 18.421 | Residential_2023_SC C_GWh_Before Competition Groups_Energy Star Light Fixture
Residential | Res ¦ Basement Wall Insulation | 2023 | SC C | GWh | Before Competition Groups | 18.2767 | 0 | 0 | 1322.3861 | 0.013821 | 15 | Residential_2023_SC C_GWh_Before Competition Groups_15 | Basement Wall Insulation | 1.382% | 0 | 18.2767 | Residential_2023_SC C_GWh_Before Competition Groups_Basement Wall Insulation
Residential | Res ¦ Energy Star Clothes Dryer | 2023 | SC C | GWh | Before Competition Groups | 17.7208 | 0 | 0 | 1322.3861 | 0.013401 | 16 | Residential_2023_SC C_GWh_Before Competition Groups_16 | Energy Star Clothes Dryer | 1.34% | 0 | 17.7208 | Residential_2023_SC C_GWh_Before Competition Groups_Energy Star Clothes Dryer
Residential | Res ¦ LED Tube Re-Lamp | 2023 | SC C | GWh | Before Competition Groups | 14.9224 | 0 | 0 | 1322.3861 | 0.011284 | 17 | Residential_2023_SC C_GWh_Before Competition Groups_17 | LED Tube Re-Lamp | 1.128% | 0 | 14.9224 | Residential_2023_SC C_GWh_Before Competition Groups_LED Tube Re-Lamp
Residential | Res ¦ Occupancy Sensors MF | 2023 | SC C | GWh | Before Competition Groups | 14.8998 | 0 | 0 | 1322.3861 | 0.011267 | 18 | Residential_2023_SC C_GWh_Before Competition Groups_18 | Occupancy Sensors MF | 1.127% | 0 | 14.8998 | Residential_2023_SC C_GWh_Before Competition Groups_Occupancy Sensors MF
Residential | Res ¦ Attic Insulation | 2023 | SC C | GWh | Before Competition Groups | 13.8066 | 0 | 0 | 1322.3861 | 0.010441 | 19 | Residential_2023_SC C_GWh_Before Competition Groups_19 | Attic Insulation | 1.044% | 0 | 13.8066 | Residential_2023_SC C_GWh_Before Competition Groups_Attic Insulation
Residential | Res ¦ Energy Star Air Source Heat Pump | 2023 | SC C | GWh | Before Competition Groups | 11.7954 | 0 | 0 | 1322.3861 | 0.0089198 | 20 | Residential_2023_SC C_GWh_Before Competition Groups_20 | Energy Star Air Source Heat Pump | 0.892% | 0 | 11.7954 | Residential_2023_SC C_GWh_Before Competition Groups_Energy Star Air Source Heat Pump
Residential | Res ¦ Refrigerator Recycling | 2023 | SC C | GWh | Before Competition Groups | 11.6807 | 0 | 0 | 1322.3861 | 0.008833 | 21 | Residential_2023_SC C_GWh_Before Competition Groups_21 | Refrigerator Recycling | 0.8833% | 0 | 11.6807 | Residential_2023_SC C_GWh_Before Competition Groups_Refrigerator Recycling
Residential | Res ¦ ENERGY STAR LED LAMPS (REFLECTOR LAMPs/MR16/PAR 16) | 2023 | SC C | GWh | Before Competition Groups | 10.5039 | 0 | 0 | 1322.3861 | 0.0079431 | 22 | Residential_2023_SC C_GWh_Before Competition Groups_22 | ENERGY STAR LED LAMPS (REFLECTOR LAMPs/MR16/PAR 16) | 0.7943% | 0 | 10.5039 | Residential_2023_SC C_GWh_Before Competition Groups_ENERGY STAR LED LAMPS (REFLECTOR LAMPs/MR16/PAR 16)
Residential | Res ¦ Energy Star Room Air Conditioner | 2023 | SC C | GWh | Before Competition Groups | 9.2385 | 0 | 0 | 1322.3861 | 0.0069862 | 23 | Residential_2023_SC C_GWh_Before Competition Groups_23 | Energy Star Room Air Conditioner | 0.6986% | 0 | 9.2385 | Residential_2023_SC C_GWh_Before Competition Groups_Energy Star Room Air Conditioner
Residential | Res ¦ Minimize Hot and Warm Clothes Wash | 2023 | SC C | GWh | Before Competition Groups | 7.8688 | 0 | 0 | 1322.3861 | 0.0059505 | 24 | Residential_2023_SC C_GWh_Before Competition Groups_24 | Minimize Hot and Warm Clothes Wash | 0.595% | 0 | 7.8688 | Residential_2023_SC C_GWh_Before Competition Groups_Minimize Hot and Warm Clothes Wash
Residential | Res ¦ Outside Air Economizer | 2023 | SC C | GWh | Before Competition Groups | 7.0087 | 0 | 0 | 1322.3861 | 0.0053001 | 25 | Residential_2023_SC C_GWh_Before Competition Groups_25 | Outside Air Economizer | 0.53% | 0 | 7.0087 | Residential_2023_SC C_GWh_Before Competition Groups_Outside Air Economizer
Residential | Res ¦ Advanced BAS/Controllers | 2023 | SC C | GWh | Before Competition Groups | 6.5219 | 0 | 0 | 1322.3861 | 0.0049319 | 26 | Residential_2023_SC C_GWh_Before Competition Groups_26 | Advanced BAS/Controllers | 0.4932% | 0 | 6.5219 | Residential_2023_SC C_GWh_Before Competition Groups_Advanced BAS/Controllers
Residential | Res ¦ Furnace Whistle | 2023 | SC C | GWh | Before Competition Groups | 5.616 | 0 | 0 | 1322.3861 | 0.0042468 | 27 | Residential_2023_SC C_GWh_Before Competition Groups_27 | Furnace Whistle | 0.4247% | 0 | 5.616 | Residential_2023_SC C_GWh_Before Competition Groups_Furnace Whistle
Residential | Res ¦ High Efficiency Chiller (avg of water and air cooled) | 2023 | SC C | GWh | Before Competition Groups | 5.3583 | 0 | 0 | 1322.3861 | 0.004052 | 28 | Residential_2023_SC C_GWh_Before Competition Groups_28 | High Efficiency Chiller (avg of water and air cooled) | 0.4052% | 0 | 5.3583 | Residential_2023_SC C_GWh_Before Competition Groups_High Efficiency Chiller (avg of water and air cooled)
Residential | Res ¦ Demand Control Ventilation | 2023 | SC C | GWh | Before Competition Groups | 3.0079 | 0 | 0 | 1322.3861 | 0.0022746 | 29 | Residential_2023_SC C_GWh_Before Competition Groups_29 | Demand Control Ventilation | 0.2275% | 0 | 3.0079 | Residential_2023_SC C_GWh_Before Competition Groups_Demand Control Ventilation
Residential | Res ¦ Floor Insulation | 2023 | SC C | GWh | Before Competition Groups | 2.904 | 0 | 0 | 1322.3861 | 0.002196 | 30 | Residential_2023_SC C_GWh_Before Competition Groups_30 | Floor Insulation | 0.2196% | 0 | 2.904 | Residential_2023_SC C_GWh_Before Competition Groups_Floor Insulation
Residential | Res ¦ Energy Star Freezer | 2023 | SC C | GWh | Before Competition Groups | 2.7802 | 0 | 0 | 1322.3861 | 0.0021024 | 31 | Residential_2023_SC C_GWh_Before Competition Groups_31 | Energy Star Freezer | 0.2102% | 0 | 2.7802 | Residential_2023_SC C_GWh_Before Competition Groups_Energy Star Freezer
Residential | Res ¦ ENERGY STAR LED Lamps (General Service Lamps) | 2023 | SC C | GWh | Before Competition Groups | 2.5838 | 0 | 0 | 1322.3861 | 0.0019539 | 32 | Residential_2023_SC C_GWh_Before Competition Groups_32 | ENERGY STAR LED Lamps (General Service Lamps) | 0.1954% | 0 | 2.5838 | Residential_2023_SC C_GWh_Before Competition Groups_ENERGY STAR LED Lamps (General Service Lamps)
Residential | Res ¦ CO Sensors for parking garage exhaust fans | 2023 | SC C | GWh | Before Competition Groups | 2.4249 | 0 | 0 | 1322.3861 | 0.0018337 | 33 | Residential_2023_SC C_GWh_Before Competition Groups_33 | CO Sensors for parking garage exhaust fans | 0.1834% | 0 | 2.4249 | Residential_2023_SC C_GWh_Before Competition Groups_CO Sensors for parking garage exhaust fans
Residential | Res ¦ Variable Frequency Drive (VFD) | 2023 | SC C | GWh | Before Competition Groups | 2.3823 | 0 | 0 | 1322.3861 | 0.0018015 | 34 | Residential_2023_SC C_GWh_Before Competition Groups_34 | Variable Frequency Drive (VFD) | 0.1802% | 0 | 2.3823 | Residential_2023_SC C_GWh_Before Competition Groups_Variable Frequency Drive (VFD)
Residential | Res ¦ Water Heater Temperature Setback | 2023 | SC C | GWh | Before Competition Groups | 1.7802 | 0 | 0 | 1322.3861 | 0.0013462 | 35 | Residential_2023_SC C_GWh_Before Competition Groups_35 | Water Heater Temperature Setback | 0.1346% | 0 | 1.7802 | Residential_2023_SC C_GWh_Before Competition Groups_Water Heater Temperature Setback
Residential | Res ¦ Condensing Make Up Air Unit | 2023 | SC C | GWh | Before Competition Groups | 1.5991 | 0 | 0 | 1322.3861 | 0.0012093 | 36 | Residential_2023_SC C_GWh_Before Competition Groups_36 | Condensing Make Up Air Unit | 0.1209% | 0 | 1.5991 | Residential_2023_SC C_GWh_Before Competition Groups_Condensing Make Up Air Unit
Residential | Res ¦ Energy Star Dehumidifier | 2023 | SC C | GWh | Before Competition Groups | 1.4152 | 0 | 0 | 1322.3861 | 0.0010702 | 37 | Residential_2023_SC C_GWh_Before Competition Groups_37 | Energy Star Dehumidifier | 0.107% | 0 | 1.4152 | Residential_2023_SC C_GWh_Before Competition Groups_Energy Star Dehumidifier
Residential | Res ¦ Duct Insulation MF | 2023 | SC C | GWh | Before Competition Groups | 1.3112 | 0 | 0 | 1322.3861 | 0.00099155 | 38 | Residential_2023_SC C_GWh_Before Competition Groups_38 | Duct Insulation MF | 0.09915% | 0 | 1.3112 | Residential_2023_SC C_GWh_Before Competition Groups_Duct Insulation MF
Residential | Res ¦ Duct Insulation | 2023 | SC C | GWh | Before Competition Groups | 1.006 | 0 | 0 | 1322.3861 | 0.00076072 | 39 | Residential_2023_SC C_GWh_Before Competition Groups_39 | Duct Insulation | 0.07607% | 0 | 1.006 | Residential_2023_SC C_GWh_Before Competition Groups_Duct Insulation
Residential | Res ¦ Home Energy Reports | 2023 | SC C | GWh | Before Competition Groups | 0.78341 | 0 | 0 | 1322.3861 | 0.00059242 | 40 | Residential_2023_SC C_GWh_Before Competition Groups_40 | Home Energy Reports | 0.05924% | 0 | 0.78341 | Residential_2023_SC C_GWh_Before Competition Groups_Home Energy Reports
Residential | Res ¦ VFD on Pumps | 2023 | SC C | GWh | Before Competition Groups | 0.73258 | 0 | 0 | 1322.3861 | 0.00055398 | 41 | Residential_2023_SC C_GWh_Before Competition Groups_41 | VFD on Pumps | 0.0554% | 0 | 0.73258 | Residential_2023_SC C_GWh_Before Competition Groups_VFD on Pumps
Residential | Res ¦ Clothes Drying Racks | 2023 | SC C | GWh | Before Competition Groups | 0.73063 | 0 | 0 | 1322.3861 | 0.00055251 | 42 | Residential_2023_SC C_GWh_Before Competition Groups_42 | Clothes Drying Racks | 0.05525% | 0 | 0.73063 | Residential_2023_SC C_GWh_Before Competition Groups_Clothes Drying Racks
Residential | Res ¦ Heat Recovery Ventilator | 2023 | SC C | GWh | Before Competition Groups | 0.39169 | 0 | 0 | 1322.3861 | 0.0002962 | 43 | Residential_2023_SC C_GWh_Before Competition Groups_43 | Heat Recovery Ventilator | 0.02962% | 0 | 0.39169 | Residential_2023_SC C_GWh_Before Competition Groups_Heat Recovery Ventilator
Residential | Res ¦ ECM MOTORS FOR HVAC APPLICATION (FAN-POWERED VAV BOX) | 2023 | SC C | GWh | Before Competition Groups | 0.36673 | 0 | 0 | 1322.3861 | 0.00027733 | 44 | Residential_2023_SC C_GWh_Before Competition Groups_44 | ECM MOTORS FOR HVAC APPLICATION (FAN-POWERED VAV BOX) | 0.02773% | 0 | 0.36673 | Residential_2023_SC C_GWh_Before Competition Groups_ECM MOTORS FOR HVAC APPLICATION (FAN-POWERED VAV BOX)
Residential | Res ¦ Beverage Vending Machine Controls | 2023 | SC C | GWh | Before Competition Groups | 0.19324 | 0 | 0 | 1322.3861 | 0.00014613 | 45 | Residential_2023_SC C_GWh_Before Competition Groups_45 | Beverage Vending Machine Controls | 0.01461% | 0 | 0.19324 | Residential_2023_SC C_GWh_Before Competition Groups_Beverage Vending Machine Controls
Residential | Res ¦ Tankless Water Heater | 2023 | SC C | GWh | Before Competition Groups | 0.11332 | 0 | 0 | 1322.3861 | 8.5692e-05 | 46 | Residential_2023_SC C_GWh_Before Competition Groups_46 | Tankless Water Heater | 0.008569% | 0 | 0.11332 | Residential_2023_SC C_GWh_Before Competition Groups_Tankless Water Heater
Residential | Res ¦ LED High Bay Fixture | 2023 | SC C | GWh | Before Competition Groups | 0.075365 | 0 | 0 | 1322.3861 | 5.6992e-05 | 47 | Residential_2023_SC C_GWh_Before Competition Groups_47 | LED High Bay Fixture | 0.005699% | 0 | 0.075365 | Residential_2023_SC C_GWh_Before Competition Groups_LED High Bay Fixture
Residential | Res ¦ Chilled Water Optimization | 2023 | SC C | GWh | Before Competition Groups | 0.040795 | 0 | 0 | 1322.3861 | 3.085e-05 | 48 | Residential_2023_SC C_GWh_Before Competition Groups_48 | Chilled Water Optimization | 0.003085% | 0 | 0.040795 | Residential_2023_SC C_GWh_Before Competition Groups_Chilled Water Optimization
Residential | Res ¦ Wall Insulation | 2023 | SC C | GWh | Before Competition Groups | 0.0043647 | 0 | 0 | 1322.3861 | 3.3006e-06 | 49 | Residential_2023_SC C_GWh_Before Competition Groups_49 | Wall Insulation | 0.0003301% | 0 | 0.0043647 | Residential_2023_SC C_GWh_Before Competition Groups_Wall Insulation
Residential | Res ¦ Wall Insulation MF | 2023 | SC C | GWh | Before Competition Groups | 0.0032192 | 0 | 0 | 1322.3861 | 2.4344e-06 | 50 | Residential_2023_SC C_GWh_Before Competition Groups_50 | Wall Insulation MF | 0.0002434% | 0 | 0.0032192 | Residential_2023_SC C_GWh_Before Competition Groups_Wall Insulation MF
Residential | Res ¦ Freezer Recycling | 2023 | SC C | GWh | Before Competition Groups | 0.00081317 | 0 | 0 | 1322.3861 | 6.1492e-07 | 51 | Residential_2023_SC C_GWh_Before Competition Groups_51 | Freezer Recycling | 6.149e-05% | 0 | 0.00081317 | Residential_2023_SC C_GWh_Before Competition Groups_Freezer Recycling
Residential | Res ¦ Energy Star LED Bulbs General Purpose LEDs | 2023 | SC C | GWh | Before Competition Groups | 1.9623e-07 | 0 | 0 | 1322.3861 | 1.4839e-10 | 52 | Residential_2023_SC C_GWh_Before Competition Groups_52 | Energy Star LED Bulbs General Purpose LEDs | 1.484e-08% | 0 | 1.9623e-07 | Residential_2023_SC C_GWh_Before Competition Groups_Energy Star LED Bulbs General Purpose LEDs
Residential | Res ¦ Heavy Duty Outdoor/Holiday Plug-in Timers | 2023 | SC C | GWh | Before Competition Groups | 0 | 0 | 0 | 1322.3861 | 0 | 53 | Residential_2023_SC C_GWh_Before Competition Groups_53 | Heavy Duty Outdoor/Holiday Plug-in Timers | 0% | 0 | 0 | Residential_2023_SC C_GWh_Before Competition Groups_Heavy Duty Outdoor/Holiday Plug-in Timers
Residential | Res ¦ LED Downlight | 2023 | SC C | GWh | Before Competition Groups | 0 | 0 | 0 | 1322.3861 | 0 | 54 | Residential_2023_SC C_GWh_Before Competition Groups_54 | LED Downlight | 0% | 0 | 0 | Residential_2023_SC C_GWh_Before Competition Groups_LED Downlight
Residential | Res ¦ Smart Burners | 2023 | SC C | GWh | Before Competition Groups | 0 | 0 | 0 | 1322.3861 | 0 | 55 | Residential_2023_SC C_GWh_Before Competition Groups_55 | Smart Burners | 0% | 0 | 0 | Residential_2023_SC C_GWh_Before Competition Groups_Smart Burners
Residential | Res ¦ Smart Power Bar | 2023 | SC C | GWh | Before Competition Groups | 0 | 0 | 0 | 1322.3861 | 0 | 56 | Residential_2023_SC C_GWh_Before Competition Groups_56 | Smart Power Bar | 0% | 0 | 0 | Residential_2023_SC C_GWh_Before Competition Groups_Smart Power Bar
Residential | Res ¦ Energy Star LED Specialty Bulbs | 2023 | SC D | GWh | Before Competition Groups | 225.9956 | 0 | 0 | 1112.4596 | 0.20315 | 1 | Residential_2023_SC D_GWh_Before Competition Groups_1 | Energy Star LED Specialty Bulbs | 20.31% | 0 | 225.9956 | Residential_2023_SC D_GWh_Before Competition Groups_Energy Star LED Specialty Bulbs
Residential | Res ¦ Energy Star LED Bulbs General Purpose LEDs | 2023 | SC D | GWh | Before Competition Groups | 198.0279 | 0 | 0 | 1112.4596 | 0.17801 | 2 | Residential_2023_SC D_GWh_Before Competition Groups_2 | Energy Star LED Bulbs General Purpose LEDs | 17.8% | 0 | 198.0279 | Residential_2023_SC D_GWh_Before Competition Groups_Energy Star LED Bulbs General Purpose LEDs
Residential | Res ¦ Energy Star A Line, PAR, MR Lamps | 2023 | SC D | GWh | Before Competition Groups | 123.2346 | 0 | 0 | 1112.4596 | 0.11078 | 3 | Residential_2023_SC D_GWh_Before Competition Groups_3 | Energy Star A Line, PAR, MR Lamps | 11.08% | 0 | 123.2346 | Residential_2023_SC D_GWh_Before Competition Groups_Energy Star A Line, PAR, MR Lamps
Residential | Res ¦ Energy Star Clothes Washer | 2023 | SC D | GWh | Before Competition Groups | 99.226 | 0 | 0 | 1112.4596 | 0.089195 | 4 | Residential_2023_SC D_GWh_Before Competition Groups_4 | Energy Star Clothes Washer | 8.92% | 0 | 99.226 | Residential_2023_SC D_GWh_Before Competition Groups_Energy Star Clothes Washer
Residential | Res ¦ Ductless Mini-Split Heat Pump | 2023 | SC D | GWh | Before Competition Groups | 70.628 | 0 | 0 | 1112.4596 | 0.063488 | 5 | Residential_2023_SC D_GWh_Before Competition Groups_5 | Ductless Mini-Split Heat Pump | 6.349% | 0 | 70.628 | Residential_2023_SC D_GWh_Before Competition Groups_Ductless Mini-Split Heat Pump
Residential | Res ¦ Building Recommissioning, Operations and Maintenance (O&M) Improvements | 2023 | SC D | GWh | Before Competition Groups | 44.5599 | 0 | 0 | 1112.4596 | 0.040055 | 6 | Residential_2023_SC D_GWh_Before Competition Groups_6 | Building Recommissioning, Operations and Maintenance (O&M) Improvements | 4.006% | 0 | 44.5599 | Residential_2023_SC D_GWh_Before Competition Groups_Building Recommissioning, Operations and Maintenance (O&M) Improvements
Residential | Res ¦ LED Parking Lot Fixture | 2023 | SC D | GWh | Before Competition Groups | 43.6558 | 0 | 0 | 1112.4596 | 0.039243 | 7 | Residential_2023_SC D_GWh_Before Competition Groups_7 | LED Parking Lot Fixture | 3.924% | 0 | 43.6558 | Residential_2023_SC D_GWh_Before Competition Groups_LED Parking Lot Fixture
Residential | Res ¦ Variable Speed Pool Pump Motor | 2023 | SC D | GWh | Before Competition Groups | 37.6316 | 0 | 0 | 1112.4596 | 0.033827 | 8 | Residential_2023_SC D_GWh_Before Competition Groups_8 | Variable Speed Pool Pump Motor | 3.383% | 0 | 37.6316 | Residential_2023_SC D_GWh_Before Competition Groups_Variable Speed Pool Pump Motor
Residential | Res ¦ Adaptive Thermostat | 2023 | SC D | GWh | Before Competition Groups | 29.3217 | 0 | 0 | 1112.4596 | 0.026358 | 9 | Residential_2023_SC D_GWh_Before Competition Groups_9 | Adaptive Thermostat | 2.636% | 0 | 29.3217 | Residential_2023_SC D_GWh_Before Competition Groups_Adaptive Thermostat
Residential | Res ¦ Energy Star Torchiere | 2023 | SC D | GWh | Before Competition Groups | 28.1 | 0 | 0 | 1112.4596 | 0.025259 | 10 | Residential_2023_SC D_GWh_Before Competition Groups_10 | Energy Star Torchiere | 2.526% | 0 | 28.1 | Residential_2023_SC D_GWh_Before Competition Groups_Energy Star Torchiere
Residential | Res ¦ Comprehensive Draft Proofing | 2023 | SC D | GWh | Before Competition Groups | 20.3074 | 0 | 0 | 1112.4596 | 0.018254 | 11 | Residential_2023_SC D_GWh_Before Competition Groups_11 | Comprehensive Draft Proofing | 1.825% | 0 | 20.3074 | Residential_2023_SC D_GWh_Before Competition Groups_Comprehensive Draft Proofing
Residential | Res ¦ LED Exterior Area Lights - LED Fixture (200W) | 2023 | SC D | GWh | Before Competition Groups | 17.9631 | 0 | 0 | 1112.4596 | 0.016147 | 12 | Residential_2023_SC D_GWh_Before Competition Groups_12 | LED Exterior Area Lights - LED Fixture (200W) | 1.615% | 0 | 17.9631 | Residential_2023_SC D_GWh_Before Competition Groups_LED Exterior Area Lights - LED Fixture (200W)
Residential | Res ¦ Basement Wall Insulation | 2023 | SC D | GWh | Before Competition Groups | 17.6271 | 0 | 0 | 1112.4596 | 0.015845 | 13 | Residential_2023_SC D_GWh_Before Competition Groups_13 | Basement Wall Insulation | 1.585% | 0 | 17.6271 | Residential_2023_SC D_GWh_Before Competition Groups_Basement Wall Insulation
Residential | Res ¦ Occupancy Sensors MF | 2023 | SC D | GWh | Before Competition Groups | 14.8998 | 0 | 0 | 1112.4596 | 0.013394 | 14 | Residential_2023_SC D_GWh_Before Competition Groups_14 | Occupancy Sensors MF | 1.339% | 0 | 14.8998 | Residential_2023_SC D_GWh_Before Competition Groups_Occupancy Sensors MF
Residential | Res ¦ LED Tube Re-Lamp | 2023 | SC D | GWh | Before Competition Groups | 14.8182 | 0 | 0 | 1112.4596 | 0.01332 | 15 | Residential_2023_SC D_GWh_Before Competition Groups_15 | LED Tube Re-Lamp | 1.332% | 0 | 14.8182 | Residential_2023_SC D_GWh_Before Competition Groups_LED Tube Re-Lamp
Residential | Res ¦ Air Sealing | 2023 | SC D | GWh | Before Competition Groups | 13.4404 | 0 | 0 | 1112.4596 | 0.012082 | 16 | Residential_2023_SC D_GWh_Before Competition Groups_16 | Air Sealing | 1.208% | 0 | 13.4404 | Residential_2023_SC D_GWh_Before Competition Groups_Air Sealing
Residential | Res ¦ Energy Star Air Source Heat Pump | 2023 | SC D | GWh | Before Competition Groups | 11.7954 | 0 | 0 | 1112.4596 | 0.010603 | 17 | Residential_2023_SC D_GWh_Before Competition Groups_17 | Energy Star Air Source Heat Pump | 1.06% | 0 | 11.7954 | Residential_2023_SC D_GWh_Before Competition Groups_Energy Star Air Source Heat Pump
Residential | Res ¦ Energy Star Light Fixture | 2023 | SC D | GWh | Before Competition Groups | 11.1543 | 0 | 0 | 1112.4596 | 0.010027 | 18 | Residential_2023_SC D_GWh_Before Competition Groups_18 | Energy Star Light Fixture | 1.003% | 0 | 11.1543 | Residential_2023_SC D_GWh_Before Competition Groups_Energy Star Light Fixture
Residential | Res ¦ ENERGY STAR LED LAMPS (REFLECTOR LAMPs/MR16/PAR 16) | 2023 | SC D | GWh | Before Competition Groups | 10.5039 | 0 | 0 | 1112.4596 | 0.009442 | 19 | Residential_2023_SC D_GWh_Before Competition Groups_19 | ENERGY STAR LED LAMPS (REFLECTOR LAMPs/MR16/PAR 16) | 0.9442% | 0 | 10.5039 | Residential_2023_SC D_GWh_Before Competition Groups_ENERGY STAR LED LAMPS (REFLECTOR LAMPs/MR16/PAR 16)
Residential | Res ¦ Energy Star Room Air Conditioner | 2023 | SC D | GWh | Before Competition Groups | 9.2149 | 0 | 0 | 1112.4596 | 0.0082834 | 20 | Residential_2023_SC D_GWh_Before Competition Groups_20 | Energy Star Room Air Conditioner | 0.8283% | 0 | 9.2149 | Residential_2023_SC D_GWh_Before Competition Groups_Energy Star Room Air Conditioner
Residential | Res ¦ Energy Star Clothes Dryer | 2023 | SC D | GWh | Before Competition Groups | 8.3645 | 0 | 0 | 1112.4596 | 0.0075189 | 21 | Residential_2023_SC D_GWh_Before Competition Groups_21 | Energy Star Clothes Dryer | 0.7519% | 0 | 8.3645 | Residential_2023_SC D_GWh_Before Competition Groups_Energy Star Clothes Dryer
Residential | Res ¦ Attic Insulation | 2023 | SC D | GWh | Before Competition Groups | 7.9443 | 0 | 0 | 1112.4596 | 0.0071412 | 22 | Residential_2023_SC D_GWh_Before Competition Groups_22 | Attic Insulation | 0.7141% | 0 | 7.9443 | Residential_2023_SC D_GWh_Before Competition Groups_Attic Insulation
Residential | Res ¦ Minimize Hot and Warm Clothes Wash | 2023 | SC D | GWh | Before Competition Groups | 7.8688 | 0 | 0 | 1112.4596 | 0.0070734 | 23 | Residential_2023_SC D_GWh_Before Competition Groups_23 | Minimize Hot and Warm Clothes Wash | 0.7073% | 0 | 7.8688 | Residential_2023_SC D_GWh_Before Competition Groups_Minimize Hot and Warm Clothes Wash
Residential | Res ¦ Refrigerator Recycling | 2023 | SC D | GWh | Before Competition Groups | 7.0702 | 0 | 0 | 1112.4596 | 0.0063554 | 24 | Residential_2023_SC D_GWh_Before Competition Groups_24 | Refrigerator Recycling | 0.6355% | 0 | 7.0702 | Residential_2023_SC D_GWh_Before Competition Groups_Refrigerator Recycling
Residential | Res ¦ Outside Air Economizer | 2023 | SC D | GWh | Before Competition Groups | 7.0087 | 0 | 0 | 1112.4596 | 0.0063002 | 25 | Residential_2023_SC D_GWh_Before Competition Groups_25 | Outside Air Economizer | 0.63% | 0 | 7.0087 | Residential_2023_SC D_GWh_Before Competition Groups_Outside Air Economizer
Residential | Res ¦ Advanced BAS/Controllers | 2023 | SC D | GWh | Before Competition Groups | 6.5219 | 0 | 0 | 1112.4596 | 0.0058626 | 26 | Residential_2023_SC D_GWh_Before Competition Groups_26 | Advanced BAS/Controllers | 0.5863% | 0 | 6.5219 | Residential_2023_SC D_GWh_Before Competition Groups_Advanced BAS/Controllers
Residential | Res ¦ Furnace Whistle | 2023 | SC D | GWh | Before Competition Groups | 5.616 | 0 | 0 | 1112.4596 | 0.0050482 | 27 | Residential_2023_SC D_GWh_Before Competition Groups_27 | Furnace Whistle | 0.5048% | 0 | 5.616 | Residential_2023_SC D_GWh_Before Competition Groups_Furnace Whistle
Residential | Res ¦ High Efficiency Chiller (avg of water and air cooled) | 2023 | SC D | GWh | Before Competition Groups | 5.3583 | 0 | 0 | 1112.4596 | 0.0048166 | 28 | Residential_2023_SC D_GWh_Before Competition Groups_28 | High Efficiency Chiller (avg of water and air cooled) | 0.4817% | 0 | 5.3583 | Residential_2023_SC D_GWh_Before Competition Groups_High Efficiency Chiller (avg of water and air cooled)
Residential | Res ¦ ENERGY STAR LED Lamps (General Service Lamps) | 2023 | SC D | GWh | Before Competition Groups | 2.5838 | 0 | 0 | 1112.4596 | 0.0023226 | 29 | Residential_2023_SC D_GWh_Before Competition Groups_29 | ENERGY STAR LED Lamps (General Service Lamps) | 0.2323% | 0 | 2.5838 | Residential_2023_SC D_GWh_Before Competition Groups_ENERGY STAR LED Lamps (General Service Lamps)
Residential | Res ¦ Variable Frequency Drive (VFD) | 2023 | SC D | GWh | Before Competition Groups | 1.788 | 0 | 0 | 1112.4596 | 0.0016072 | 30 | Residential_2023_SC D_GWh_Before Competition Groups_30 | Variable Frequency Drive (VFD) | 0.1607% | 0 | 1.788 | Residential_2023_SC D_GWh_Before Competition Groups_Variable Frequency Drive (VFD)
Residential | Res ¦ Water Heater Temperature Setback | 2023 | SC D | GWh | Before Competition Groups | 1.5908 | 0 | 0 | 1112.4596 | 0.00143 | 31 | Residential_2023_SC D_GWh_Before Competition Groups_31 | Water Heater Temperature Setback | 0.143% | 0 | 1.5908 | Residential_2023_SC D_GWh_Before Competition Groups_Water Heater Temperature Setback
Residential | Res ¦ CO Sensors for parking garage exhaust fans | 2023 | SC D | GWh | Before Competition Groups | 1.4926 | 0 | 0 | 1112.4596 | 0.0013417 | 32 | Residential_2023_SC D_GWh_Before Competition Groups_32 | CO Sensors for parking garage exhaust fans | 0.1342% | 0 | 1.4926 | Residential_2023_SC D_GWh_Before Competition Groups_CO Sensors for parking garage exhaust fans
Residential | Res ¦ Energy Star Freezer | 2023 | SC D | GWh | Before Competition Groups | 1.2728 | 0 | 0 | 1112.4596 | 0.0011441 | 33 | Residential_2023_SC D_GWh_Before Competition Groups_33 | Energy Star Freezer | 0.1144% | 0 | 1.2728 | Residential_2023_SC D_GWh_Before Competition Groups_Energy Star Freezer
Residential | Res ¦ Demand Control Ventilation | 2023 | SC D | GWh | Before Competition Groups | 1.2286 | 0 | 0 | 1112.4596 | 0.0011044 | 34 | Residential_2023_SC D_GWh_Before Competition Groups_34 | Demand Control Ventilation | 0.1104% | 0 | 1.2286 | Residential_2023_SC D_GWh_Before Competition Groups_Demand Control Ventilation
Residential | Res ¦ Home Energy Reports | 2023 | SC D | GWh | Before Competition Groups | 0.78341 | 0 | 0 | 1112.4596 | 0.00070421 | 35 | Residential_2023_SC D_GWh_Before Competition Groups_35 | Home Energy Reports | 0.07042% | 0 | 0.78341 | Residential_2023_SC D_GWh_Before Competition Groups_Home Energy Reports
Residential | Res ¦ Clothes Drying Racks | 2023 | SC D | GWh | Before Competition Groups | 0.73063 | 0 | 0 | 1112.4596 | 0.00065677 | 36 | Residential_2023_SC D_GWh_Before Competition Groups_36 | Clothes Drying Racks | 0.06568% | 0 | 0.73063 | Residential_2023_SC D_GWh_Before Competition Groups_Clothes Drying Racks
Residential | Res ¦ Floor Insulation | 2023 | SC D | GWh | Before Competition Groups | 0.55755 | 0 | 0 | 1112.4596 | 0.00050119 | 37 | Residential_2023_SC D_GWh_Before Competition Groups_37 | Floor Insulation | 0.05012% | 0 | 0.55755 | Residential_2023_SC D_GWh_Before Competition Groups_Floor Insulation
Residential | Res ¦ VFD on Pumps | 2023 | SC D | GWh | Before Competition Groups | 0.50376 | 0 | 0 | 1112.4596 | 0.00045284 | 38 | Residential_2023_SC D_GWh_Before Competition Groups_38 | VFD on Pumps | 0.04528% | 0 | 0.50376 | Residential_2023_SC D_GWh_Before Competition Groups_VFD on Pumps
Residential | Res ¦ Energy Star Dehumidifier | 2023 | SC D | GWh | Before Competition Groups | 0.47019 | 0 | 0 | 1112.4596 | 0.00042266 | 39 | Residential_2023_SC D_GWh_Before Competition Groups_39 | Energy Star Dehumidifier | 0.04227% | 0 | 0.47019 | Residential_2023_SC D_GWh_Before Competition Groups_Energy Star Dehumidifier
Residential | Res ¦ Condensing Make Up Air Unit | 2023 | SC D | GWh | Before Competition Groups | 0.44616 | 0 | 0 | 1112.4596 | 0.00040106 | 40 | Residential_2023_SC D_GWh_Before Competition Groups_40 | Condensing Make Up Air Unit | 0.04011% | 0 | 0.44616 | Residential_2023_SC D_GWh_Before Competition Groups_Condensing Make Up Air Unit
Residential | Res ¦ Duct Insulation | 2023 | SC D | GWh | Before Competition Groups | 0.29766 | 0 | 0 | 1112.4596 | 0.00026757 | 41 | Residential_2023_SC D_GWh_Before Competition Groups_41 | Duct Insulation | 0.02676% | 0 | 0.29766 | Residential_2023_SC D_GWh_Before Competition Groups_Duct Insulation
Residential | Res ¦ ECM MOTORS FOR HVAC APPLICATION (FAN-POWERED VAV BOX) | 2023 | SC D | GWh | Before Competition Groups | 0.27989 | 0 | 0 | 1112.4596 | 0.00025159 | 42 | Residential_2023_SC D_GWh_Before Competition Groups_42 | ECM MOTORS FOR HVAC APPLICATION (FAN-POWERED VAV BOX) | 0.02516% | 0 | 0.27989 | Residential_2023_SC D_GWh_Before Competition Groups_ECM MOTORS FOR HVAC APPLICATION (FAN-POWERED VAV BOX)
Residential | Res ¦ Duct Insulation MF | 2023 | SC D | GWh | Before Competition Groups | 0.17125 | 0 | 0 | 1112.4596 | 0.00015393 | 43 | Residential_2023_SC D_GWh_Before Competition Groups_43 | Duct Insulation MF | 0.01539% | 0 | 0.17125 | Residential_2023_SC D_GWh_Before Competition Groups_Duct Insulation MF
Residential | Res ¦ Beverage Vending Machine Controls | 2023 | SC D | GWh | Before Competition Groups | 0.14981 | 0 | 0 | 1112.4596 | 0.00013467 | 44 | Residential_2023_SC D_GWh_Before Competition Groups_44 | Beverage Vending Machine Controls | 0.01347% | 0 | 0.14981 | Residential_2023_SC D_GWh_Before Competition Groups_Beverage Vending Machine Controls
Residential | Res ¦ Heat Recovery Ventilator | 2023 | SC D | GWh | Before Competition Groups | 0.13268 | 0 | 0 | 1112.4596 | 0.00011927 | 45 | Residential_2023_SC D_GWh_Before Competition Groups_45 | Heat Recovery Ventilator | 0.01193% | 0 | 0.13268 | Residential_2023_SC D_GWh_Before Competition Groups_Heat Recovery Ventilator
Residential | Res ¦ Tankless Water Heater | 2023 | SC D | GWh | Before Competition Groups | 0.054788 | 0 | 0 | 1112.4596 | 4.925e-05 | 46 | Residential_2023_SC D_GWh_Before Competition Groups_46 | Tankless Water Heater | 0.004925% | 0 | 0.054788 | Residential_2023_SC D_GWh_Before Competition Groups_Tankless Water Heater
Residential | Res ¦ Chilled Water Optimization | 2023 | SC D | GWh | Before Competition Groups | 0.040795 | 0 | 0 | 1112.4596 | 3.6671e-05 | 47 | Residential_2023_SC D_GWh_Before Competition Groups_47 | Chilled Water Optimization | 0.003667% | 0 | 0.040795 | Residential_2023_SC D_GWh_Before Competition Groups_Chilled Water Optimization
Residential | Res ¦ LED High Bay Fixture | 2023 | SC D | GWh | Before Competition Groups | 0.020991 | 0 | 0 | 1112.4596 | 1.8869e-05 | 48 | Residential_2023_SC D_GWh_Before Competition Groups_48 | LED High Bay Fixture | 0.001887% | 0 | 0.020991 | Residential_2023_SC D_GWh_Before Competition Groups_LED High Bay Fixture
Residential | Res ¦ Wall Insulation MF | 2023 | SC D | GWh | Before Competition Groups | 0.0021685 | 0 | 0 | 1112.4596 | 1.9493e-06 | 49 | Residential_2023_SC D_GWh_Before Competition Groups_49 | Wall Insulation MF | 0.0001949% | 0 | 0.0021685 | Residential_2023_SC D_GWh_Before Competition Groups_Wall Insulation MF
Residential | Res ¦ Wall Insulation | 2023 | SC D | GWh | Before Competition Groups | 0.0021238 | 0 | 0 | 1112.4596 | 1.9091e-06 | 50 | Residential_2023_SC D_GWh_Before Competition Groups_50 | Wall Insulation | 0.0001909% | 0 | 0.0021238 | Residential_2023_SC D_GWh_Before Competition Groups_Wall Insulation
Residential | Res ¦ Freezer Recycling | 2023 | SC D | GWh | Before Competition Groups | 0.00081317 | 0 | 0 | 1112.4596 | 7.3096e-07 | 51 | Residential_2023_SC D_GWh_Before Competition Groups_51 | Freezer Recycling | 7.31e-05% | 0 | 0.00081317 | Residential_2023_SC D_GWh_Before Competition Groups_Freezer Recycling
Residential | Res ¦ LED Downlight | 2023 | SC D | GWh | Before Competition Groups | 0 | 0 | 0 | 1112.4596 | 0 | 52 | Residential_2023_SC D_GWh_Before Competition Groups_52 | LED Downlight | 0% | 0 | 0 | Residential_2023_SC D_GWh_Before Competition Groups_LED Downlight
Residential | Res ¦ Smart Burners | 2023 | SC D | GWh | Before Competition Groups | 0 | 0 | 0 | 1112.4596 | 0 | 53 | Residential_2023_SC D_GWh_Before Competition Groups_53 | Smart Burners | 0% | 0 | 0 | Residential_2023_SC D_GWh_Before Competition Groups_Smart Burners
Residential | Res ¦ Smart Power Bar | 2023 | SC D | GWh | Before Competition Groups | 0 | 0 | 0 | 1112.4596 | 0 | 54 | Residential_2023_SC D_GWh_Before Competition Groups_54 | Smart Power Bar | 0% | 0 | 0 | Residential_2023_SC D_GWh_Before Competition Groups_Smart Power Bar
Residential | Res ¦ Energy Star LED Bulbs General Purpose LEDs | 2023 | Technical | GWh | Before Competition Groups | 1566.9696 | 0 | 0 | 16574.3942 | 0.094542 | 1 | Residential_2023_Technical_GWh_Before Competition Groups_1 | Energy Star LED Bulbs General Purpose LEDs | 9.454% | 0 | 1566.9696 | Residential_2023_Technical_GWh_Before Competition Groups_Energy Star LED Bulbs General Purpose LEDs
Residential | Res ¦ Energy Star A Line, PAR, MR Lamps | 2023 | Technical | GWh | Before Competition Groups | 1559.4662 | 0 | 0 | 16574.3942 | 0.094089 | 2 | Residential_2023_Technical_GWh_Before Competition Groups_2 | Energy Star A Line, PAR, MR Lamps | 9.409% | 0 | 1559.4662 | Residential_2023_Technical_GWh_Before Competition Groups_Energy Star A Line, PAR, MR Lamps
Residential | Res ¦ Smart Power Bar | 2023 | Technical | GWh | Before Competition Groups | 1526.0989 | 0 | 0 | 16574.3942 | 0.092076 | 3 | Residential_2023_Technical_GWh_Before Competition Groups_3 | Smart Power Bar | 9.208% | 0 | 1526.0989 | Residential_2023_Technical_GWh_Before Competition Groups_Smart Power Bar
Residential | Res ¦ Energy Star LED Specialty Bulbs | 2023 | Technical | GWh | Before Competition Groups | 1441.9045 | 0 | 0 | 16574.3942 | 0.086996 | 4 | Residential_2023_Technical_GWh_Before Competition Groups_4 | Energy Star LED Specialty Bulbs | 8.7% | 0 | 1441.9045 | Residential_2023_Technical_GWh_Before Competition Groups_Energy Star LED Specialty Bulbs
Residential | Res ¦ Networked/ Connected - Indoor LED Lamp | 2023 | Technical | GWh | Before Competition Groups | 967.1267 | 0 | 0 | 16574.3942 | 0.058351 | 5 | Residential_2023_Technical_GWh_Before Competition Groups_5 | Networked/ Connected - Indoor LED Lamp | 5.835% | 0 | 967.1267 | Residential_2023_Technical_GWh_Before Competition Groups_Networked/ Connected - Indoor LED Lamp
Residential | Res ¦ Adaptive Thermostat | 2023 | Technical | GWh | Before Competition Groups | 647.6553 | 0 | 0 | 16574.3942 | 0.039076 | 6 | Residential_2023_Technical_GWh_Before Competition Groups_6 | Adaptive Thermostat | 3.908% | 0 | 647.6553 | Residential_2023_Technical_GWh_Before Competition Groups_Adaptive Thermostat
Residential | Res ¦ Air Sealing | 2023 | Technical | GWh | Before Competition Groups | 548.9361 | 0 | 0 | 16574.3942 | 0.03312 | 7 | Residential_2023_Technical_GWh_Before Competition Groups_7 | Air Sealing | 3.312% | 0 | 548.9361 | Residential_2023_Technical_GWh_Before Competition Groups_Air Sealing
Residential | Res ¦ Variable Speed Pool Pump Motor | 2023 | Technical | GWh | Before Competition Groups | 403.124 | 0 | 0 | 16574.3942 | 0.024322 | 8 | Residential_2023_Technical_GWh_Before Competition Groups_8 | Variable Speed Pool Pump Motor | 2.432% | 0 | 403.124 | Residential_2023_Technical_GWh_Before Competition Groups_Variable Speed Pool Pump Motor
Residential | Res ¦ Energy Star Central Air Conditioner | 2023 | Technical | GWh | Before Competition Groups | 394.0777 | 0 | 0 | 16574.3942 | 0.023776 | 9 | Residential_2023_Technical_GWh_Before Competition Groups_9 | Energy Star Central Air Conditioner | 2.378% | 0 | 394.0777 | Residential_2023_Technical_GWh_Before Competition Groups_Energy Star Central Air Conditioner
Residential | Res ¦ Energy Star Refrigerator | 2023 | Technical | GWh | Before Competition Groups | 359.1833 | 0 | 0 | 16574.3942 | 0.021671 | 10 | Residential_2023_Technical_GWh_Before Competition Groups_10 | Energy Star Refrigerator | 2.167% | 0 | 359.1833 | Residential_2023_Technical_GWh_Before Competition Groups_Energy Star Refrigerator
Residential | Res ¦ Car Block Heater Timer | 2023 | Technical | GWh | Before Competition Groups | 332.3323 | 0 | 0 | 16574.3942 | 0.020051 | 11 | Residential_2023_Technical_GWh_Before Competition Groups_11 | Car Block Heater Timer | 2.005% | 0 | 332.3323 | Residential_2023_Technical_GWh_Before Competition Groups_Car Block Heater Timer
Residential | Res ¦ Passive Attic Ventilation | 2023 | Technical | GWh | Before Competition Groups | 325.0456 | 0 | 0 | 16574.3942 | 0.019611 | 12 | Residential_2023_Technical_GWh_Before Competition Groups_12 | Passive Attic Ventilation | 1.961% | 0 | 325.0456 | Residential_2023_Technical_GWh_Before Competition Groups_Passive Attic Ventilation
Residential | Res ¦ Building Recommissioning, Operations and Maintenance (O&M) Improvements | 2023 | Technical | GWh | Before Competition Groups | 312.4139 | 0 | 0 | 16574.3942 | 0.018849 | 13 | Residential_2023_Technical_GWh_Before Competition Groups_13 | Building Recommissioning, Operations and Maintenance (O&M) Improvements | 1.885% | 0 | 312.4139 | Residential_2023_Technical_GWh_Before Competition Groups_Building Recommissioning, Operations and Maintenance (O&M) Improvements
Residential | Res ¦ Energy Star Clothes Washer | 2023 | Technical | GWh | Before Competition Groups | 311.0659 | 0 | 0 | 16574.3942 | 0.018768 | 14 | Residential_2023_Technical_GWh_Before Competition Groups_14 | Energy Star Clothes Washer | 1.877% | 0 | 311.0659 | Residential_2023_Technical_GWh_Before Competition Groups_Energy Star Clothes Washer
Residential | Res ¦ Smart Burners | 2023 | Technical | GWh | Before Competition Groups | 298.6219 | 0 | 0 | 16574.3942 | 0.018017 | 15 | Residential_2023_Technical_GWh_Before Competition Groups_15 | Smart Burners | 1.802% | 0 | 298.6219 | Residential_2023_Technical_GWh_Before Competition Groups_Smart Burners
Residential | Res ¦ Energy Star Windows | 2023 | Technical | GWh | Before Competition Groups | 297.7283 | 0 | 0 | 16574.3942 | 0.017963 | 16 | Residential_2023_Technical_GWh_Before Competition Groups_16 | Energy Star Windows | 1.796% | 0 | 297.7283 | Residential_2023_Technical_GWh_Before Competition Groups_Energy Star Windows
Residential | Res ¦ Basement Wall Insulation | 2023 | Technical | GWh | Before Competition Groups | 288.1571 | 0 | 0 | 16574.3942 | 0.017386 | 17 | Residential_2023_Technical_GWh_Before Competition Groups_17 | Basement Wall Insulation | 1.739% | 0 | 288.1571 | Residential_2023_Technical_GWh_Before Competition Groups_Basement Wall Insulation
Residential | Res ¦ Energy Star Ground Source Heat Pump | 2023 | Technical | GWh | Before Competition Groups | 271.0169 | 0 | 0 | 16574.3942 | 0.016352 | 18 | Residential_2023_Technical_GWh_Before Competition Groups_18 | Energy Star Ground Source Heat Pump | 1.635% | 0 | 271.0169 | Residential_2023_Technical_GWh_Before Competition Groups_Energy Star Ground Source Heat Pump
Residential | Res ¦ Ductless Mini-Split Heat Pump | 2023 | Technical | GWh | Before Competition Groups | 268.5218 | 0 | 0 | 16574.3942 | 0.016201 | 19 | Residential_2023_Technical_GWh_Before Competition Groups_19 | Ductless Mini-Split Heat Pump | 1.62% | 0 | 268.5218 | Residential_2023_Technical_GWh_Before Competition Groups_Ductless Mini-Split Heat Pump
Residential | Res ¦ Heat Pump Clothes Dryer | 2023 | Technical | GWh | Before Competition Groups | 256.7622 | 0 | 0 | 16574.3942 | 0.015491 | 20 | Residential_2023_Technical_GWh_Before Competition Groups_20 | Heat Pump Clothes Dryer | 1.549% | 0 | 256.7622 | Residential_2023_Technical_GWh_Before Competition Groups_Heat Pump Clothes Dryer
Residential | Res ¦ Energy Star Light Fixture | 2023 | Technical | GWh | Before Competition Groups | 251.8026 | 0 | 0 | 16574.3942 | 0.015192 | 21 | Residential_2023_Technical_GWh_Before Competition Groups_21 | Energy Star Light Fixture | 1.519% | 0 | 251.8026 | Residential_2023_Technical_GWh_Before Competition Groups_Energy Star Light Fixture
Residential | Res ¦ Basement or Crawlspace Insulation | 2023 | Technical | GWh | Before Competition Groups | 239.2937 | 0 | 0 | 16574.3942 | 0.014438 | 22 | Residential_2023_Technical_GWh_Before Competition Groups_22 | Basement or Crawlspace Insulation | 1.444% | 0 | 239.2937 | Residential_2023_Technical_GWh_Before Competition Groups_Basement or Crawlspace Insulation
Residential | Res ¦ Attic Insulation | 2023 | Technical | GWh | Before Competition Groups | 222.2946 | 0 | 0 | 16574.3942 | 0.013412 | 23 | Residential_2023_Technical_GWh_Before Competition Groups_23 | Attic Insulation | 1.341% | 0 | 222.2946 | Residential_2023_Technical_GWh_Before Competition Groups_Attic Insulation
Residential | Res ¦ Induction Cooking Stove Top | 2023 | Technical | GWh | Before Competition Groups | 183.9511 | 0 | 0 | 16574.3942 | 0.011099 | 24 | Residential_2023_Technical_GWh_Before Competition Groups_24 | Induction Cooking Stove Top | 1.11% | 0 | 183.9511 | Residential_2023_Technical_GWh_Before Competition Groups_Induction Cooking Stove Top
Residential | Res ¦ Wall Insulation | 2023 | Technical | GWh | Before Competition Groups | 173.6801 | 0 | 0 | 16574.3942 | 0.010479 | 25 | Residential_2023_Technical_GWh_Before Competition Groups_25 | Wall Insulation | 1.048% | 0 | 173.6801 | Residential_2023_Technical_GWh_Before Competition Groups_Wall Insulation
Residential | Res ¦ Energy Star Torchiere | 2023 | Technical | GWh | Before Competition Groups | 165.0965 | 0 | 0 | 16574.3942 | 0.0099609 | 26 | Residential_2023_Technical_GWh_Before Competition Groups_26 | Energy Star Torchiere | 0.9961% | 0 | 165.0965 | Residential_2023_Technical_GWh_Before Competition Groups_Energy Star Torchiere
Residential | Res ¦ Comprehensive Draft Proofing | 2023 | Technical | GWh | Before Competition Groups | 158.8975 | 0 | 0 | 16574.3942 | 0.0095869 | 27 | Residential_2023_Technical_GWh_Before Competition Groups_27 | Comprehensive Draft Proofing | 0.9587% | 0 | 158.8975 | Residential_2023_Technical_GWh_Before Competition Groups_Comprehensive Draft Proofing
Residential | Res ¦ Energy Star Air Source Heat Pump | 2023 | Technical | GWh | Before Competition Groups | 153.4727 | 0 | 0 | 16574.3942 | 0.0092596 | 28 | Residential_2023_Technical_GWh_Before Competition Groups_28 | Energy Star Air Source Heat Pump | 0.926% | 0 | 153.4727 | Residential_2023_Technical_GWh_Before Competition Groups_Energy Star Air Source Heat Pump
Residential | Res ¦ Ductless Mini-Split Air Conditioner | 2023 | Technical | GWh | Before Competition Groups | 147.7743 | 0 | 0 | 16574.3942 | 0.0089158 | 29 | Residential_2023_Technical_GWh_Before Competition Groups_29 | Ductless Mini-Split Air Conditioner | 0.8916% | 0 | 147.7743 | Residential_2023_Technical_GWh_Before Competition Groups_Ductless Mini-Split Air Conditioner
Residential | Res ¦ Heavy Duty Outdoor/Holiday Plug-in Timers | 2023 | Technical | GWh | Before Competition Groups | 147.5309 | 0 | 0 | 16574.3942 | 0.0089011 | 30 | Residential_2023_Technical_GWh_Before Competition Groups_30 | Heavy Duty Outdoor/Holiday Plug-in Timers | 0.8901% | 0 | 147.5309 | Residential_2023_Technical_GWh_Before Competition Groups_Heavy Duty Outdoor/Holiday Plug-in Timers
Residential | Res ¦ Energy Star Clothes Dryer | 2023 | Technical | GWh | Before Competition Groups | 146.6545 | 0 | 0 | 16574.3942 | 0.0088483 | 31 | Residential_2023_Technical_GWh_Before Competition Groups_31 | Energy Star Clothes Dryer | 0.8848% | 0 | 146.6545 | Residential_2023_Technical_GWh_Before Competition Groups_Energy Star Clothes Dryer
Residential | Res ¦ Furnace with ECM | 2023 | Technical | GWh | Before Competition Groups | 119.7248 | 0 | 0 | 16574.3942 | 0.0072235 | 32 | Residential_2023_Technical_GWh_Before Competition Groups_32 | Furnace with ECM | 0.7223% | 0 | 119.7248 | Residential_2023_Technical_GWh_Before Competition Groups_Furnace with ECM
Residential | Res ¦ Radiant Barrier | 2023 | Technical | GWh | Before Competition Groups | 111.15 | 0 | 0 | 16574.3942 | 0.0067061 | 33 | Residential_2023_Technical_GWh_Before Competition Groups_33 | Radiant Barrier | 0.6706% | 0 | 111.15 | Residential_2023_Technical_GWh_Before Competition Groups_Radiant Barrier
Residential | Res ¦ Occupancy Sensors MF | 2023 | Technical | GWh | Before Competition Groups | 97.8014 | 0 | 0 | 16574.3942 | 0.0059008 | 34 | Residential_2023_Technical_GWh_Before Competition Groups_34 | Occupancy Sensors MF | 0.5901% | 0 | 97.8014 | Residential_2023_Technical_GWh_Before Competition Groups_Occupancy Sensors MF
Residential | Res ¦ Ceiling Insulation | 2023 | Technical | GWh | Before Competition Groups | 87.0612 | 0 | 0 | 16574.3942 | 0.0052528 | 35 | Residential_2023_Technical_GWh_Before Competition Groups_35 | Ceiling Insulation | 0.5253% | 0 | 87.0612 | Residential_2023_Technical_GWh_Before Competition Groups_Ceiling Insulation
Residential | Res ¦ Window Film | 2023 | Technical | GWh | Before Competition Groups | 85.3241 | 0 | 0 | 16574.3942 | 0.0051479 | 36 | Residential_2023_Technical_GWh_Before Competition Groups_36 | Window Film | 0.5148% | 0 | 85.3241 | Residential_2023_Technical_GWh_Before Competition Groups_Window Film
Residential | Res ¦ Refrigerator Recycling | 2023 | Technical | GWh | Before Competition Groups | 81.8943 | 0 | 0 | 16574.3942 | 0.004941 | 37 | Residential_2023_Technical_GWh_Before Competition Groups_37 | Refrigerator Recycling | 0.4941% | 0 | 81.8943 | Residential_2023_Technical_GWh_Before Competition Groups_Refrigerator Recycling
Residential | Res ¦ Lighting Motion Sensors, Timers, Dimmers | 2023 | Technical | GWh | Before Competition Groups | 81.2744 | 0 | 0 | 16574.3942 | 0.0049036 | 38 | Residential_2023_Technical_GWh_Before Competition Groups_38 | Lighting Motion Sensors, Timers, Dimmers | 0.4904% | 0 | 81.2744 | Residential_2023_Technical_GWh_Before Competition Groups_Lighting Motion Sensors, Timers, Dimmers
Residential | Res ¦ Variable Refrigerant Flow Heat Pump | 2023 | Technical | GWh | Before Competition Groups | 80.9555 | 0 | 0 | 16574.3942 | 0.0048844 | 39 | Residential_2023_Technical_GWh_Before Competition Groups_39 | Variable Refrigerant Flow Heat Pump | 0.4884% | 0 | 80.9555 | Residential_2023_Technical_GWh_Before Competition Groups_Variable Refrigerant Flow Heat Pump
Residential | Res ¦ LED Parking Lot Fixture | 2023 | Technical | GWh | Before Competition Groups | 77.045 | 0 | 0 | 16574.3942 | 0.0046484 | 40 | Residential_2023_Technical_GWh_Before Competition Groups_40 | LED Parking Lot Fixture | 0.4648% | 0 | 77.045 | Residential_2023_Technical_GWh_Before Competition Groups_LED Parking Lot Fixture
Residential | Res ¦ Clothes Drying Racks | 2023 | Technical | GWh | Before Competition Groups | 74.7813 | 0 | 0 | 16574.3942 | 0.0045119 | 41 | Residential_2023_Technical_GWh_Before Competition Groups_41 | Clothes Drying Racks | 0.4512% | 0 | 74.7813 | Residential_2023_Technical_GWh_Before Competition Groups_Clothes Drying Racks
Residential | Res ¦ Freezer Recycling | 2023 | Technical | GWh | Before Competition Groups | 71.8571 | 0 | 0 | 16574.3942 | 0.0043354 | 42 | Residential_2023_Technical_GWh_Before Competition Groups_42 | Freezer Recycling | 0.4335% | 0 | 71.8571 | Residential_2023_Technical_GWh_Before Competition Groups_Freezer Recycling
Residential | Res ¦ Duct Insulation | 2023 | Technical | GWh | Before Competition Groups | 71.5709 | 0 | 0 | 16574.3942 | 0.0043182 | 43 | Residential_2023_Technical_GWh_Before Competition Groups_43 | Duct Insulation | 0.4318% | 0 | 71.5709 | Residential_2023_Technical_GWh_Before Competition Groups_Duct Insulation
Residential | Res ¦ LED Downlight | 2023 | Technical | GWh | Before Competition Groups | 71.0514 | 0 | 0 | 16574.3942 | 0.0042868 | 44 | Residential_2023_Technical_GWh_Before Competition Groups_44 | LED Downlight | 0.4287% | 0 | 71.0514 | Residential_2023_Technical_GWh_Before Competition Groups_LED Downlight
Residential | Res ¦ Networked/ Connected - Indoor LED Luminaire | 2023 | Technical | GWh | Before Competition Groups | 68.0047 | 0 | 0 | 16574.3942 | 0.004103 | 45 | Residential_2023_Technical_GWh_Before Competition Groups_45 | Networked/ Connected - Indoor LED Luminaire | 0.4103% | 0 | 68.0047 | Residential_2023_Technical_GWh_Before Competition Groups_Networked/ Connected - Indoor LED Luminaire
Residential | Res ¦ Floor Insulation | 2023 | Technical | GWh | Before Competition Groups | 58.2602 | 0 | 0 | 16574.3942 | 0.0035151 | 46 | Residential_2023_Technical_GWh_Before Competition Groups_46 | Floor Insulation | 0.3515% | 0 | 58.2602 | Residential_2023_Technical_GWh_Before Competition Groups_Floor Insulation
Residential | Res ¦ Energy Star Room Air Conditioner | 2023 | Technical | GWh | Before Competition Groups | 57.1449 | 0 | 0 | 16574.3942 | 0.0034478 | 47 | Residential_2023_Technical_GWh_Before Competition Groups_47 | Energy Star Room Air Conditioner | 0.3448% | 0 | 57.1449 | Residential_2023_Technical_GWh_Before Competition Groups_Energy Star Room Air Conditioner
Residential | Res ¦ INTEGRAL LED TROFFERS | 2023 | Technical | GWh | Before Competition Groups | 53.5099 | 0 | 0 | 16574.3942 | 0.0032285 | 48 | Residential_2023_Technical_GWh_Before Competition Groups_48 | INTEGRAL LED TROFFERS | 0.3228% | 0 | 53.5099 | Residential_2023_Technical_GWh_Before Competition Groups_INTEGRAL LED TROFFERS
Residential | Res ¦ Dehumidifier Recycling | 2023 | Technical | GWh | Before Competition Groups | 49.8269 | 0 | 0 | 16574.3942 | 0.0030063 | 49 | Residential_2023_Technical_GWh_Before Competition Groups_49 | Dehumidifier Recycling | 0.3006% | 0 | 49.8269 | Residential_2023_Technical_GWh_Before Competition Groups_Dehumidifier Recycling
Residential | Res ¦ Advanced BAS/Controllers | 2023 | Technical | GWh | Before Competition Groups | 45.7255 | 0 | 0 | 16574.3942 | 0.0027588 | 50 | Residential_2023_Technical_GWh_Before Competition Groups_50 | Advanced BAS/Controllers | 0.2759% | 0 | 45.7255 | Residential_2023_Technical_GWh_Before Competition Groups_Advanced BAS/Controllers
Residential | Res ¦ Solar Powered Attic Fan | 2023 | Technical | GWh | Before Competition Groups | 44.6572 | 0 | 0 | 16574.3942 | 0.0026943 | 51 | Residential_2023_Technical_GWh_Before Competition Groups_51 | Solar Powered Attic Fan | 0.2694% | 0 | 44.6572 | Residential_2023_Technical_GWh_Before Competition Groups_Solar Powered Attic Fan
Residential | Res ¦ Energy Star Ceiling Fan/Lighting | 2023 | Technical | GWh | Before Competition Groups | 40.1764 | 0 | 0 | 16574.3942 | 0.002424 | 52 | Residential_2023_Technical_GWh_Before Competition Groups_52 | Energy Star Ceiling Fan/Lighting | 0.2424% | 0 | 40.1764 | Residential_2023_Technical_GWh_Before Competition Groups_Energy Star Ceiling Fan/Lighting
Residential | Res ¦ Minimize Hot and Warm Clothes Wash | 2023 | Technical | GWh | Before Competition Groups | 39.9688 | 0 | 0 | 16574.3942 | 0.0024115 | 53 | Residential_2023_Technical_GWh_Before Competition Groups_53 | Minimize Hot and Warm Clothes Wash | 0.2411% | 0 | 39.9688 | Residential_2023_Technical_GWh_Before Competition Groups_Minimize Hot and Warm Clothes Wash
Residential | Res ¦ Air Source Heat Pump | 2023 | Technical | GWh | Before Competition Groups | 39.4371 | 0 | 0 | 16574.3942 | 0.0023794 | 54 | Residential_2023_Technical_GWh_Before Competition Groups_54 | Air Source Heat Pump | 0.2379% | 0 | 39.4371 | Residential_2023_Technical_GWh_Before Competition Groups_Air Source Heat Pump
Residential | Res ¦ Furnace Whistle | 2023 | Technical | GWh | Before Competition Groups | 39.374 | 0 | 0 | 16574.3942 | 0.0023756 | 55 | Residential_2023_Technical_GWh_Before Competition Groups_55 | Furnace Whistle | 0.2376% | 0 | 39.374 | Residential_2023_Technical_GWh_Before Competition Groups_Furnace Whistle
Residential | Res ¦ Early Hot Water Heater Replacement | 2023 | Technical | GWh | Before Competition Groups | 35.6652 | 0 | 0 | 16574.3942 | 0.0021518 | 56 | Residential_2023_Technical_GWh_Before Competition Groups_56 | Early Hot Water Heater Replacement | 0.2152% | 0 | 35.6652 | Residential_2023_Technical_GWh_Before Competition Groups_Early Hot Water Heater Replacement
Residential | Res ¦ Energy Star Freezer | 2023 | Technical | GWh | Before Competition Groups | 35.1576 | 0 | 0 | 16574.3942 | 0.0021212 | 57 | Residential_2023_Technical_GWh_Before Competition Groups_57 | Energy Star Freezer | 0.2121% | 0 | 35.1576 | Residential_2023_Technical_GWh_Before Competition Groups_Energy Star Freezer
Residential | Res ¦ LED Exterior Area Lights - LED Fixture (200W) | 2023 | Technical | GWh | Before Competition Groups | 35.1265 | 0 | 0 | 16574.3942 | 0.0021193 | 58 | Residential_2023_Technical_GWh_Before Competition Groups_58 | LED Exterior Area Lights - LED Fixture (200W) | 0.2119% | 0 | 35.1265 | Residential_2023_Technical_GWh_Before Competition Groups_LED Exterior Area Lights - LED Fixture (200W)
Residential | Res ¦ Home Energy Reports | 2023 | Technical | GWh | Before Competition Groups | 32.548 | 0 | 0 | 16574.3942 | 0.0019638 | 59 | Residential_2023_Technical_GWh_Before Competition Groups_59 | Home Energy Reports | 0.1964% | 0 | 32.548 | Residential_2023_Technical_GWh_Before Competition Groups_Home Energy Reports
Residential | Res ¦ Duct Insulation MF | 2023 | Technical | GWh | Before Competition Groups | 31.5738 | 0 | 0 | 16574.3942 | 0.001905 | 60 | Residential_2023_Technical_GWh_Before Competition Groups_60 | Duct Insulation MF | 0.1905% | 0 | 31.5738 | Residential_2023_Technical_GWh_Before Competition Groups_Duct Insulation MF
Residential | Res ¦ Energy Star Dehumidifier | 2023 | Technical | GWh | Before Competition Groups | 29.2765 | 0 | 0 | 16574.3942 | 0.0017664 | 61 | Residential_2023_Technical_GWh_Before Competition Groups_61 | Energy Star Dehumidifier | 0.1766% | 0 | 29.2765 | Residential_2023_Technical_GWh_Before Competition Groups_Energy Star Dehumidifier
Residential | Res ¦ Central Air Conditioner Maintenance | 2023 | Technical | GWh | Before Competition Groups | 29.1366 | 0 | 0 | 16574.3942 | 0.0017579 | 62 | Residential_2023_Technical_GWh_Before Competition Groups_62 | Central Air Conditioner Maintenance | 0.1758% | 0 | 29.1366 | Residential_2023_Technical_GWh_Before Competition Groups_Central Air Conditioner Maintenance
Residential | Res ¦ Heat Pump Water Heater | 2023 | Technical | GWh | Before Competition Groups | 27.6569 | 0 | 0 | 16574.3942 | 0.0016687 | 63 | Residential_2023_Technical_GWh_Before Competition Groups_63 | Heat Pump Water Heater | 0.1669% | 0 | 27.6569 | Residential_2023_Technical_GWh_Before Competition Groups_Heat Pump Water Heater
Residential | Res ¦ Outside Air Economizer | 2023 | Technical | GWh | Before Competition Groups | 26.4426 | 0 | 0 | 16574.3942 | 0.0015954 | 64 | Residential_2023_Technical_GWh_Before Competition Groups_64 | Outside Air Economizer | 0.1595% | 0 | 26.4426 | Residential_2023_Technical_GWh_Before Competition Groups_Outside Air Economizer
Residential | Res ¦ Tankless Water Heater | 2023 | Technical | GWh | Before Competition Groups | 24.9669 | 0 | 0 | 16574.3942 | 0.0015064 | 65 | Residential_2023_Technical_GWh_Before Competition Groups_65 | Tankless Water Heater | 0.1506% | 0 | 24.9669 | Residential_2023_Technical_GWh_Before Competition Groups_Tankless Water Heater
Residential | Res ¦ Drain Water Heat Recovery | 2023 | Technical | GWh | Before Competition Groups | 23.9547 | 0 | 0 | 16574.3942 | 0.0014453 | 66 | Residential_2023_Technical_GWh_Before Competition Groups_66 | Drain Water Heat Recovery | 0.1445% | 0 | 23.9547 | Residential_2023_Technical_GWh_Before Competition Groups_Drain Water Heat Recovery
Residential | Res ¦ Central Lighting Control System | 2023 | Technical | GWh | Before Competition Groups | 22.4698 | 0 | 0 | 16574.3942 | 0.0013557 | 67 | Residential_2023_Technical_GWh_Before Competition Groups_67 | Central Lighting Control System | 0.1356% | 0 | 22.4698 | Residential_2023_Technical_GWh_Before Competition Groups_Central Lighting Control System
Residential | Res ¦ Demand Control Ventilation | 2023 | Technical | GWh | Before Competition Groups | 21.0886 | 0 | 0 | 16574.3942 | 0.0012724 | 68 | Residential_2023_Technical_GWh_Before Competition Groups_68 | Demand Control Ventilation | 0.1272% | 0 | 21.0886 | Residential_2023_Technical_GWh_Before Competition Groups_Demand Control Ventilation
Residential | Res ¦ LED Tube Re-Lamp | 2023 | Technical | GWh | Before Competition Groups | 18.2325 | 0 | 0 | 16574.3942 | 0.0011 | 69 | Residential_2023_Technical_GWh_Before Competition Groups_69 | LED Tube Re-Lamp | 0.11% | 0 | 18.2325 | Residential_2023_Technical_GWh_Before Competition Groups_LED Tube Re-Lamp
Residential | Res ¦ Heat Recovery Ventilator | 2023 | Technical | GWh | Before Competition Groups | 16.8425 | 0 | 0 | 16574.3942 | 0.0010162 | 70 | Residential_2023_Technical_GWh_Before Competition Groups_70 | Heat Recovery Ventilator | 0.1016% | 0 | 16.8425 | Residential_2023_Technical_GWh_Before Competition Groups_Heat Recovery Ventilator
Residential | Res ¦ Variable Frequency Drive (VFD) | 2023 | Technical | GWh | Before Competition Groups | 16.7025 | 0 | 0 | 16574.3942 | 0.0010077 | 71 | Residential_2023_Technical_GWh_Before Competition Groups_71 | Variable Frequency Drive (VFD) | 0.1008% | 0 | 16.7025 | Residential_2023_Technical_GWh_Before Competition Groups_Variable Frequency Drive (VFD)
Residential | Res ¦ CO Sensors for parking garage exhaust fans | 2023 | Technical | GWh | Before Competition Groups | 16.6832 | 0 | 0 | 16574.3942 | 0.0010066 | 72 | Residential_2023_Technical_GWh_Before Competition Groups_72 | CO Sensors for parking garage exhaust fans | 0.1007% | 0 | 16.6832 | Residential_2023_Technical_GWh_Before Competition Groups_CO Sensors for parking garage exhaust fans
Residential | Res ¦ ENERGY STAR LED LAMPS (REFLECTOR LAMPs/MR16/PAR 16) | 2023 | Technical | GWh | Before Competition Groups | 15.5603 | 0 | 0 | 16574.3942 | 0.00093882 | 73 | Residential_2023_Technical_GWh_Before Competition Groups_73 | ENERGY STAR LED LAMPS (REFLECTOR LAMPs/MR16/PAR 16) | 0.09388% | 0 | 15.5603 | Residential_2023_Technical_GWh_Before Competition Groups_ENERGY STAR LED LAMPS (REFLECTOR LAMPs/MR16/PAR 16)
Residential | Res ¦ Solar Water Heating System | 2023 | Technical | GWh | Before Competition Groups | 13.619 | 0 | 0 | 16574.3942 | 0.00082169 | 74 | Residential_2023_Technical_GWh_Before Competition Groups_74 | Solar Water Heating System | 0.08217% | 0 | 13.619 | Residential_2023_Technical_GWh_Before Competition Groups_Solar Water Heating System
Residential | Res ¦ Water Heater Temperature Setback | 2023 | Technical | GWh | Before Competition Groups | 12.4811 | 0 | 0 | 16574.3942 | 0.00075303 | 75 | Residential_2023_Technical_GWh_Before Competition Groups_75 | Water Heater Temperature Setback | 0.0753% | 0 | 12.4811 | Residential_2023_Technical_GWh_Before Competition Groups_Water Heater Temperature Setback
Residential | Res ¦ High Efficiency Storage Water Heater | 2023 | Technical | GWh | Before Competition Groups | 12.0851 | 0 | 0 | 16574.3942 | 0.00072914 | 76 | Residential_2023_Technical_GWh_Before Competition Groups_76 | High Efficiency Storage Water Heater | 0.07291% | 0 | 12.0851 | Residential_2023_Technical_GWh_Before Competition Groups_High Efficiency Storage Water Heater
Residential | Res ¦ DHW Recirculation Systems | 2023 | Technical | GWh | Before Competition Groups | 11.2686 | 0 | 0 | 16574.3942 | 0.00067988 | 77 | Residential_2023_Technical_GWh_Before Competition Groups_77 | DHW Recirculation Systems | 0.06799% | 0 | 11.2686 | Residential_2023_Technical_GWh_Before Competition Groups_DHW Recirculation Systems
Residential | Res ¦ Energy Star Dishwasher | 2023 | Technical | GWh | Before Competition Groups | 11.2235 | 0 | 0 | 16574.3942 | 0.00067716 | 78 | Residential_2023_Technical_GWh_Before Competition Groups_78 | Energy Star Dishwasher | 0.06772% | 0 | 11.2235 | Residential_2023_Technical_GWh_Before Competition Groups_Energy Star Dishwasher
Residential | Res ¦ Air Source Heat Pump Maintenance | 2023 | Technical | GWh | Before Competition Groups | 10.191 | 0 | 0 | 16574.3942 | 0.00061486 | 79 | Residential_2023_Technical_GWh_Before Competition Groups_79 | Air Source Heat Pump Maintenance | 0.06149% | 0 | 10.191 | Residential_2023_Technical_GWh_Before Competition Groups_Air Source Heat Pump Maintenance
Residential | Res ¦ Condensing Make Up Air Unit | 2023 | Technical | GWh | Before Competition Groups | 7.0439 | 0 | 0 | 16574.3942 | 0.00042498 | 80 | Residential_2023_Technical_GWh_Before Competition Groups_80 | Condensing Make Up Air Unit | 0.0425% | 0 | 7.0439 | Residential_2023_Technical_GWh_Before Competition Groups_Condensing Make Up Air Unit
Residential | Res ¦ High Efficiency Chiller (avg of water and air cooled) | 2023 | Technical | GWh | Before Competition Groups | 6.5229 | 0 | 0 | 16574.3942 | 0.00039355 | 81 | Residential_2023_Technical_GWh_Before Competition Groups_81 | High Efficiency Chiller (avg of water and air cooled) | 0.03936% | 0 | 6.5229 | Residential_2023_Technical_GWh_Before Competition Groups_High Efficiency Chiller (avg of water and air cooled)
Residential | Res ¦ VFD on Pumps | 2023 | Technical | GWh | Before Competition Groups | 5.1362 | 0 | 0 | 16574.3942 | 0.00030989 | 82 | Residential_2023_Technical_GWh_Before Competition Groups_82 | VFD on Pumps | 0.03099% | 0 | 5.1362 | Residential_2023_Technical_GWh_Before Competition Groups_VFD on Pumps
Residential | Res ¦ ENERGY STAR LED Lamps (General Service Lamps) | 2023 | Technical | GWh | Before Competition Groups | 3.484 | 0 | 0 | 16574.3942 | 0.0002102 | 83 | Residential_2023_Technical_GWh_Before Competition Groups_83 | ENERGY STAR LED Lamps (General Service Lamps) | 0.02102% | 0 | 3.484 | Residential_2023_Technical_GWh_Before Competition Groups_ENERGY STAR LED Lamps (General Service Lamps)
Residential | Res ¦ ECM MOTORS FOR HVAC APPLICATION (FAN-POWERED VAV BOX) | 2023 | Technical | GWh | Before Competition Groups | 2.6948 | 0 | 0 | 16574.3942 | 0.00016259 | 84 | Residential_2023_Technical_GWh_Before Competition Groups_84 | ECM MOTORS FOR HVAC APPLICATION (FAN-POWERED VAV BOX) | 0.01626% | 0 | 2.6948 | Residential_2023_Technical_GWh_Before Competition Groups_ECM MOTORS FOR HVAC APPLICATION (FAN-POWERED VAV BOX)
Residential | Res ¦ HVAC Optimization | 2023 | Technical | GWh | Before Competition Groups | 2.1848 | 0 | 0 | 16574.3942 | 0.00013182 | 85 | Residential_2023_Technical_GWh_Before Competition Groups_85 | HVAC Optimization | 0.01318% | 0 | 2.1848 | Residential_2023_Technical_GWh_Before Competition Groups_HVAC Optimization
Residential | Res ¦ Beverage Vending Machine Controls | 2023 | Technical | GWh | Before Competition Groups | 1.7638 | 0 | 0 | 16574.3942 | 0.00010642 | 86 | Residential_2023_Technical_GWh_Before Competition Groups_86 | Beverage Vending Machine Controls | 0.01064% | 0 | 1.7638 | Residential_2023_Technical_GWh_Before Competition Groups_Beverage Vending Machine Controls
Residential | Res ¦ Wall Insulation MF | 2023 | Technical | GWh | Before Competition Groups | 0.63414 | 0 | 0 | 16574.3942 | 3.826e-05 | 87 | Residential_2023_Technical_GWh_Before Competition Groups_87 | Wall Insulation MF | 0.003826% | 0 | 0.63414 | Residential_2023_Technical_GWh_Before Competition Groups_Wall Insulation MF
Residential | Res ¦ LED Recessed Downlights | 2023 | Technical | GWh | Before Competition Groups | 0.28883 | 0 | 0 | 16574.3942 | 1.7426e-05 | 88 | Residential_2023_Technical_GWh_Before Competition Groups_88 | LED Recessed Downlights | 0.001743% | 0 | 0.28883 | Residential_2023_Technical_GWh_Before Competition Groups_LED Recessed Downlights
Residential | Res ¦ LED High Bay Fixture | 2023 | Technical | GWh | Before Competition Groups | 0.24682 | 0 | 0 | 16574.3942 | 1.4891e-05 | 89 | Residential_2023_Technical_GWh_Before Competition Groups_89 | LED High Bay Fixture | 0.001489% | 0 | 0.24682 | Residential_2023_Technical_GWh_Before Competition Groups_LED High Bay Fixture
Residential | Res ¦ Chilled Water Optimization | 2023 | Technical | GWh | Before Competition Groups | 0.16934 | 0 | 0 | 16574.3942 | 1.0217e-05 | 90 | Residential_2023_Technical_GWh_Before Competition Groups_90 | Chilled Water Optimization | 0.001022% | 0 | 0.16934 | Residential_2023_Technical_GWh_Before Competition Groups_Chilled Water Optimization
Residential | Res ¦ Solar Water Preheat (Pools/DHW) | 2023 | Technical | GWh | Before Competition Groups | 0.037857 | 0 | 0 | 16574.3942 | 2.2841e-06 | 91 | Residential_2023_Technical_GWh_Before Competition Groups_91 | Solar Water Preheat (Pools/DHW) | 0.0002284% | 0 | 0.037857 | Residential_2023_Technical_GWh_Before Competition Groups_Solar Water Preheat (Pools/DHW)
Residential | Res ¦ Photocell Controls (Outdoor) | 2023 | Technical | GWh | Before Competition Groups | 0.00030561 | 0 | 0 | 16574.3942 | 1.8438e-08 | 92 | Residential_2023_Technical_GWh_Before Competition Groups_92 | Photocell Controls (Outdoor) | 1.844e-06% | 0 | 0.00030561 | Residential_2023_Technical_GWh_Before Competition Groups_Photocell Controls (Outdoor)
Residential | Res ¦ Energy Star A Line, PAR, MR Lamps | 2024 | Economic | GWh | Before Competition Groups | 1650.27 | 0 | 0 | 9895.1302 | 0.16678 | 1 | Residential_2024_Economic_GWh_Before Competition Groups_1 | Energy Star A Line, PAR, MR Lamps | 16.68% | 0 | 1650.27 | Residential_2024_Economic_GWh_Before Competition Groups_Energy Star A Line, PAR, MR Lamps
Residential | Res ¦ Energy Star LED Bulbs General Purpose LEDs | 2024 | Economic | GWh | Before Competition Groups | 1647.6382 | 0 | 0 | 9895.1302 | 0.16651 | 2 | Residential_2024_Economic_GWh_Before Competition Groups_2 | Energy Star LED Bulbs General Purpose LEDs | 16.65% | 0 | 1647.6382 | Residential_2024_Economic_GWh_Before Competition Groups_Energy Star LED Bulbs General Purpose LEDs
Residential | Res ¦ Energy Star LED Specialty Bulbs | 2024 | Economic | GWh | Before Competition Groups | 1512.7101 | 0 | 0 | 9895.1302 | 0.15287 | 3 | Residential_2024_Economic_GWh_Before Competition Groups_3 | Energy Star LED Specialty Bulbs | 15.29% | 0 | 1512.7101 | Residential_2024_Economic_GWh_Before Competition Groups_Energy Star LED Specialty Bulbs
Residential | Res ¦ Adaptive Thermostat | 2024 | Economic | GWh | Before Competition Groups | 651.8794 | 0 | 0 | 9895.1302 | 0.065879 | 4 | Residential_2024_Economic_GWh_Before Competition Groups_4 | Adaptive Thermostat | 6.588% | 0 | 651.8794 | Residential_2024_Economic_GWh_Before Competition Groups_Adaptive Thermostat
Residential | Res ¦ Air Sealing | 2024 | Economic | GWh | Before Competition Groups | 540.2629 | 0 | 0 | 9895.1302 | 0.054599 | 5 | Residential_2024_Economic_GWh_Before Competition Groups_5 | Air Sealing | 5.46% | 0 | 540.2629 | Residential_2024_Economic_GWh_Before Competition Groups_Air Sealing
Residential | Res ¦ Variable Speed Pool Pump Motor | 2024 | Economic | GWh | Before Competition Groups | 396.7546 | 0 | 0 | 9895.1302 | 0.040096 | 6 | Residential_2024_Economic_GWh_Before Competition Groups_6 | Variable Speed Pool Pump Motor | 4.01% | 0 | 396.7546 | Residential_2024_Economic_GWh_Before Competition Groups_Variable Speed Pool Pump Motor
Residential | Res ¦ Energy Star Clothes Washer | 2024 | Economic | GWh | Before Competition Groups | 360.4511 | 0 | 0 | 9895.1302 | 0.036427 | 7 | Residential_2024_Economic_GWh_Before Competition Groups_7 | Energy Star Clothes Washer | 3.643% | 0 | 360.4511 | Residential_2024_Economic_GWh_Before Competition Groups_Energy Star Clothes Washer
Residential | Res ¦ Car Block Heater Timer | 2024 | Economic | GWh | Before Competition Groups | 335.7328 | 0 | 0 | 9895.1302 | 0.033929 | 8 | Residential_2024_Economic_GWh_Before Competition Groups_8 | Car Block Heater Timer | 3.393% | 0 | 335.7328 | Residential_2024_Economic_GWh_Before Competition Groups_Car Block Heater Timer
Residential | Res ¦ Ductless Mini-Split Heat Pump | 2024 | Economic | GWh | Before Competition Groups | 314.9006 | 0 | 0 | 9895.1302 | 0.031824 | 9 | Residential_2024_Economic_GWh_Before Competition Groups_9 | Ductless Mini-Split Heat Pump | 3.182% | 0 | 314.9006 | Residential_2024_Economic_GWh_Before Competition Groups_Ductless Mini-Split Heat Pump
Residential | Res ¦ Building Recommissioning, Operations and Maintenance (O&M) Improvements | 2024 | Economic | GWh | Before Competition Groups | 307.4777 | 0 | 0 | 9895.1302 | 0.031074 | 10 | Residential_2024_Economic_GWh_Before Competition Groups_10 | Building Recommissioning, Operations and Maintenance (O&M) Improvements | 3.107% | 0 | 307.4777 | Residential_2024_Economic_GWh_Before Competition Groups_Building Recommissioning, Operations and Maintenance (O&M) Improvements
Residential | Res ¦ Basement Wall Insulation | 2024 | Economic | GWh | Before Competition Groups | 283.6042 | 0 | 0 | 9895.1302 | 0.028661 | 11 | Residential_2024_Economic_GWh_Before Competition Groups_11 | Basement Wall Insulation | 2.866% | 0 | 283.6042 | Residential_2024_Economic_GWh_Before Competition Groups_Basement Wall Insulation
Residential | Res ¦ Attic Insulation | 2024 | Economic | GWh | Before Competition Groups | 218.7824 | 0 | 0 | 9895.1302 | 0.02211 | 12 | Residential_2024_Economic_GWh_Before Competition Groups_12 | Attic Insulation | 2.211% | 0 | 218.7824 | Residential_2024_Economic_GWh_Before Competition Groups_Attic Insulation
Residential | Res ¦ Energy Star Torchiere | 2024 | Economic | GWh | Before Competition Groups | 186.0427 | 0 | 0 | 9895.1302 | 0.018801 | 13 | Residential_2024_Economic_GWh_Before Competition Groups_13 | Energy Star Torchiere | 1.88% | 0 | 186.0427 | Residential_2024_Economic_GWh_Before Competition Groups_Energy Star Torchiere
Residential | Res ¦ Energy Star Air Source Heat Pump | 2024 | Economic | GWh | Before Competition Groups | 180.0296 | 0 | 0 | 9895.1302 | 0.018194 | 14 | Residential_2024_Economic_GWh_Before Competition Groups_14 | Energy Star Air Source Heat Pump | 1.819% | 0 | 180.0296 | Residential_2024_Economic_GWh_Before Competition Groups_Energy Star Air Source Heat Pump
Residential | Res ¦ Comprehensive Draft Proofing | 2024 | Economic | GWh | Before Competition Groups | 156.387 | 0 | 0 | 9895.1302 | 0.015804 | 15 | Residential_2024_Economic_GWh_Before Competition Groups_15 | Comprehensive Draft Proofing | 1.58% | 0 | 156.387 | Residential_2024_Economic_GWh_Before Competition Groups_Comprehensive Draft Proofing
Residential | Res ¦ Occupancy Sensors MF | 2024 | Economic | GWh | Before Competition Groups | 92.0441 | 0 | 0 | 9895.1302 | 0.009302 | 16 | Residential_2024_Economic_GWh_Before Competition Groups_16 | Occupancy Sensors MF | 0.9302% | 0 | 92.0441 | Residential_2024_Economic_GWh_Before Competition Groups_Occupancy Sensors MF
Residential | Res ¦ Energy Star Clothes Dryer | 2024 | Economic | GWh | Before Competition Groups | 84.9501 | 0 | 0 | 9895.1302 | 0.008585 | 17 | Residential_2024_Economic_GWh_Before Competition Groups_17 | Energy Star Clothes Dryer | 0.8585% | 0 | 84.9501 | Residential_2024_Economic_GWh_Before Competition Groups_Energy Star Clothes Dryer
Residential | Res ¦ Energy Star Light Fixture | 2024 | Economic | GWh | Before Competition Groups | 81.7092 | 0 | 0 | 9895.1302 | 0.0082575 | 18 | Residential_2024_Economic_GWh_Before Competition Groups_18 | Energy Star Light Fixture | 0.8258% | 0 | 81.7092 | Residential_2024_Economic_GWh_Before Competition Groups_Energy Star Light Fixture
Residential | Res ¦ Refrigerator Recycling | 2024 | Economic | GWh | Before Competition Groups | 80.6003 | 0 | 0 | 9895.1302 | 0.0081455 | 19 | Residential_2024_Economic_GWh_Before Competition Groups_19 | Refrigerator Recycling | 0.8145% | 0 | 80.6003 | Residential_2024_Economic_GWh_Before Competition Groups_Refrigerator Recycling
Residential | Res ¦ LED Parking Lot Fixture | 2024 | Economic | GWh | Before Competition Groups | 78.265 | 0 | 0 | 9895.1302 | 0.0079094 | 20 | Residential_2024_Economic_GWh_Before Competition Groups_20 | LED Parking Lot Fixture | 0.7909% | 0 | 78.265 | Residential_2024_Economic_GWh_Before Competition Groups_LED Parking Lot Fixture
Residential | Res ¦ Clothes Drying Racks | 2024 | Economic | GWh | Before Competition Groups | 73.5997 | 0 | 0 | 9895.1302 | 0.007438 | 21 | Residential_2024_Economic_GWh_Before Competition Groups_21 | Clothes Drying Racks | 0.7438% | 0 | 73.5997 | Residential_2024_Economic_GWh_Before Competition Groups_Clothes Drying Racks
Residential | Res ¦ Freezer Recycling | 2024 | Economic | GWh | Before Competition Groups | 70.7217 | 0 | 0 | 9895.1302 | 0.0071471 | 22 | Residential_2024_Economic_GWh_Before Competition Groups_22 | Freezer Recycling | 0.7147% | 0 | 70.7217 | Residential_2024_Economic_GWh_Before Competition Groups_Freezer Recycling
Residential | Res ¦ Energy Star Room Air Conditioner | 2024 | Economic | GWh | Before Competition Groups | 65.4676 | 0 | 0 | 9895.1302 | 0.0066161 | 23 | Residential_2024_Economic_GWh_Before Competition Groups_23 | Energy Star Room Air Conditioner | 0.6616% | 0 | 65.4676 | Residential_2024_Economic_GWh_Before Competition Groups_Energy Star Room Air Conditioner
Residential | Res ¦ Floor Insulation | 2024 | Economic | GWh | Before Competition Groups | 57.3396 | 0 | 0 | 9895.1302 | 0.0057947 | 24 | Residential_2024_Economic_GWh_Before Competition Groups_24 | Floor Insulation | 0.5795% | 0 | 57.3396 | Residential_2024_Economic_GWh_Before Competition Groups_Floor Insulation
Residential | Res ¦ Duct Insulation | 2024 | Economic | GWh | Before Competition Groups | 53.102 | 0 | 0 | 9895.1302 | 0.0053665 | 25 | Residential_2024_Economic_GWh_Before Competition Groups_25 | Duct Insulation | 0.5366% | 0 | 53.102 | Residential_2024_Economic_GWh_Before Competition Groups_Duct Insulation
Residential | Res ¦ Advanced BAS/Controllers | 2024 | Economic | GWh | Before Competition Groups | 45.003 | 0 | 0 | 9895.1302 | 0.004548 | 26 | Residential_2024_Economic_GWh_Before Competition Groups_26 | Advanced BAS/Controllers | 0.4548% | 0 | 45.003 | Residential_2024_Economic_GWh_Before Competition Groups_Advanced BAS/Controllers
Residential | Res ¦ Minimize Hot and Warm Clothes Wash | 2024 | Economic | GWh | Before Competition Groups | 39.3373 | 0 | 0 | 9895.1302 | 0.0039754 | 27 | Residential_2024_Economic_GWh_Before Competition Groups_27 | Minimize Hot and Warm Clothes Wash | 0.3975% | 0 | 39.3373 | Residential_2024_Economic_GWh_Before Competition Groups_Minimize Hot and Warm Clothes Wash
Residential | Res ¦ Furnace Whistle | 2024 | Economic | GWh | Before Competition Groups | 38.7519 | 0 | 0 | 9895.1302 | 0.0039163 | 28 | Residential_2024_Economic_GWh_Before Competition Groups_28 | Furnace Whistle | 0.3916% | 0 | 38.7519 | Residential_2024_Economic_GWh_Before Competition Groups_Furnace Whistle
Residential | Res ¦ LED Exterior Area Lights - LED Fixture (200W) | 2024 | Economic | GWh | Before Competition Groups | 35.813 | 0 | 0 | 9895.1302 | 0.0036193 | 29 | Residential_2024_Economic_GWh_Before Competition Groups_29 | LED Exterior Area Lights - LED Fixture (200W) | 0.3619% | 0 | 35.813 | Residential_2024_Economic_GWh_Before Competition Groups_LED Exterior Area Lights - LED Fixture (200W)
Residential | Res ¦ Energy Star Dehumidifier | 2024 | Economic | GWh | Before Competition Groups | 28.8139 | 0 | 0 | 9895.1302 | 0.0029119 | 30 | Residential_2024_Economic_GWh_Before Competition Groups_30 | Energy Star Dehumidifier | 0.2912% | 0 | 28.8139 | Residential_2024_Economic_GWh_Before Competition Groups_Energy Star Dehumidifier
Residential | Res ¦ Outside Air Economizer | 2024 | Economic | GWh | Before Competition Groups | 26.8254 | 0 | 0 | 9895.1302 | 0.002711 | 31 | Residential_2024_Economic_GWh_Before Competition Groups_31 | Outside Air Economizer | 0.2711% | 0 | 26.8254 | Residential_2024_Economic_GWh_Before Competition Groups_Outside Air Economizer
Residential | Res ¦ Duct Insulation MF | 2024 | Economic | GWh | Before Competition Groups | 22.1138 | 0 | 0 | 9895.1302 | 0.0022348 | 32 | Residential_2024_Economic_GWh_Before Competition Groups_32 | Duct Insulation MF | 0.2235% | 0 | 22.1138 | Residential_2024_Economic_GWh_Before Competition Groups_Duct Insulation MF
Residential | Res ¦ Demand Control Ventilation | 2024 | Economic | GWh | Before Competition Groups | 20.7554 | 0 | 0 | 9895.1302 | 0.0020975 | 33 | Residential_2024_Economic_GWh_Before Competition Groups_33 | Demand Control Ventilation | 0.2098% | 0 | 20.7554 | Residential_2024_Economic_GWh_Before Competition Groups_Demand Control Ventilation
Residential | Res ¦ LED Tube Re-Lamp | 2024 | Economic | GWh | Before Competition Groups | 20.5509 | 0 | 0 | 9895.1302 | 0.0020769 | 34 | Residential_2024_Economic_GWh_Before Competition Groups_34 | LED Tube Re-Lamp | 0.2077% | 0 | 20.5509 | Residential_2024_Economic_GWh_Before Competition Groups_LED Tube Re-Lamp
Residential | Res ¦ Heat Recovery Ventilator | 2024 | Economic | GWh | Before Competition Groups | 19.2957 | 0 | 0 | 9895.1302 | 0.00195 | 35 | Residential_2024_Economic_GWh_Before Competition Groups_35 | Heat Recovery Ventilator | 0.195% | 0 | 19.2957 | Residential_2024_Economic_GWh_Before Competition Groups_Heat Recovery Ventilator
Residential | Res ¦ CO Sensors for parking garage exhaust fans | 2024 | Economic | GWh | Before Competition Groups | 16.9248 | 0 | 0 | 9895.1302 | 0.0017104 | 36 | Residential_2024_Economic_GWh_Before Competition Groups_36 | CO Sensors for parking garage exhaust fans | 0.171% | 0 | 16.9248 | Residential_2024_Economic_GWh_Before Competition Groups_CO Sensors for parking garage exhaust fans
Residential | Res ¦ Variable Frequency Drive (VFD) | 2024 | Economic | GWh | Before Competition Groups | 16.4386 | 0 | 0 | 9895.1302 | 0.0016613 | 37 | Residential_2024_Economic_GWh_Before Competition Groups_37 | Variable Frequency Drive (VFD) | 0.1661% | 0 | 16.4386 | Residential_2024_Economic_GWh_Before Competition Groups_Variable Frequency Drive (VFD)
Residential | Res ¦ ENERGY STAR LED LAMPS (REFLECTOR LAMPs/MR16/PAR 16) | 2024 | Economic | GWh | Before Competition Groups | 15.4897 | 0 | 0 | 9895.1302 | 0.0015654 | 38 | Residential_2024_Economic_GWh_Before Competition Groups_38 | ENERGY STAR LED LAMPS (REFLECTOR LAMPs/MR16/PAR 16) | 0.1565% | 0 | 15.4897 | Residential_2024_Economic_GWh_Before Competition Groups_ENERGY STAR LED LAMPS (REFLECTOR LAMPs/MR16/PAR 16)
Residential | Res ¦ Water Heater Temperature Setback | 2024 | Economic | GWh | Before Competition Groups | 12.2839 | 0 | 0 | 9895.1302 | 0.0012414 | 39 | Residential_2024_Economic_GWh_Before Competition Groups_39 | Water Heater Temperature Setback | 0.1241% | 0 | 12.2839 | Residential_2024_Economic_GWh_Before Competition Groups_Water Heater Temperature Setback
Residential | Res ¦ Energy Star Freezer | 2024 | Economic | GWh | Before Competition Groups | 11.6046 | 0 | 0 | 9895.1302 | 0.0011728 | 40 | Residential_2024_Economic_GWh_Before Competition Groups_40 | Energy Star Freezer | 0.1173% | 0 | 11.6046 | Residential_2024_Economic_GWh_Before Competition Groups_Energy Star Freezer
Residential | Res ¦ Home Energy Reports | 2024 | Economic | GWh | Before Competition Groups | 11.5992 | 0 | 0 | 9895.1302 | 0.0011722 | 41 | Residential_2024_Economic_GWh_Before Competition Groups_41 | Home Energy Reports | 0.1172% | 0 | 11.5992 | Residential_2024_Economic_GWh_Before Competition Groups_Home Energy Reports
Residential | Res ¦ Condensing Make Up Air Unit | 2024 | Economic | GWh | Before Competition Groups | 8.2761 | 0 | 0 | 9895.1302 | 0.00083638 | 42 | Residential_2024_Economic_GWh_Before Competition Groups_42 | Condensing Make Up Air Unit | 0.08364% | 0 | 8.2761 | Residential_2024_Economic_GWh_Before Competition Groups_Condensing Make Up Air Unit
Residential | Res ¦ High Efficiency Chiller (avg of water and air cooled) | 2024 | Economic | GWh | Before Competition Groups | 7.6759 | 0 | 0 | 9895.1302 | 0.00077573 | 43 | Residential_2024_Economic_GWh_Before Competition Groups_43 | High Efficiency Chiller (avg of water and air cooled) | 0.07757% | 0 | 7.6759 | Residential_2024_Economic_GWh_Before Competition Groups_High Efficiency Chiller (avg of water and air cooled)
Residential | Res ¦ VFD on Pumps | 2024 | Economic | GWh | Before Competition Groups | 5.055 | 0 | 0 | 9895.1302 | 0.00051086 | 44 | Residential_2024_Economic_GWh_Before Competition Groups_44 | VFD on Pumps | 0.05109% | 0 | 5.055 | Residential_2024_Economic_GWh_Before Competition Groups_VFD on Pumps
Residential | Res ¦ ENERGY STAR LED Lamps (General Service Lamps) | 2024 | Economic | GWh | Before Competition Groups | 3.4968 | 0 | 0 | 9895.1302 | 0.00035339 | 45 | Residential_2024_Economic_GWh_Before Competition Groups_45 | ENERGY STAR LED Lamps (General Service Lamps) | 0.03534% | 0 | 3.4968 | Residential_2024_Economic_GWh_Before Competition Groups_ENERGY STAR LED Lamps (General Service Lamps)
Residential | Res ¦ ECM MOTORS FOR HVAC APPLICATION (FAN-POWERED VAV BOX) | 2024 | Economic | GWh | Before Competition Groups | 2.7334 | 0 | 0 | 9895.1302 | 0.00027623 | 46 | Residential_2024_Economic_GWh_Before Competition Groups_46 | ECM MOTORS FOR HVAC APPLICATION (FAN-POWERED VAV BOX) | 0.02762% | 0 | 2.7334 | Residential_2024_Economic_GWh_Before Competition Groups_ECM MOTORS FOR HVAC APPLICATION (FAN-POWERED VAV BOX)
Residential | Res ¦ Tankless Water Heater | 2024 | Economic | GWh | Before Competition Groups | 2.4195 | 0 | 0 | 9895.1302 | 0.00024452 | 47 | Residential_2024_Economic_GWh_Before Competition Groups_47 | Tankless Water Heater | 0.02445% | 0 | 2.4195 | Residential_2024_Economic_GWh_Before Competition Groups_Tankless Water Heater
Residential | Res ¦ Beverage Vending Machine Controls | 2024 | Economic | GWh | Before Competition Groups | 1.8446 | 0 | 0 | 9895.1302 | 0.00018641 | 48 | Residential_2024_Economic_GWh_Before Competition Groups_48 | Beverage Vending Machine Controls | 0.01864% | 0 | 1.8446 | Residential_2024_Economic_GWh_Before Competition Groups_Beverage Vending Machine Controls
Residential | Res ¦ Wall Insulation | 2024 | Economic | GWh | Before Competition Groups | 0.82423 | 0 | 0 | 9895.1302 | 8.3297e-05 | 49 | Residential_2024_Economic_GWh_Before Competition Groups_49 | Wall Insulation | 0.00833% | 0 | 0.82423 | Residential_2024_Economic_GWh_Before Competition Groups_Wall Insulation
Residential | Res ¦ LED High Bay Fixture | 2024 | Economic | GWh | Before Competition Groups | 0.23229 | 0 | 0 | 9895.1302 | 2.3475e-05 | 50 | Residential_2024_Economic_GWh_Before Competition Groups_50 | LED High Bay Fixture | 0.002347% | 0 | 0.23229 | Residential_2024_Economic_GWh_Before Competition Groups_LED High Bay Fixture
Residential | Res ¦ Chilled Water Optimization | 2024 | Economic | GWh | Before Competition Groups | 0.19856 | 0 | 0 | 9895.1302 | 2.0067e-05 | 51 | Residential_2024_Economic_GWh_Before Competition Groups_51 | Chilled Water Optimization | 0.002007% | 0 | 0.19856 | Residential_2024_Economic_GWh_Before Competition Groups_Chilled Water Optimization
Residential | Res ¦ Wall Insulation MF | 2024 | Economic | GWh | Before Competition Groups | 0.049953 | 0 | 0 | 9895.1302 | 5.0483e-06 | 52 | Residential_2024_Economic_GWh_Before Competition Groups_52 | Wall Insulation MF | 0.0005048% | 0 | 0.049953 | Residential_2024_Economic_GWh_Before Competition Groups_Wall Insulation MF
Residential | Res ¦ Heavy Duty Outdoor/Holiday Plug-in Timers | 2024 | Economic | GWh | Before Competition Groups | 0 | 0 | 0 | 9895.1302 | 0 | 53 | Residential_2024_Economic_GWh_Before Competition Groups_53 | Heavy Duty Outdoor/Holiday Plug-in Timers | 0% | 0 | 0 | Residential_2024_Economic_GWh_Before Competition Groups_Heavy Duty Outdoor/Holiday Plug-in Timers
Residential | Res ¦ LED Downlight | 2024 | Economic | GWh | Before Competition Groups | 0 | 0 | 0 | 9895.1302 | 0 | 54 | Residential_2024_Economic_GWh_Before Competition Groups_54 | LED Downlight | 0% | 0 | 0 | Residential_2024_Economic_GWh_Before Competition Groups_LED Downlight
Residential | Res ¦ Smart Burners | 2024 | Economic | GWh | Before Competition Groups | 0 | 0 | 0 | 9895.1302 | 0 | 55 | Residential_2024_Economic_GWh_Before Competition Groups_55 | Smart Burners | 0% | 0 | 0 | Residential_2024_Economic_GWh_Before Competition Groups_Smart Burners
Residential | Res ¦ Smart Power Bar | 2024 | Economic | GWh | Before Competition Groups | 0 | 0 | 0 | 9895.1302 | 0 | 56 | Residential_2024_Economic_GWh_Before Competition Groups_56 | Smart Power Bar | 0% | 0 | 0 | Residential_2024_Economic_GWh_Before Competition Groups_Smart Power Bar
Residential | Res ¦ Energy Star LED Specialty Bulbs | 2024 | SC A | GWh | Before Competition Groups | 425.6765 | 0 | 0 | 1414.6722 | 0.3009 | 1 | Residential_2024_SC A_GWh_Before Competition Groups_1 | Energy Star LED Specialty Bulbs | 30.09% | 0 | 425.6765 | Residential_2024_SC A_GWh_Before Competition Groups_Energy Star LED Specialty Bulbs
Residential | Res ¦ Energy Star A Line, PAR, MR Lamps | 2024 | SC A | GWh | Before Competition Groups | 151.3164 | 0 | 0 | 1414.6722 | 0.10696 | 2 | Residential_2024_SC A_GWh_Before Competition Groups_2 | Energy Star A Line, PAR, MR Lamps | 10.7% | 0 | 151.3164 | Residential_2024_SC A_GWh_Before Competition Groups_Energy Star A Line, PAR, MR Lamps
Residential | Res ¦ Energy Star Clothes Washer | 2024 | SC A | GWh | Before Competition Groups | 135.458 | 0 | 0 | 1414.6722 | 0.095752 | 3 | Residential_2024_SC A_GWh_Before Competition Groups_3 | Energy Star Clothes Washer | 9.575% | 0 | 135.458 | Residential_2024_SC A_GWh_Before Competition Groups_Energy Star Clothes Washer
Residential | Res ¦ Ductless Mini-Split Heat Pump | 2024 | SC A | GWh | Before Competition Groups | 90.2002 | 0 | 0 | 1414.6722 | 0.063761 | 4 | Residential_2024_SC A_GWh_Before Competition Groups_4 | Ductless Mini-Split Heat Pump | 6.376% | 0 | 90.2002 | Residential_2024_SC A_GWh_Before Competition Groups_Ductless Mini-Split Heat Pump
Residential | Res ¦ Car Block Heater Timer | 2024 | SC A | GWh | Before Competition Groups | 68.3981 | 0 | 0 | 1414.6722 | 0.048349 | 5 | Residential_2024_SC A_GWh_Before Competition Groups_5 | Car Block Heater Timer | 4.835% | 0 | 68.3981 | Residential_2024_SC A_GWh_Before Competition Groups_Car Block Heater Timer
Residential | Res ¦ Building Recommissioning, Operations and Maintenance (O&M) Improvements | 2024 | SC A | GWh | Before Competition Groups | 56.6876 | 0 | 0 | 1414.6722 | 0.040071 | 6 | Residential_2024_SC A_GWh_Before Competition Groups_6 | Building Recommissioning, Operations and Maintenance (O&M) Improvements | 4.007% | 0 | 56.6876 | Residential_2024_SC A_GWh_Before Competition Groups_Building Recommissioning, Operations and Maintenance (O&M) Improvements
Residential | Res ¦ Variable Speed Pool Pump Motor | 2024 | SC A | GWh | Before Competition Groups | 51.4071 | 0 | 0 | 1414.6722 | 0.036339 | 7 | Residential_2024_SC A_GWh_Before Competition Groups_7 | Variable Speed Pool Pump Motor | 3.634% | 0 | 51.4071 | Residential_2024_SC A_GWh_Before Competition Groups_Variable Speed Pool Pump Motor
Residential | Res ¦ LED Parking Lot Fixture | 2024 | SC A | GWh | Before Competition Groups | 49.6255 | 0 | 0 | 1414.6722 | 0.035079 | 8 | Residential_2024_SC A_GWh_Before Competition Groups_8 | LED Parking Lot Fixture | 3.508% | 0 | 49.6255 | Residential_2024_SC A_GWh_Before Competition Groups_LED Parking Lot Fixture
Residential | Res ¦ Energy Star Torchiere | 2024 | SC A | GWh | Before Competition Groups | 40.8565 | 0 | 0 | 1414.6722 | 0.028881 | 9 | Residential_2024_SC A_GWh_Before Competition Groups_9 | Energy Star Torchiere | 2.888% | 0 | 40.8565 | Residential_2024_SC A_GWh_Before Competition Groups_Energy Star Torchiere
Residential | Res ¦ Adaptive Thermostat | 2024 | SC A | GWh | Before Competition Groups | 37.6354 | 0 | 0 | 1414.6722 | 0.026604 | 10 | Residential_2024_SC A_GWh_Before Competition Groups_10 | Adaptive Thermostat | 2.66% | 0 | 37.6354 | Residential_2024_SC A_GWh_Before Competition Groups_Adaptive Thermostat
Residential | Res ¦ Comprehensive Draft Proofing | 2024 | SC A | GWh | Before Competition Groups | 27.6986 | 0 | 0 | 1414.6722 | 0.01958 | 11 | Residential_2024_SC A_GWh_Before Competition Groups_11 | Comprehensive Draft Proofing | 1.958% | 0 | 27.6986 | Residential_2024_SC A_GWh_Before Competition Groups_Comprehensive Draft Proofing
Residential | Res ¦ Energy Star LED Bulbs General Purpose LEDs | 2024 | SC A | GWh | Before Competition Groups | 26.5877 | 0 | 0 | 1414.6722 | 0.018794 | 12 | Residential_2024_SC A_GWh_Before Competition Groups_12 | Energy Star LED Bulbs General Purpose LEDs | 1.879% | 0 | 26.5877 | Residential_2024_SC A_GWh_Before Competition Groups_Energy Star LED Bulbs General Purpose LEDs
Residential | Res ¦ Air Sealing | 2024 | SC A | GWh | Before Competition Groups | 25.2666 | 0 | 0 | 1414.6722 | 0.01786 | 13 | Residential_2024_SC A_GWh_Before Competition Groups_13 | Air Sealing | 1.786% | 0 | 25.2666 | Residential_2024_SC A_GWh_Before Competition Groups_Air Sealing
Residential | Res ¦ LED Exterior Area Lights - LED Fixture (200W) | 2024 | SC A | GWh | Before Competition Groups | 23.7775 | 0 | 0 | 1414.6722 | 0.016808 | 14 | Residential_2024_SC A_GWh_Before Competition Groups_14 | LED Exterior Area Lights - LED Fixture (200W) | 1.681% | 0 | 23.7775 | Residential_2024_SC A_GWh_Before Competition Groups_LED Exterior Area Lights - LED Fixture (200W)
Residential | Res ¦ Basement Wall Insulation | 2024 | SC A | GWh | Before Competition Groups | 22.7837 | 0 | 0 | 1414.6722 | 0.016105 | 15 | Residential_2024_SC A_GWh_Before Competition Groups_15 | Basement Wall Insulation | 1.611% | 0 | 22.7837 | Residential_2024_SC A_GWh_Before Competition Groups_Basement Wall Insulation
Residential | Res ¦ Occupancy Sensors MF | 2024 | SC A | GWh | Before Competition Groups | 18.5302 | 0 | 0 | 1414.6722 | 0.013099 | 16 | Residential_2024_SC A_GWh_Before Competition Groups_16 | Occupancy Sensors MF | 1.31% | 0 | 18.5302 | Residential_2024_SC A_GWh_Before Competition Groups_Occupancy Sensors MF
Residential | Res ¦ Energy Star Light Fixture | 2024 | SC A | GWh | Before Competition Groups | 18.515 | 0 | 0 | 1414.6722 | 0.013088 | 17 | Residential_2024_SC A_GWh_Before Competition Groups_17 | Energy Star Light Fixture | 1.309% | 0 | 18.515 | Residential_2024_SC A_GWh_Before Competition Groups_Energy Star Light Fixture
Residential | Res ¦ LED Tube Re-Lamp | 2024 | SC A | GWh | Before Competition Groups | 17.0559 | 0 | 0 | 1414.6722 | 0.012056 | 18 | Residential_2024_SC A_GWh_Before Competition Groups_18 | LED Tube Re-Lamp | 1.206% | 0 | 17.0559 | Residential_2024_SC A_GWh_Before Competition Groups_LED Tube Re-Lamp
Residential | Res ¦ Energy Star Air Source Heat Pump | 2024 | SC A | GWh | Before Competition Groups | 15.9815 | 0 | 0 | 1414.6722 | 0.011297 | 19 | Residential_2024_SC A_GWh_Before Competition Groups_19 | Energy Star Air Source Heat Pump | 1.13% | 0 | 15.9815 | Residential_2024_SC A_GWh_Before Competition Groups_Energy Star Air Source Heat Pump
Residential | Res ¦ Energy Star Clothes Dryer | 2024 | SC A | GWh | Before Competition Groups | 12.9808 | 0 | 0 | 1414.6722 | 0.0091758 | 20 | Residential_2024_SC A_GWh_Before Competition Groups_20 | Energy Star Clothes Dryer | 0.9176% | 0 | 12.9808 | Residential_2024_SC A_GWh_Before Competition Groups_Energy Star Clothes Dryer
Residential | Res ¦ ENERGY STAR LED LAMPS (REFLECTOR LAMPs/MR16/PAR 16) | 2024 | SC A | GWh | Before Competition Groups | 11.5505 | 0 | 0 | 1414.6722 | 0.0081648 | 21 | Residential_2024_SC A_GWh_Before Competition Groups_21 | ENERGY STAR LED LAMPS (REFLECTOR LAMPs/MR16/PAR 16) | 0.8165% | 0 | 11.5505 | Residential_2024_SC A_GWh_Before Competition Groups_ENERGY STAR LED LAMPS (REFLECTOR LAMPs/MR16/PAR 16)
Residential | Res ¦ Refrigerator Recycling | 2024 | SC A | GWh | Before Competition Groups | 10.7122 | 0 | 0 | 1414.6722 | 0.0075722 | 22 | Residential_2024_SC A_GWh_Before Competition Groups_22 | Refrigerator Recycling | 0.7572% | 0 | 10.7122 | Residential_2024_SC A_GWh_Before Competition Groups_Refrigerator Recycling
Residential | Res ¦ Minimize Hot and Warm Clothes Wash | 2024 | SC A | GWh | Before Competition Groups | 9.4426 | 0 | 0 | 1414.6722 | 0.0066748 | 23 | Residential_2024_SC A_GWh_Before Competition Groups_23 | Minimize Hot and Warm Clothes Wash | 0.6675% | 0 | 9.4426 | Residential_2024_SC A_GWh_Before Competition Groups_Minimize Hot and Warm Clothes Wash
Residential | Res ¦ Outside Air Economizer | 2024 | SC A | GWh | Before Competition Groups | 8.5852 | 0 | 0 | 1414.6722 | 0.0060687 | 24 | Residential_2024_SC A_GWh_Before Competition Groups_24 | Outside Air Economizer | 0.6069% | 0 | 8.5852 | Residential_2024_SC A_GWh_Before Competition Groups_Outside Air Economizer
Residential | Res ¦ Attic Insulation | 2024 | SC A | GWh | Before Competition Groups | 7.9435 | 0 | 0 | 1414.6722 | 0.0056151 | 25 | Residential_2024_SC A_GWh_Before Competition Groups_25 | Attic Insulation | 0.5615% | 0 | 7.9435 | Residential_2024_SC A_GWh_Before Competition Groups_Attic Insulation
Residential | Res ¦ Energy Star Room Air Conditioner | 2024 | SC A | GWh | Before Competition Groups | 7.162 | 0 | 0 | 1414.6722 | 0.0050627 | 26 | Residential_2024_SC A_GWh_Before Competition Groups_26 | Energy Star Room Air Conditioner | 0.5063% | 0 | 7.162 | Residential_2024_SC A_GWh_Before Competition Groups_Energy Star Room Air Conditioner
Residential | Res ¦ Furnace Whistle | 2024 | SC A | GWh | Before Competition Groups | 7.1444 | 0 | 0 | 1414.6722 | 0.0050502 | 27 | Residential_2024_SC A_GWh_Before Competition Groups_27 | Furnace Whistle | 0.505% | 0 | 7.1444 | Residential_2024_SC A_GWh_Before Competition Groups_Furnace Whistle
Residential | Res ¦ High Efficiency Chiller (avg of water and air cooled) | 2024 | SC A | GWh | Before Competition Groups | 6.3839 | 0 | 0 | 1414.6722 | 0.0045126 | 28 | Residential_2024_SC A_GWh_Before Competition Groups_28 | High Efficiency Chiller (avg of water and air cooled) | 0.4513% | 0 | 6.3839 | Residential_2024_SC A_GWh_Before Competition Groups_High Efficiency Chiller (avg of water and air cooled)
Residential | Res ¦ Advanced BAS/Controllers | 2024 | SC A | GWh | Before Competition Groups | 5.4967 | 0 | 0 | 1414.6722 | 0.0038855 | 29 | Residential_2024_SC A_GWh_Before Competition Groups_29 | Advanced BAS/Controllers | 0.3885% | 0 | 5.4967 | Residential_2024_SC A_GWh_Before Competition Groups_Advanced BAS/Controllers
Residential | Res ¦ Energy Star Freezer | 2024 | SC A | GWh | Before Competition Groups | 3.4674 | 0 | 0 | 1414.6722 | 0.002451 | 30 | Residential_2024_SC A_GWh_Before Competition Groups_30 | Energy Star Freezer | 0.2451% | 0 | 3.4674 | Residential_2024_SC A_GWh_Before Competition Groups_Energy Star Freezer
Residential | Res ¦ Variable Frequency Drive (VFD) | 2024 | SC A | GWh | Before Competition Groups | 3.0307 | 0 | 0 | 1414.6722 | 0.0021423 | 31 | Residential_2024_SC A_GWh_Before Competition Groups_31 | Variable Frequency Drive (VFD) | 0.2142% | 0 | 3.0307 | Residential_2024_SC A_GWh_Before Competition Groups_Variable Frequency Drive (VFD)
Residential | Res ¦ ENERGY STAR LED Lamps (General Service Lamps) | 2024 | SC A | GWh | Before Competition Groups | 2.7581 | 0 | 0 | 1414.6722 | 0.0019496 | 32 | Residential_2024_SC A_GWh_Before Competition Groups_32 | ENERGY STAR LED Lamps (General Service Lamps) | 0.195% | 0 | 2.7581 | Residential_2024_SC A_GWh_Before Competition Groups_ENERGY STAR LED Lamps (General Service Lamps)
Residential | Res ¦ Home Energy Reports | 2024 | SC A | GWh | Before Competition Groups | 2.4424 | 0 | 0 | 1414.6722 | 0.0017265 | 33 | Residential_2024_SC A_GWh_Before Competition Groups_33 | Home Energy Reports | 0.1727% | 0 | 2.4424 | Residential_2024_SC A_GWh_Before Competition Groups_Home Energy Reports
Residential | Res ¦ CO Sensors for parking garage exhaust fans | 2024 | SC A | GWh | Before Competition Groups | 2.3013 | 0 | 0 | 1414.6722 | 0.0016267 | 34 | Residential_2024_SC A_GWh_Before Competition Groups_34 | CO Sensors for parking garage exhaust fans | 0.1627% | 0 | 2.3013 | Residential_2024_SC A_GWh_Before Competition Groups_CO Sensors for parking garage exhaust fans
Residential | Res ¦ Water Heater Temperature Setback | 2024 | SC A | GWh | Before Competition Groups | 2.2482 | 0 | 0 | 1414.6722 | 0.0015892 | 35 | Residential_2024_SC A_GWh_Before Competition Groups_35 | Water Heater Temperature Setback | 0.1589% | 0 | 2.2482 | Residential_2024_SC A_GWh_Before Competition Groups_Water Heater Temperature Setback
Residential | Res ¦ Demand Control Ventilation | 2024 | SC A | GWh | Before Competition Groups | 2.1515 | 0 | 0 | 1414.6722 | 0.0015209 | 36 | Residential_2024_SC A_GWh_Before Competition Groups_36 | Demand Control Ventilation | 0.1521% | 0 | 2.1515 | Residential_2024_SC A_GWh_Before Competition Groups_Demand Control Ventilation
Residential | Res ¦ Clothes Drying Racks | 2024 | SC A | GWh | Before Competition Groups | 0.94231 | 0 | 0 | 1414.6722 | 0.0006661 | 37 | Residential_2024_SC A_GWh_Before Competition Groups_37 | Clothes Drying Racks | 0.06661% | 0 | 0.94231 | Residential_2024_SC A_GWh_Before Competition Groups_Clothes Drying Racks
Residential | Res ¦ VFD on Pumps | 2024 | SC A | GWh | Before Competition Groups | 0.86453 | 0 | 0 | 1414.6722 | 0.00061112 | 38 | Residential_2024_SC A_GWh_Before Competition Groups_38 | VFD on Pumps | 0.06111% | 0 | 0.86453 | Residential_2024_SC A_GWh_Before Competition Groups_VFD on Pumps
Residential | Res ¦ Condensing Make Up Air Unit | 2024 | SC A | GWh | Before Competition Groups | 0.67194 | 0 | 0 | 1414.6722 | 0.00047498 | 39 | Residential_2024_SC A_GWh_Before Competition Groups_39 | Condensing Make Up Air Unit | 0.0475% | 0 | 0.67194 | Residential_2024_SC A_GWh_Before Competition Groups_Condensing Make Up Air Unit
Residential | Res ¦ Energy Star Dehumidifier | 2024 | SC A | GWh | Before Competition Groups | 0.57304 | 0 | 0 | 1414.6722 | 0.00040507 | 40 | Residential_2024_SC A_GWh_Before Competition Groups_40 | Energy Star Dehumidifier | 0.04051% | 0 | 0.57304 | Residential_2024_SC A_GWh_Before Competition Groups_Energy Star Dehumidifier
Residential | Res ¦ Floor Insulation | 2024 | SC A | GWh | Before Competition Groups | 0.57086 | 0 | 0 | 1414.6722 | 0.00040353 | 41 | Residential_2024_SC A_GWh_Before Competition Groups_41 | Floor Insulation | 0.04035% | 0 | 0.57086 | Residential_2024_SC A_GWh_Before Competition Groups_Floor Insulation
Residential | Res ¦ ECM MOTORS FOR HVAC APPLICATION (FAN-POWERED VAV BOX) | 2024 | SC A | GWh | Before Competition Groups | 0.47004 | 0 | 0 | 1414.6722 | 0.00033226 | 42 | Residential_2024_SC A_GWh_Before Competition Groups_42 | ECM MOTORS FOR HVAC APPLICATION (FAN-POWERED VAV BOX) | 0.03323% | 0 | 0.47004 | Residential_2024_SC A_GWh_Before Competition Groups_ECM MOTORS FOR HVAC APPLICATION (FAN-POWERED VAV BOX)
Residential | Res ¦ Duct Insulation | 2024 | SC A | GWh | Before Competition Groups | 0.35147 | 0 | 0 | 1414.6722 | 0.00024844 | 43 | Residential_2024_SC A_GWh_Before Competition Groups_43 | Duct Insulation | 0.02484% | 0 | 0.35147 | Residential_2024_SC A_GWh_Before Competition Groups_Duct Insulation
Residential | Res ¦ Heat Recovery Ventilator | 2024 | SC A | GWh | Before Competition Groups | 0.3143 | 0 | 0 | 1414.6722 | 0.00022217 | 44 | Residential_2024_SC A_GWh_Before Competition Groups_44 | Heat Recovery Ventilator | 0.02222% | 0 | 0.3143 | Residential_2024_SC A_GWh_Before Competition Groups_Heat Recovery Ventilator
Residential | Res ¦ Beverage Vending Machine Controls | 2024 | SC A | GWh | Before Competition Groups | 0.23326 | 0 | 0 | 1414.6722 | 0.00016489 | 45 | Residential_2024_SC A_GWh_Before Competition Groups_45 | Beverage Vending Machine Controls | 0.01649% | 0 | 0.23326 | Residential_2024_SC A_GWh_Before Competition Groups_Beverage Vending Machine Controls
Residential | Res ¦ Duct Insulation MF | 2024 | SC A | GWh | Before Competition Groups | 0.19949 | 0 | 0 | 1414.6722 | 0.00014101 | 46 | Residential_2024_SC A_GWh_Before Competition Groups_46 | Duct Insulation MF | 0.0141% | 0 | 0.19949 | Residential_2024_SC A_GWh_Before Competition Groups_Duct Insulation MF
Residential | Res ¦ Tankless Water Heater | 2024 | SC A | GWh | Before Competition Groups | 0.11799 | 0 | 0 | 1414.6722 | 8.3406e-05 | 47 | Residential_2024_SC A_GWh_Before Competition Groups_47 | Tankless Water Heater | 0.008341% | 0 | 0.11799 | Residential_2024_SC A_GWh_Before Competition Groups_Tankless Water Heater
Residential | Res ¦ Chilled Water Optimization | 2024 | SC A | GWh | Before Competition Groups | 0.053207 | 0 | 0 | 1414.6722 | 3.7611e-05 | 48 | Residential_2024_SC A_GWh_Before Competition Groups_48 | Chilled Water Optimization | 0.003761% | 0 | 0.053207 | Residential_2024_SC A_GWh_Before Competition Groups_Chilled Water Optimization
Residential | Res ¦ LED High Bay Fixture | 2024 | SC A | GWh | Before Competition Groups | 0.042102 | 0 | 0 | 1414.6722 | 2.9761e-05 | 49 | Residential_2024_SC A_GWh_Before Competition Groups_49 | LED High Bay Fixture | 0.002976% | 0 | 0.042102 | Residential_2024_SC A_GWh_Before Competition Groups_LED High Bay Fixture
Residential | Res ¦ Wall Insulation MF | 2024 | SC A | GWh | Before Competition Groups | 0.0039964 | 0 | 0 | 1414.6722 | 2.825e-06 | 50 | Residential_2024_SC A_GWh_Before Competition Groups_50 | Wall Insulation MF | 0.0002825% | 0 | 0.0039964 | Residential_2024_SC A_GWh_Before Competition Groups_Wall Insulation MF
Residential | Res ¦ Wall Insulation | 2024 | SC A | GWh | Before Competition Groups | 0.0034317 | 0 | 0 | 1414.6722 | 2.4258e-06 | 51 | Residential_2024_SC A_GWh_Before Competition Groups_51 | Wall Insulation | 0.0002426% | 0 | 0.0034317 | Residential_2024_SC A_GWh_Before Competition Groups_Wall Insulation
Residential | Res ¦ Freezer Recycling | 2024 | SC A | GWh | Before Competition Groups | 0.00096818 | 0 | 0 | 1414.6722 | 6.8439e-07 | 52 | Residential_2024_SC A_GWh_Before Competition Groups_52 | Freezer Recycling | 6.844e-05% | 0 | 0.00096818 | Residential_2024_SC A_GWh_Before Competition Groups_Freezer Recycling
Residential | Res ¦ Heavy Duty Outdoor/Holiday Plug-in Timers | 2024 | SC A | GWh | Before Competition Groups | 0 | 0 | 0 | 1414.6722 | 0 | 53 | Residential_2024_SC A_GWh_Before Competition Groups_53 | Heavy Duty Outdoor/Holiday Plug-in Timers | 0% | 0 | 0 | Residential_2024_SC A_GWh_Before Competition Groups_Heavy Duty Outdoor/Holiday Plug-in Timers
Residential | Res ¦ LED Downlight | 2024 | SC A | GWh | Before Competition Groups | 0 | 0 | 0 | 1414.6722 | 0 | 54 | Residential_2024_SC A_GWh_Before Competition Groups_54 | LED Downlight | 0% | 0 | 0 | Residential_2024_SC A_GWh_Before Competition Groups_LED Downlight
Residential | Res ¦ Smart Burners | 2024 | SC A | GWh | Before Competition Groups | 0 | 0 | 0 | 1414.6722 | 0 | 55 | Residential_2024_SC A_GWh_Before Competition Groups_55 | Smart Burners | 0% | 0 | 0 | Residential_2024_SC A_GWh_Before Competition Groups_Smart Burners
Residential | Res ¦ Smart Power Bar | 2024 | SC A | GWh | Before Competition Groups | 0 | 0 | 0 | 1414.6722 | 0 | 56 | Residential_2024_SC A_GWh_Before Competition Groups_56 | Smart Power Bar | 0% | 0 | 0 | Residential_2024_SC A_GWh_Before Competition Groups_Smart Power Bar
Residential | Res ¦ Energy Star Clothes Washer | 2024 | SC B | GWh | Before Competition Groups | 226.7998 | 0 | 0 | 2277.52 | 0.099582 | 1 | Residential_2024_SC B_GWh_Before Competition Groups_1 | Energy Star Clothes Washer | 9.958% | 0 | 226.7998 | Residential_2024_SC B_GWh_Before Competition Groups_Energy Star Clothes Washer
Residential | Res ¦ Energy Star LED Bulbs General Purpose LEDs | 2024 | SC B | GWh | Before Competition Groups | 224.6942 | 0 | 0 | 2277.52 | 0.098657 | 2 | Residential_2024_SC B_GWh_Before Competition Groups_2 | Energy Star LED Bulbs General Purpose LEDs | 9.866% | 0 | 224.6942 | Residential_2024_SC B_GWh_Before Competition Groups_Energy Star LED Bulbs General Purpose LEDs
Residential | Res ¦ Energy Star A Line, PAR, MR Lamps | 2024 | SC B | GWh | Before Competition Groups | 213.2695 | 0 | 0 | 2277.52 | 0.093641 | 3 | Residential_2024_SC B_GWh_Before Competition Groups_3 | Energy Star A Line, PAR, MR Lamps | 9.364% | 0 | 213.2695 | Residential_2024_SC B_GWh_Before Competition Groups_Energy Star A Line, PAR, MR Lamps
Residential | Res ¦ Energy Star LED Specialty Bulbs | 2024 | SC B | GWh | Before Competition Groups | 205.17 | 0 | 0 | 2277.52 | 0.090085 | 4 | Residential_2024_SC B_GWh_Before Competition Groups_4 | Energy Star LED Specialty Bulbs | 9.008% | 0 | 205.17 | Residential_2024_SC B_GWh_Before Competition Groups_Energy Star LED Specialty Bulbs
Residential | Res ¦ Variable Speed Pool Pump Motor | 2024 | SC B | GWh | Before Competition Groups | 189.3886 | 0 | 0 | 2277.52 | 0.083156 | 5 | Residential_2024_SC B_GWh_Before Competition Groups_5 | Variable Speed Pool Pump Motor | 8.316% | 0 | 189.3886 | Residential_2024_SC B_GWh_Before Competition Groups_Variable Speed Pool Pump Motor
Residential | Res ¦ Car Block Heater Timer | 2024 | SC B | GWh | Before Competition Groups | 155.1987 | 0 | 0 | 2277.52 | 0.068144 | 6 | Residential_2024_SC B_GWh_Before Competition Groups_6 | Car Block Heater Timer | 6.814% | 0 | 155.1987 | Residential_2024_SC B_GWh_Before Competition Groups_Car Block Heater Timer
Residential | Res ¦ Building Recommissioning, Operations and Maintenance (O&M) Improvements | 2024 | SC B | GWh | Before Competition Groups | 146.7867 | 0 | 0 | 2277.52 | 0.06445 | 7 | Residential_2024_SC B_GWh_Before Competition Groups_7 | Building Recommissioning, Operations and Maintenance (O&M) Improvements | 6.445% | 0 | 146.7867 | Residential_2024_SC B_GWh_Before Competition Groups_Building Recommissioning, Operations and Maintenance (O&M) Improvements
Residential | Res ¦ Ductless Mini-Split Heat Pump | 2024 | SC B | GWh | Before Competition Groups | 114.2278 | 0 | 0 | 2277.52 | 0.050154 | 8 | Residential_2024_SC B_GWh_Before Competition Groups_8 | Ductless Mini-Split Heat Pump | 5.015% | 0 | 114.2278 | Residential_2024_SC B_GWh_Before Competition Groups_Ductless Mini-Split Heat Pump
Residential | Res ¦ Adaptive Thermostat | 2024 | SC B | GWh | Before Competition Groups | 85.8714 | 0 | 0 | 2277.52 | 0.037704 | 9 | Residential_2024_SC B_GWh_Before Competition Groups_9 | Adaptive Thermostat | 3.77% | 0 | 85.8714 | Residential_2024_SC B_GWh_Before Competition Groups_Adaptive Thermostat
Residential | Res ¦ Comprehensive Draft Proofing | 2024 | SC B | GWh | Before Competition Groups | 74.6579 | 0 | 0 | 2277.52 | 0.03278 | 10 | Residential_2024_SC B_GWh_Before Competition Groups_10 | Comprehensive Draft Proofing | 3.278% | 0 | 74.6579 | Residential_2024_SC B_GWh_Before Competition Groups_Comprehensive Draft Proofing
Residential | Res ¦ Energy Star Torchiere | 2024 | SC B | GWh | Before Competition Groups | 60.6303 | 0 | 0 | 2277.52 | 0.026621 | 11 | Residential_2024_SC B_GWh_Before Competition Groups_11 | Energy Star Torchiere | 2.662% | 0 | 60.6303 | Residential_2024_SC B_GWh_Before Competition Groups_Energy Star Torchiere
Residential | Res ¦ LED Parking Lot Fixture | 2024 | SC B | GWh | Before Competition Groups | 55.8697 | 0 | 0 | 2277.52 | 0.024531 | 12 | Residential_2024_SC B_GWh_Before Competition Groups_12 | LED Parking Lot Fixture | 2.453% | 0 | 55.8697 | Residential_2024_SC B_GWh_Before Competition Groups_LED Parking Lot Fixture
Residential | Res ¦ Occupancy Sensors MF | 2024 | SC B | GWh | Before Competition Groups | 48.0962 | 0 | 0 | 2277.52 | 0.021118 | 13 | Residential_2024_SC B_GWh_Before Competition Groups_13 | Occupancy Sensors MF | 2.112% | 0 | 48.0962 | Residential_2024_SC B_GWh_Before Competition Groups_Occupancy Sensors MF
Residential | Res ¦ Air Sealing | 2024 | SC B | GWh | Before Competition Groups | 43.7563 | 0 | 0 | 2277.52 | 0.019212 | 14 | Residential_2024_SC B_GWh_Before Competition Groups_14 | Air Sealing | 1.921% | 0 | 43.7563 | Residential_2024_SC B_GWh_Before Competition Groups_Air Sealing
Residential | Res ¦ Refrigerator Recycling | 2024 | SC B | GWh | Before Competition Groups | 38.4736 | 0 | 0 | 2277.52 | 0.016893 | 15 | Residential_2024_SC B_GWh_Before Competition Groups_15 | Refrigerator Recycling | 1.689% | 0 | 38.4736 | Residential_2024_SC B_GWh_Before Competition Groups_Refrigerator Recycling
Residential | Res ¦ Clothes Drying Racks | 2024 | SC B | GWh | Before Competition Groups | 35.1155 | 0 | 0 | 2277.52 | 0.015418 | 16 | Residential_2024_SC B_GWh_Before Competition Groups_16 | Clothes Drying Racks | 1.542% | 0 | 35.1155 | Residential_2024_SC B_GWh_Before Competition Groups_Clothes Drying Racks
Residential | Res ¦ Freezer Recycling | 2024 | SC B | GWh | Before Competition Groups | 33.6576 | 0 | 0 | 2277.52 | 0.014778 | 17 | Residential_2024_SC B_GWh_Before Competition Groups_17 | Freezer Recycling | 1.478% | 0 | 33.6576 | Residential_2024_SC B_GWh_Before Competition Groups_Freezer Recycling
Residential | Res ¦ Energy Star Light Fixture | 2024 | SC B | GWh | Before Competition Groups | 26.0234 | 0 | 0 | 2277.52 | 0.011426 | 18 | Residential_2024_SC B_GWh_Before Competition Groups_18 | Energy Star Light Fixture | 1.143% | 0 | 26.0234 | Residential_2024_SC B_GWh_Before Competition Groups_Energy Star Light Fixture
Residential | Res ¦ Energy Star Clothes Dryer | 2024 | SC B | GWh | Before Competition Groups | 25.3415 | 0 | 0 | 2277.52 | 0.011127 | 19 | Residential_2024_SC B_GWh_Before Competition Groups_19 | Energy Star Clothes Dryer | 1.113% | 0 | 25.3415 | Residential_2024_SC B_GWh_Before Competition Groups_Energy Star Clothes Dryer
Residential | Res ¦ Energy Star Air Source Heat Pump | 2024 | SC B | GWh | Before Competition Groups | 24.1095 | 0 | 0 | 2277.52 | 0.010586 | 20 | Residential_2024_SC B_GWh_Before Competition Groups_20 | Energy Star Air Source Heat Pump | 1.059% | 0 | 24.1095 | Residential_2024_SC B_GWh_Before Competition Groups_Energy Star Air Source Heat Pump
Residential | Res ¦ LED Exterior Area Lights - LED Fixture (200W) | 2024 | SC B | GWh | Before Competition Groups | 23.7775 | 0 | 0 | 2277.52 | 0.01044 | 21 | Residential_2024_SC B_GWh_Before Competition Groups_21 | LED Exterior Area Lights - LED Fixture (200W) | 1.044% | 0 | 23.7775 | Residential_2024_SC B_GWh_Before Competition Groups_LED Exterior Area Lights - LED Fixture (200W)
Residential | Res ¦ Basement Wall Insulation | 2024 | SC B | GWh | Before Competition Groups | 22.9708 | 0 | 0 | 2277.52 | 0.010086 | 22 | Residential_2024_SC B_GWh_Before Competition Groups_22 | Basement Wall Insulation | 1.009% | 0 | 22.9708 | Residential_2024_SC B_GWh_Before Competition Groups_Basement Wall Insulation
Residential | Res ¦ Advanced BAS/Controllers | 2024 | SC B | GWh | Before Competition Groups | 21.4809 | 0 | 0 | 2277.52 | 0.0094317 | 23 | Residential_2024_SC B_GWh_Before Competition Groups_23 | Advanced BAS/Controllers | 0.9432% | 0 | 21.4809 | Residential_2024_SC B_GWh_Before Competition Groups_Advanced BAS/Controllers
Residential | Res ¦ Furnace Whistle | 2024 | SC B | GWh | Before Competition Groups | 18.4999 | 0 | 0 | 2277.52 | 0.0081228 | 24 | Residential_2024_SC B_GWh_Before Competition Groups_24 | Furnace Whistle | 0.8123% | 0 | 18.4999 | Residential_2024_SC B_GWh_Before Competition Groups_Furnace Whistle
Residential | Res ¦ Attic Insulation | 2024 | SC B | GWh | Before Competition Groups | 17.7174 | 0 | 0 | 2277.52 | 0.0077793 | 25 | Residential_2024_SC B_GWh_Before Competition Groups_25 | Attic Insulation | 0.7779% | 0 | 17.7174 | Residential_2024_SC B_GWh_Before Competition Groups_Attic Insulation
Residential | Res ¦ LED Tube Re-Lamp | 2024 | SC B | GWh | Before Competition Groups | 17.0559 | 0 | 0 | 2277.52 | 0.0074888 | 26 | Residential_2024_SC B_GWh_Before Competition Groups_26 | LED Tube Re-Lamp | 0.7489% | 0 | 17.0559 | Residential_2024_SC B_GWh_Before Competition Groups_LED Tube Re-Lamp
Residential | Res ¦ Outside Air Economizer | 2024 | SC B | GWh | Before Competition Groups | 15.0689 | 0 | 0 | 2277.52 | 0.0066164 | 27 | Residential_2024_SC B_GWh_Before Competition Groups_27 | Outside Air Economizer | 0.6616% | 0 | 15.0689 | Residential_2024_SC B_GWh_Before Competition Groups_Outside Air Economizer
Residential | Res ¦ Energy Star Room Air Conditioner | 2024 | SC B | GWh | Before Competition Groups | 14.4447 | 0 | 0 | 2277.52 | 0.0063423 | 28 | Residential_2024_SC B_GWh_Before Competition Groups_28 | Energy Star Room Air Conditioner | 0.6342% | 0 | 14.4447 | Residential_2024_SC B_GWh_Before Competition Groups_Energy Star Room Air Conditioner
Residential | Res ¦ ENERGY STAR LED LAMPS (REFLECTOR LAMPs/MR16/PAR 16) | 2024 | SC B | GWh | Before Competition Groups | 11.5505 | 0 | 0 | 2277.52 | 0.0050715 | 29 | Residential_2024_SC B_GWh_Before Competition Groups_29 | ENERGY STAR LED LAMPS (REFLECTOR LAMPs/MR16/PAR 16) | 0.5072% | 0 | 11.5505 | Residential_2024_SC B_GWh_Before Competition Groups_ENERGY STAR LED LAMPS (REFLECTOR LAMPs/MR16/PAR 16)
Residential | Res ¦ Demand Control Ventilation | 2024 | SC B | GWh | Before Competition Groups | 9.9063 | 0 | 0 | 2277.52 | 0.0043496 | 30 | Residential_2024_SC B_GWh_Before Competition Groups_30 | Demand Control Ventilation | 0.435% | 0 | 9.9063 | Residential_2024_SC B_GWh_Before Competition Groups_Demand Control Ventilation
Residential | Res ¦ Minimize Hot and Warm Clothes Wash | 2024 | SC B | GWh | Before Competition Groups | 9.4426 | 0 | 0 | 2277.52 | 0.004146 | 31 | Residential_2024_SC B_GWh_Before Competition Groups_31 | Minimize Hot and Warm Clothes Wash | 0.4146% | 0 | 9.4426 | Residential_2024_SC B_GWh_Before Competition Groups_Minimize Hot and Warm Clothes Wash
Residential | Res ¦ Energy Star Freezer | 2024 | SC B | GWh | Before Competition Groups | 8.6768 | 0 | 0 | 2277.52 | 0.0038098 | 32 | Residential_2024_SC B_GWh_Before Competition Groups_32 | Energy Star Freezer | 0.381% | 0 | 8.6768 | Residential_2024_SC B_GWh_Before Competition Groups_Energy Star Freezer
Residential | Res ¦ Variable Frequency Drive (VFD) | 2024 | SC B | GWh | Before Competition Groups | 7.8471 | 0 | 0 | 2277.52 | 0.0034455 | 33 | Residential_2024_SC B_GWh_Before Competition Groups_33 | Variable Frequency Drive (VFD) | 0.3445% | 0 | 7.8471 | Residential_2024_SC B_GWh_Before Competition Groups_Variable Frequency Drive (VFD)
Residential | Res ¦ CO Sensors for parking garage exhaust fans | 2024 | SC B | GWh | Before Competition Groups | 7.3786 | 0 | 0 | 2277.52 | 0.0032397 | 34 | Residential_2024_SC B_GWh_Before Competition Groups_34 | CO Sensors for parking garage exhaust fans | 0.324% | 0 | 7.3786 | Residential_2024_SC B_GWh_Before Competition Groups_CO Sensors for parking garage exhaust fans
Residential | Res ¦ High Efficiency Chiller (avg of water and air cooled) | 2024 | SC B | GWh | Before Competition Groups | 6.5783 | 0 | 0 | 2277.52 | 0.0028884 | 35 | Residential_2024_SC B_GWh_Before Competition Groups_35 | High Efficiency Chiller (avg of water and air cooled) | 0.2888% | 0 | 6.5783 | Residential_2024_SC B_GWh_Before Competition Groups_High Efficiency Chiller (avg of water and air cooled)
Residential | Res ¦ Energy Star Dehumidifier | 2024 | SC B | GWh | Before Competition Groups | 6.0987 | 0 | 0 | 2277.52 | 0.0026778 | 36 | Residential_2024_SC B_GWh_Before Competition Groups_36 | Energy Star Dehumidifier | 0.2678% | 0 | 6.0987 | Residential_2024_SC B_GWh_Before Competition Groups_Energy Star Dehumidifier
Residential | Res ¦ Water Heater Temperature Setback | 2024 | SC B | GWh | Before Competition Groups | 5.8642 | 0 | 0 | 2277.52 | 0.0025748 | 37 | Residential_2024_SC B_GWh_Before Competition Groups_37 | Water Heater Temperature Setback | 0.2575% | 0 | 5.8642 | Residential_2024_SC B_GWh_Before Competition Groups_Water Heater Temperature Setback
Residential | Res ¦ Floor Insulation | 2024 | SC B | GWh | Before Competition Groups | 4.6417 | 0 | 0 | 2277.52 | 0.002038 | 38 | Residential_2024_SC B_GWh_Before Competition Groups_38 | Floor Insulation | 0.2038% | 0 | 4.6417 | Residential_2024_SC B_GWh_Before Competition Groups_Floor Insulation
Residential | Res ¦ Duct Insulation | 2024 | SC B | GWh | Before Competition Groups | 4.0187 | 0 | 0 | 2277.52 | 0.0017645 | 39 | Residential_2024_SC B_GWh_Before Competition Groups_39 | Duct Insulation | 0.1765% | 0 | 4.0187 | Residential_2024_SC B_GWh_Before Competition Groups_Duct Insulation
Residential | Res ¦ Condensing Make Up Air Unit | 2024 | SC B | GWh | Before Competition Groups | 2.8732 | 0 | 0 | 2277.52 | 0.0012615 | 40 | Residential_2024_SC B_GWh_Before Competition Groups_40 | Condensing Make Up Air Unit | 0.1262% | 0 | 2.8732 | Residential_2024_SC B_GWh_Before Competition Groups_Condensing Make Up Air Unit
Residential | Res ¦ ENERGY STAR LED Lamps (General Service Lamps) | 2024 | SC B | GWh | Before Competition Groups | 2.7581 | 0 | 0 | 2277.52 | 0.001211 | 41 | Residential_2024_SC B_GWh_Before Competition Groups_41 | ENERGY STAR LED Lamps (General Service Lamps) | 0.1211% | 0 | 2.7581 | Residential_2024_SC B_GWh_Before Competition Groups_ENERGY STAR LED Lamps (General Service Lamps)
Residential | Res ¦ Heat Recovery Ventilator | 2024 | SC B | GWh | Before Competition Groups | 2.6701 | 0 | 0 | 2277.52 | 0.0011724 | 42 | Residential_2024_SC B_GWh_Before Competition Groups_42 | Heat Recovery Ventilator | 0.1172% | 0 | 2.6701 | Residential_2024_SC B_GWh_Before Competition Groups_Heat Recovery Ventilator
Residential | Res ¦ Home Energy Reports | 2024 | SC B | GWh | Before Competition Groups | 2.4424 | 0 | 0 | 2277.52 | 0.0010724 | 43 | Residential_2024_SC B_GWh_Before Competition Groups_43 | Home Energy Reports | 0.1072% | 0 | 2.4424 | Residential_2024_SC B_GWh_Before Competition Groups_Home Energy Reports
Residential | Res ¦ VFD on Pumps | 2024 | SC B | GWh | Before Competition Groups | 2.413 | 0 | 0 | 2277.52 | 0.0010595 | 44 | Residential_2024_SC B_GWh_Before Competition Groups_44 | VFD on Pumps | 0.106% | 0 | 2.413 | Residential_2024_SC B_GWh_Before Competition Groups_VFD on Pumps
Residential | Res ¦ Duct Insulation MF | 2024 | SC B | GWh | Before Competition Groups | 1.79 | 0 | 0 | 2277.52 | 0.00078595 | 45 | Residential_2024_SC B_GWh_Before Competition Groups_45 | Duct Insulation MF | 0.0786% | 0 | 1.79 | Residential_2024_SC B_GWh_Before Competition Groups_Duct Insulation MF
Residential | Res ¦ ECM MOTORS FOR HVAC APPLICATION (FAN-POWERED VAV BOX) | 2024 | SC B | GWh | Before Competition Groups | 1.1614 | 0 | 0 | 2277.52 | 0.00050993 | 46 | Residential_2024_SC B_GWh_Before Competition Groups_46 | ECM MOTORS FOR HVAC APPLICATION (FAN-POWERED VAV BOX) | 0.05099% | 0 | 1.1614 | Residential_2024_SC B_GWh_Before Competition Groups_ECM MOTORS FOR HVAC APPLICATION (FAN-POWERED VAV BOX)
Residential | Res ¦ Beverage Vending Machine Controls | 2024 | SC B | GWh | Before Competition Groups | 0.6462 | 0 | 0 | 2277.52 | 0.00028373 | 47 | Residential_2024_SC B_GWh_Before Competition Groups_47 | Beverage Vending Machine Controls | 0.02837% | 0 | 0.6462 | Residential_2024_SC B_GWh_Before Competition Groups_Beverage Vending Machine Controls
Residential | Res ¦ Tankless Water Heater | 2024 | SC B | GWh | Before Competition Groups | 0.36872 | 0 | 0 | 2277.52 | 0.0001619 | 48 | Residential_2024_SC B_GWh_Before Competition Groups_48 | Tankless Water Heater | 0.01619% | 0 | 0.36872 | Residential_2024_SC B_GWh_Before Competition Groups_Tankless Water Heater
Residential | Res ¦ LED High Bay Fixture | 2024 | SC B | GWh | Before Competition Groups | 0.096575 | 0 | 0 | 2277.52 | 4.2403e-05 | 49 | Residential_2024_SC B_GWh_Before Competition Groups_49 | LED High Bay Fixture | 0.00424% | 0 | 0.096575 | Residential_2024_SC B_GWh_Before Competition Groups_LED High Bay Fixture
Residential | Res ¦ Chilled Water Optimization | 2024 | SC B | GWh | Before Competition Groups | 0.071933 | 0 | 0 | 2277.52 | 3.1584e-05 | 50 | Residential_2024_SC B_GWh_Before Competition Groups_50 | Chilled Water Optimization | 0.003158% | 0 | 0.071933 | Residential_2024_SC B_GWh_Before Competition Groups_Chilled Water Optimization
Residential | Res ¦ Wall Insulation | 2024 | SC B | GWh | Before Competition Groups | 0.066718 | 0 | 0 | 2277.52 | 2.9294e-05 | 51 | Residential_2024_SC B_GWh_Before Competition Groups_51 | Wall Insulation | 0.002929% | 0 | 0.066718 | Residential_2024_SC B_GWh_Before Competition Groups_Wall Insulation
Residential | Res ¦ Wall Insulation MF | 2024 | SC B | GWh | Before Competition Groups | 0.0040463 | 0 | 0 | 2277.52 | 1.7766e-06 | 52 | Residential_2024_SC B_GWh_Before Competition Groups_52 | Wall Insulation MF | 0.0001777% | 0 | 0.0040463 | Residential_2024_SC B_GWh_Before Competition Groups_Wall Insulation MF
Residential | Res ¦ Heavy Duty Outdoor/Holiday Plug-in Timers | 2024 | SC B | GWh | Before Competition Groups | 0 | 0 | 0 | 2277.52 | 0 | 53 | Residential_2024_SC B_GWh_Before Competition Groups_53 | Heavy Duty Outdoor/Holiday Plug-in Timers | 0% | 0 | 0 | Residential_2024_SC B_GWh_Before Competition Groups_Heavy Duty Outdoor/Holiday Plug-in Timers
Residential | Res ¦ LED Downlight | 2024 | SC B | GWh | Before Competition Groups | 0 | 0 | 0 | 2277.52 | 0 | 54 | Residential_2024_SC B_GWh_Before Competition Groups_54 | LED Downlight | 0% | 0 | 0 | Residential_2024_SC B_GWh_Before Competition Groups_LED Downlight
Residential | Res ¦ Smart Burners | 2024 | SC B | GWh | Before Competition Groups | 0 | 0 | 0 | 2277.52 | 0 | 55 | Residential_2024_SC B_GWh_Before Competition Groups_55 | Smart Burners | 0% | 0 | 0 | Residential_2024_SC B_GWh_Before Competition Groups_Smart Burners
Residential | Res ¦ Smart Power Bar | 2024 | SC B | GWh | Before Competition Groups | 0 | 0 | 0 | 2277.52 | 0 | 56 | Residential_2024_SC B_GWh_Before Competition Groups_56 | Smart Power Bar | 0% | 0 | 0 | Residential_2024_SC B_GWh_Before Competition Groups_Smart Power Bar
Residential | Res ¦ Energy Star LED Specialty Bulbs | 2024 | SC C | GWh | Before Competition Groups | 425.6765 | 0 | 0 | 1593.3861 | 0.26715 | 1 | Residential_2024_SC C_GWh_Before Competition Groups_1 | Energy Star LED Specialty Bulbs | 26.72% | 0 | 425.6765 | Residential_2024_SC C_GWh_Before Competition Groups_Energy Star LED Specialty Bulbs
Residential | Res ¦ Energy Star Clothes Washer | 2024 | SC C | GWh | Before Competition Groups | 199.9622 | 0 | 0 | 1593.3861 | 0.1255 | 2 | Residential_2024_SC C_GWh_Before Competition Groups_2 | Energy Star Clothes Washer | 12.55% | 0 | 199.9622 | Residential_2024_SC C_GWh_Before Competition Groups_Energy Star Clothes Washer
Residential | Res ¦ Energy Star A Line, PAR, MR Lamps | 2024 | SC C | GWh | Before Competition Groups | 151.3164 | 0 | 0 | 1593.3861 | 0.094965 | 3 | Residential_2024_SC C_GWh_Before Competition Groups_3 | Energy Star A Line, PAR, MR Lamps | 9.497% | 0 | 151.3164 | Residential_2024_SC C_GWh_Before Competition Groups_Energy Star A Line, PAR, MR Lamps
Residential | Res ¦ Ductless Mini-Split Heat Pump | 2024 | SC C | GWh | Before Competition Groups | 90.1994 | 0 | 0 | 1593.3861 | 0.056609 | 4 | Residential_2024_SC C_GWh_Before Competition Groups_4 | Ductless Mini-Split Heat Pump | 5.661% | 0 | 90.1994 | Residential_2024_SC C_GWh_Before Competition Groups_Ductless Mini-Split Heat Pump
Residential | Res ¦ Variable Speed Pool Pump Motor | 2024 | SC C | GWh | Before Competition Groups | 73.147 | 0 | 0 | 1593.3861 | 0.045907 | 5 | Residential_2024_SC C_GWh_Before Competition Groups_5 | Variable Speed Pool Pump Motor | 4.591% | 0 | 73.147 | Residential_2024_SC C_GWh_Before Competition Groups_Variable Speed Pool Pump Motor
Residential | Res ¦ Car Block Heater Timer | 2024 | SC C | GWh | Before Competition Groups | 68.3981 | 0 | 0 | 1593.3861 | 0.042926 | 6 | Residential_2024_SC C_GWh_Before Competition Groups_6 | Car Block Heater Timer | 4.293% | 0 | 68.3981 | Residential_2024_SC C_GWh_Before Competition Groups_Car Block Heater Timer
Residential | Res ¦ Adaptive Thermostat | 2024 | SC C | GWh | Before Competition Groups | 60.5414 | 0 | 0 | 1593.3861 | 0.037995 | 7 | Residential_2024_SC C_GWh_Before Competition Groups_7 | Adaptive Thermostat | 3.8% | 0 | 60.5414 | Residential_2024_SC C_GWh_Before Competition Groups_Adaptive Thermostat
Residential | Res ¦ Building Recommissioning, Operations and Maintenance (O&M) Improvements | 2024 | SC C | GWh | Before Competition Groups | 56.6876 | 0 | 0 | 1593.3861 | 0.035577 | 8 | Residential_2024_SC C_GWh_Before Competition Groups_8 | Building Recommissioning, Operations and Maintenance (O&M) Improvements | 3.558% | 0 | 56.6876 | Residential_2024_SC C_GWh_Before Competition Groups_Building Recommissioning, Operations and Maintenance (O&M) Improvements
Residential | Res ¦ LED Parking Lot Fixture | 2024 | SC C | GWh | Before Competition Groups | 49.6255 | 0 | 0 | 1593.3861 | 0.031145 | 9 | Residential_2024_SC C_GWh_Before Competition Groups_9 | LED Parking Lot Fixture | 3.114% | 0 | 49.6255 | Residential_2024_SC C_GWh_Before Competition Groups_LED Parking Lot Fixture
Residential | Res ¦ Energy Star Torchiere | 2024 | SC C | GWh | Before Competition Groups | 40.8565 | 0 | 0 | 1593.3861 | 0.025641 | 10 | Residential_2024_SC C_GWh_Before Competition Groups_10 | Energy Star Torchiere | 2.564% | 0 | 40.8565 | Residential_2024_SC C_GWh_Before Competition Groups_Energy Star Torchiere
Residential | Res ¦ Air Sealing | 2024 | SC C | GWh | Before Competition Groups | 40.2674 | 0 | 0 | 1593.3861 | 0.025272 | 11 | Residential_2024_SC C_GWh_Before Competition Groups_11 | Air Sealing | 2.527% | 0 | 40.2674 | Residential_2024_SC C_GWh_Before Competition Groups_Air Sealing
Residential | Res ¦ Comprehensive Draft Proofing | 2024 | SC C | GWh | Before Competition Groups | 28.832 | 0 | 0 | 1593.3861 | 0.018095 | 12 | Residential_2024_SC C_GWh_Before Competition Groups_12 | Comprehensive Draft Proofing | 1.809% | 0 | 28.832 | Residential_2024_SC C_GWh_Before Competition Groups_Comprehensive Draft Proofing
Residential | Res ¦ Energy Star LED Bulbs General Purpose LEDs | 2024 | SC C | GWh | Before Competition Groups | 26.5877 | 0 | 0 | 1593.3861 | 0.016686 | 13 | Residential_2024_SC C_GWh_Before Competition Groups_13 | Energy Star LED Bulbs General Purpose LEDs | 1.669% | 0 | 26.5877 | Residential_2024_SC C_GWh_Before Competition Groups_Energy Star LED Bulbs General Purpose LEDs
Residential | Res ¦ Energy Star Clothes Dryer | 2024 | SC C | GWh | Before Competition Groups | 25.3484 | 0 | 0 | 1593.3861 | 0.015908 | 14 | Residential_2024_SC C_GWh_Before Competition Groups_14 | Energy Star Clothes Dryer | 1.591% | 0 | 25.3484 | Residential_2024_SC C_GWh_Before Competition Groups_Energy Star Clothes Dryer
Residential | Res ¦ LED Exterior Area Lights - LED Fixture (200W) | 2024 | SC C | GWh | Before Competition Groups | 23.7775 | 0 | 0 | 1593.3861 | 0.014923 | 15 | Residential_2024_SC C_GWh_Before Competition Groups_15 | LED Exterior Area Lights - LED Fixture (200W) | 1.492% | 0 | 23.7775 | Residential_2024_SC C_GWh_Before Competition Groups_LED Exterior Area Lights - LED Fixture (200W)
Residential | Res ¦ Energy Star Light Fixture | 2024 | SC C | GWh | Before Competition Groups | 23.7187 | 0 | 0 | 1593.3861 | 0.014886 | 16 | Residential_2024_SC C_GWh_Before Competition Groups_16 | Energy Star Light Fixture | 1.489% | 0 | 23.7187 | Residential_2024_SC C_GWh_Before Competition Groups_Energy Star Light Fixture
Residential | Res ¦ Basement Wall Insulation | 2024 | SC C | GWh | Before Competition Groups | 22.9739 | 0 | 0 | 1593.3861 | 0.014418 | 17 | Residential_2024_SC C_GWh_Before Competition Groups_17 | Basement Wall Insulation | 1.442% | 0 | 22.9739 | Residential_2024_SC C_GWh_Before Competition Groups_Basement Wall Insulation
Residential | Res ¦ Occupancy Sensors MF | 2024 | SC C | GWh | Before Competition Groups | 18.5302 | 0 | 0 | 1593.3861 | 0.011629 | 18 | Residential_2024_SC C_GWh_Before Competition Groups_18 | Occupancy Sensors MF | 1.163% | 0 | 18.5302 | Residential_2024_SC C_GWh_Before Competition Groups_Occupancy Sensors MF
Residential | Res ¦ Attic Insulation | 2024 | SC C | GWh | Before Competition Groups | 17.347 | 0 | 0 | 1593.3861 | 0.010887 | 19 | Residential_2024_SC C_GWh_Before Competition Groups_19 | Attic Insulation | 1.089% | 0 | 17.347 | Residential_2024_SC C_GWh_Before Competition Groups_Attic Insulation
Residential | Res ¦ LED Tube Re-Lamp | 2024 | SC C | GWh | Before Competition Groups | 17.0559 | 0 | 0 | 1593.3861 | 0.010704 | 20 | Residential_2024_SC C_GWh_Before Competition Groups_20 | LED Tube Re-Lamp | 1.07% | 0 | 17.0559 | Residential_2024_SC C_GWh_Before Competition Groups_LED Tube Re-Lamp
Residential | Res ¦ Energy Star Air Source Heat Pump | 2024 | SC C | GWh | Before Competition Groups | 15.9815 | 0 | 0 | 1593.3861 | 0.01003 | 21 | Residential_2024_SC C_GWh_Before Competition Groups_21 | Energy Star Air Source Heat Pump | 1.003% | 0 | 15.9815 | Residential_2024_SC C_GWh_Before Competition Groups_Energy Star Air Source Heat Pump
Residential | Res ¦ Refrigerator Recycling | 2024 | SC C | GWh | Before Competition Groups | 14.8597 | 0 | 0 | 1593.3861 | 0.0093259 | 22 | Residential_2024_SC C_GWh_Before Competition Groups_22 | Refrigerator Recycling | 0.9326% | 0 | 14.8597 | Residential_2024_SC C_GWh_Before Competition Groups_Refrigerator Recycling
Residential | Res ¦ Energy Star Room Air Conditioner | 2024 | SC C | GWh | Before Competition Groups | 11.8308 | 0 | 0 | 1593.3861 | 0.0074249 | 23 | Residential_2024_SC C_GWh_Before Competition Groups_23 | Energy Star Room Air Conditioner | 0.7425% | 0 | 11.8308 | Residential_2024_SC C_GWh_Before Competition Groups_Energy Star Room Air Conditioner
Residential | Res ¦ ENERGY STAR LED LAMPS (REFLECTOR LAMPs/MR16/PAR 16) | 2024 | SC C | GWh | Before Competition Groups | 11.5505 | 0 | 0 | 1593.3861 | 0.007249 | 24 | Residential_2024_SC C_GWh_Before Competition Groups_24 | ENERGY STAR LED LAMPS (REFLECTOR LAMPs/MR16/PAR 16) | 0.7249% | 0 | 11.5505 | Residential_2024_SC C_GWh_Before Competition Groups_ENERGY STAR LED LAMPS (REFLECTOR LAMPs/MR16/PAR 16)
Residential | Res ¦ Minimize Hot and Warm Clothes Wash | 2024 | SC C | GWh | Before Competition Groups | 9.4426 | 0 | 0 | 1593.3861 | 0.0059261 | 25 | Residential_2024_SC C_GWh_Before Competition Groups_25 | Minimize Hot and Warm Clothes Wash | 0.5926% | 0 | 9.4426 | Residential_2024_SC C_GWh_Before Competition Groups_Minimize Hot and Warm Clothes Wash
Residential | Res ¦ Outside Air Economizer | 2024 | SC C | GWh | Before Competition Groups | 8.5852 | 0 | 0 | 1593.3861 | 0.005388 | 26 | Residential_2024_SC C_GWh_Before Competition Groups_26 | Outside Air Economizer | 0.5388% | 0 | 8.5852 | Residential_2024_SC C_GWh_Before Competition Groups_Outside Air Economizer
Residential | Res ¦ Advanced BAS/Controllers | 2024 | SC C | GWh | Before Competition Groups | 8.2969 | 0 | 0 | 1593.3861 | 0.0052071 | 27 | Residential_2024_SC C_GWh_Before Competition Groups_27 | Advanced BAS/Controllers | 0.5207% | 0 | 8.2969 | Residential_2024_SC C_GWh_Before Competition Groups_Advanced BAS/Controllers
Residential | Res ¦ Furnace Whistle | 2024 | SC C | GWh | Before Competition Groups | 7.1444 | 0 | 0 | 1593.3861 | 0.0044838 | 28 | Residential_2024_SC C_GWh_Before Competition Groups_28 | Furnace Whistle | 0.4484% | 0 | 7.1444 | Residential_2024_SC C_GWh_Before Competition Groups_Furnace Whistle
Residential | Res ¦ Energy Star Freezer | 2024 | SC C | GWh | Before Competition Groups | 6.5462 | 0 | 0 | 1593.3861 | 0.0041084 | 29 | Residential_2024_SC C_GWh_Before Competition Groups_29 | Energy Star Freezer | 0.4108% | 0 | 6.5462 | Residential_2024_SC C_GWh_Before Competition Groups_Energy Star Freezer
Residential | Res ¦ High Efficiency Chiller (avg of water and air cooled) | 2024 | SC C | GWh | Before Competition Groups | 6.3839 | 0 | 0 | 1593.3861 | 0.0040065 | 30 | Residential_2024_SC C_GWh_Before Competition Groups_30 | High Efficiency Chiller (avg of water and air cooled) | 0.4006% | 0 | 6.3839 | Residential_2024_SC C_GWh_Before Competition Groups_High Efficiency Chiller (avg of water and air cooled)
Residential | Res ¦ Demand Control Ventilation | 2024 | SC C | GWh | Before Competition Groups | 3.8265 | 0 | 0 | 1593.3861 | 0.0024015 | 31 | Residential_2024_SC C_GWh_Before Competition Groups_31 | Demand Control Ventilation | 0.2402% | 0 | 3.8265 | Residential_2024_SC C_GWh_Before Competition Groups_Demand Control Ventilation
Residential | Res ¦ Floor Insulation | 2024 | SC C | GWh | Before Competition Groups | 3.6484 | 0 | 0 | 1593.3861 | 0.0022897 | 32 | Residential_2024_SC C_GWh_Before Competition Groups_32 | Floor Insulation | 0.229% | 0 | 3.6484 | Residential_2024_SC C_GWh_Before Competition Groups_Floor Insulation
Residential | Res ¦ CO Sensors for parking garage exhaust fans | 2024 | SC C | GWh | Before Competition Groups | 3.1106 | 0 | 0 | 1593.3861 | 0.0019522 | 33 | Residential_2024_SC C_GWh_Before Competition Groups_33 | CO Sensors for parking garage exhaust fans | 0.1952% | 0 | 3.1106 | Residential_2024_SC C_GWh_Before Competition Groups_CO Sensors for parking garage exhaust fans
Residential | Res ¦ Variable Frequency Drive (VFD) | 2024 | SC C | GWh | Before Competition Groups | 3.0307 | 0 | 0 | 1593.3861 | 0.001902 | 34 | Residential_2024_SC C_GWh_Before Competition Groups_34 | Variable Frequency Drive (VFD) | 0.1902% | 0 | 3.0307 | Residential_2024_SC C_GWh_Before Competition Groups_Variable Frequency Drive (VFD)
Residential | Res ¦ ENERGY STAR LED Lamps (General Service Lamps) | 2024 | SC C | GWh | Before Competition Groups | 2.7581 | 0 | 0 | 1593.3861 | 0.0017309 | 35 | Residential_2024_SC C_GWh_Before Competition Groups_35 | ENERGY STAR LED Lamps (General Service Lamps) | 0.1731% | 0 | 2.7581 | Residential_2024_SC C_GWh_Before Competition Groups_ENERGY STAR LED Lamps (General Service Lamps)
Residential | Res ¦ Home Energy Reports | 2024 | SC C | GWh | Before Competition Groups | 2.4424 | 0 | 0 | 1593.3861 | 0.0015329 | 36 | Residential_2024_SC C_GWh_Before Competition Groups_36 | Home Energy Reports | 0.1533% | 0 | 2.4424 | Residential_2024_SC C_GWh_Before Competition Groups_Home Energy Reports
Residential | Res ¦ Water Heater Temperature Setback | 2024 | SC C | GWh | Before Competition Groups | 2.2647 | 0 | 0 | 1593.3861 | 0.0014213 | 37 | Residential_2024_SC C_GWh_Before Competition Groups_37 | Water Heater Temperature Setback | 0.1421% | 0 | 2.2647 | Residential_2024_SC C_GWh_Before Competition Groups_Water Heater Temperature Setback
Residential | Res ¦ Energy Star Dehumidifier | 2024 | SC C | GWh | Before Competition Groups | 2.2624 | 0 | 0 | 1593.3861 | 0.0014199 | 38 | Residential_2024_SC C_GWh_Before Competition Groups_38 | Energy Star Dehumidifier | 0.142% | 0 | 2.2624 | Residential_2024_SC C_GWh_Before Competition Groups_Energy Star Dehumidifier
Residential | Res ¦ Condensing Make Up Air Unit | 2024 | SC C | GWh | Before Competition Groups | 2.0952 | 0 | 0 | 1593.3861 | 0.0013149 | 39 | Residential_2024_SC C_GWh_Before Competition Groups_39 | Condensing Make Up Air Unit | 0.1315% | 0 | 2.0952 | Residential_2024_SC C_GWh_Before Competition Groups_Condensing Make Up Air Unit
Residential | Res ¦ Duct Insulation MF | 2024 | SC C | GWh | Before Competition Groups | 1.6466 | 0 | 0 | 1593.3861 | 0.0010334 | 40 | Residential_2024_SC C_GWh_Before Competition Groups_40 | Duct Insulation MF | 0.1033% | 0 | 1.6466 | Residential_2024_SC C_GWh_Before Competition Groups_Duct Insulation MF
Residential | Res ¦ Duct Insulation | 2024 | SC C | GWh | Before Competition Groups | 1.273 | 0 | 0 | 1593.3861 | 0.00079895 | 41 | Residential_2024_SC C_GWh_Before Competition Groups_41 | Duct Insulation | 0.0799% | 0 | 1.273 | Residential_2024_SC C_GWh_Before Competition Groups_Duct Insulation
Residential | Res ¦ Clothes Drying Racks | 2024 | SC C | GWh | Before Competition Groups | 0.94231 | 0 | 0 | 1593.3861 | 0.00059139 | 42 | Residential_2024_SC C_GWh_Before Competition Groups_42 | Clothes Drying Racks | 0.05914% | 0 | 0.94231 | Residential_2024_SC C_GWh_Before Competition Groups_Clothes Drying Racks
Residential | Res ¦ VFD on Pumps | 2024 | SC C | GWh | Before Competition Groups | 0.93196 | 0 | 0 | 1593.3861 | 0.00058489 | 43 | Residential_2024_SC C_GWh_Before Competition Groups_43 | VFD on Pumps | 0.05849% | 0 | 0.93196 | Residential_2024_SC C_GWh_Before Competition Groups_VFD on Pumps
Residential | Res ¦ Heat Recovery Ventilator | 2024 | SC C | GWh | Before Competition Groups | 0.58499 | 0 | 0 | 1593.3861 | 0.00036714 | 44 | Residential_2024_SC C_GWh_Before Competition Groups_44 | Heat Recovery Ventilator | 0.03671% | 0 | 0.58499 | Residential_2024_SC C_GWh_Before Competition Groups_Heat Recovery Ventilator
Residential | Res ¦ ECM MOTORS FOR HVAC APPLICATION (FAN-POWERED VAV BOX) | 2024 | SC C | GWh | Before Competition Groups | 0.47116 | 0 | 0 | 1593.3861 | 0.0002957 | 45 | Residential_2024_SC C_GWh_Before Competition Groups_45 | ECM MOTORS FOR HVAC APPLICATION (FAN-POWERED VAV BOX) | 0.02957% | 0 | 0.47116 | Residential_2024_SC C_GWh_Before Competition Groups_ECM MOTORS FOR HVAC APPLICATION (FAN-POWERED VAV BOX)
Residential | Res ¦ Beverage Vending Machine Controls | 2024 | SC C | GWh | Before Competition Groups | 0.2576 | 0 | 0 | 1593.3861 | 0.00016167 | 46 | Residential_2024_SC C_GWh_Before Competition Groups_46 | Beverage Vending Machine Controls | 0.01617% | 0 | 0.2576 | Residential_2024_SC C_GWh_Before Competition Groups_Beverage Vending Machine Controls
Residential | Res ¦ Tankless Water Heater | 2024 | SC C | GWh | Before Competition Groups | 0.20832 | 0 | 0 | 1593.3861 | 0.00013074 | 47 | Residential_2024_SC C_GWh_Before Competition Groups_47 | Tankless Water Heater | 0.01307% | 0 | 0.20832 | Residential_2024_SC C_GWh_Before Competition Groups_Tankless Water Heater
Residential | Res ¦ LED High Bay Fixture | 2024 | SC C | GWh | Before Competition Groups | 0.096575 | 0 | 0 | 1593.3861 | 6.061e-05 | 48 | Residential_2024_SC C_GWh_Before Competition Groups_48 | LED High Bay Fixture | 0.006061% | 0 | 0.096575 | Residential_2024_SC C_GWh_Before Competition Groups_LED High Bay Fixture
Residential | Res ¦ Chilled Water Optimization | 2024 | SC C | GWh | Before Competition Groups | 0.053207 | 0 | 0 | 1593.3861 | 3.3392e-05 | 49 | Residential_2024_SC C_GWh_Before Competition Groups_49 | Chilled Water Optimization | 0.003339% | 0 | 0.053207 | Residential_2024_SC C_GWh_Before Competition Groups_Chilled Water Optimization
Residential | Res ¦ Wall Insulation | 2024 | SC C | GWh | Before Competition Groups | 0.0053253 | 0 | 0 | 1593.3861 | 3.3421e-06 | 50 | Residential_2024_SC C_GWh_Before Competition Groups_50 | Wall Insulation | 0.0003342% | 0 | 0.0053253 | Residential_2024_SC C_GWh_Before Competition Groups_Wall Insulation
Residential | Res ¦ Wall Insulation MF | 2024 | SC C | GWh | Before Competition Groups | 0.0040465 | 0 | 0 | 1593.3861 | 2.5396e-06 | 51 | Residential_2024_SC C_GWh_Before Competition Groups_51 | Wall Insulation MF | 0.000254% | 0 | 0.0040465 | Residential_2024_SC C_GWh_Before Competition Groups_Wall Insulation MF
Residential | Res ¦ Freezer Recycling | 2024 | SC C | GWh | Before Competition Groups | 0.00096818 | 0 | 0 | 1593.3861 | 6.0762e-07 | 52 | Residential_2024_SC C_GWh_Before Competition Groups_52 | Freezer Recycling | 6.076e-05% | 0 | 0.00096818 | Residential_2024_SC C_GWh_Before Competition Groups_Freezer Recycling
Residential | Res ¦ Heavy Duty Outdoor/Holiday Plug-in Timers | 2024 | SC C | GWh | Before Competition Groups | 0 | 0 | 0 | 1593.3861 | 0 | 53 | Residential_2024_SC C_GWh_Before Competition Groups_53 | Heavy Duty Outdoor/Holiday Plug-in Timers | 0% | 0 | 0 | Residential_2024_SC C_GWh_Before Competition Groups_Heavy Duty Outdoor/Holiday Plug-in Timers
Residential | Res ¦ LED Downlight | 2024 | SC C | GWh | Before Competition Groups | 0 | 0 | 0 | 1593.3861 | 0 | 54 | Residential_2024_SC C_GWh_Before Competition Groups_54 | LED Downlight | 0% | 0 | 0 | Residential_2024_SC C_GWh_Before Competition Groups_LED Downlight
Residential | Res ¦ Smart Burners | 2024 | SC C | GWh | Before Competition Groups | 0 | 0 | 0 | 1593.3861 | 0 | 55 | Residential_2024_SC C_GWh_Before Competition Groups_55 | Smart Burners | 0% | 0 | 0 | Residential_2024_SC C_GWh_Before Competition Groups_Smart Burners
Residential | Res ¦ Smart Power Bar | 2024 | SC C | GWh | Before Competition Groups | 0 | 0 | 0 | 1593.3861 | 0 | 56 | Residential_2024_SC C_GWh_Before Competition Groups_56 | Smart Power Bar | 0% | 0 | 0 | Residential_2024_SC C_GWh_Before Competition Groups_Smart Power Bar
Residential | Res ¦ Energy Star LED Specialty Bulbs | 2024 | SC D | GWh | Before Competition Groups | 241.636 | 0 | 0 | 1323.7409 | 0.18254 | 1 | Residential_2024_SC D_GWh_Before Competition Groups_1 | Energy Star LED Specialty Bulbs | 18.25% | 0 | 241.636 | Residential_2024_SC D_GWh_Before Competition Groups_Energy Star LED Specialty Bulbs
Residential | Res ¦ Energy Star LED Bulbs General Purpose LEDs | 2024 | SC D | GWh | Before Competition Groups | 224.2726 | 0 | 0 | 1323.7409 | 0.16942 | 2 | Residential_2024_SC D_GWh_Before Competition Groups_2 | Energy Star LED Bulbs General Purpose LEDs | 16.94% | 0 | 224.2726 | Residential_2024_SC D_GWh_Before Competition Groups_Energy Star LED Bulbs General Purpose LEDs
Residential | Res ¦ Energy Star A Line, PAR, MR Lamps | 2024 | SC D | GWh | Before Competition Groups | 151.7591 | 0 | 0 | 1323.7409 | 0.11464 | 3 | Residential_2024_SC D_GWh_Before Competition Groups_3 | Energy Star A Line, PAR, MR Lamps | 11.46% | 0 | 151.7591 | Residential_2024_SC D_GWh_Before Competition Groups_Energy Star A Line, PAR, MR Lamps
Residential | Res ¦ Energy Star Clothes Washer | 2024 | SC D | GWh | Before Competition Groups | 123.2065 | 0 | 0 | 1323.7409 | 0.093074 | 4 | Residential_2024_SC D_GWh_Before Competition Groups_4 | Energy Star Clothes Washer | 9.307% | 0 | 123.2065 | Residential_2024_SC D_GWh_Before Competition Groups_Energy Star Clothes Washer
Residential | Res ¦ Ductless Mini-Split Heat Pump | 2024 | SC D | GWh | Before Competition Groups | 90.2002 | 0 | 0 | 1323.7409 | 0.06814 | 5 | Residential_2024_SC D_GWh_Before Competition Groups_5 | Ductless Mini-Split Heat Pump | 6.814% | 0 | 90.2002 | Residential_2024_SC D_GWh_Before Competition Groups_Ductless Mini-Split Heat Pump
Residential | Res ¦ Building Recommissioning, Operations and Maintenance (O&M) Improvements | 2024 | SC D | GWh | Before Competition Groups | 56.6876 | 0 | 0 | 1323.7409 | 0.042824 | 6 | Residential_2024_SC D_GWh_Before Competition Groups_6 | Building Recommissioning, Operations and Maintenance (O&M) Improvements | 4.282% | 0 | 56.6876 | Residential_2024_SC D_GWh_Before Competition Groups_Building Recommissioning, Operations and Maintenance (O&M) Improvements
Residential | Res ¦ LED Parking Lot Fixture | 2024 | SC D | GWh | Before Competition Groups | 49.6255 | 0 | 0 | 1323.7409 | 0.037489 | 7 | Residential_2024_SC D_GWh_Before Competition Groups_7 | LED Parking Lot Fixture | 3.749% | 0 | 49.6255 | Residential_2024_SC D_GWh_Before Competition Groups_LED Parking Lot Fixture
Residential | Res ¦ Variable Speed Pool Pump Motor | 2024 | SC D | GWh | Before Competition Groups | 47.3709 | 0 | 0 | 1323.7409 | 0.035786 | 8 | Residential_2024_SC D_GWh_Before Competition Groups_8 | Variable Speed Pool Pump Motor | 3.579% | 0 | 47.3709 | Residential_2024_SC D_GWh_Before Competition Groups_Variable Speed Pool Pump Motor
Residential | Res ¦ Adaptive Thermostat | 2024 | SC D | GWh | Before Competition Groups | 36.3419 | 0 | 0 | 1323.7409 | 0.027454 | 9 | Residential_2024_SC D_GWh_Before Competition Groups_9 | Adaptive Thermostat | 2.745% | 0 | 36.3419 | Residential_2024_SC D_GWh_Before Competition Groups_Adaptive Thermostat
Residential | Res ¦ Energy Star Torchiere | 2024 | SC D | GWh | Before Competition Groups | 36.049 | 0 | 0 | 1323.7409 | 0.027233 | 10 | Residential_2024_SC D_GWh_Before Competition Groups_10 | Energy Star Torchiere | 2.723% | 0 | 36.049 | Residential_2024_SC D_GWh_Before Competition Groups_Energy Star Torchiere
Residential | Res ¦ Comprehensive Draft Proofing | 2024 | SC D | GWh | Before Competition Groups | 25.7743 | 0 | 0 | 1323.7409 | 0.019471 | 11 | Residential_2024_SC D_GWh_Before Competition Groups_11 | Comprehensive Draft Proofing | 1.947% | 0 | 25.7743 | Residential_2024_SC D_GWh_Before Competition Groups_Comprehensive Draft Proofing
Residential | Res ¦ Basement Wall Insulation | 2024 | SC D | GWh | Before Competition Groups | 22.1465 | 0 | 0 | 1323.7409 | 0.01673 | 12 | Residential_2024_SC D_GWh_Before Competition Groups_12 | Basement Wall Insulation | 1.673% | 0 | 22.1465 | Residential_2024_SC D_GWh_Before Competition Groups_Basement Wall Insulation
Residential | Res ¦ LED Exterior Area Lights - LED Fixture (200W) | 2024 | SC D | GWh | Before Competition Groups | 20.7503 | 0 | 0 | 1323.7409 | 0.015675 | 13 | Residential_2024_SC D_GWh_Before Competition Groups_13 | LED Exterior Area Lights - LED Fixture (200W) | 1.568% | 0 | 20.7503 | Residential_2024_SC D_GWh_Before Competition Groups_LED Exterior Area Lights - LED Fixture (200W)
Residential | Res ¦ Occupancy Sensors MF | 2024 | SC D | GWh | Before Competition Groups | 18.5302 | 0 | 0 | 1323.7409 | 0.013998 | 14 | Residential_2024_SC D_GWh_Before Competition Groups_14 | Occupancy Sensors MF | 1.4% | 0 | 18.5302 | Residential_2024_SC D_GWh_Before Competition Groups_Occupancy Sensors MF
Residential | Res ¦ LED Tube Re-Lamp | 2024 | SC D | GWh | Before Competition Groups | 16.9601 | 0 | 0 | 1323.7409 | 0.012812 | 15 | Residential_2024_SC D_GWh_Before Competition Groups_15 | LED Tube Re-Lamp | 1.281% | 0 | 16.9601 | Residential_2024_SC D_GWh_Before Competition Groups_LED Tube Re-Lamp
Residential | Res ¦ Air Sealing | 2024 | SC D | GWh | Before Competition Groups | 16.7227 | 0 | 0 | 1323.7409 | 0.012633 | 16 | Residential_2024_SC D_GWh_Before Competition Groups_16 | Air Sealing | 1.263% | 0 | 16.7227 | Residential_2024_SC D_GWh_Before Competition Groups_Air Sealing
Residential | Res ¦ Energy Star Air Source Heat Pump | 2024 | SC D | GWh | Before Competition Groups | 15.9815 | 0 | 0 | 1323.7409 | 0.012073 | 17 | Residential_2024_SC D_GWh_Before Competition Groups_17 | Energy Star Air Source Heat Pump | 1.207% | 0 | 15.9815 | Residential_2024_SC D_GWh_Before Competition Groups_Energy Star Air Source Heat Pump
Residential | Res ¦ Energy Star Light Fixture | 2024 | SC D | GWh | Before Competition Groups | 14.2381 | 0 | 0 | 1323.7409 | 0.010756 | 18 | Residential_2024_SC D_GWh_Before Competition Groups_18 | Energy Star Light Fixture | 1.076% | 0 | 14.2381 | Residential_2024_SC D_GWh_Before Competition Groups_Energy Star Light Fixture
Residential | Res ¦ Energy Star Clothes Dryer | 2024 | SC D | GWh | Before Competition Groups | 12.2547 | 0 | 0 | 1323.7409 | 0.0092576 | 19 | Residential_2024_SC D_GWh_Before Competition Groups_19 | Energy Star Clothes Dryer | 0.9258% | 0 | 12.2547 | Residential_2024_SC D_GWh_Before Competition Groups_Energy Star Clothes Dryer
Residential | Res ¦ Energy Star Room Air Conditioner | 2024 | SC D | GWh | Before Competition Groups | 11.7908 | 0 | 0 | 1323.7409 | 0.0089072 | 20 | Residential_2024_SC D_GWh_Before Competition Groups_20 | Energy Star Room Air Conditioner | 0.8907% | 0 | 11.7908 | Residential_2024_SC D_GWh_Before Competition Groups_Energy Star Room Air Conditioner
Residential | Res ¦ ENERGY STAR LED LAMPS (REFLECTOR LAMPs/MR16/PAR 16) | 2024 | SC D | GWh | Before Competition Groups | 11.5505 | 0 | 0 | 1323.7409 | 0.0087257 | 21 | Residential_2024_SC D_GWh_Before Competition Groups_21 | ENERGY STAR LED LAMPS (REFLECTOR LAMPs/MR16/PAR 16) | 0.8726% | 0 | 11.5505 | Residential_2024_SC D_GWh_Before Competition Groups_ENERGY STAR LED LAMPS (REFLECTOR LAMPs/MR16/PAR 16)
Residential | Res ¦ Attic Insulation | 2024 | SC D | GWh | Before Competition Groups | 9.8986 | 0 | 0 | 1323.7409 | 0.0074777 | 22 | Residential_2024_SC D_GWh_Before Competition Groups_22 | Attic Insulation | 0.7478% | 0 | 9.8986 | Residential_2024_SC D_GWh_Before Competition Groups_Attic Insulation
Residential | Res ¦ Minimize Hot and Warm Clothes Wash | 2024 | SC D | GWh | Before Competition Groups | 9.4426 | 0 | 0 | 1323.7409 | 0.0071333 | 23 | Residential_2024_SC D_GWh_Before Competition Groups_23 | Minimize Hot and Warm Clothes Wash | 0.7133% | 0 | 9.4426 | Residential_2024_SC D_GWh_Before Competition Groups_Minimize Hot and Warm Clothes Wash
Residential | Res ¦ Refrigerator Recycling | 2024 | SC D | GWh | Before Competition Groups | 8.9126 | 0 | 0 | 1323.7409 | 0.0067329 | 24 | Residential_2024_SC D_GWh_Before Competition Groups_24 | Refrigerator Recycling | 0.6733% | 0 | 8.9126 | Residential_2024_SC D_GWh_Before Competition Groups_Refrigerator Recycling
Residential | Res ¦ Outside Air Economizer | 2024 | SC D | GWh | Before Competition Groups | 8.5852 | 0 | 0 | 1323.7409 | 0.0064855 | 25 | Residential_2024_SC D_GWh_Before Competition Groups_25 | Outside Air Economizer | 0.6486% | 0 | 8.5852 | Residential_2024_SC D_GWh_Before Competition Groups_Outside Air Economizer
Residential | Res ¦ Advanced BAS/Controllers | 2024 | SC D | GWh | Before Competition Groups | 8.2969 | 0 | 0 | 1323.7409 | 0.0062678 | 26 | Residential_2024_SC D_GWh_Before Competition Groups_26 | Advanced BAS/Controllers | 0.6268% | 0 | 8.2969 | Residential_2024_SC D_GWh_Before Competition Groups_Advanced BAS/Controllers
Residential | Res ¦ Furnace Whistle | 2024 | SC D | GWh | Before Competition Groups | 7.1444 | 0 | 0 | 1323.7409 | 0.0053972 | 27 | Residential_2024_SC D_GWh_Before Competition Groups_27 | Furnace Whistle | 0.5397% | 0 | 7.1444 | Residential_2024_SC D_GWh_Before Competition Groups_Furnace Whistle
Residential | Res ¦ High Efficiency Chiller (avg of water and air cooled) | 2024 | SC D | GWh | Before Competition Groups | 6.3839 | 0 | 0 | 1323.7409 | 0.0048226 | 28 | Residential_2024_SC D_GWh_Before Competition Groups_28 | High Efficiency Chiller (avg of water and air cooled) | 0.4823% | 0 | 6.3839 | Residential_2024_SC D_GWh_Before Competition Groups_High Efficiency Chiller (avg of water and air cooled)
Residential | Res ¦ Energy Star Freezer | 2024 | SC D | GWh | Before Competition Groups | 3.1315 | 0 | 0 | 1323.7409 | 0.0023657 | 29 | Residential_2024_SC D_GWh_Before Competition Groups_29 | Energy Star Freezer | 0.2366% | 0 | 3.1315 | Residential_2024_SC D_GWh_Before Competition Groups_Energy Star Freezer
Residential | Res ¦ ENERGY STAR LED Lamps (General Service Lamps) | 2024 | SC D | GWh | Before Competition Groups | 2.7581 | 0 | 0 | 1323.7409 | 0.0020835 | 30 | Residential_2024_SC D_GWh_Before Competition Groups_30 | ENERGY STAR LED Lamps (General Service Lamps) | 0.2084% | 0 | 2.7581 | Residential_2024_SC D_GWh_Before Competition Groups_ENERGY STAR LED Lamps (General Service Lamps)
Residential | Res ¦ Home Energy Reports | 2024 | SC D | GWh | Before Competition Groups | 2.4424 | 0 | 0 | 1323.7409 | 0.0018451 | 31 | Residential_2024_SC D_GWh_Before Competition Groups_31 | Home Energy Reports | 0.1845% | 0 | 2.4424 | Residential_2024_SC D_GWh_Before Competition Groups_Home Energy Reports
Residential | Res ¦ Variable Frequency Drive (VFD) | 2024 | SC D | GWh | Before Competition Groups | 2.2605 | 0 | 0 | 1323.7409 | 0.0017076 | 32 | Residential_2024_SC D_GWh_Before Competition Groups_32 | Variable Frequency Drive (VFD) | 0.1708% | 0 | 2.2605 | Residential_2024_SC D_GWh_Before Competition Groups_Variable Frequency Drive (VFD)
Residential | Res ¦ Water Heater Temperature Setback | 2024 | SC D | GWh | Before Competition Groups | 2.0219 | 0 | 0 | 1323.7409 | 0.0015274 | 33 | Residential_2024_SC D_GWh_Before Competition Groups_33 | Water Heater Temperature Setback | 0.1527% | 0 | 2.0219 | Residential_2024_SC D_GWh_Before Competition Groups_Water Heater Temperature Setback
Residential | Res ¦ CO Sensors for parking garage exhaust fans | 2024 | SC D | GWh | Before Competition Groups | 1.9051 | 0 | 0 | 1323.7409 | 0.0014392 | 34 | Residential_2024_SC D_GWh_Before Competition Groups_34 | CO Sensors for parking garage exhaust fans | 0.1439% | 0 | 1.9051 | Residential_2024_SC D_GWh_Before Competition Groups_CO Sensors for parking garage exhaust fans
Residential | Res ¦ Demand Control Ventilation | 2024 | SC D | GWh | Before Competition Groups | 1.5388 | 0 | 0 | 1323.7409 | 0.0011625 | 35 | Residential_2024_SC D_GWh_Before Competition Groups_35 | Demand Control Ventilation | 0.1162% | 0 | 1.5388 | Residential_2024_SC D_GWh_Before Competition Groups_Demand Control Ventilation
Residential | Res ¦ Clothes Drying Racks | 2024 | SC D | GWh | Before Competition Groups | 0.94231 | 0 | 0 | 1323.7409 | 0.00071186 | 36 | Residential_2024_SC D_GWh_Before Competition Groups_36 | Clothes Drying Racks | 0.07119% | 0 | 0.94231 | Residential_2024_SC D_GWh_Before Competition Groups_Clothes Drying Racks
Residential | Res ¦ Energy Star Dehumidifier | 2024 | SC D | GWh | Before Competition Groups | 0.74301 | 0 | 0 | 1323.7409 | 0.0005613 | 37 | Residential_2024_SC D_GWh_Before Competition Groups_37 | Energy Star Dehumidifier | 0.05613% | 0 | 0.74301 | Residential_2024_SC D_GWh_Before Competition Groups_Energy Star Dehumidifier
Residential | Res ¦ Floor Insulation | 2024 | SC D | GWh | Before Competition Groups | 0.69951 | 0 | 0 | 1323.7409 | 0.00052843 | 38 | Residential_2024_SC D_GWh_Before Competition Groups_38 | Floor Insulation | 0.05284% | 0 | 0.69951 | Residential_2024_SC D_GWh_Before Competition Groups_Floor Insulation
Residential | Res ¦ VFD on Pumps | 2024 | SC D | GWh | Before Competition Groups | 0.63665 | 0 | 0 | 1323.7409 | 0.00048095 | 39 | Residential_2024_SC D_GWh_Before Competition Groups_39 | VFD on Pumps | 0.04809% | 0 | 0.63665 | Residential_2024_SC D_GWh_Before Competition Groups_VFD on Pumps
Residential | Res ¦ Condensing Make Up Air Unit | 2024 | SC D | GWh | Before Competition Groups | 0.6134 | 0 | 0 | 1323.7409 | 0.00046339 | 40 | Residential_2024_SC D_GWh_Before Competition Groups_40 | Condensing Make Up Air Unit | 0.04634% | 0 | 0.6134 | Residential_2024_SC D_GWh_Before Competition Groups_Condensing Make Up Air Unit
Residential | Res ¦ Duct Insulation | 2024 | SC D | GWh | Before Competition Groups | 0.37344 | 0 | 0 | 1323.7409 | 0.00028211 | 41 | Residential_2024_SC D_GWh_Before Competition Groups_41 | Duct Insulation | 0.02821% | 0 | 0.37344 | Residential_2024_SC D_GWh_Before Competition Groups_Duct Insulation
Residential | Res ¦ ECM MOTORS FOR HVAC APPLICATION (FAN-POWERED VAV BOX) | 2024 | SC D | GWh | Before Competition Groups | 0.35798 | 0 | 0 | 1323.7409 | 0.00027043 | 42 | Residential_2024_SC D_GWh_Before Competition Groups_42 | ECM MOTORS FOR HVAC APPLICATION (FAN-POWERED VAV BOX) | 0.02704% | 0 | 0.35798 | Residential_2024_SC D_GWh_Before Competition Groups_ECM MOTORS FOR HVAC APPLICATION (FAN-POWERED VAV BOX)
Residential | Res ¦ Duct Insulation MF | 2024 | SC D | GWh | Before Competition Groups | 0.21589 | 0 | 0 | 1323.7409 | 0.00016309 | 43 | Residential_2024_SC D_GWh_Before Competition Groups_43 | Duct Insulation MF | 0.01631% | 0 | 0.21589 | Residential_2024_SC D_GWh_Before Competition Groups_Duct Insulation MF
Residential | Res ¦ Beverage Vending Machine Controls | 2024 | SC D | GWh | Before Competition Groups | 0.1997 | 0 | 0 | 1323.7409 | 0.00015086 | 44 | Residential_2024_SC D_GWh_Before Competition Groups_44 | Beverage Vending Machine Controls | 0.01509% | 0 | 0.1997 | Residential_2024_SC D_GWh_Before Competition Groups_Beverage Vending Machine Controls
Residential | Res ¦ Heat Recovery Ventilator | 2024 | SC D | GWh | Before Competition Groups | 0.1979 | 0 | 0 | 1323.7409 | 0.0001495 | 45 | Residential_2024_SC D_GWh_Before Competition Groups_45 | Heat Recovery Ventilator | 0.01495% | 0 | 0.1979 | Residential_2024_SC D_GWh_Before Competition Groups_Heat Recovery Ventilator
Residential | Res ¦ Tankless Water Heater | 2024 | SC D | GWh | Before Competition Groups | 0.10311 | 0 | 0 | 1323.7409 | 7.7893e-05 | 46 | Residential_2024_SC D_GWh_Before Competition Groups_46 | Tankless Water Heater | 0.007789% | 0 | 0.10311 | Residential_2024_SC D_GWh_Before Competition Groups_Tankless Water Heater
Residential | Res ¦ Chilled Water Optimization | 2024 | SC D | GWh | Before Competition Groups | 0.053207 | 0 | 0 | 1323.7409 | 4.0194e-05 | 47 | Residential_2024_SC D_GWh_Before Competition Groups_47 | Chilled Water Optimization | 0.004019% | 0 | 0.053207 | Residential_2024_SC D_GWh_Before Competition Groups_Chilled Water Optimization
Residential | Res ¦ LED High Bay Fixture | 2024 | SC D | GWh | Before Competition Groups | 0.027235 | 0 | 0 | 1323.7409 | 2.0575e-05 | 48 | Residential_2024_SC D_GWh_Before Competition Groups_48 | LED High Bay Fixture | 0.002057% | 0 | 0.027235 | Residential_2024_SC D_GWh_Before Competition Groups_LED High Bay Fixture
Residential | Res ¦ Wall Insulation MF | 2024 | SC D | GWh | Before Competition Groups | 0.0026962 | 0 | 0 | 1323.7409 | 2.0368e-06 | 49 | Residential_2024_SC D_GWh_Before Competition Groups_49 | Wall Insulation MF | 0.0002037% | 0 | 0.0026962 | Residential_2024_SC D_GWh_Before Competition Groups_Wall Insulation MF
Residential | Res ¦ Wall Insulation | 2024 | SC D | GWh | Before Competition Groups | 0.0025965 | 0 | 0 | 1323.7409 | 1.9615e-06 | 50 | Residential_2024_SC D_GWh_Before Competition Groups_50 | Wall Insulation | 0.0001961% | 0 | 0.0025965 | Residential_2024_SC D_GWh_Before Competition Groups_Wall Insulation
Residential | Res ¦ Freezer Recycling | 2024 | SC D | GWh | Before Competition Groups | 0.00096818 | 0 | 0 | 1323.7409 | 7.314e-07 | 51 | Residential_2024_SC D_GWh_Before Competition Groups_51 | Freezer Recycling | 7.314e-05% | 0 | 0.00096818 | Residential_2024_SC D_GWh_Before Competition Groups_Freezer Recycling
Residential | Res ¦ LED Downlight | 2024 | SC D | GWh | Before Competition Groups | 0 | 0 | 0 | 1323.7409 | 0 | 52 | Residential_2024_SC D_GWh_Before Competition Groups_52 | LED Downlight | 0% | 0 | 0 | Residential_2024_SC D_GWh_Before Competition Groups_LED Downlight
Residential | Res ¦ Smart Burners | 2024 | SC D | GWh | Before Competition Groups | 0 | 0 | 0 | 1323.7409 | 0 | 53 | Residential_2024_SC D_GWh_Before Competition Groups_53 | Smart Burners | 0% | 0 | 0 | Residential_2024_SC D_GWh_Before Competition Groups_Smart Burners
Residential | Res ¦ Smart Power Bar | 2024 | SC D | GWh | Before Competition Groups | 0 | 0 | 0 | 1323.7409 | 0 | 54 | Residential_2024_SC D_GWh_Before Competition Groups_54 | Smart Power Bar | 0% | 0 | 0 | Residential_2024_SC D_GWh_Before Competition Groups_Smart Power Bar
Residential | Res ¦ Energy Star A Line, PAR, MR Lamps | 2024 | Technical | GWh | Before Competition Groups | 1650.27 | 0 | 0 | 17316.1892 | 0.095302 | 1 | Residential_2024_Technical_GWh_Before Competition Groups_1 | Energy Star A Line, PAR, MR Lamps | 9.53% | 0 | 1650.27 | Residential_2024_Technical_GWh_Before Competition Groups_Energy Star A Line, PAR, MR Lamps
Residential | Res ¦ Energy Star LED Bulbs General Purpose LEDs | 2024 | Technical | GWh | Before Competition Groups | 1647.6382 | 0 | 0 | 17316.1892 | 0.09515 | 2 | Residential_2024_Technical_GWh_Before Competition Groups_2 | Energy Star LED Bulbs General Purpose LEDs | 9.515% | 0 | 1647.6382 | Residential_2024_Technical_GWh_Before Competition Groups_Energy Star LED Bulbs General Purpose LEDs
Residential | Res ¦ Energy Star LED Specialty Bulbs | 2024 | Technical | GWh | Before Competition Groups | 1512.7101 | 0 | 0 | 17316.1892 | 0.087358 | 3 | Residential_2024_Technical_GWh_Before Competition Groups_3 | Energy Star LED Specialty Bulbs | 8.736% | 0 | 1512.7101 | Residential_2024_Technical_GWh_Before Competition Groups_Energy Star LED Specialty Bulbs
Residential | Res ¦ Smart Power Bar | 2024 | Technical | GWh | Before Competition Groups | 1501.9865 | 0 | 0 | 17316.1892 | 0.086739 | 4 | Residential_2024_Technical_GWh_Before Competition Groups_4 | Smart Power Bar | 8.674% | 0 | 1501.9865 | Residential_2024_Technical_GWh_Before Competition Groups_Smart Power Bar
Residential | Res ¦ Networked/ Connected - Indoor LED Lamp | 2024 | Technical | GWh | Before Competition Groups | 1021.942 | 0 | 0 | 17316.1892 | 0.059017 | 5 | Residential_2024_Technical_GWh_Before Competition Groups_5 | Networked/ Connected - Indoor LED Lamp | 5.902% | 0 | 1021.942 | Residential_2024_Technical_GWh_Before Competition Groups_Networked/ Connected - Indoor LED Lamp
Residential | Res ¦ Adaptive Thermostat | 2024 | Technical | GWh | Before Competition Groups | 651.8794 | 0 | 0 | 17316.1892 | 0.037646 | 6 | Residential_2024_Technical_GWh_Before Competition Groups_6 | Adaptive Thermostat | 3.765% | 0 | 651.8794 | Residential_2024_Technical_GWh_Before Competition Groups_Adaptive Thermostat
Residential | Res ¦ Air Sealing | 2024 | Technical | GWh | Before Competition Groups | 540.2629 | 0 | 0 | 17316.1892 | 0.0312 | 7 | Residential_2024_Technical_GWh_Before Competition Groups_7 | Air Sealing | 3.12% | 0 | 540.2629 | Residential_2024_Technical_GWh_Before Competition Groups_Air Sealing
Residential | Res ¦ Energy Star Refrigerator | 2024 | Technical | GWh | Before Competition Groups | 419.1377 | 0 | 0 | 17316.1892 | 0.024205 | 8 | Residential_2024_Technical_GWh_Before Competition Groups_8 | Energy Star Refrigerator | 2.42% | 0 | 419.1377 | Residential_2024_Technical_GWh_Before Competition Groups_Energy Star Refrigerator
Residential | Res ¦ Energy Star Central Air Conditioner | 2024 | Technical | GWh | Before Competition Groups | 398.9138 | 0 | 0 | 17316.1892 | 0.023037 | 9 | Residential_2024_Technical_GWh_Before Competition Groups_9 | Energy Star Central Air Conditioner | 2.304% | 0 | 398.9138 | Residential_2024_Technical_GWh_Before Competition Groups_Energy Star Central Air Conditioner
Residential | Res ¦ Variable Speed Pool Pump Motor | 2024 | Technical | GWh | Before Competition Groups | 396.7546 | 0 | 0 | 17316.1892 | 0.022912 | 10 | Residential_2024_Technical_GWh_Before Competition Groups_10 | Variable Speed Pool Pump Motor | 2.291% | 0 | 396.7546 | Residential_2024_Technical_GWh_Before Competition Groups_Variable Speed Pool Pump Motor
Residential | Res ¦ Energy Star Clothes Washer | 2024 | Technical | GWh | Before Competition Groups | 360.4511 | 0 | 0 | 17316.1892 | 0.020816 | 11 | Residential_2024_Technical_GWh_Before Competition Groups_11 | Energy Star Clothes Washer | 2.082% | 0 | 360.4511 | Residential_2024_Technical_GWh_Before Competition Groups_Energy Star Clothes Washer
Residential | Res ¦ Smart Burners | 2024 | Technical | GWh | Before Competition Groups | 350.984 | 0 | 0 | 17316.1892 | 0.020269 | 12 | Residential_2024_Technical_GWh_Before Competition Groups_12 | Smart Burners | 2.027% | 0 | 350.984 | Residential_2024_Technical_GWh_Before Competition Groups_Smart Burners
Residential | Res ¦ Car Block Heater Timer | 2024 | Technical | GWh | Before Competition Groups | 335.7328 | 0 | 0 | 17316.1892 | 0.019388 | 13 | Residential_2024_Technical_GWh_Before Competition Groups_13 | Car Block Heater Timer | 1.939% | 0 | 335.7328 | Residential_2024_Technical_GWh_Before Competition Groups_Car Block Heater Timer
Residential | Res ¦ Passive Attic Ventilation | 2024 | Technical | GWh | Before Competition Groups | 319.9099 | 0 | 0 | 17316.1892 | 0.018475 | 14 | Residential_2024_Technical_GWh_Before Competition Groups_14 | Passive Attic Ventilation | 1.847% | 0 | 319.9099 | Residential_2024_Technical_GWh_Before Competition Groups_Passive Attic Ventilation
Residential | Res ¦ Energy Star Ground Source Heat Pump | 2024 | Technical | GWh | Before Competition Groups | 317.836 | 0 | 0 | 17316.1892 | 0.018355 | 15 | Residential_2024_Technical_GWh_Before Competition Groups_15 | Energy Star Ground Source Heat Pump | 1.835% | 0 | 317.836 | Residential_2024_Technical_GWh_Before Competition Groups_Energy Star Ground Source Heat Pump
Residential | Res ¦ Ductless Mini-Split Heat Pump | 2024 | Technical | GWh | Before Competition Groups | 314.9006 | 0 | 0 | 17316.1892 | 0.018185 | 16 | Residential_2024_Technical_GWh_Before Competition Groups_16 | Ductless Mini-Split Heat Pump | 1.819% | 0 | 314.9006 | Residential_2024_Technical_GWh_Before Competition Groups_Ductless Mini-Split Heat Pump
Residential | Res ¦ Building Recommissioning, Operations and Maintenance (O&M) Improvements | 2024 | Technical | GWh | Before Competition Groups | 307.4777 | 0 | 0 | 17316.1892 | 0.017757 | 17 | Residential_2024_Technical_GWh_Before Competition Groups_17 | Building Recommissioning, Operations and Maintenance (O&M) Improvements | 1.776% | 0 | 307.4777 | Residential_2024_Technical_GWh_Before Competition Groups_Building Recommissioning, Operations and Maintenance (O&M) Improvements
Residential | Res ¦ Heat Pump Clothes Dryer | 2024 | Technical | GWh | Before Competition Groups | 298.3424 | 0 | 0 | 17316.1892 | 0.017229 | 18 | Residential_2024_Technical_GWh_Before Competition Groups_18 | Heat Pump Clothes Dryer | 1.723% | 0 | 298.3424 | Residential_2024_Technical_GWh_Before Competition Groups_Heat Pump Clothes Dryer
Residential | Res ¦ Energy Star Windows | 2024 | Technical | GWh | Before Competition Groups | 293.0242 | 0 | 0 | 17316.1892 | 0.016922 | 19 | Residential_2024_Technical_GWh_Before Competition Groups_19 | Energy Star Windows | 1.692% | 0 | 293.0242 | Residential_2024_Technical_GWh_Before Competition Groups_Energy Star Windows
Residential | Res ¦ Basement Wall Insulation | 2024 | Technical | GWh | Before Competition Groups | 283.6042 | 0 | 0 | 17316.1892 | 0.016378 | 20 | Residential_2024_Technical_GWh_Before Competition Groups_20 | Basement Wall Insulation | 1.638% | 0 | 283.6042 | Residential_2024_Technical_GWh_Before Competition Groups_Basement Wall Insulation
Residential | Res ¦ Energy Star Light Fixture | 2024 | Technical | GWh | Before Competition Groups | 275.4228 | 0 | 0 | 17316.1892 | 0.015906 | 21 | Residential_2024_Technical_GWh_Before Competition Groups_21 | Energy Star Light Fixture | 1.591% | 0 | 275.4228 | Residential_2024_Technical_GWh_Before Competition Groups_Energy Star Light Fixture
Residential | Res ¦ Basement or Crawlspace Insulation | 2024 | Technical | GWh | Before Competition Groups | 235.5129 | 0 | 0 | 17316.1892 | 0.013601 | 22 | Residential_2024_Technical_GWh_Before Competition Groups_22 | Basement or Crawlspace Insulation | 1.36% | 0 | 235.5129 | Residential_2024_Technical_GWh_Before Competition Groups_Basement or Crawlspace Insulation
Residential | Res ¦ Attic Insulation | 2024 | Technical | GWh | Before Competition Groups | 218.7824 | 0 | 0 | 17316.1892 | 0.012635 | 23 | Residential_2024_Technical_GWh_Before Competition Groups_23 | Attic Insulation | 1.263% | 0 | 218.7824 | Residential_2024_Technical_GWh_Before Competition Groups_Attic Insulation
Residential | Res ¦ Induction Cooking Stove Top | 2024 | Technical | GWh | Before Competition Groups | 216.2062 | 0 | 0 | 17316.1892 | 0.012486 | 24 | Residential_2024_Technical_GWh_Before Competition Groups_24 | Induction Cooking Stove Top | 1.249% | 0 | 216.2062 | Residential_2024_Technical_GWh_Before Competition Groups_Induction Cooking Stove Top
Residential | Res ¦ Energy Star Torchiere | 2024 | Technical | GWh | Before Competition Groups | 186.0427 | 0 | 0 | 17316.1892 | 0.010744 | 25 | Residential_2024_Technical_GWh_Before Competition Groups_25 | Energy Star Torchiere | 1.074% | 0 | 186.0427 | Residential_2024_Technical_GWh_Before Competition Groups_Energy Star Torchiere
Residential | Res ¦ Energy Star Air Source Heat Pump | 2024 | Technical | GWh | Before Competition Groups | 180.0296 | 0 | 0 | 17316.1892 | 0.010397 | 26 | Residential_2024_Technical_GWh_Before Competition Groups_26 | Energy Star Air Source Heat Pump | 1.04% | 0 | 180.0296 | Residential_2024_Technical_GWh_Before Competition Groups_Energy Star Air Source Heat Pump
Residential | Res ¦ Wall Insulation | 2024 | Technical | GWh | Before Competition Groups | 170.936 | 0 | 0 | 17316.1892 | 0.0098715 | 27 | Residential_2024_Technical_GWh_Before Competition Groups_27 | Wall Insulation | 0.9871% | 0 | 170.936 | Residential_2024_Technical_GWh_Before Competition Groups_Wall Insulation
Residential | Res ¦ Ductless Mini-Split Air Conditioner | 2024 | Technical | GWh | Before Competition Groups | 170.6376 | 0 | 0 | 17316.1892 | 0.0098542 | 28 | Residential_2024_Technical_GWh_Before Competition Groups_28 | Ductless Mini-Split Air Conditioner | 0.9854% | 0 | 170.6376 | Residential_2024_Technical_GWh_Before Competition Groups_Ductless Mini-Split Air Conditioner
Residential | Res ¦ Energy Star Clothes Dryer | 2024 | Technical | GWh | Before Competition Groups | 170.4038 | 0 | 0 | 17316.1892 | 0.0098407 | 29 | Residential_2024_Technical_GWh_Before Competition Groups_29 | Energy Star Clothes Dryer | 0.9841% | 0 | 170.4038 | Residential_2024_Technical_GWh_Before Competition Groups_Energy Star Clothes Dryer
Residential | Res ¦ Comprehensive Draft Proofing | 2024 | Technical | GWh | Before Competition Groups | 156.387 | 0 | 0 | 17316.1892 | 0.0090313 | 30 | Residential_2024_Technical_GWh_Before Competition Groups_30 | Comprehensive Draft Proofing | 0.9031% | 0 | 156.387 | Residential_2024_Technical_GWh_Before Competition Groups_Comprehensive Draft Proofing
Residential | Res ¦ Heavy Duty Outdoor/Holiday Plug-in Timers | 2024 | Technical | GWh | Before Competition Groups | 138.846 | 0 | 0 | 17316.1892 | 0.0080183 | 31 | Residential_2024_Technical_GWh_Before Competition Groups_31 | Heavy Duty Outdoor/Holiday Plug-in Timers | 0.8018% | 0 | 138.846 | Residential_2024_Technical_GWh_Before Competition Groups_Heavy Duty Outdoor/Holiday Plug-in Timers
Residential | Res ¦ Furnace with ECM | 2024 | Technical | GWh | Before Competition Groups | 117.8331 | 0 | 0 | 17316.1892 | 0.0068048 | 32 | Residential_2024_Technical_GWh_Before Competition Groups_32 | Furnace with ECM | 0.6805% | 0 | 117.8331 | Residential_2024_Technical_GWh_Before Competition Groups_Furnace with ECM
Residential | Res ¦ Radiant Barrier | 2024 | Technical | GWh | Before Competition Groups | 109.3938 | 0 | 0 | 17316.1892 | 0.0063174 | 33 | Residential_2024_Technical_GWh_Before Competition Groups_33 | Radiant Barrier | 0.6317% | 0 | 109.3938 | Residential_2024_Technical_GWh_Before Competition Groups_Radiant Barrier
Residential | Res ¦ Lighting Motion Sensors, Timers, Dimmers | 2024 | Technical | GWh | Before Competition Groups | 92.3859 | 0 | 0 | 17316.1892 | 0.0053352 | 34 | Residential_2024_Technical_GWh_Before Competition Groups_34 | Lighting Motion Sensors, Timers, Dimmers | 0.5335% | 0 | 92.3859 | Residential_2024_Technical_GWh_Before Competition Groups_Lighting Motion Sensors, Timers, Dimmers
Residential | Res ¦ Occupancy Sensors MF | 2024 | Technical | GWh | Before Competition Groups | 92.0441 | 0 | 0 | 17316.1892 | 0.0053155 | 35 | Residential_2024_Technical_GWh_Before Competition Groups_35 | Occupancy Sensors MF | 0.5315% | 0 | 92.0441 | Residential_2024_Technical_GWh_Before Competition Groups_Occupancy Sensors MF
Residential | Res ¦ Ceiling Insulation | 2024 | Technical | GWh | Before Competition Groups | 85.6856 | 0 | 0 | 17316.1892 | 0.0049483 | 36 | Residential_2024_Technical_GWh_Before Competition Groups_36 | Ceiling Insulation | 0.4948% | 0 | 85.6856 | Residential_2024_Technical_GWh_Before Competition Groups_Ceiling Insulation
Residential | Res ¦ Variable Refrigerant Flow Heat Pump | 2024 | Technical | GWh | Before Competition Groups | 84.2723 | 0 | 0 | 17316.1892 | 0.0048667 | 37 | Residential_2024_Technical_GWh_Before Competition Groups_37 | Variable Refrigerant Flow Heat Pump | 0.4867% | 0 | 84.2723 | Residential_2024_Technical_GWh_Before Competition Groups_Variable Refrigerant Flow Heat Pump
Residential | Res ¦ Window Film | 2024 | Technical | GWh | Before Competition Groups | 83.9759 | 0 | 0 | 17316.1892 | 0.0048496 | 38 | Residential_2024_Technical_GWh_Before Competition Groups_38 | Window Film | 0.485% | 0 | 83.9759 | Residential_2024_Technical_GWh_Before Competition Groups_Window Film
Residential | Res ¦ Refrigerator Recycling | 2024 | Technical | GWh | Before Competition Groups | 80.6003 | 0 | 0 | 17316.1892 | 0.0046546 | 39 | Residential_2024_Technical_GWh_Before Competition Groups_39 | Refrigerator Recycling | 0.4655% | 0 | 80.6003 | Residential_2024_Technical_GWh_Before Competition Groups_Refrigerator Recycling
Residential | Res ¦ LED Parking Lot Fixture | 2024 | Technical | GWh | Before Competition Groups | 78.265 | 0 | 0 | 17316.1892 | 0.0045198 | 40 | Residential_2024_Technical_GWh_Before Competition Groups_40 | LED Parking Lot Fixture | 0.452% | 0 | 78.265 | Residential_2024_Technical_GWh_Before Competition Groups_LED Parking Lot Fixture
Residential | Res ¦ Networked/ Connected - Indoor LED Luminaire | 2024 | Technical | GWh | Before Competition Groups | 74.381 | 0 | 0 | 17316.1892 | 0.0042955 | 41 | Residential_2024_Technical_GWh_Before Competition Groups_41 | Networked/ Connected - Indoor LED Luminaire | 0.4295% | 0 | 74.381 | Residential_2024_Technical_GWh_Before Competition Groups_Networked/ Connected - Indoor LED Luminaire
Residential | Res ¦ Clothes Drying Racks | 2024 | Technical | GWh | Before Competition Groups | 73.5997 | 0 | 0 | 17316.1892 | 0.0042503 | 42 | Residential_2024_Technical_GWh_Before Competition Groups_42 | Clothes Drying Racks | 0.425% | 0 | 73.5997 | Residential_2024_Technical_GWh_Before Competition Groups_Clothes Drying Racks
Residential | Res ¦ LED Downlight | 2024 | Technical | GWh | Before Competition Groups | 73.349 | 0 | 0 | 17316.1892 | 0.0042359 | 43 | Residential_2024_Technical_GWh_Before Competition Groups_43 | LED Downlight | 0.4236% | 0 | 73.349 | Residential_2024_Technical_GWh_Before Competition Groups_LED Downlight
Residential | Res ¦ Freezer Recycling | 2024 | Technical | GWh | Before Competition Groups | 70.7217 | 0 | 0 | 17316.1892 | 0.0040841 | 44 | Residential_2024_Technical_GWh_Before Competition Groups_44 | Freezer Recycling | 0.4084% | 0 | 70.7217 | Residential_2024_Technical_GWh_Before Competition Groups_Freezer Recycling
Residential | Res ¦ Duct Insulation | 2024 | Technical | GWh | Before Competition Groups | 70.4401 | 0 | 0 | 17316.1892 | 0.0040679 | 45 | Residential_2024_Technical_GWh_Before Competition Groups_45 | Duct Insulation | 0.4068% | 0 | 70.4401 | Residential_2024_Technical_GWh_Before Competition Groups_Duct Insulation
Residential | Res ¦ Energy Star Room Air Conditioner | 2024 | Technical | GWh | Before Competition Groups | 65.9882 | 0 | 0 | 17316.1892 | 0.0038108 | 46 | Residential_2024_Technical_GWh_Before Competition Groups_46 | Energy Star Room Air Conditioner | 0.3811% | 0 | 65.9882 | Residential_2024_Technical_GWh_Before Competition Groups_Energy Star Room Air Conditioner
Residential | Res ¦ Floor Insulation | 2024 | Technical | GWh | Before Competition Groups | 57.3396 | 0 | 0 | 17316.1892 | 0.0033113 | 47 | Residential_2024_Technical_GWh_Before Competition Groups_47 | Floor Insulation | 0.3311% | 0 | 57.3396 | Residential_2024_Technical_GWh_Before Competition Groups_Floor Insulation
Residential | Res ¦ Solar Powered Attic Fan | 2024 | Technical | GWh | Before Competition Groups | 52.8198 | 0 | 0 | 17316.1892 | 0.0030503 | 48 | Residential_2024_Technical_GWh_Before Competition Groups_48 | Solar Powered Attic Fan | 0.305% | 0 | 52.8198 | Residential_2024_Technical_GWh_Before Competition Groups_Solar Powered Attic Fan
Residential | Res ¦ INTEGRAL LED TROFFERS | 2024 | Technical | GWh | Before Competition Groups | 50.3599 | 0 | 0 | 17316.1892 | 0.0029083 | 49 | Residential_2024_Technical_GWh_Before Competition Groups_49 | INTEGRAL LED TROFFERS | 0.2908% | 0 | 50.3599 | Residential_2024_Technical_GWh_Before Competition Groups_INTEGRAL LED TROFFERS
Residential | Res ¦ Dehumidifier Recycling | 2024 | Technical | GWh | Before Competition Groups | 49.0397 | 0 | 0 | 17316.1892 | 0.002832 | 50 | Residential_2024_Technical_GWh_Before Competition Groups_50 | Dehumidifier Recycling | 0.2832% | 0 | 49.0397 | Residential_2024_Technical_GWh_Before Competition Groups_Dehumidifier Recycling
Residential | Res ¦ Energy Star Ceiling Fan/Lighting | 2024 | Technical | GWh | Before Competition Groups | 46.3842 | 0 | 0 | 17316.1892 | 0.0026787 | 51 | Residential_2024_Technical_GWh_Before Competition Groups_51 | Energy Star Ceiling Fan/Lighting | 0.2679% | 0 | 46.3842 | Residential_2024_Technical_GWh_Before Competition Groups_Energy Star Ceiling Fan/Lighting
Residential | Res ¦ Air Source Heat Pump | 2024 | Technical | GWh | Before Competition Groups | 46.2922 | 0 | 0 | 17316.1892 | 0.0026734 | 52 | Residential_2024_Technical_GWh_Before Competition Groups_52 | Air Source Heat Pump | 0.2673% | 0 | 46.2922 | Residential_2024_Technical_GWh_Before Competition Groups_Air Source Heat Pump
Residential | Res ¦ Advanced BAS/Controllers | 2024 | Technical | GWh | Before Competition Groups | 45.003 | 0 | 0 | 17316.1892 | 0.0025989 | 53 | Residential_2024_Technical_GWh_Before Competition Groups_53 | Advanced BAS/Controllers | 0.2599% | 0 | 45.003 | Residential_2024_Technical_GWh_Before Competition Groups_Advanced BAS/Controllers
Residential | Res ¦ Energy Star Freezer | 2024 | Technical | GWh | Before Competition Groups | 40.7405 | 0 | 0 | 17316.1892 | 0.0023527 | 54 | Residential_2024_Technical_GWh_Before Competition Groups_54 | Energy Star Freezer | 0.2353% | 0 | 40.7405 | Residential_2024_Technical_GWh_Before Competition Groups_Energy Star Freezer
Residential | Res ¦ Minimize Hot and Warm Clothes Wash | 2024 | Technical | GWh | Before Competition Groups | 39.3373 | 0 | 0 | 17316.1892 | 0.0022717 | 55 | Residential_2024_Technical_GWh_Before Competition Groups_55 | Minimize Hot and Warm Clothes Wash | 0.2272% | 0 | 39.3373 | Residential_2024_Technical_GWh_Before Competition Groups_Minimize Hot and Warm Clothes Wash
Residential | Res ¦ Furnace Whistle | 2024 | Technical | GWh | Before Competition Groups | 38.7519 | 0 | 0 | 17316.1892 | 0.0022379 | 56 | Residential_2024_Technical_GWh_Before Competition Groups_56 | Furnace Whistle | 0.2238% | 0 | 38.7519 | Residential_2024_Technical_GWh_Before Competition Groups_Furnace Whistle
Residential | Res ¦ Home Energy Reports | 2024 | Technical | GWh | Before Competition Groups | 38.4859 | 0 | 0 | 17316.1892 | 0.0022225 | 57 | Residential_2024_Technical_GWh_Before Competition Groups_57 | Home Energy Reports | 0.2223% | 0 | 38.4859 | Residential_2024_Technical_GWh_Before Competition Groups_Home Energy Reports
Residential | Res ¦ LED Exterior Area Lights - LED Fixture (200W) | 2024 | Technical | GWh | Before Competition Groups | 35.813 | 0 | 0 | 17316.1892 | 0.0020682 | 58 | Residential_2024_Technical_GWh_Before Competition Groups_58 | LED Exterior Area Lights - LED Fixture (200W) | 0.2068% | 0 | 35.813 | Residential_2024_Technical_GWh_Before Competition Groups_LED Exterior Area Lights - LED Fixture (200W)
Residential | Res ¦ Early Hot Water Heater Replacement | 2024 | Technical | GWh | Before Competition Groups | 35.1017 | 0 | 0 | 17316.1892 | 0.0020271 | 59 | Residential_2024_Technical_GWh_Before Competition Groups_59 | Early Hot Water Heater Replacement | 0.2027% | 0 | 35.1017 | Residential_2024_Technical_GWh_Before Competition Groups_Early Hot Water Heater Replacement
Residential | Res ¦ Heat Pump Water Heater | 2024 | Technical | GWh | Before Competition Groups | 32.2041 | 0 | 0 | 17316.1892 | 0.0018598 | 60 | Residential_2024_Technical_GWh_Before Competition Groups_60 | Heat Pump Water Heater | 0.186% | 0 | 32.2041 | Residential_2024_Technical_GWh_Before Competition Groups_Heat Pump Water Heater
Residential | Res ¦ Duct Insulation MF | 2024 | Technical | GWh | Before Competition Groups | 31.075 | 0 | 0 | 17316.1892 | 0.0017946 | 61 | Residential_2024_Technical_GWh_Before Competition Groups_61 | Duct Insulation MF | 0.1795% | 0 | 31.075 | Residential_2024_Technical_GWh_Before Competition Groups_Duct Insulation MF
Residential | Res ¦ Tankless Water Heater | 2024 | Technical | GWh | Before Competition Groups | 29.0721 | 0 | 0 | 17316.1892 | 0.0016789 | 62 | Residential_2024_Technical_GWh_Before Competition Groups_62 | Tankless Water Heater | 0.1679% | 0 | 29.0721 | Residential_2024_Technical_GWh_Before Competition Groups_Tankless Water Heater
Residential | Res ¦ Energy Star Dehumidifier | 2024 | Technical | GWh | Before Competition Groups | 28.8139 | 0 | 0 | 17316.1892 | 0.001664 | 63 | Residential_2024_Technical_GWh_Before Competition Groups_63 | Energy Star Dehumidifier | 0.1664% | 0 | 28.8139 | Residential_2024_Technical_GWh_Before Competition Groups_Energy Star Dehumidifier
Residential | Res ¦ Central Air Conditioner Maintenance | 2024 | Technical | GWh | Before Competition Groups | 28.6763 | 0 | 0 | 17316.1892 | 0.001656 | 64 | Residential_2024_Technical_GWh_Before Competition Groups_64 | Central Air Conditioner Maintenance | 0.1656% | 0 | 28.6763 | Residential_2024_Technical_GWh_Before Competition Groups_Central Air Conditioner Maintenance
Residential | Res ¦ Outside Air Economizer | 2024 | Technical | GWh | Before Competition Groups | 26.8254 | 0 | 0 | 17316.1892 | 0.0015492 | 65 | Residential_2024_Technical_GWh_Before Competition Groups_65 | Outside Air Economizer | 0.1549% | 0 | 26.8254 | Residential_2024_Technical_GWh_Before Competition Groups_Outside Air Economizer
Residential | Res ¦ Central Lighting Control System | 2024 | Technical | GWh | Before Competition Groups | 25.3239 | 0 | 0 | 17316.1892 | 0.0014624 | 66 | Residential_2024_Technical_GWh_Before Competition Groups_66 | Central Lighting Control System | 0.1462% | 0 | 25.3239 | Residential_2024_Technical_GWh_Before Competition Groups_Central Lighting Control System
Residential | Res ¦ Drain Water Heat Recovery | 2024 | Technical | GWh | Before Competition Groups | 23.5763 | 0 | 0 | 17316.1892 | 0.0013615 | 67 | Residential_2024_Technical_GWh_Before Competition Groups_67 | Drain Water Heat Recovery | 0.1362% | 0 | 23.5763 | Residential_2024_Technical_GWh_Before Competition Groups_Drain Water Heat Recovery
Residential | Res ¦ Demand Control Ventilation | 2024 | Technical | GWh | Before Competition Groups | 20.7554 | 0 | 0 | 17316.1892 | 0.0011986 | 68 | Residential_2024_Technical_GWh_Before Competition Groups_68 | Demand Control Ventilation | 0.1199% | 0 | 20.7554 | Residential_2024_Technical_GWh_Before Competition Groups_Demand Control Ventilation
Residential | Res ¦ LED Tube Re-Lamp | 2024 | Technical | GWh | Before Competition Groups | 20.5509 | 0 | 0 | 17316.1892 | 0.0011868 | 69 | Residential_2024_Technical_GWh_Before Competition Groups_69 | LED Tube Re-Lamp | 0.1187% | 0 | 20.5509 | Residential_2024_Technical_GWh_Before Competition Groups_LED Tube Re-Lamp
Residential | Res ¦ Heat Recovery Ventilator | 2024 | Technical | GWh | Before Competition Groups | 19.8934 | 0 | 0 | 17316.1892 | 0.0011488 | 70 | Residential_2024_Technical_GWh_Before Competition Groups_70 | Heat Recovery Ventilator | 0.1149% | 0 | 19.8934 | Residential_2024_Technical_GWh_Before Competition Groups_Heat Recovery Ventilator
Residential | Res ¦ CO Sensors for parking garage exhaust fans | 2024 | Technical | GWh | Before Competition Groups | 16.9248 | 0 | 0 | 17316.1892 | 0.0009774 | 71 | Residential_2024_Technical_GWh_Before Competition Groups_71 | CO Sensors for parking garage exhaust fans | 0.09774% | 0 | 16.9248 | Residential_2024_Technical_GWh_Before Competition Groups_CO Sensors for parking garage exhaust fans
Residential | Res ¦ Variable Frequency Drive (VFD) | 2024 | Technical | GWh | Before Competition Groups | 16.4386 | 0 | 0 | 17316.1892 | 0.00094932 | 72 | Residential_2024_Technical_GWh_Before Competition Groups_72 | Variable Frequency Drive (VFD) | 0.09493% | 0 | 16.4386 | Residential_2024_Technical_GWh_Before Competition Groups_Variable Frequency Drive (VFD)
Residential | Res ¦ Solar Water Heating System | 2024 | Technical | GWh | Before Competition Groups | 15.8583 | 0 | 0 | 17316.1892 | 0.00091581 | 73 | Residential_2024_Technical_GWh_Before Competition Groups_73 | Solar Water Heating System | 0.09158% | 0 | 15.8583 | Residential_2024_Technical_GWh_Before Competition Groups_Solar Water Heating System
Residential | Res ¦ ENERGY STAR LED LAMPS (REFLECTOR LAMPs/MR16/PAR 16) | 2024 | Technical | GWh | Before Competition Groups | 15.4897 | 0 | 0 | 17316.1892 | 0.00089452 | 74 | Residential_2024_Technical_GWh_Before Competition Groups_74 | ENERGY STAR LED LAMPS (REFLECTOR LAMPs/MR16/PAR 16) | 0.08945% | 0 | 15.4897 | Residential_2024_Technical_GWh_Before Competition Groups_ENERGY STAR LED LAMPS (REFLECTOR LAMPs/MR16/PAR 16)
Residential | Res ¦ High Efficiency Storage Water Heater | 2024 | Technical | GWh | Before Competition Groups | 14.0736 | 0 | 0 | 17316.1892 | 0.00081274 | 75 | Residential_2024_Technical_GWh_Before Competition Groups_75 | High Efficiency Storage Water Heater | 0.08127% | 0 | 14.0736 | Residential_2024_Technical_GWh_Before Competition Groups_High Efficiency Storage Water Heater
Residential | Res ¦ Energy Star Dishwasher | 2024 | Technical | GWh | Before Competition Groups | 13.0719 | 0 | 0 | 17316.1892 | 0.00075489 | 76 | Residential_2024_Technical_GWh_Before Competition Groups_76 | Energy Star Dishwasher | 0.07549% | 0 | 13.0719 | Residential_2024_Technical_GWh_Before Competition Groups_Energy Star Dishwasher
Residential | Res ¦ Water Heater Temperature Setback | 2024 | Technical | GWh | Before Competition Groups | 12.2839 | 0 | 0 | 17316.1892 | 0.00070939 | 77 | Residential_2024_Technical_GWh_Before Competition Groups_77 | Water Heater Temperature Setback | 0.07094% | 0 | 12.2839 | Residential_2024_Technical_GWh_Before Competition Groups_Water Heater Temperature Setback
Residential | Res ¦ DHW Recirculation Systems | 2024 | Technical | GWh | Before Competition Groups | 11.0905 | 0 | 0 | 17316.1892 | 0.00064047 | 78 | Residential_2024_Technical_GWh_Before Competition Groups_78 | DHW Recirculation Systems | 0.06405% | 0 | 11.0905 | Residential_2024_Technical_GWh_Before Competition Groups_DHW Recirculation Systems
Residential | Res ¦ Air Source Heat Pump Maintenance | 2024 | Technical | GWh | Before Competition Groups | 10.03 | 0 | 0 | 17316.1892 | 0.00057922 | 79 | Residential_2024_Technical_GWh_Before Competition Groups_79 | Air Source Heat Pump Maintenance | 0.05792% | 0 | 10.03 | Residential_2024_Technical_GWh_Before Competition Groups_Air Source Heat Pump Maintenance
Residential | Res ¦ Condensing Make Up Air Unit | 2024 | Technical | GWh | Before Competition Groups | 8.2761 | 0 | 0 | 17316.1892 | 0.00047794 | 80 | Residential_2024_Technical_GWh_Before Competition Groups_80 | Condensing Make Up Air Unit | 0.04779% | 0 | 8.2761 | Residential_2024_Technical_GWh_Before Competition Groups_Condensing Make Up Air Unit
Residential | Res ¦ High Efficiency Chiller (avg of water and air cooled) | 2024 | Technical | GWh | Before Competition Groups | 7.6759 | 0 | 0 | 17316.1892 | 0.00044328 | 81 | Residential_2024_Technical_GWh_Before Competition Groups_81 | High Efficiency Chiller (avg of water and air cooled) | 0.04433% | 0 | 7.6759 | Residential_2024_Technical_GWh_Before Competition Groups_High Efficiency Chiller (avg of water and air cooled)
Residential | Res ¦ VFD on Pumps | 2024 | Technical | GWh | Before Competition Groups | 5.055 | 0 | 0 | 17316.1892 | 0.00029193 | 82 | Residential_2024_Technical_GWh_Before Competition Groups_82 | VFD on Pumps | 0.02919% | 0 | 5.055 | Residential_2024_Technical_GWh_Before Competition Groups_VFD on Pumps
Residential | Res ¦ ENERGY STAR LED Lamps (General Service Lamps) | 2024 | Technical | GWh | Before Competition Groups | 3.4968 | 0 | 0 | 17316.1892 | 0.00020194 | 83 | Residential_2024_Technical_GWh_Before Competition Groups_83 | ENERGY STAR LED Lamps (General Service Lamps) | 0.02019% | 0 | 3.4968 | Residential_2024_Technical_GWh_Before Competition Groups_ENERGY STAR LED Lamps (General Service Lamps)
Residential | Res ¦ ECM MOTORS FOR HVAC APPLICATION (FAN-POWERED VAV BOX) | 2024 | Technical | GWh | Before Competition Groups | 2.7334 | 0 | 0 | 17316.1892 | 0.00015785 | 84 | Residential_2024_Technical_GWh_Before Competition Groups_84 | ECM MOTORS FOR HVAC APPLICATION (FAN-POWERED VAV BOX) | 0.01578% | 0 | 2.7334 | Residential_2024_Technical_GWh_Before Competition Groups_ECM MOTORS FOR HVAC APPLICATION (FAN-POWERED VAV BOX)
Residential | Res ¦ HVAC Optimization | 2024 | Technical | GWh | Before Competition Groups | 2.3382 | 0 | 0 | 17316.1892 | 0.00013503 | 85 | Residential_2024_Technical_GWh_Before Competition Groups_85 | HVAC Optimization | 0.0135% | 0 | 2.3382 | Residential_2024_Technical_GWh_Before Competition Groups_HVAC Optimization
Residential | Res ¦ Beverage Vending Machine Controls | 2024 | Technical | GWh | Before Competition Groups | 1.8446 | 0 | 0 | 17316.1892 | 0.00010652 | 86 | Residential_2024_Technical_GWh_Before Competition Groups_86 | Beverage Vending Machine Controls | 0.01065% | 0 | 1.8446 | Residential_2024_Technical_GWh_Before Competition Groups_Beverage Vending Machine Controls
Residential | Res ¦ Wall Insulation MF | 2024 | Technical | GWh | Before Competition Groups | 0.62412 | 0 | 0 | 17316.1892 | 3.6042e-05 | 87 | Residential_2024_Technical_GWh_Before Competition Groups_87 | Wall Insulation MF | 0.003604% | 0 | 0.62412 | Residential_2024_Technical_GWh_Before Competition Groups_Wall Insulation MF
Residential | Res ¦ LED Recessed Downlights | 2024 | Technical | GWh | Before Competition Groups | 0.27182 | 0 | 0 | 17316.1892 | 1.5698e-05 | 88 | Residential_2024_Technical_GWh_Before Competition Groups_88 | LED Recessed Downlights | 0.00157% | 0 | 0.27182 | Residential_2024_Technical_GWh_Before Competition Groups_LED Recessed Downlights
Residential | Res ¦ LED High Bay Fixture | 2024 | Technical | GWh | Before Competition Groups | 0.23229 | 0 | 0 | 17316.1892 | 1.3414e-05 | 89 | Residential_2024_Technical_GWh_Before Competition Groups_89 | LED High Bay Fixture | 0.001341% | 0 | 0.23229 | Residential_2024_Technical_GWh_Before Competition Groups_LED High Bay Fixture
Residential | Res ¦ Chilled Water Optimization | 2024 | Technical | GWh | Before Competition Groups | 0.19856 | 0 | 0 | 17316.1892 | 1.1467e-05 | 90 | Residential_2024_Technical_GWh_Before Competition Groups_90 | Chilled Water Optimization | 0.001147% | 0 | 0.19856 | Residential_2024_Technical_GWh_Before Competition Groups_Chilled Water Optimization
Residential | Res ¦ Solar Water Preheat (Pools/DHW) | 2024 | Technical | GWh | Before Competition Groups | 0.044584 | 0 | 0 | 17316.1892 | 2.5747e-06 | 91 | Residential_2024_Technical_GWh_Before Competition Groups_91 | Solar Water Preheat (Pools/DHW) | 0.0002575% | 0 | 0.044584 | Residential_2024_Technical_GWh_Before Competition Groups_Solar Water Preheat (Pools/DHW)
Residential | Res ¦ Photocell Controls (Outdoor) | 2024 | Technical | GWh | Before Competition Groups | 0.00028761 | 0 | 0 | 17316.1892 | 1.661e-08 | 92 | Residential_2024_Technical_GWh_Before Competition Groups_92 | Photocell Controls (Outdoor) | 1.661e-06% | 0 | 0.00028761 | Residential_2024_Technical_GWh_Before Competition Groups_Photocell Controls (Outdoor)
Residential | Res ¦ Energy Star A Line, PAR, MR Lamps | 2025 | Economic | GWh | Before Competition Groups | 1723.5202 | 0 | 0 | 10247.6741 | 0.16819 | 1 | Residential_2025_Economic_GWh_Before Competition Groups_1 | Energy Star A Line, PAR, MR Lamps | 16.82% | 0 | 1723.5202 | Residential_2025_Economic_GWh_Before Competition Groups_Energy Star A Line, PAR, MR Lamps
Residential | Res ¦ Energy Star LED Bulbs General Purpose LEDs | 2025 | Economic | GWh | Before Competition Groups | 1713.6604 | 0 | 0 | 10247.6741 | 0.16722 | 2 | Residential_2025_Economic_GWh_Before Competition Groups_2 | Energy Star LED Bulbs General Purpose LEDs | 16.72% | 0 | 1713.6604 | Residential_2025_Economic_GWh_Before Competition Groups_Energy Star LED Bulbs General Purpose LEDs
Residential | Res ¦ Energy Star LED Specialty Bulbs | 2025 | Economic | GWh | Before Competition Groups | 1571.0072 | 0 | 0 | 10247.6741 | 0.1533 | 3 | Residential_2025_Economic_GWh_Before Competition Groups_3 | Energy Star LED Specialty Bulbs | 15.33% | 0 | 1571.0072 | Residential_2025_Economic_GWh_Before Competition Groups_Energy Star LED Specialty Bulbs
Residential | Res ¦ Adaptive Thermostat | 2025 | Economic | GWh | Before Competition Groups | 655.9782 | 0 | 0 | 10247.6741 | 0.064012 | 4 | Residential_2025_Economic_GWh_Before Competition Groups_4 | Adaptive Thermostat | 6.401% | 0 | 655.9782 | Residential_2025_Economic_GWh_Before Competition Groups_Adaptive Thermostat
Residential | Res ¦ Air Sealing | 2025 | Economic | GWh | Before Competition Groups | 531.7267 | 0 | 0 | 10247.6741 | 0.051888 | 5 | Residential_2025_Economic_GWh_Before Competition Groups_5 | Air Sealing | 5.189% | 0 | 531.7267 | Residential_2025_Economic_GWh_Before Competition Groups_Air Sealing
Residential | Res ¦ Energy Star Clothes Washer | 2025 | Economic | GWh | Before Competition Groups | 406.4077 | 0 | 0 | 10247.6741 | 0.039659 | 6 | Residential_2025_Economic_GWh_Before Competition Groups_6 | Energy Star Clothes Washer | 3.966% | 0 | 406.4077 | Residential_2025_Economic_GWh_Before Competition Groups_Energy Star Clothes Washer
Residential | Res ¦ Variable Speed Pool Pump Motor | 2025 | Economic | GWh | Before Competition Groups | 390.4859 | 0 | 0 | 10247.6741 | 0.038105 | 7 | Residential_2025_Economic_GWh_Before Competition Groups_7 | Variable Speed Pool Pump Motor | 3.81% | 0 | 390.4859 | Residential_2025_Economic_GWh_Before Competition Groups_Variable Speed Pool Pump Motor
Residential | Res ¦ Ductless Mini-Split Heat Pump | 2025 | Economic | GWh | Before Competition Groups | 359.3066 | 0 | 0 | 10247.6741 | 0.035062 | 8 | Residential_2025_Economic_GWh_Before Competition Groups_8 | Ductless Mini-Split Heat Pump | 3.506% | 0 | 359.3066 | Residential_2025_Economic_GWh_Before Competition Groups_Ductless Mini-Split Heat Pump
Residential | Res ¦ Car Block Heater Timer | 2025 | Economic | GWh | Before Competition Groups | 338.7223 | 0 | 0 | 10247.6741 | 0.033054 | 9 | Residential_2025_Economic_GWh_Before Competition Groups_9 | Car Block Heater Timer | 3.305% | 0 | 338.7223 | Residential_2025_Economic_GWh_Before Competition Groups_Car Block Heater Timer
Residential | Res ¦ Building Recommissioning, Operations and Maintenance (O&M) Improvements | 2025 | Economic | GWh | Before Competition Groups | 302.6196 | 0 | 0 | 10247.6741 | 0.029531 | 10 | Residential_2025_Economic_GWh_Before Competition Groups_10 | Building Recommissioning, Operations and Maintenance (O&M) Improvements | 2.953% | 0 | 302.6196 | Residential_2025_Economic_GWh_Before Competition Groups_Building Recommissioning, Operations and Maintenance (O&M) Improvements
Residential | Res ¦ Basement Wall Insulation | 2025 | Economic | GWh | Before Competition Groups | 279.1232 | 0 | 0 | 10247.6741 | 0.027238 | 11 | Residential_2025_Economic_GWh_Before Competition Groups_11 | Basement Wall Insulation | 2.724% | 0 | 279.1232 | Residential_2025_Economic_GWh_Before Competition Groups_Basement Wall Insulation
Residential | Res ¦ Attic Insulation | 2025 | Economic | GWh | Before Competition Groups | 215.3256 | 0 | 0 | 10247.6741 | 0.021012 | 12 | Residential_2025_Economic_GWh_Before Competition Groups_12 | Attic Insulation | 2.101% | 0 | 215.3256 | Residential_2025_Economic_GWh_Before Competition Groups_Attic Insulation
Residential | Res ¦ Energy Star Air Source Heat Pump | 2025 | Economic | GWh | Before Competition Groups | 205.4603 | 0 | 0 | 10247.6741 | 0.020049 | 13 | Residential_2025_Economic_GWh_Before Competition Groups_13 | Energy Star Air Source Heat Pump | 2.005% | 0 | 205.4603 | Residential_2025_Economic_GWh_Before Competition Groups_Energy Star Air Source Heat Pump
Residential | Res ¦ Energy Star Torchiere | 2025 | Economic | GWh | Before Competition Groups | 204.3826 | 0 | 0 | 10247.6741 | 0.019944 | 14 | Residential_2025_Economic_GWh_Before Competition Groups_14 | Energy Star Torchiere | 1.994% | 0 | 204.3826 | Residential_2025_Economic_GWh_Before Competition Groups_Energy Star Torchiere
Residential | Res ¦ Comprehensive Draft Proofing | 2025 | Economic | GWh | Before Competition Groups | 153.916 | 0 | 0 | 10247.6741 | 0.01502 | 15 | Residential_2025_Economic_GWh_Before Competition Groups_15 | Comprehensive Draft Proofing | 1.502% | 0 | 153.916 | Residential_2025_Economic_GWh_Before Competition Groups_Comprehensive Draft Proofing
Residential | Res ¦ Energy Star Clothes Dryer | 2025 | Economic | GWh | Before Competition Groups | 102.8238 | 0 | 0 | 10247.6741 | 0.010034 | 16 | Residential_2025_Economic_GWh_Before Competition Groups_16 | Energy Star Clothes Dryer | 1.003% | 0 | 102.8238 | Residential_2025_Economic_GWh_Before Competition Groups_Energy Star Clothes Dryer
Residential | Res ¦ Energy Star Light Fixture | 2025 | Economic | GWh | Before Competition Groups | 90.3327 | 0 | 0 | 10247.6741 | 0.0088149 | 17 | Residential_2025_Economic_GWh_Before Competition Groups_17 | Energy Star Light Fixture | 0.8815% | 0 | 90.3327 | Residential_2025_Economic_GWh_Before Competition Groups_Energy Star Light Fixture
Residential | Res ¦ Occupancy Sensors MF | 2025 | Economic | GWh | Before Competition Groups | 87.5813 | 0 | 0 | 10247.6741 | 0.0085465 | 18 | Residential_2025_Economic_GWh_Before Competition Groups_18 | Occupancy Sensors MF | 0.8546% | 0 | 87.5813 | Residential_2025_Economic_GWh_Before Competition Groups_Occupancy Sensors MF
Residential | Res ¦ Refrigerator Recycling | 2025 | Economic | GWh | Before Competition Groups | 79.3269 | 0 | 0 | 10247.6741 | 0.007741 | 19 | Residential_2025_Economic_GWh_Before Competition Groups_19 | Refrigerator Recycling | 0.7741% | 0 | 79.3269 | Residential_2025_Economic_GWh_Before Competition Groups_Refrigerator Recycling
Residential | Res ¦ LED Parking Lot Fixture | 2025 | Economic | GWh | Before Competition Groups | 79.297 | 0 | 0 | 10247.6741 | 0.007738 | 20 | Residential_2025_Economic_GWh_Before Competition Groups_20 | LED Parking Lot Fixture | 0.7738% | 0 | 79.297 | Residential_2025_Economic_GWh_Before Competition Groups_LED Parking Lot Fixture
Residential | Res ¦ Energy Star Room Air Conditioner | 2025 | Economic | GWh | Before Competition Groups | 73.6648 | 0 | 0 | 10247.6741 | 0.0071884 | 21 | Residential_2025_Economic_GWh_Before Competition Groups_21 | Energy Star Room Air Conditioner | 0.7188% | 0 | 73.6648 | Residential_2025_Economic_GWh_Before Competition Groups_Energy Star Room Air Conditioner
Residential | Res ¦ Clothes Drying Racks | 2025 | Economic | GWh | Before Competition Groups | 72.4369 | 0 | 0 | 10247.6741 | 0.0070686 | 22 | Residential_2025_Economic_GWh_Before Competition Groups_22 | Clothes Drying Racks | 0.7069% | 0 | 72.4369 | Residential_2025_Economic_GWh_Before Competition Groups_Clothes Drying Racks
Residential | Res ¦ Freezer Recycling | 2025 | Economic | GWh | Before Competition Groups | 69.6043 | 0 | 0 | 10247.6741 | 0.0067922 | 23 | Residential_2025_Economic_GWh_Before Competition Groups_23 | Freezer Recycling | 0.6792% | 0 | 69.6043 | Residential_2025_Economic_GWh_Before Competition Groups_Freezer Recycling
Residential | Res ¦ Floor Insulation | 2025 | Economic | GWh | Before Competition Groups | 56.4337 | 0 | 0 | 10247.6741 | 0.005507 | 24 | Residential_2025_Economic_GWh_Before Competition Groups_24 | Floor Insulation | 0.5507% | 0 | 56.4337 | Residential_2025_Economic_GWh_Before Competition Groups_Floor Insulation
Residential | Res ¦ Duct Insulation | 2025 | Economic | GWh | Before Competition Groups | 52.263 | 0 | 0 | 10247.6741 | 0.0051 | 25 | Residential_2025_Economic_GWh_Before Competition Groups_25 | Duct Insulation | 0.51% | 0 | 52.263 | Residential_2025_Economic_GWh_Before Competition Groups_Duct Insulation
Residential | Res ¦ Advanced BAS/Controllers | 2025 | Economic | GWh | Before Competition Groups | 44.292 | 0 | 0 | 10247.6741 | 0.0043221 | 26 | Residential_2025_Economic_GWh_Before Competition Groups_26 | Advanced BAS/Controllers | 0.4322% | 0 | 44.292 | Residential_2025_Economic_GWh_Before Competition Groups_Advanced BAS/Controllers
Residential | Res ¦ Minimize Hot and Warm Clothes Wash | 2025 | Economic | GWh | Before Competition Groups | 38.7157 | 0 | 0 | 10247.6741 | 0.003778 | 27 | Residential_2025_Economic_GWh_Before Competition Groups_27 | Minimize Hot and Warm Clothes Wash | 0.3778% | 0 | 38.7157 | Residential_2025_Economic_GWh_Before Competition Groups_Minimize Hot and Warm Clothes Wash
Residential | Res ¦ Furnace Whistle | 2025 | Economic | GWh | Before Competition Groups | 38.1396 | 0 | 0 | 10247.6741 | 0.0037218 | 28 | Residential_2025_Economic_GWh_Before Competition Groups_28 | Furnace Whistle | 0.3722% | 0 | 38.1396 | Residential_2025_Economic_GWh_Before Competition Groups_Furnace Whistle
Residential | Res ¦ LED Exterior Area Lights - LED Fixture (200W) | 2025 | Economic | GWh | Before Competition Groups | 36.4319 | 0 | 0 | 10247.6741 | 0.0035551 | 29 | Residential_2025_Economic_GWh_Before Competition Groups_29 | LED Exterior Area Lights - LED Fixture (200W) | 0.3555% | 0 | 36.4319 | Residential_2025_Economic_GWh_Before Competition Groups_LED Exterior Area Lights - LED Fixture (200W)
Residential | Res ¦ Energy Star Dehumidifier | 2025 | Economic | GWh | Before Competition Groups | 28.3587 | 0 | 0 | 10247.6741 | 0.0027673 | 30 | Residential_2025_Economic_GWh_Before Competition Groups_30 | Energy Star Dehumidifier | 0.2767% | 0 | 28.3587 | Residential_2025_Economic_GWh_Before Competition Groups_Energy Star Dehumidifier
Residential | Res ¦ Outside Air Economizer | 2025 | Economic | GWh | Before Competition Groups | 27.1977 | 0 | 0 | 10247.6741 | 0.002654 | 31 | Residential_2025_Economic_GWh_Before Competition Groups_31 | Outside Air Economizer | 0.2654% | 0 | 27.1977 | Residential_2025_Economic_GWh_Before Competition Groups_Outside Air Economizer
Residential | Res ¦ LED Tube Re-Lamp | 2025 | Economic | GWh | Before Competition Groups | 22.5682 | 0 | 0 | 10247.6741 | 0.0022023 | 32 | Residential_2025_Economic_GWh_Before Competition Groups_32 | LED Tube Re-Lamp | 0.2202% | 0 | 22.5682 | Residential_2025_Economic_GWh_Before Competition Groups_LED Tube Re-Lamp
Residential | Res ¦ Heat Recovery Ventilator | 2025 | Economic | GWh | Before Competition Groups | 22.1856 | 0 | 0 | 10247.6741 | 0.0021649 | 33 | Residential_2025_Economic_GWh_Before Competition Groups_33 | Heat Recovery Ventilator | 0.2165% | 0 | 22.1856 | Residential_2025_Economic_GWh_Before Competition Groups_Heat Recovery Ventilator
Residential | Res ¦ Duct Insulation MF | 2025 | Economic | GWh | Before Competition Groups | 21.7644 | 0 | 0 | 10247.6741 | 0.0021238 | 34 | Residential_2025_Economic_GWh_Before Competition Groups_34 | Duct Insulation MF | 0.2124% | 0 | 21.7644 | Residential_2025_Economic_GWh_Before Competition Groups_Duct Insulation MF
Residential | Res ¦ Demand Control Ventilation | 2025 | Economic | GWh | Before Competition Groups | 20.4275 | 0 | 0 | 10247.6741 | 0.0019934 | 35 | Residential_2025_Economic_GWh_Before Competition Groups_35 | Demand Control Ventilation | 0.1993% | 0 | 20.4275 | Residential_2025_Economic_GWh_Before Competition Groups_Demand Control Ventilation
Residential | Res ¦ CO Sensors for parking garage exhaust fans | 2025 | Economic | GWh | Before Competition Groups | 17.1597 | 0 | 0 | 10247.6741 | 0.0016745 | 36 | Residential_2025_Economic_GWh_Before Competition Groups_36 | CO Sensors for parking garage exhaust fans | 0.1674% | 0 | 17.1597 | Residential_2025_Economic_GWh_Before Competition Groups_CO Sensors for parking garage exhaust fans
Residential | Res ¦ Energy Star Freezer | 2025 | Economic | GWh | Before Competition Groups | 16.7974 | 0 | 0 | 10247.6741 | 0.0016391 | 37 | Residential_2025_Economic_GWh_Before Competition Groups_37 | Energy Star Freezer | 0.1639% | 0 | 16.7974 | Residential_2025_Economic_GWh_Before Competition Groups_Energy Star Freezer
Residential | Res ¦ Variable Frequency Drive (VFD) | 2025 | Economic | GWh | Before Competition Groups | 16.1788 | 0 | 0 | 10247.6741 | 0.0015788 | 38 | Residential_2025_Economic_GWh_Before Competition Groups_38 | Variable Frequency Drive (VFD) | 0.1579% | 0 | 16.1788 | Residential_2025_Economic_GWh_Before Competition Groups_Variable Frequency Drive (VFD)
Residential | Res ¦ Home Energy Reports | 2025 | Economic | GWh | Before Competition Groups | 15.7645 | 0 | 0 | 10247.6741 | 0.0015383 | 39 | Residential_2025_Economic_GWh_Before Competition Groups_39 | Home Energy Reports | 0.1538% | 0 | 15.7645 | Residential_2025_Economic_GWh_Before Competition Groups_Home Energy Reports
Residential | Res ¦ ENERGY STAR LED LAMPS (REFLECTOR LAMPs/MR16/PAR 16) | 2025 | Economic | GWh | Before Competition Groups | 15.4389 | 0 | 0 | 10247.6741 | 0.0015066 | 40 | Residential_2025_Economic_GWh_Before Competition Groups_40 | ENERGY STAR LED LAMPS (REFLECTOR LAMPs/MR16/PAR 16) | 0.1507% | 0 | 15.4389 | Residential_2025_Economic_GWh_Before Competition Groups_ENERGY STAR LED LAMPS (REFLECTOR LAMPs/MR16/PAR 16)
Residential | Res ¦ Water Heater Temperature Setback | 2025 | Economic | GWh | Before Competition Groups | 12.0898 | 0 | 0 | 10247.6741 | 0.0011798 | 41 | Residential_2025_Economic_GWh_Before Competition Groups_41 | Water Heater Temperature Setback | 0.118% | 0 | 12.0898 | Residential_2025_Economic_GWh_Before Competition Groups_Water Heater Temperature Setback
Residential | Res ¦ Condensing Make Up Air Unit | 2025 | Economic | GWh | Before Competition Groups | 9.4614 | 0 | 0 | 10247.6741 | 0.00092327 | 42 | Residential_2025_Economic_GWh_Before Competition Groups_42 | Condensing Make Up Air Unit | 0.09233% | 0 | 9.4614 | Residential_2025_Economic_GWh_Before Competition Groups_Condensing Make Up Air Unit
Residential | Res ¦ High Efficiency Chiller (avg of water and air cooled) | 2025 | Economic | GWh | Before Competition Groups | 8.7905 | 0 | 0 | 10247.6741 | 0.00085781 | 43 | Residential_2025_Economic_GWh_Before Competition Groups_43 | High Efficiency Chiller (avg of water and air cooled) | 0.08578% | 0 | 8.7905 | Residential_2025_Economic_GWh_Before Competition Groups_High Efficiency Chiller (avg of water and air cooled)
Residential | Res ¦ Tankless Water Heater | 2025 | Economic | GWh | Before Competition Groups | 6.029 | 0 | 0 | 10247.6741 | 0.00058832 | 44 | Residential_2025_Economic_GWh_Before Competition Groups_44 | Tankless Water Heater | 0.05883% | 0 | 6.029 | Residential_2025_Economic_GWh_Before Competition Groups_Tankless Water Heater
Residential | Res ¦ VFD on Pumps | 2025 | Economic | GWh | Before Competition Groups | 4.9752 | 0 | 0 | 10247.6741 | 0.00048549 | 45 | Residential_2025_Economic_GWh_Before Competition Groups_45 | VFD on Pumps | 0.04855% | 0 | 4.9752 | Residential_2025_Economic_GWh_Before Competition Groups_VFD on Pumps
Residential | Res ¦ ENERGY STAR LED Lamps (General Service Lamps) | 2025 | Economic | GWh | Before Competition Groups | 3.5101 | 0 | 0 | 10247.6741 | 0.00034253 | 46 | Residential_2025_Economic_GWh_Before Competition Groups_46 | ENERGY STAR LED Lamps (General Service Lamps) | 0.03425% | 0 | 3.5101 | Residential_2025_Economic_GWh_Before Competition Groups_ENERGY STAR LED Lamps (General Service Lamps)
Residential | Res ¦ ECM MOTORS FOR HVAC APPLICATION (FAN-POWERED VAV BOX) | 2025 | Economic | GWh | Before Competition Groups | 2.7709 | 0 | 0 | 10247.6741 | 0.0002704 | 47 | Residential_2025_Economic_GWh_Before Competition Groups_47 | ECM MOTORS FOR HVAC APPLICATION (FAN-POWERED VAV BOX) | 0.02704% | 0 | 2.7709 | Residential_2025_Economic_GWh_Before Competition Groups_ECM MOTORS FOR HVAC APPLICATION (FAN-POWERED VAV BOX)
Residential | Res ¦ Beverage Vending Machine Controls | 2025 | Economic | GWh | Before Competition Groups | 1.9119 | 0 | 0 | 10247.6741 | 0.00018657 | 48 | Residential_2025_Economic_GWh_Before Competition Groups_48 | Beverage Vending Machine Controls | 0.01866% | 0 | 1.9119 | Residential_2025_Economic_GWh_Before Competition Groups_Beverage Vending Machine Controls
Residential | Res ¦ Wall Insulation | 2025 | Economic | GWh | Before Competition Groups | 0.81121 | 0 | 0 | 10247.6741 | 7.916e-05 | 49 | Residential_2025_Economic_GWh_Before Competition Groups_49 | Wall Insulation | 0.007916% | 0 | 0.81121 | Residential_2025_Economic_GWh_Before Competition Groups_Wall Insulation
Residential | Res ¦ Chilled Water Optimization | 2025 | Economic | GWh | Before Competition Groups | 0.22658 | 0 | 0 | 10247.6741 | 2.2111e-05 | 50 | Residential_2025_Economic_GWh_Before Competition Groups_50 | Chilled Water Optimization | 0.002211% | 0 | 0.22658 | Residential_2025_Economic_GWh_Before Competition Groups_Chilled Water Optimization
Residential | Res ¦ LED High Bay Fixture | 2025 | Economic | GWh | Before Competition Groups | 0.22103 | 0 | 0 | 10247.6741 | 2.1568e-05 | 51 | Residential_2025_Economic_GWh_Before Competition Groups_51 | LED High Bay Fixture | 0.002157% | 0 | 0.22103 | Residential_2025_Economic_GWh_Before Competition Groups_LED High Bay Fixture
Residential | Res ¦ Wall Insulation MF | 2025 | Economic | GWh | Before Competition Groups | 0.049164 | 0 | 0 | 10247.6741 | 4.7976e-06 | 52 | Residential_2025_Economic_GWh_Before Competition Groups_52 | Wall Insulation MF | 0.0004798% | 0 | 0.049164 | Residential_2025_Economic_GWh_Before Competition Groups_Wall Insulation MF
Residential | Res ¦ Heavy Duty Outdoor/Holiday Plug-in Timers | 2025 | Economic | GWh | Before Competition Groups | 0 | 0 | 0 | 10247.6741 | 0 | 53 | Residential_2025_Economic_GWh_Before Competition Groups_53 | Heavy Duty Outdoor/Holiday Plug-in Timers | 0% | 0 | 0 | Residential_2025_Economic_GWh_Before Competition Groups_Heavy Duty Outdoor/Holiday Plug-in Timers
Residential | Res ¦ LED Downlight | 2025 | Economic | GWh | Before Competition Groups | 0 | 0 | 0 | 10247.6741 | 0 | 54 | Residential_2025_Economic_GWh_Before Competition Groups_54 | LED Downlight | 0% | 0 | 0 | Residential_2025_Economic_GWh_Before Competition Groups_LED Downlight
Residential | Res ¦ Smart Burners | 2025 | Economic | GWh | Before Competition Groups | 0 | 0 | 0 | 10247.6741 | 0 | 55 | Residential_2025_Economic_GWh_Before Competition Groups_55 | Smart Burners | 0% | 0 | 0 | Residential_2025_Economic_GWh_Before Competition Groups_Smart Burners
Residential | Res ¦ Smart Power Bar | 2025 | Economic | GWh | Before Competition Groups | 0 | 0 | 0 | 10247.6741 | 0 | 56 | Residential_2025_Economic_GWh_Before Competition Groups_56 | Smart Power Bar | 0% | 0 | 0 | Residential_2025_Economic_GWh_Before Competition Groups_Smart Power Bar
Residential | Res ¦ Energy Star LED Specialty Bulbs | 2025 | SC A | GWh | Before Competition Groups | 438.8627 | 0 | 0 | 1648.9392 | 0.26615 | 1 | Residential_2025_SC A_GWh_Before Competition Groups_1 | Energy Star LED Specialty Bulbs | 26.61% | 0 | 438.8627 | Residential_2025_SC A_GWh_Before Competition Groups_Energy Star LED Specialty Bulbs
Residential | Res ¦ Energy Star A Line, PAR, MR Lamps | 2025 | SC A | GWh | Before Competition Groups | 168.937 | 0 | 0 | 1648.9392 | 0.10245 | 2 | Residential_2025_SC A_GWh_Before Competition Groups_2 | Energy Star A Line, PAR, MR Lamps | 10.25% | 0 | 168.937 | Residential_2025_SC A_GWh_Before Competition Groups_Energy Star A Line, PAR, MR Lamps
Residential | Res ¦ Energy Star Clothes Washer | 2025 | SC A | GWh | Before Competition Groups | 162.2268 | 0 | 0 | 1648.9392 | 0.098383 | 3 | Residential_2025_SC A_GWh_Before Competition Groups_3 | Energy Star Clothes Washer | 9.838% | 0 | 162.2268 | Residential_2025_SC A_GWh_Before Competition Groups_Energy Star Clothes Washer
Residential | Res ¦ Ductless Mini-Split Heat Pump | 2025 | SC A | GWh | Before Competition Groups | 111.6246 | 0 | 0 | 1648.9392 | 0.067695 | 4 | Residential_2025_SC A_GWh_Before Competition Groups_4 | Ductless Mini-Split Heat Pump | 6.769% | 0 | 111.6246 | Residential_2025_SC A_GWh_Before Competition Groups_Ductless Mini-Split Heat Pump
Residential | Res ¦ Car Block Heater Timer | 2025 | SC A | GWh | Before Competition Groups | 84.4279 | 0 | 0 | 1648.9392 | 0.051201 | 5 | Residential_2025_SC A_GWh_Before Competition Groups_5 | Car Block Heater Timer | 5.12% | 0 | 84.4279 | Residential_2025_SC A_GWh_Before Competition Groups_Car Block Heater Timer
Residential | Res ¦ Building Recommissioning, Operations and Maintenance (O&M) Improvements | 2025 | SC A | GWh | Before Competition Groups | 69.846 | 0 | 0 | 1648.9392 | 0.042358 | 6 | Residential_2025_SC A_GWh_Before Competition Groups_6 | Building Recommissioning, Operations and Maintenance (O&M) Improvements | 4.236% | 0 | 69.846 | Residential_2025_SC A_GWh_Before Competition Groups_Building Recommissioning, Operations and Maintenance (O&M) Improvements
Residential | Res ¦ Variable Speed Pool Pump Motor | 2025 | SC A | GWh | Before Competition Groups | 63.1212 | 0 | 0 | 1648.9392 | 0.03828 | 7 | Residential_2025_SC A_GWh_Before Competition Groups_7 | Variable Speed Pool Pump Motor | 3.828% | 0 | 63.1212 | Residential_2025_SC A_GWh_Before Competition Groups_Variable Speed Pool Pump Motor
Residential | Res ¦ Energy Star LED Bulbs General Purpose LEDs | 2025 | SC A | GWh | Before Competition Groups | 57.9223 | 0 | 0 | 1648.9392 | 0.035127 | 8 | Residential_2025_SC A_GWh_Before Competition Groups_8 | Energy Star LED Bulbs General Purpose LEDs | 3.513% | 0 | 57.9223 | Residential_2025_SC A_GWh_Before Competition Groups_Energy Star LED Bulbs General Purpose LEDs
Residential | Res ¦ LED Parking Lot Fixture | 2025 | SC A | GWh | Before Competition Groups | 54.9896 | 0 | 0 | 1648.9392 | 0.033348 | 9 | Residential_2025_SC A_GWh_Before Competition Groups_9 | LED Parking Lot Fixture | 3.335% | 0 | 54.9896 | Residential_2025_SC A_GWh_Before Competition Groups_LED Parking Lot Fixture
Residential | Res ¦ Energy Star Torchiere | 2025 | SC A | GWh | Before Competition Groups | 50.5636 | 0 | 0 | 1648.9392 | 0.030664 | 10 | Residential_2025_SC A_GWh_Before Competition Groups_10 | Energy Star Torchiere | 3.066% | 0 | 50.5636 | Residential_2025_SC A_GWh_Before Competition Groups_Energy Star Torchiere
Residential | Res ¦ Adaptive Thermostat | 2025 | SC A | GWh | Before Competition Groups | 44.9716 | 0 | 0 | 1648.9392 | 0.027273 | 11 | Residential_2025_SC A_GWh_Before Competition Groups_11 | Adaptive Thermostat | 2.727% | 0 | 44.9716 | Residential_2025_SC A_GWh_Before Competition Groups_Adaptive Thermostat
Residential | Res ¦ Comprehensive Draft Proofing | 2025 | SC A | GWh | Before Competition Groups | 33.9954 | 0 | 0 | 1648.9392 | 0.020617 | 12 | Residential_2025_SC A_GWh_Before Competition Groups_12 | Comprehensive Draft Proofing | 2.062% | 0 | 33.9954 | Residential_2025_SC A_GWh_Before Competition Groups_Comprehensive Draft Proofing
Residential | Res ¦ Air Sealing | 2025 | SC A | GWh | Before Competition Groups | 30.4894 | 0 | 0 | 1648.9392 | 0.01849 | 13 | Residential_2025_SC A_GWh_Before Competition Groups_13 | Air Sealing | 1.849% | 0 | 30.4894 | Residential_2025_SC A_GWh_Before Competition Groups_Air Sealing
Residential | Res ¦ Basement Wall Insulation | 2025 | SC A | GWh | Before Competition Groups | 27.7589 | 0 | 0 | 1648.9392 | 0.016834 | 14 | Residential_2025_SC A_GWh_Before Competition Groups_14 | Basement Wall Insulation | 1.683% | 0 | 27.7589 | Residential_2025_SC A_GWh_Before Competition Groups_Basement Wall Insulation
Residential | Res ¦ LED Exterior Area Lights - LED Fixture (200W) | 2025 | SC A | GWh | Before Competition Groups | 26.7532 | 0 | 0 | 1648.9392 | 0.016225 | 15 | Residential_2025_SC A_GWh_Before Competition Groups_15 | LED Exterior Area Lights - LED Fixture (200W) | 1.622% | 0 | 26.7532 | Residential_2025_SC A_GWh_Before Competition Groups_LED Exterior Area Lights - LED Fixture (200W)
Residential | Res ¦ Energy Star Light Fixture | 2025 | SC A | GWh | Before Competition Groups | 22.7238 | 0 | 0 | 1648.9392 | 0.013781 | 16 | Residential_2025_SC A_GWh_Before Competition Groups_16 | Energy Star Light Fixture | 1.378% | 0 | 22.7238 | Residential_2025_SC A_GWh_Before Competition Groups_Energy Star Light Fixture
Residential | Res ¦ Occupancy Sensors MF | 2025 | SC A | GWh | Before Competition Groups | 22.3384 | 0 | 0 | 1648.9392 | 0.013547 | 17 | Residential_2025_SC A_GWh_Before Competition Groups_17 | Occupancy Sensors MF | 1.355% | 0 | 22.3384 | Residential_2025_SC A_GWh_Before Competition Groups_Occupancy Sensors MF
Residential | Res ¦ Energy Star Air Source Heat Pump | 2025 | SC A | GWh | Before Competition Groups | 20.9029 | 0 | 0 | 1648.9392 | 0.012677 | 18 | Residential_2025_SC A_GWh_Before Competition Groups_18 | Energy Star Air Source Heat Pump | 1.268% | 0 | 20.9029 | Residential_2025_SC A_GWh_Before Competition Groups_Energy Star Air Source Heat Pump
Residential | Res ¦ LED Tube Re-Lamp | 2025 | SC A | GWh | Before Competition Groups | 18.934 | 0 | 0 | 1648.9392 | 0.011483 | 19 | Residential_2025_SC A_GWh_Before Competition Groups_19 | LED Tube Re-Lamp | 1.148% | 0 | 18.934 | Residential_2025_SC A_GWh_Before Competition Groups_LED Tube Re-Lamp
Residential | Res ¦ Energy Star Clothes Dryer | 2025 | SC A | GWh | Before Competition Groups | 17.2847 | 0 | 0 | 1648.9392 | 0.010482 | 20 | Residential_2025_SC A_GWh_Before Competition Groups_20 | Energy Star Clothes Dryer | 1.048% | 0 | 17.2847 | Residential_2025_SC A_GWh_Before Competition Groups_Energy Star Clothes Dryer
Residential | Res ¦ Refrigerator Recycling | 2025 | SC A | GWh | Before Competition Groups | 13.1084 | 0 | 0 | 1648.9392 | 0.0079496 | 21 | Residential_2025_SC A_GWh_Before Competition Groups_21 | Refrigerator Recycling | 0.795% | 0 | 13.1084 | Residential_2025_SC A_GWh_Before Competition Groups_Refrigerator Recycling
Residential | Res ¦ ENERGY STAR LED LAMPS (REFLECTOR LAMPs/MR16/PAR 16) | 2025 | SC A | GWh | Before Competition Groups | 12.4648 | 0 | 0 | 1648.9392 | 0.0075593 | 22 | Residential_2025_SC A_GWh_Before Competition Groups_22 | ENERGY STAR LED LAMPS (REFLECTOR LAMPs/MR16/PAR 16) | 0.7559% | 0 | 12.4648 | Residential_2025_SC A_GWh_Before Competition Groups_ENERGY STAR LED LAMPS (REFLECTOR LAMPs/MR16/PAR 16)
Residential | Res ¦ Minimize Hot and Warm Clothes Wash | 2025 | SC A | GWh | Before Competition Groups | 11.0164 | 0 | 0 | 1648.9392 | 0.0066809 | 23 | Residential_2025_SC A_GWh_Before Competition Groups_23 | Minimize Hot and Warm Clothes Wash | 0.6681% | 0 | 11.0164 | Residential_2025_SC A_GWh_Before Competition Groups_Minimize Hot and Warm Clothes Wash
Residential | Res ¦ Outside Air Economizer | 2025 | SC A | GWh | Before Competition Groups | 10.2248 | 0 | 0 | 1648.9392 | 0.0062008 | 24 | Residential_2025_SC A_GWh_Before Competition Groups_24 | Outside Air Economizer | 0.6201% | 0 | 10.2248 | Residential_2025_SC A_GWh_Before Competition Groups_Outside Air Economizer
Residential | Res ¦ Attic Insulation | 2025 | SC A | GWh | Before Competition Groups | 9.5368 | 0 | 0 | 1648.9392 | 0.0057836 | 25 | Residential_2025_SC A_GWh_Before Competition Groups_25 | Attic Insulation | 0.5784% | 0 | 9.5368 | Residential_2025_SC A_GWh_Before Competition Groups_Attic Insulation
Residential | Res ¦ Energy Star Room Air Conditioner | 2025 | SC A | GWh | Before Competition Groups | 8.9935 | 0 | 0 | 1648.9392 | 0.0054541 | 26 | Residential_2025_SC A_GWh_Before Competition Groups_26 | Energy Star Room Air Conditioner | 0.5454% | 0 | 8.9935 | Residential_2025_SC A_GWh_Before Competition Groups_Energy Star Room Air Conditioner
Residential | Res ¦ Furnace Whistle | 2025 | SC A | GWh | Before Competition Groups | 8.8028 | 0 | 0 | 1648.9392 | 0.0053385 | 27 | Residential_2025_SC A_GWh_Before Competition Groups_27 | Furnace Whistle | 0.5338% | 0 | 8.8028 | Residential_2025_SC A_GWh_Before Competition Groups_Furnace Whistle
Residential | Res ¦ High Efficiency Chiller (avg of water and air cooled) | 2025 | SC A | GWh | Before Competition Groups | 7.3907 | 0 | 0 | 1648.9392 | 0.0044821 | 28 | Residential_2025_SC A_GWh_Before Competition Groups_28 | High Efficiency Chiller (avg of water and air cooled) | 0.4482% | 0 | 7.3907 | Residential_2025_SC A_GWh_Before Competition Groups_High Efficiency Chiller (avg of water and air cooled)
Residential | Res ¦ Advanced BAS/Controllers | 2025 | SC A | GWh | Before Competition Groups | 6.7081 | 0 | 0 | 1648.9392 | 0.0040681 | 29 | Residential_2025_SC A_GWh_Before Competition Groups_29 | Advanced BAS/Controllers | 0.4068% | 0 | 6.7081 | Residential_2025_SC A_GWh_Before Competition Groups_Advanced BAS/Controllers
Residential | Res ¦ Energy Star Freezer | 2025 | SC A | GWh | Before Competition Groups | 5.6708 | 0 | 0 | 1648.9392 | 0.003439 | 30 | Residential_2025_SC A_GWh_Before Competition Groups_30 | Energy Star Freezer | 0.3439% | 0 | 5.6708 | Residential_2025_SC A_GWh_Before Competition Groups_Energy Star Freezer
Residential | Res ¦ Home Energy Reports | 2025 | SC A | GWh | Before Competition Groups | 4.4803 | 0 | 0 | 1648.9392 | 0.0027171 | 31 | Residential_2025_SC A_GWh_Before Competition Groups_31 | Home Energy Reports | 0.2717% | 0 | 4.4803 | Residential_2025_SC A_GWh_Before Competition Groups_Home Energy Reports
Residential | Res ¦ Variable Frequency Drive (VFD) | 2025 | SC A | GWh | Before Competition Groups | 3.7341 | 0 | 0 | 1648.9392 | 0.0022646 | 32 | Residential_2025_SC A_GWh_Before Competition Groups_32 | Variable Frequency Drive (VFD) | 0.2265% | 0 | 3.7341 | Residential_2025_SC A_GWh_Before Competition Groups_Variable Frequency Drive (VFD)
Residential | Res ¦ ENERGY STAR LED Lamps (General Service Lamps) | 2025 | SC A | GWh | Before Competition Groups | 2.9135 | 0 | 0 | 1648.9392 | 0.0017669 | 33 | Residential_2025_SC A_GWh_Before Competition Groups_33 | ENERGY STAR LED Lamps (General Service Lamps) | 0.1767% | 0 | 2.9135 | Residential_2025_SC A_GWh_Before Competition Groups_ENERGY STAR LED Lamps (General Service Lamps)
Residential | Res ¦ CO Sensors for parking garage exhaust fans | 2025 | SC A | GWh | Before Competition Groups | 2.8498 | 0 | 0 | 1648.9392 | 0.0017283 | 34 | Residential_2025_SC A_GWh_Before Competition Groups_34 | CO Sensors for parking garage exhaust fans | 0.1728% | 0 | 2.8498 | Residential_2025_SC A_GWh_Before Competition Groups_CO Sensors for parking garage exhaust fans
Residential | Res ¦ Water Heater Temperature Setback | 2025 | SC A | GWh | Before Competition Groups | 2.7699 | 0 | 0 | 1648.9392 | 0.0016798 | 35 | Residential_2025_SC A_GWh_Before Competition Groups_35 | Water Heater Temperature Setback | 0.168% | 0 | 2.7699 | Residential_2025_SC A_GWh_Before Competition Groups_Water Heater Temperature Setback
Residential | Res ¦ Demand Control Ventilation | 2025 | SC A | GWh | Before Competition Groups | 2.5935 | 0 | 0 | 1648.9392 | 0.0015728 | 36 | Residential_2025_SC A_GWh_Before Competition Groups_36 | Demand Control Ventilation | 0.1573% | 0 | 2.5935 | Residential_2025_SC A_GWh_Before Competition Groups_Demand Control Ventilation
Residential | Res ¦ Clothes Drying Racks | 2025 | SC A | GWh | Before Competition Groups | 1.1672 | 0 | 0 | 1648.9392 | 0.00070782 | 37 | Residential_2025_SC A_GWh_Before Competition Groups_37 | Clothes Drying Racks | 0.07078% | 0 | 1.1672 | Residential_2025_SC A_GWh_Before Competition Groups_Clothes Drying Racks
Residential | Res ¦ VFD on Pumps | 2025 | SC A | GWh | Before Competition Groups | 1.0649 | 0 | 0 | 1648.9392 | 0.00064578 | 38 | Residential_2025_SC A_GWh_Before Competition Groups_38 | VFD on Pumps | 0.06458% | 0 | 1.0649 | Residential_2025_SC A_GWh_Before Competition Groups_VFD on Pumps
Residential | Res ¦ Condensing Make Up Air Unit | 2025 | SC A | GWh | Before Competition Groups | 0.88592 | 0 | 0 | 1648.9392 | 0.00053727 | 39 | Residential_2025_SC A_GWh_Before Competition Groups_39 | Condensing Make Up Air Unit | 0.05373% | 0 | 0.88592 | Residential_2025_SC A_GWh_Before Competition Groups_Condensing Make Up Air Unit
Residential | Res ¦ Energy Star Dehumidifier | 2025 | SC A | GWh | Before Competition Groups | 0.79772 | 0 | 0 | 1648.9392 | 0.00048378 | 40 | Residential_2025_SC A_GWh_Before Competition Groups_40 | Energy Star Dehumidifier | 0.04838% | 0 | 0.79772 | Residential_2025_SC A_GWh_Before Competition Groups_Energy Star Dehumidifier
Residential | Res ¦ Floor Insulation | 2025 | SC A | GWh | Before Competition Groups | 0.69084 | 0 | 0 | 1648.9392 | 0.00041896 | 41 | Residential_2025_SC A_GWh_Before Competition Groups_41 | Floor Insulation | 0.0419% | 0 | 0.69084 | Residential_2025_SC A_GWh_Before Competition Groups_Floor Insulation
Residential | Res ¦ ECM MOTORS FOR HVAC APPLICATION (FAN-POWERED VAV BOX) | 2025 | SC A | GWh | Before Competition Groups | 0.58481 | 0 | 0 | 1648.9392 | 0.00035466 | 42 | Residential_2025_SC A_GWh_Before Competition Groups_42 | ECM MOTORS FOR HVAC APPLICATION (FAN-POWERED VAV BOX) | 0.03547% | 0 | 0.58481 | Residential_2025_SC A_GWh_Before Competition Groups_ECM MOTORS FOR HVAC APPLICATION (FAN-POWERED VAV BOX)
Residential | Res ¦ Duct Insulation | 2025 | SC A | GWh | Before Competition Groups | 0.41802 | 0 | 0 | 1648.9392 | 0.00025351 | 43 | Residential_2025_SC A_GWh_Before Competition Groups_43 | Duct Insulation | 0.02535% | 0 | 0.41802 | Residential_2025_SC A_GWh_Before Competition Groups_Duct Insulation
Residential | Res ¦ Heat Recovery Ventilator | 2025 | SC A | GWh | Before Competition Groups | 0.3965 | 0 | 0 | 1648.9392 | 0.00024046 | 44 | Residential_2025_SC A_GWh_Before Competition Groups_44 | Heat Recovery Ventilator | 0.02405% | 0 | 0.3965 | Residential_2025_SC A_GWh_Before Competition Groups_Heat Recovery Ventilator
Residential | Res ¦ Tankless Water Heater | 2025 | SC A | GWh | Before Competition Groups | 0.33045 | 0 | 0 | 1648.9392 | 0.0002004 | 45 | Residential_2025_SC A_GWh_Before Competition Groups_45 | Tankless Water Heater | 0.02004% | 0 | 0.33045 | Residential_2025_SC A_GWh_Before Competition Groups_Tankless Water Heater
Residential | Res ¦ Beverage Vending Machine Controls | 2025 | SC A | GWh | Before Competition Groups | 0.30032 | 0 | 0 | 1648.9392 | 0.00018213 | 46 | Residential_2025_SC A_GWh_Before Competition Groups_46 | Beverage Vending Machine Controls | 0.01821% | 0 | 0.30032 | Residential_2025_SC A_GWh_Before Competition Groups_Beverage Vending Machine Controls
Residential | Res ¦ Duct Insulation MF | 2025 | SC A | GWh | Before Competition Groups | 0.24178 | 0 | 0 | 1648.9392 | 0.00014663 | 47 | Residential_2025_SC A_GWh_Before Competition Groups_47 | Duct Insulation MF | 0.01466% | 0 | 0.24178 | Residential_2025_SC A_GWh_Before Competition Groups_Duct Insulation MF
Residential | Res ¦ Chilled Water Optimization | 2025 | SC A | GWh | Before Competition Groups | 0.067149 | 0 | 0 | 1648.9392 | 4.0723e-05 | 48 | Residential_2025_SC A_GWh_Before Competition Groups_48 | Chilled Water Optimization | 0.004072% | 0 | 0.067149 | Residential_2025_SC A_GWh_Before Competition Groups_Chilled Water Optimization
Residential | Res ¦ LED High Bay Fixture | 2025 | SC A | GWh | Before Competition Groups | 0.051524 | 0 | 0 | 1648.9392 | 3.1247e-05 | 49 | Residential_2025_SC A_GWh_Before Competition Groups_49 | LED High Bay Fixture | 0.003125% | 0 | 0.051524 | Residential_2025_SC A_GWh_Before Competition Groups_LED High Bay Fixture
Residential | Res ¦ Wall Insulation MF | 2025 | SC A | GWh | Before Competition Groups | 0.0048156 | 0 | 0 | 1648.9392 | 2.9204e-06 | 50 | Residential_2025_SC A_GWh_Before Competition Groups_50 | Wall Insulation MF | 0.000292% | 0 | 0.0048156 | Residential_2025_SC A_GWh_Before Competition Groups_Wall Insulation MF
Residential | Res ¦ Wall Insulation | 2025 | SC A | GWh | Before Competition Groups | 0.0039012 | 0 | 0 | 1648.9392 | 2.3659e-06 | 51 | Residential_2025_SC A_GWh_Before Competition Groups_51 | Wall Insulation | 0.0002366% | 0 | 0.0039012 | Residential_2025_SC A_GWh_Before Competition Groups_Wall Insulation
Residential | Res ¦ Freezer Recycling | 2025 | SC A | GWh | Before Competition Groups | 0.0011207 | 0 | 0 | 1648.9392 | 6.7968e-07 | 52 | Residential_2025_SC A_GWh_Before Competition Groups_52 | Freezer Recycling | 6.797e-05% | 0 | 0.0011207 | Residential_2025_SC A_GWh_Before Competition Groups_Freezer Recycling
Residential | Res ¦ Heavy Duty Outdoor/Holiday Plug-in Timers | 2025 | SC A | GWh | Before Competition Groups | 0 | 0 | 0 | 1648.9392 | 0 | 53 | Residential_2025_SC A_GWh_Before Competition Groups_53 | Heavy Duty Outdoor/Holiday Plug-in Timers | 0% | 0 | 0 | Residential_2025_SC A_GWh_Before Competition Groups_Heavy Duty Outdoor/Holiday Plug-in Timers
Residential | Res ¦ LED Downlight | 2025 | SC A | GWh | Before Competition Groups | 0 | 0 | 0 | 1648.9392 | 0 | 54 | Residential_2025_SC A_GWh_Before Competition Groups_54 | LED Downlight | 0% | 0 | 0 | Residential_2025_SC A_GWh_Before Competition Groups_LED Downlight
Residential | Res ¦ Smart Burners | 2025 | SC A | GWh | Before Competition Groups | 0 | 0 | 0 | 1648.9392 | 0 | 55 | Residential_2025_SC A_GWh_Before Competition Groups_55 | Smart Burners | 0% | 0 | 0 | Residential_2025_SC A_GWh_Before Competition Groups_Smart Burners
Residential | Res ¦ Smart Power Bar | 2025 | SC A | GWh | Before Competition Groups | 0 | 0 | 0 | 1648.9392 | 0 | 56 | Residential_2025_SC A_GWh_Before Competition Groups_56 | Smart Power Bar | 0% | 0 | 0 | Residential_2025_SC A_GWh_Before Competition Groups_Smart Power Bar
Residential | Res ¦ Energy Star Clothes Washer | 2025 | SC B | GWh | Before Competition Groups | 270.5909 | 0 | 0 | 2680.8208 | 0.10094 | 1 | Residential_2025_SC B_GWh_Before Competition Groups_1 | Energy Star Clothes Washer | 10.09% | 0 | 270.5909 | Residential_2025_SC B_GWh_Before Competition Groups_Energy Star Clothes Washer
Residential | Res ¦ Energy Star A Line, PAR, MR Lamps | 2025 | SC B | GWh | Before Competition Groups | 243.6095 | 0 | 0 | 2680.8208 | 0.090871 | 2 | Residential_2025_SC B_GWh_Before Competition Groups_2 | Energy Star A Line, PAR, MR Lamps | 9.087% | 0 | 243.6095 | Residential_2025_SC B_GWh_Before Competition Groups_Energy Star A Line, PAR, MR Lamps
Residential | Res ¦ Energy Star LED Bulbs General Purpose LEDs | 2025 | SC B | GWh | Before Competition Groups | 243.5252 | 0 | 0 | 2680.8208 | 0.09084 | 3 | Residential_2025_SC B_GWh_Before Competition Groups_3 | Energy Star LED Bulbs General Purpose LEDs | 9.084% | 0 | 243.5252 | Residential_2025_SC B_GWh_Before Competition Groups_Energy Star LED Bulbs General Purpose LEDs
Residential | Res ¦ Variable Speed Pool Pump Motor | 2025 | SC B | GWh | Before Competition Groups | 225.4103 | 0 | 0 | 2680.8208 | 0.084083 | 4 | Residential_2025_SC B_GWh_Before Competition Groups_4 | Variable Speed Pool Pump Motor | 8.408% | 0 | 225.4103 | Residential_2025_SC B_GWh_Before Competition Groups_Variable Speed Pool Pump Motor
Residential | Res ¦ Energy Star LED Specialty Bulbs | 2025 | SC B | GWh | Before Competition Groups | 221.7977 | 0 | 0 | 2680.8208 | 0.082735 | 5 | Residential_2025_SC B_GWh_Before Competition Groups_5 | Energy Star LED Specialty Bulbs | 8.273% | 0 | 221.7977 | Residential_2025_SC B_GWh_Before Competition Groups_Energy Star LED Specialty Bulbs
Residential | Res ¦ Car Block Heater Timer | 2025 | SC B | GWh | Before Competition Groups | 186.2519 | 0 | 0 | 2680.8208 | 0.069476 | 6 | Residential_2025_SC B_GWh_Before Competition Groups_6 | Car Block Heater Timer | 6.948% | 0 | 186.2519 | Residential_2025_SC B_GWh_Before Competition Groups_Car Block Heater Timer
Residential | Res ¦ Building Recommissioning, Operations and Maintenance (O&M) Improvements | 2025 | SC B | GWh | Before Competition Groups | 174.7042 | 0 | 0 | 2680.8208 | 0.065168 | 7 | Residential_2025_SC B_GWh_Before Competition Groups_7 | Building Recommissioning, Operations and Maintenance (O&M) Improvements | 6.517% | 0 | 174.7042 | Residential_2025_SC B_GWh_Before Competition Groups_Building Recommissioning, Operations and Maintenance (O&M) Improvements
Residential | Res ¦ Ductless Mini-Split Heat Pump | 2025 | SC B | GWh | Before Competition Groups | 144.4478 | 0 | 0 | 2680.8208 | 0.053882 | 8 | Residential_2025_SC B_GWh_Before Competition Groups_8 | Ductless Mini-Split Heat Pump | 5.388% | 0 | 144.4478 | Residential_2025_SC B_GWh_Before Competition Groups_Ductless Mini-Split Heat Pump
Residential | Res ¦ Adaptive Thermostat | 2025 | SC B | GWh | Before Competition Groups | 103.7115 | 0 | 0 | 2680.8208 | 0.038686 | 9 | Residential_2025_SC B_GWh_Before Competition Groups_9 | Adaptive Thermostat | 3.869% | 0 | 103.7115 | Residential_2025_SC B_GWh_Before Competition Groups_Adaptive Thermostat
Residential | Res ¦ Comprehensive Draft Proofing | 2025 | SC B | GWh | Before Competition Groups | 88.8572 | 0 | 0 | 2680.8208 | 0.033146 | 10 | Residential_2025_SC B_GWh_Before Competition Groups_10 | Comprehensive Draft Proofing | 3.315% | 0 | 88.8572 | Residential_2025_SC B_GWh_Before Competition Groups_Comprehensive Draft Proofing
Residential | Res ¦ Energy Star Torchiere | 2025 | SC B | GWh | Before Competition Groups | 76.7884 | 0 | 0 | 2680.8208 | 0.028644 | 11 | Residential_2025_SC B_GWh_Before Competition Groups_11 | Energy Star Torchiere | 2.864% | 0 | 76.7884 | Residential_2025_SC B_GWh_Before Competition Groups_Energy Star Torchiere
Residential | Res ¦ LED Parking Lot Fixture | 2025 | SC B | GWh | Before Competition Groups | 61.9253 | 0 | 0 | 2680.8208 | 0.023099 | 12 | Residential_2025_SC B_GWh_Before Competition Groups_12 | LED Parking Lot Fixture | 2.31% | 0 | 61.9253 | Residential_2025_SC B_GWh_Before Competition Groups_LED Parking Lot Fixture
Residential | Res ¦ Occupancy Sensors MF | 2025 | SC B | GWh | Before Competition Groups | 56.1759 | 0 | 0 | 2680.8208 | 0.020955 | 13 | Residential_2025_SC B_GWh_Before Competition Groups_13 | Occupancy Sensors MF | 2.095% | 0 | 56.1759 | Residential_2025_SC B_GWh_Before Competition Groups_Occupancy Sensors MF
Residential | Res ¦ Air Sealing | 2025 | SC B | GWh | Before Competition Groups | 53.4324 | 0 | 0 | 2680.8208 | 0.019931 | 14 | Residential_2025_SC B_GWh_Before Competition Groups_14 | Air Sealing | 1.993% | 0 | 53.4324 | Residential_2025_SC B_GWh_Before Competition Groups_Air Sealing
Residential | Res ¦ Refrigerator Recycling | 2025 | SC B | GWh | Before Competition Groups | 45.7913 | 0 | 0 | 2680.8208 | 0.017081 | 15 | Residential_2025_SC B_GWh_Before Competition Groups_15 | Refrigerator Recycling | 1.708% | 0 | 45.7913 | Residential_2025_SC B_GWh_Before Competition Groups_Refrigerator Recycling
Residential | Res ¦ Clothes Drying Racks | 2025 | SC B | GWh | Before Competition Groups | 41.796 | 0 | 0 | 2680.8208 | 0.015591 | 16 | Residential_2025_SC B_GWh_Before Competition Groups_16 | Clothes Drying Racks | 1.559% | 0 | 41.796 | Residential_2025_SC B_GWh_Before Competition Groups_Clothes Drying Racks
Residential | Res ¦ Freezer Recycling | 2025 | SC B | GWh | Before Competition Groups | 40.0684 | 0 | 0 | 2680.8208 | 0.014946 | 17 | Residential_2025_SC B_GWh_Before Competition Groups_17 | Freezer Recycling | 1.495% | 0 | 40.0684 | Residential_2025_SC B_GWh_Before Competition Groups_Freezer Recycling
Residential | Res ¦ Energy Star Clothes Dryer | 2025 | SC B | GWh | Before Competition Groups | 33.101 | 0 | 0 | 2680.8208 | 0.012347 | 18 | Residential_2025_SC B_GWh_Before Competition Groups_18 | Energy Star Clothes Dryer | 1.235% | 0 | 33.101 | Residential_2025_SC B_GWh_Before Competition Groups_Energy Star Clothes Dryer
Residential | Res ¦ Energy Star Air Source Heat Pump | 2025 | SC B | GWh | Before Competition Groups | 32.7288 | 0 | 0 | 2680.8208 | 0.012208 | 19 | Residential_2025_SC B_GWh_Before Competition Groups_19 | Energy Star Air Source Heat Pump | 1.221% | 0 | 32.7288 | Residential_2025_SC B_GWh_Before Competition Groups_Energy Star Air Source Heat Pump
Residential | Res ¦ Energy Star Light Fixture | 2025 | SC B | GWh | Before Competition Groups | 32.3668 | 0 | 0 | 2680.8208 | 0.012073 | 20 | Residential_2025_SC B_GWh_Before Competition Groups_20 | Energy Star Light Fixture | 1.207% | 0 | 32.3668 | Residential_2025_SC B_GWh_Before Competition Groups_Energy Star Light Fixture
Residential | Res ¦ Basement Wall Insulation | 2025 | SC B | GWh | Before Competition Groups | 28.0505 | 0 | 0 | 2680.8208 | 0.010463 | 21 | Residential_2025_SC B_GWh_Before Competition Groups_21 | Basement Wall Insulation | 1.046% | 0 | 28.0505 | Residential_2025_SC B_GWh_Before Competition Groups_Basement Wall Insulation
Residential | Res ¦ LED Exterior Area Lights - LED Fixture (200W) | 2025 | SC B | GWh | Before Competition Groups | 26.7532 | 0 | 0 | 2680.8208 | 0.0099795 | 22 | Residential_2025_SC B_GWh_Before Competition Groups_22 | LED Exterior Area Lights - LED Fixture (200W) | 0.9979% | 0 | 26.7532 | Residential_2025_SC B_GWh_Before Competition Groups_LED Exterior Area Lights - LED Fixture (200W)
Residential | Res ¦ Advanced BAS/Controllers | 2025 | SC B | GWh | Before Competition Groups | 25.5667 | 0 | 0 | 2680.8208 | 0.0095369 | 23 | Residential_2025_SC B_GWh_Before Competition Groups_23 | Advanced BAS/Controllers | 0.9537% | 0 | 25.5667 | Residential_2025_SC B_GWh_Before Competition Groups_Advanced BAS/Controllers
Residential | Res ¦ Furnace Whistle | 2025 | SC B | GWh | Before Competition Groups | 22.0184 | 0 | 0 | 2680.8208 | 0.0082133 | 24 | Residential_2025_SC B_GWh_Before Competition Groups_24 | Furnace Whistle | 0.8213% | 0 | 22.0184 | Residential_2025_SC B_GWh_Before Competition Groups_Furnace Whistle
Residential | Res ¦ Attic Insulation | 2025 | SC B | GWh | Before Competition Groups | 21.6353 | 0 | 0 | 2680.8208 | 0.0080704 | 25 | Residential_2025_SC B_GWh_Before Competition Groups_25 | Attic Insulation | 0.807% | 0 | 21.6353 | Residential_2025_SC B_GWh_Before Competition Groups_Attic Insulation
Residential | Res ¦ LED Tube Re-Lamp | 2025 | SC B | GWh | Before Competition Groups | 18.934 | 0 | 0 | 2680.8208 | 0.0070628 | 26 | Residential_2025_SC B_GWh_Before Competition Groups_26 | LED Tube Re-Lamp | 0.7063% | 0 | 18.934 | Residential_2025_SC B_GWh_Before Competition Groups_LED Tube Re-Lamp
Residential | Res ¦ Energy Star Room Air Conditioner | 2025 | SC B | GWh | Before Competition Groups | 18.2561 | 0 | 0 | 2680.8208 | 0.0068099 | 27 | Residential_2025_SC B_GWh_Before Competition Groups_27 | Energy Star Room Air Conditioner | 0.681% | 0 | 18.2561 | Residential_2025_SC B_GWh_Before Competition Groups_Energy Star Room Air Conditioner
Residential | Res ¦ Outside Air Economizer | 2025 | SC B | GWh | Before Competition Groups | 17.7744 | 0 | 0 | 2680.8208 | 0.0066302 | 28 | Residential_2025_SC B_GWh_Before Competition Groups_28 | Outside Air Economizer | 0.663% | 0 | 17.7744 | Residential_2025_SC B_GWh_Before Competition Groups_Outside Air Economizer
Residential | Res ¦ Energy Star Freezer | 2025 | SC B | GWh | Before Competition Groups | 13.8547 | 0 | 0 | 2680.8208 | 0.0051681 | 29 | Residential_2025_SC B_GWh_Before Competition Groups_29 | Energy Star Freezer | 0.5168% | 0 | 13.8547 | Residential_2025_SC B_GWh_Before Competition Groups_Energy Star Freezer
Residential | Res ¦ ENERGY STAR LED LAMPS (REFLECTOR LAMPs/MR16/PAR 16) | 2025 | SC B | GWh | Before Competition Groups | 12.4648 | 0 | 0 | 2680.8208 | 0.0046496 | 30 | Residential_2025_SC B_GWh_Before Competition Groups_30 | ENERGY STAR LED LAMPS (REFLECTOR LAMPs/MR16/PAR 16) | 0.465% | 0 | 12.4648 | Residential_2025_SC B_GWh_Before Competition Groups_ENERGY STAR LED LAMPS (REFLECTOR LAMPs/MR16/PAR 16)
Residential | Res ¦ Demand Control Ventilation | 2025 | SC B | GWh | Before Competition Groups | 11.7906 | 0 | 0 | 2680.8208 | 0.0043981 | 31 | Residential_2025_SC B_GWh_Before Competition Groups_31 | Demand Control Ventilation | 0.4398% | 0 | 11.7906 | Residential_2025_SC B_GWh_Before Competition Groups_Demand Control Ventilation
Residential | Res ¦ Minimize Hot and Warm Clothes Wash | 2025 | SC B | GWh | Before Competition Groups | 11.0164 | 0 | 0 | 2680.8208 | 0.0041093 | 32 | Residential_2025_SC B_GWh_Before Competition Groups_32 | Minimize Hot and Warm Clothes Wash | 0.4109% | 0 | 11.0164 | Residential_2025_SC B_GWh_Before Competition Groups_Minimize Hot and Warm Clothes Wash
Residential | Res ¦ Variable Frequency Drive (VFD) | 2025 | SC B | GWh | Before Competition Groups | 9.3396 | 0 | 0 | 2680.8208 | 0.0034839 | 33 | Residential_2025_SC B_GWh_Before Competition Groups_33 | Variable Frequency Drive (VFD) | 0.3484% | 0 | 9.3396 | Residential_2025_SC B_GWh_Before Competition Groups_Variable Frequency Drive (VFD)
Residential | Res ¦ CO Sensors for parking garage exhaust fans | 2025 | SC B | GWh | Before Competition Groups | 8.8939 | 0 | 0 | 2680.8208 | 0.0033176 | 34 | Residential_2025_SC B_GWh_Before Competition Groups_34 | CO Sensors for parking garage exhaust fans | 0.3318% | 0 | 8.8939 | Residential_2025_SC B_GWh_Before Competition Groups_CO Sensors for parking garage exhaust fans
Residential | Res ¦ Energy Star Dehumidifier | 2025 | SC B | GWh | Before Competition Groups | 8.5811 | 0 | 0 | 2680.8208 | 0.0032009 | 35 | Residential_2025_SC B_GWh_Before Competition Groups_35 | Energy Star Dehumidifier | 0.3201% | 0 | 8.5811 | Residential_2025_SC B_GWh_Before Competition Groups_Energy Star Dehumidifier
Residential | Res ¦ High Efficiency Chiller (avg of water and air cooled) | 2025 | SC B | GWh | Before Competition Groups | 7.626 | 0 | 0 | 2680.8208 | 0.0028446 | 36 | Residential_2025_SC B_GWh_Before Competition Groups_36 | High Efficiency Chiller (avg of water and air cooled) | 0.2845% | 0 | 7.626 | Residential_2025_SC B_GWh_Before Competition Groups_High Efficiency Chiller (avg of water and air cooled)
Residential | Res ¦ Water Heater Temperature Setback | 2025 | SC B | GWh | Before Competition Groups | 6.9795 | 0 | 0 | 2680.8208 | 0.0026035 | 37 | Residential_2025_SC B_GWh_Before Competition Groups_37 | Water Heater Temperature Setback | 0.2603% | 0 | 6.9795 | Residential_2025_SC B_GWh_Before Competition Groups_Water Heater Temperature Setback
Residential | Res ¦ Floor Insulation | 2025 | SC B | GWh | Before Competition Groups | 5.6681 | 0 | 0 | 2680.8208 | 0.0021143 | 38 | Residential_2025_SC B_GWh_Before Competition Groups_38 | Floor Insulation | 0.2114% | 0 | 5.6681 | Residential_2025_SC B_GWh_Before Competition Groups_Floor Insulation
Residential | Res ¦ Duct Insulation | 2025 | SC B | GWh | Before Competition Groups | 4.9442 | 0 | 0 | 2680.8208 | 0.0018443 | 39 | Residential_2025_SC B_GWh_Before Competition Groups_39 | Duct Insulation | 0.1844% | 0 | 4.9442 | Residential_2025_SC B_GWh_Before Competition Groups_Duct Insulation
Residential | Res ¦ Home Energy Reports | 2025 | SC B | GWh | Before Competition Groups | 4.4803 | 0 | 0 | 2680.8208 | 0.0016712 | 40 | Residential_2025_SC B_GWh_Before Competition Groups_40 | Home Energy Reports | 0.1671% | 0 | 4.4803 | Residential_2025_SC B_GWh_Before Competition Groups_Home Energy Reports
Residential | Res ¦ Heat Recovery Ventilator | 2025 | SC B | GWh | Before Competition Groups | 3.8838 | 0 | 0 | 2680.8208 | 0.0014488 | 41 | Residential_2025_SC B_GWh_Before Competition Groups_41 | Heat Recovery Ventilator | 0.1449% | 0 | 3.8838 | Residential_2025_SC B_GWh_Before Competition Groups_Heat Recovery Ventilator
Residential | Res ¦ Condensing Make Up Air Unit | 2025 | SC B | GWh | Before Competition Groups | 3.731 | 0 | 0 | 2680.8208 | 0.0013917 | 42 | Residential_2025_SC B_GWh_Before Competition Groups_42 | Condensing Make Up Air Unit | 0.1392% | 0 | 3.731 | Residential_2025_SC B_GWh_Before Competition Groups_Condensing Make Up Air Unit
Residential | Res ¦ ENERGY STAR LED Lamps (General Service Lamps) | 2025 | SC B | GWh | Before Competition Groups | 2.9135 | 0 | 0 | 2680.8208 | 0.0010868 | 43 | Residential_2025_SC B_GWh_Before Competition Groups_43 | ENERGY STAR LED Lamps (General Service Lamps) | 0.1087% | 0 | 2.9135 | Residential_2025_SC B_GWh_Before Competition Groups_ENERGY STAR LED Lamps (General Service Lamps)
Residential | Res ¦ VFD on Pumps | 2025 | SC B | GWh | Before Competition Groups | 2.872 | 0 | 0 | 2680.8208 | 0.0010713 | 44 | Residential_2025_SC B_GWh_Before Competition Groups_44 | VFD on Pumps | 0.1071% | 0 | 2.872 | Residential_2025_SC B_GWh_Before Competition Groups_VFD on Pumps
Residential | Res ¦ Duct Insulation MF | 2025 | SC B | GWh | Before Competition Groups | 2.1858 | 0 | 0 | 2680.8208 | 0.00081536 | 45 | Residential_2025_SC B_GWh_Before Competition Groups_45 | Duct Insulation MF | 0.08154% | 0 | 2.1858 | Residential_2025_SC B_GWh_Before Competition Groups_Duct Insulation MF
Residential | Res ¦ ECM MOTORS FOR HVAC APPLICATION (FAN-POWERED VAV BOX) | 2025 | SC B | GWh | Before Competition Groups | 1.4006 | 0 | 0 | 2680.8208 | 0.00052244 | 46 | Residential_2025_SC B_GWh_Before Competition Groups_46 | ECM MOTORS FOR HVAC APPLICATION (FAN-POWERED VAV BOX) | 0.05224% | 0 | 1.4006 | Residential_2025_SC B_GWh_Before Competition Groups_ECM MOTORS FOR HVAC APPLICATION (FAN-POWERED VAV BOX)
Residential | Res ¦ Tankless Water Heater | 2025 | SC B | GWh | Before Competition Groups | 1.0192 | 0 | 0 | 2680.8208 | 0.00038017 | 47 | Residential_2025_SC B_GWh_Before Competition Groups_47 | Tankless Water Heater | 0.03802% | 0 | 1.0192 | Residential_2025_SC B_GWh_Before Competition Groups_Tankless Water Heater
Residential | Res ¦ Beverage Vending Machine Controls | 2025 | SC B | GWh | Before Competition Groups | 0.81015 | 0 | 0 | 2680.8208 | 0.0003022 | 48 | Residential_2025_SC B_GWh_Before Competition Groups_48 | Beverage Vending Machine Controls | 0.03022% | 0 | 0.81015 | Residential_2025_SC B_GWh_Before Competition Groups_Beverage Vending Machine Controls
Residential | Res ¦ LED High Bay Fixture | 2025 | SC B | GWh | Before Competition Groups | 0.11728 | 0 | 0 | 2680.8208 | 4.3746e-05 | 49 | Residential_2025_SC B_GWh_Before Competition Groups_49 | LED High Bay Fixture | 0.004375% | 0 | 0.11728 | Residential_2025_SC B_GWh_Before Competition Groups_LED High Bay Fixture
Residential | Res ¦ Chilled Water Optimization | 2025 | SC B | GWh | Before Competition Groups | 0.092917 | 0 | 0 | 2680.8208 | 3.466e-05 | 50 | Residential_2025_SC B_GWh_Before Competition Groups_50 | Chilled Water Optimization | 0.003466% | 0 | 0.092917 | Residential_2025_SC B_GWh_Before Competition Groups_Chilled Water Optimization
Residential | Res ¦ Wall Insulation | 2025 | SC B | GWh | Before Competition Groups | 0.081469 | 0 | 0 | 2680.8208 | 3.039e-05 | 51 | Residential_2025_SC B_GWh_Before Competition Groups_51 | Wall Insulation | 0.003039% | 0 | 0.081469 | Residential_2025_SC B_GWh_Before Competition Groups_Wall Insulation
Residential | Res ¦ Wall Insulation MF | 2025 | SC B | GWh | Before Competition Groups | 0.0049411 | 0 | 0 | 2680.8208 | 1.8431e-06 | 52 | Residential_2025_SC B_GWh_Before Competition Groups_52 | Wall Insulation MF | 0.0001843% | 0 | 0.0049411 | Residential_2025_SC B_GWh_Before Competition Groups_Wall Insulation MF
Residential | Res ¦ Heavy Duty Outdoor/Holiday Plug-in Timers | 2025 | SC B | GWh | Before Competition Groups | 0 | 0 | 0 | 2680.8208 | 0 | 53 | Residential_2025_SC B_GWh_Before Competition Groups_53 | Heavy Duty Outdoor/Holiday Plug-in Timers | 0% | 0 | 0 | Residential_2025_SC B_GWh_Before Competition Groups_Heavy Duty Outdoor/Holiday Plug-in Timers
Residential | Res ¦ LED Downlight | 2025 | SC B | GWh | Before Competition Groups | 0 | 0 | 0 | 2680.8208 | 0 | 54 | Residential_2025_SC B_GWh_Before Competition Groups_54 | LED Downlight | 0% | 0 | 0 | Residential_2025_SC B_GWh_Before Competition Groups_LED Downlight
Residential | Res ¦ Smart Burners | 2025 | SC B | GWh | Before Competition Groups | 0 | 0 | 0 | 2680.8208 | 0 | 55 | Residential_2025_SC B_GWh_Before Competition Groups_55 | Smart Burners | 0% | 0 | 0 | Residential_2025_SC B_GWh_Before Competition Groups_Smart Burners
Residential | Res ¦ Smart Power Bar | 2025 | SC B | GWh | Before Competition Groups | 0 | 0 | 0 | 2680.8208 | 0 | 56 | Residential_2025_SC B_GWh_Before Competition Groups_56 | Smart Power Bar | 0% | 0 | 0 | Residential_2025_SC B_GWh_Before Competition Groups_Smart Power Bar
Residential | Res ¦ Energy Star LED Specialty Bulbs | 2025 | SC C | GWh | Before Competition Groups | 438.8627 | 0 | 0 | 1867.0672 | 0.23505 | 1 | Residential_2025_SC C_GWh_Before Competition Groups_1 | Energy Star LED Specialty Bulbs | 23.51% | 0 | 438.8627 | Residential_2025_SC C_GWh_Before Competition Groups_Energy Star LED Specialty Bulbs
Residential | Res ¦ Energy Star Clothes Washer | 2025 | SC C | GWh | Before Competition Groups | 236.9482 | 0 | 0 | 1867.0672 | 0.12691 | 2 | Residential_2025_SC C_GWh_Before Competition Groups_2 | Energy Star Clothes Washer | 12.69% | 0 | 236.9482 | Residential_2025_SC C_GWh_Before Competition Groups_Energy Star Clothes Washer
Residential | Res ¦ Energy Star A Line, PAR, MR Lamps | 2025 | SC C | GWh | Before Competition Groups | 168.937 | 0 | 0 | 1867.0672 | 0.090483 | 3 | Residential_2025_SC C_GWh_Before Competition Groups_3 | Energy Star A Line, PAR, MR Lamps | 9.048% | 0 | 168.937 | Residential_2025_SC C_GWh_Before Competition Groups_Energy Star A Line, PAR, MR Lamps
Residential | Res ¦ Ductless Mini-Split Heat Pump | 2025 | SC C | GWh | Before Competition Groups | 111.6232 | 0 | 0 | 1867.0672 | 0.059785 | 4 | Residential_2025_SC C_GWh_Before Competition Groups_4 | Ductless Mini-Split Heat Pump | 5.979% | 0 | 111.6232 | Residential_2025_SC C_GWh_Before Competition Groups_Ductless Mini-Split Heat Pump
Residential | Res ¦ Variable Speed Pool Pump Motor | 2025 | SC C | GWh | Before Competition Groups | 90.1259 | 0 | 0 | 1867.0672 | 0.048271 | 5 | Residential_2025_SC C_GWh_Before Competition Groups_5 | Variable Speed Pool Pump Motor | 4.827% | 0 | 90.1259 | Residential_2025_SC C_GWh_Before Competition Groups_Variable Speed Pool Pump Motor
Residential | Res ¦ Car Block Heater Timer | 2025 | SC C | GWh | Before Competition Groups | 84.4279 | 0 | 0 | 1867.0672 | 0.04522 | 6 | Residential_2025_SC C_GWh_Before Competition Groups_6 | Car Block Heater Timer | 4.522% | 0 | 84.4279 | Residential_2025_SC C_GWh_Before Competition Groups_Car Block Heater Timer
Residential | Res ¦ Adaptive Thermostat | 2025 | SC C | GWh | Before Competition Groups | 72.7647 | 0 | 0 | 1867.0672 | 0.038973 | 7 | Residential_2025_SC C_GWh_Before Competition Groups_7 | Adaptive Thermostat | 3.897% | 0 | 72.7647 | Residential_2025_SC C_GWh_Before Competition Groups_Adaptive Thermostat
Residential | Res ¦ Building Recommissioning, Operations and Maintenance (O&M) Improvements | 2025 | SC C | GWh | Before Competition Groups | 69.846 | 0 | 0 | 1867.0672 | 0.037409 | 8 | Residential_2025_SC C_GWh_Before Competition Groups_8 | Building Recommissioning, Operations and Maintenance (O&M) Improvements | 3.741% | 0 | 69.846 | Residential_2025_SC C_GWh_Before Competition Groups_Building Recommissioning, Operations and Maintenance (O&M) Improvements
Residential | Res ¦ Energy Star LED Bulbs General Purpose LEDs | 2025 | SC C | GWh | Before Competition Groups | 57.9223 | 0 | 0 | 1867.0672 | 0.031023 | 9 | Residential_2025_SC C_GWh_Before Competition Groups_9 | Energy Star LED Bulbs General Purpose LEDs | 3.102% | 0 | 57.9223 | Residential_2025_SC C_GWh_Before Competition Groups_Energy Star LED Bulbs General Purpose LEDs
Residential | Res ¦ LED Parking Lot Fixture | 2025 | SC C | GWh | Before Competition Groups | 54.9896 | 0 | 0 | 1867.0672 | 0.029452 | 10 | Residential_2025_SC C_GWh_Before Competition Groups_10 | LED Parking Lot Fixture | 2.945% | 0 | 54.9896 | Residential_2025_SC C_GWh_Before Competition Groups_LED Parking Lot Fixture
Residential | Res ¦ Energy Star Torchiere | 2025 | SC C | GWh | Before Competition Groups | 50.5636 | 0 | 0 | 1867.0672 | 0.027082 | 11 | Residential_2025_SC C_GWh_Before Competition Groups_11 | Energy Star Torchiere | 2.708% | 0 | 50.5636 | Residential_2025_SC C_GWh_Before Competition Groups_Energy Star Torchiere
Residential | Res ¦ Air Sealing | 2025 | SC C | GWh | Before Competition Groups | 49.0944 | 0 | 0 | 1867.0672 | 0.026295 | 12 | Residential_2025_SC C_GWh_Before Competition Groups_12 | Air Sealing | 2.629% | 0 | 49.0944 | Residential_2025_SC C_GWh_Before Competition Groups_Air Sealing
Residential | Res ¦ Comprehensive Draft Proofing | 2025 | SC C | GWh | Before Competition Groups | 35.5245 | 0 | 0 | 1867.0672 | 0.019027 | 13 | Residential_2025_SC C_GWh_Before Competition Groups_13 | Comprehensive Draft Proofing | 1.903% | 0 | 35.5245 | Residential_2025_SC C_GWh_Before Competition Groups_Comprehensive Draft Proofing
Residential | Res ¦ Energy Star Clothes Dryer | 2025 | SC C | GWh | Before Competition Groups | 33.1102 | 0 | 0 | 1867.0672 | 0.017734 | 14 | Residential_2025_SC C_GWh_Before Competition Groups_14 | Energy Star Clothes Dryer | 1.773% | 0 | 33.1102 | Residential_2025_SC C_GWh_Before Competition Groups_Energy Star Clothes Dryer
Residential | Res ¦ Energy Star Light Fixture | 2025 | SC C | GWh | Before Competition Groups | 29.3936 | 0 | 0 | 1867.0672 | 0.015743 | 15 | Residential_2025_SC C_GWh_Before Competition Groups_15 | Energy Star Light Fixture | 1.574% | 0 | 29.3936 | Residential_2025_SC C_GWh_Before Competition Groups_Energy Star Light Fixture
Residential | Res ¦ Basement Wall Insulation | 2025 | SC C | GWh | Before Competition Groups | 28.0543 | 0 | 0 | 1867.0672 | 0.015026 | 16 | Residential_2025_SC C_GWh_Before Competition Groups_16 | Basement Wall Insulation | 1.503% | 0 | 28.0543 | Residential_2025_SC C_GWh_Before Competition Groups_Basement Wall Insulation
Residential | Res ¦ LED Exterior Area Lights - LED Fixture (200W) | 2025 | SC C | GWh | Before Competition Groups | 26.7532 | 0 | 0 | 1867.0672 | 0.014329 | 17 | Residential_2025_SC C_GWh_Before Competition Groups_17 | LED Exterior Area Lights - LED Fixture (200W) | 1.433% | 0 | 26.7532 | Residential_2025_SC C_GWh_Before Competition Groups_LED Exterior Area Lights - LED Fixture (200W)
Residential | Res ¦ Occupancy Sensors MF | 2025 | SC C | GWh | Before Competition Groups | 22.3384 | 0 | 0 | 1867.0672 | 0.011964 | 18 | Residential_2025_SC C_GWh_Before Competition Groups_18 | Occupancy Sensors MF | 1.196% | 0 | 22.3384 | Residential_2025_SC C_GWh_Before Competition Groups_Occupancy Sensors MF
Residential | Res ¦ Attic Insulation | 2025 | SC C | GWh | Before Competition Groups | 21.1727 | 0 | 0 | 1867.0672 | 0.01134 | 19 | Residential_2025_SC C_GWh_Before Competition Groups_19 | Attic Insulation | 1.134% | 0 | 21.1727 | Residential_2025_SC C_GWh_Before Competition Groups_Attic Insulation
Residential | Res ¦ Energy Star Air Source Heat Pump | 2025 | SC C | GWh | Before Competition Groups | 20.9029 | 0 | 0 | 1867.0672 | 0.011196 | 20 | Residential_2025_SC C_GWh_Before Competition Groups_20 | Energy Star Air Source Heat Pump | 1.12% | 0 | 20.9029 | Residential_2025_SC C_GWh_Before Competition Groups_Energy Star Air Source Heat Pump
Residential | Res ¦ LED Tube Re-Lamp | 2025 | SC C | GWh | Before Competition Groups | 18.934 | 0 | 0 | 1867.0672 | 0.010141 | 21 | Residential_2025_SC C_GWh_Before Competition Groups_21 | LED Tube Re-Lamp | 1.014% | 0 | 18.934 | Residential_2025_SC C_GWh_Before Competition Groups_LED Tube Re-Lamp
Residential | Res ¦ Refrigerator Recycling | 2025 | SC C | GWh | Before Competition Groups | 18.309 | 0 | 0 | 1867.0672 | 0.0098063 | 22 | Residential_2025_SC C_GWh_Before Competition Groups_22 | Refrigerator Recycling | 0.9806% | 0 | 18.309 | Residential_2025_SC C_GWh_Before Competition Groups_Refrigerator Recycling
Residential | Res ¦ Energy Star Room Air Conditioner | 2025 | SC C | GWh | Before Competition Groups | 14.6736 | 0 | 0 | 1867.0672 | 0.0078592 | 23 | Residential_2025_SC C_GWh_Before Competition Groups_23 | Energy Star Room Air Conditioner | 0.7859% | 0 | 14.6736 | Residential_2025_SC C_GWh_Before Competition Groups_Energy Star Room Air Conditioner
Residential | Res ¦ ENERGY STAR LED LAMPS (REFLECTOR LAMPs/MR16/PAR 16) | 2025 | SC C | GWh | Before Competition Groups | 12.4648 | 0 | 0 | 1867.0672 | 0.0066761 | 24 | Residential_2025_SC C_GWh_Before Competition Groups_24 | ENERGY STAR LED LAMPS (REFLECTOR LAMPs/MR16/PAR 16) | 0.6676% | 0 | 12.4648 | Residential_2025_SC C_GWh_Before Competition Groups_ENERGY STAR LED LAMPS (REFLECTOR LAMPs/MR16/PAR 16)
Residential | Res ¦ Minimize Hot and Warm Clothes Wash | 2025 | SC C | GWh | Before Competition Groups | 11.0164 | 0 | 0 | 1867.0672 | 0.0059004 | 25 | Residential_2025_SC C_GWh_Before Competition Groups_25 | Minimize Hot and Warm Clothes Wash | 0.59% | 0 | 11.0164 | Residential_2025_SC C_GWh_Before Competition Groups_Minimize Hot and Warm Clothes Wash
Residential | Res ¦ Energy Star Freezer | 2025 | SC C | GWh | Before Competition Groups | 10.4674 | 0 | 0 | 1867.0672 | 0.0056063 | 26 | Residential_2025_SC C_GWh_Before Competition Groups_26 | Energy Star Freezer | 0.5606% | 0 | 10.4674 | Residential_2025_SC C_GWh_Before Competition Groups_Energy Star Freezer
Residential | Res ¦ Outside Air Economizer | 2025 | SC C | GWh | Before Competition Groups | 10.2248 | 0 | 0 | 1867.0672 | 0.0054764 | 27 | Residential_2025_SC C_GWh_Before Competition Groups_27 | Outside Air Economizer | 0.5476% | 0 | 10.2248 | Residential_2025_SC C_GWh_Before Competition Groups_Outside Air Economizer
Residential | Res ¦ Advanced BAS/Controllers | 2025 | SC C | GWh | Before Competition Groups | 10.2228 | 0 | 0 | 1867.0672 | 0.0054753 | 28 | Residential_2025_SC C_GWh_Before Competition Groups_28 | Advanced BAS/Controllers | 0.5475% | 0 | 10.2228 | Residential_2025_SC C_GWh_Before Competition Groups_Advanced BAS/Controllers
Residential | Res ¦ Furnace Whistle | 2025 | SC C | GWh | Before Competition Groups | 8.8028 | 0 | 0 | 1867.0672 | 0.0047148 | 29 | Residential_2025_SC C_GWh_Before Competition Groups_29 | Furnace Whistle | 0.4715% | 0 | 8.8028 | Residential_2025_SC C_GWh_Before Competition Groups_Furnace Whistle
Residential | Res ¦ High Efficiency Chiller (avg of water and air cooled) | 2025 | SC C | GWh | Before Competition Groups | 7.3907 | 0 | 0 | 1867.0672 | 0.0039584 | 30 | Residential_2025_SC C_GWh_Before Competition Groups_30 | High Efficiency Chiller (avg of water and air cooled) | 0.3958% | 0 | 7.3907 | Residential_2025_SC C_GWh_Before Competition Groups_High Efficiency Chiller (avg of water and air cooled)
Residential | Res ¦ Demand Control Ventilation | 2025 | SC C | GWh | Before Competition Groups | 4.7148 | 0 | 0 | 1867.0672 | 0.0025252 | 31 | Residential_2025_SC C_GWh_Before Competition Groups_31 | Demand Control Ventilation | 0.2525% | 0 | 4.7148 | Residential_2025_SC C_GWh_Before Competition Groups_Demand Control Ventilation
Residential | Res ¦ Home Energy Reports | 2025 | SC C | GWh | Before Competition Groups | 4.4803 | 0 | 0 | 1867.0672 | 0.0023996 | 32 | Residential_2025_SC C_GWh_Before Competition Groups_32 | Home Energy Reports | 0.24% | 0 | 4.4803 | Residential_2025_SC C_GWh_Before Competition Groups_Home Energy Reports
Residential | Res ¦ Floor Insulation | 2025 | SC C | GWh | Before Competition Groups | 4.4523 | 0 | 0 | 1867.0672 | 0.0023846 | 33 | Residential_2025_SC C_GWh_Before Competition Groups_33 | Floor Insulation | 0.2385% | 0 | 4.4523 | Residential_2025_SC C_GWh_Before Competition Groups_Floor Insulation
Residential | Res ¦ CO Sensors for parking garage exhaust fans | 2025 | SC C | GWh | Before Competition Groups | 3.8638 | 0 | 0 | 1867.0672 | 0.0020694 | 34 | Residential_2025_SC C_GWh_Before Competition Groups_34 | CO Sensors for parking garage exhaust fans | 0.2069% | 0 | 3.8638 | Residential_2025_SC C_GWh_Before Competition Groups_CO Sensors for parking garage exhaust fans
Residential | Res ¦ Variable Frequency Drive (VFD) | 2025 | SC C | GWh | Before Competition Groups | 3.7341 | 0 | 0 | 1867.0672 | 0.002 | 35 | Residential_2025_SC C_GWh_Before Competition Groups_35 | Variable Frequency Drive (VFD) | 0.2% | 0 | 3.7341 | Residential_2025_SC C_GWh_Before Competition Groups_Variable Frequency Drive (VFD)
Residential | Res ¦ Energy Star Dehumidifier | 2025 | SC C | GWh | Before Competition Groups | 3.2081 | 0 | 0 | 1867.0672 | 0.0017182 | 36 | Residential_2025_SC C_GWh_Before Competition Groups_36 | Energy Star Dehumidifier | 0.1718% | 0 | 3.2081 | Residential_2025_SC C_GWh_Before Competition Groups_Energy Star Dehumidifier
Residential | Res ¦ ENERGY STAR LED Lamps (General Service Lamps) | 2025 | SC C | GWh | Before Competition Groups | 2.9135 | 0 | 0 | 1867.0672 | 0.0015605 | 37 | Residential_2025_SC C_GWh_Before Competition Groups_37 | ENERGY STAR LED Lamps (General Service Lamps) | 0.156% | 0 | 2.9135 | Residential_2025_SC C_GWh_Before Competition Groups_ENERGY STAR LED Lamps (General Service Lamps)
Residential | Res ¦ Water Heater Temperature Setback | 2025 | SC C | GWh | Before Competition Groups | 2.7904 | 0 | 0 | 1867.0672 | 0.0014945 | 38 | Residential_2025_SC C_GWh_Before Competition Groups_38 | Water Heater Temperature Setback | 0.1495% | 0 | 2.7904 | Residential_2025_SC C_GWh_Before Competition Groups_Water Heater Temperature Setback
Residential | Res ¦ Condensing Make Up Air Unit | 2025 | SC C | GWh | Before Competition Groups | 2.6552 | 0 | 0 | 1867.0672 | 0.0014221 | 39 | Residential_2025_SC C_GWh_Before Competition Groups_39 | Condensing Make Up Air Unit | 0.1422% | 0 | 2.6552 | Residential_2025_SC C_GWh_Before Competition Groups_Condensing Make Up Air Unit
Residential | Res ¦ Duct Insulation MF | 2025 | SC C | GWh | Before Competition Groups | 2.0087 | 0 | 0 | 1867.0672 | 0.0010758 | 40 | Residential_2025_SC C_GWh_Before Competition Groups_40 | Duct Insulation MF | 0.1076% | 0 | 2.0087 | Residential_2025_SC C_GWh_Before Competition Groups_Duct Insulation MF
Residential | Res ¦ Duct Insulation | 2025 | SC C | GWh | Before Competition Groups | 1.5563 | 0 | 0 | 1867.0672 | 0.00083353 | 41 | Residential_2025_SC C_GWh_Before Competition Groups_41 | Duct Insulation | 0.08335% | 0 | 1.5563 | Residential_2025_SC C_GWh_Before Competition Groups_Duct Insulation
Residential | Res ¦ Clothes Drying Racks | 2025 | SC C | GWh | Before Competition Groups | 1.1672 | 0 | 0 | 1867.0672 | 0.00062513 | 42 | Residential_2025_SC C_GWh_Before Competition Groups_42 | Clothes Drying Racks | 0.06251% | 0 | 1.1672 | Residential_2025_SC C_GWh_Before Competition Groups_Clothes Drying Racks
Residential | Res ¦ VFD on Pumps | 2025 | SC C | GWh | Before Competition Groups | 1.1483 | 0 | 0 | 1867.0672 | 0.00061502 | 43 | Residential_2025_SC C_GWh_Before Competition Groups_43 | VFD on Pumps | 0.0615% | 0 | 1.1483 | Residential_2025_SC C_GWh_Before Competition Groups_VFD on Pumps
Residential | Res ¦ Heat Recovery Ventilator | 2025 | SC C | GWh | Before Competition Groups | 0.8262 | 0 | 0 | 1867.0672 | 0.00044251 | 44 | Residential_2025_SC C_GWh_Before Competition Groups_44 | Heat Recovery Ventilator | 0.04425% | 0 | 0.8262 | Residential_2025_SC C_GWh_Before Competition Groups_Heat Recovery Ventilator
Residential | Res ¦ ECM MOTORS FOR HVAC APPLICATION (FAN-POWERED VAV BOX) | 2025 | SC C | GWh | Before Competition Groups | 0.58621 | 0 | 0 | 1867.0672 | 0.00031397 | 45 | Residential_2025_SC C_GWh_Before Competition Groups_45 | ECM MOTORS FOR HVAC APPLICATION (FAN-POWERED VAV BOX) | 0.0314% | 0 | 0.58621 | Residential_2025_SC C_GWh_Before Competition Groups_ECM MOTORS FOR HVAC APPLICATION (FAN-POWERED VAV BOX)
Residential | Res ¦ Tankless Water Heater | 2025 | SC C | GWh | Before Competition Groups | 0.57248 | 0 | 0 | 1867.0672 | 0.00030662 | 46 | Residential_2025_SC C_GWh_Before Competition Groups_46 | Tankless Water Heater | 0.03066% | 0 | 0.57248 | Residential_2025_SC C_GWh_Before Competition Groups_Tankless Water Heater
Residential | Res ¦ Beverage Vending Machine Controls | 2025 | SC C | GWh | Before Competition Groups | 0.33102 | 0 | 0 | 1867.0672 | 0.00017729 | 47 | Residential_2025_SC C_GWh_Before Competition Groups_47 | Beverage Vending Machine Controls | 0.01773% | 0 | 0.33102 | Residential_2025_SC C_GWh_Before Competition Groups_Beverage Vending Machine Controls
Residential | Res ¦ LED High Bay Fixture | 2025 | SC C | GWh | Before Competition Groups | 0.11728 | 0 | 0 | 1867.0672 | 6.2813e-05 | 48 | Residential_2025_SC C_GWh_Before Competition Groups_48 | LED High Bay Fixture | 0.006281% | 0 | 0.11728 | Residential_2025_SC C_GWh_Before Competition Groups_LED High Bay Fixture
Residential | Res ¦ Chilled Water Optimization | 2025 | SC C | GWh | Before Competition Groups | 0.067149 | 0 | 0 | 1867.0672 | 3.5965e-05 | 49 | Residential_2025_SC C_GWh_Before Competition Groups_49 | Chilled Water Optimization | 0.003597% | 0 | 0.067149 | Residential_2025_SC C_GWh_Before Competition Groups_Chilled Water Optimization
Residential | Res ¦ Wall Insulation | 2025 | SC C | GWh | Before Competition Groups | 0.0062765 | 0 | 0 | 1867.0672 | 3.3617e-06 | 50 | Residential_2025_SC C_GWh_Before Competition Groups_50 | Wall Insulation | 0.0003362% | 0 | 0.0062765 | Residential_2025_SC C_GWh_Before Competition Groups_Wall Insulation
Residential | Res ¦ Wall Insulation MF | 2025 | SC C | GWh | Before Competition Groups | 0.0049414 | 0 | 0 | 1867.0672 | 2.6466e-06 | 51 | Residential_2025_SC C_GWh_Before Competition Groups_51 | Wall Insulation MF | 0.0002647% | 0 | 0.0049414 | Residential_2025_SC C_GWh_Before Competition Groups_Wall Insulation MF
Residential | Res ¦ Freezer Recycling | 2025 | SC C | GWh | Before Competition Groups | 0.0011207 | 0 | 0 | 1867.0672 | 6.0027e-07 | 52 | Residential_2025_SC C_GWh_Before Competition Groups_52 | Freezer Recycling | 6.003e-05% | 0 | 0.0011207 | Residential_2025_SC C_GWh_Before Competition Groups_Freezer Recycling
Residential | Res ¦ Heavy Duty Outdoor/Holiday Plug-in Timers | 2025 | SC C | GWh | Before Competition Groups | 0 | 0 | 0 | 1867.0672 | 0 | 53 | Residential_2025_SC C_GWh_Before Competition Groups_53 | Heavy Duty Outdoor/Holiday Plug-in Timers | 0% | 0 | 0 | Residential_2025_SC C_GWh_Before Competition Groups_Heavy Duty Outdoor/Holiday Plug-in Timers
Residential | Res ¦ LED Downlight | 2025 | SC C | GWh | Before Competition Groups | 0 | 0 | 0 | 1867.0672 | 0 | 54 | Residential_2025_SC C_GWh_Before Competition Groups_54 | LED Downlight | 0% | 0 | 0 | Residential_2025_SC C_GWh_Before Competition Groups_LED Downlight
Residential | Res ¦ Smart Burners | 2025 | SC C | GWh | Before Competition Groups | 0 | 0 | 0 | 1867.0672 | 0 | 55 | Residential_2025_SC C_GWh_Before Competition Groups_55 | Smart Burners | 0% | 0 | 0 | Residential_2025_SC C_GWh_Before Competition Groups_Smart Burners
Residential | Res ¦ Smart Power Bar | 2025 | SC C | GWh | Before Competition Groups | 0 | 0 | 0 | 1867.0672 | 0 | 56 | Residential_2025_SC C_GWh_Before Competition Groups_56 | Smart Power Bar | 0% | 0 | 0 | Residential_2025_SC C_GWh_Before Competition Groups_Smart Power Bar
Residential | Res ¦ Energy Star LED Bulbs General Purpose LEDs | 2025 | SC D | GWh | Before Competition Groups | 255.6115 | 0 | 0 | 1535.1347 | 0.16651 | 1 | Residential_2025_SC D_GWh_Before Competition Groups_1 | Energy Star LED Bulbs General Purpose LEDs | 16.65% | 0 | 255.6115 | Residential_2025_SC D_GWh_Before Competition Groups_Energy Star LED Bulbs General Purpose LEDs
Residential | Res ¦ Energy Star LED Specialty Bulbs | 2025 | SC D | GWh | Before Competition Groups | 254.8258 | 0 | 0 | 1535.1347 | 0.166 | 2 | Residential_2025_SC D_GWh_Before Competition Groups_2 | Energy Star LED Specialty Bulbs | 16.6% | 0 | 254.8258 | Residential_2025_SC D_GWh_Before Competition Groups_Energy Star LED Specialty Bulbs
Residential | Res ¦ Energy Star A Line, PAR, MR Lamps | 2025 | SC D | GWh | Before Competition Groups | 169.3814 | 0 | 0 | 1535.1347 | 0.11034 | 3 | Residential_2025_SC D_GWh_Before Competition Groups_3 | Energy Star A Line, PAR, MR Lamps | 11.03% | 0 | 169.3814 | Residential_2025_SC D_GWh_Before Competition Groups_Energy Star A Line, PAR, MR Lamps
Residential | Res ¦ Energy Star Clothes Washer | 2025 | SC D | GWh | Before Competition Groups | 148.0179 | 0 | 0 | 1535.1347 | 0.09642 | 4 | Residential_2025_SC D_GWh_Before Competition Groups_4 | Energy Star Clothes Washer | 9.642% | 0 | 148.0179 | Residential_2025_SC D_GWh_Before Competition Groups_Energy Star Clothes Washer
Residential | Res ¦ Ductless Mini-Split Heat Pump | 2025 | SC D | GWh | Before Competition Groups | 111.6246 | 0 | 0 | 1535.1347 | 0.072713 | 5 | Residential_2025_SC D_GWh_Before Competition Groups_5 | Ductless Mini-Split Heat Pump | 7.271% | 0 | 111.6246 | Residential_2025_SC D_GWh_Before Competition Groups_Ductless Mini-Split Heat Pump
Residential | Res ¦ Building Recommissioning, Operations and Maintenance (O&M) Improvements | 2025 | SC D | GWh | Before Competition Groups | 69.846 | 0 | 0 | 1535.1347 | 0.045498 | 6 | Residential_2025_SC D_GWh_Before Competition Groups_6 | Building Recommissioning, Operations and Maintenance (O&M) Improvements | 4.55% | 0 | 69.846 | Residential_2025_SC D_GWh_Before Competition Groups_Building Recommissioning, Operations and Maintenance (O&M) Improvements
Residential | Res ¦ Variable Speed Pool Pump Motor | 2025 | SC D | GWh | Before Competition Groups | 57.8512 | 0 | 0 | 1535.1347 | 0.037685 | 7 | Residential_2025_SC D_GWh_Before Competition Groups_7 | Variable Speed Pool Pump Motor | 3.768% | 0 | 57.8512 | Residential_2025_SC D_GWh_Before Competition Groups_Variable Speed Pool Pump Motor
Residential | Res ¦ LED Parking Lot Fixture | 2025 | SC D | GWh | Before Competition Groups | 54.9896 | 0 | 0 | 1535.1347 | 0.035821 | 8 | Residential_2025_SC D_GWh_Before Competition Groups_8 | LED Parking Lot Fixture | 3.582% | 0 | 54.9896 | Residential_2025_SC D_GWh_Before Competition Groups_LED Parking Lot Fixture
Residential | Res ¦ Energy Star Torchiere | 2025 | SC D | GWh | Before Competition Groups | 44.7091 | 0 | 0 | 1535.1347 | 0.029124 | 9 | Residential_2025_SC D_GWh_Before Competition Groups_9 | Energy Star Torchiere | 2.912% | 0 | 44.7091 | Residential_2025_SC D_GWh_Before Competition Groups_Energy Star Torchiere
Residential | Res ¦ Adaptive Thermostat | 2025 | SC D | GWh | Before Competition Groups | 43.755 | 0 | 0 | 1535.1347 | 0.028502 | 10 | Residential_2025_SC D_GWh_Before Competition Groups_10 | Adaptive Thermostat | 2.85% | 0 | 43.755 | Residential_2025_SC D_GWh_Before Competition Groups_Adaptive Thermostat
Residential | Res ¦ Comprehensive Draft Proofing | 2025 | SC D | GWh | Before Competition Groups | 31.6981 | 0 | 0 | 1535.1347 | 0.020648 | 11 | Residential_2025_SC D_GWh_Before Competition Groups_11 | Comprehensive Draft Proofing | 2.065% | 0 | 31.6981 | Residential_2025_SC D_GWh_Before Competition Groups_Comprehensive Draft Proofing
Residential | Res ¦ Basement Wall Insulation | 2025 | SC D | GWh | Before Competition Groups | 27.03 | 0 | 0 | 1535.1347 | 0.017608 | 12 | Residential_2025_SC D_GWh_Before Competition Groups_12 | Basement Wall Insulation | 1.761% | 0 | 27.03 | Residential_2025_SC D_GWh_Before Competition Groups_Basement Wall Insulation
Residential | Res ¦ LED Exterior Area Lights - LED Fixture (200W) | 2025 | SC D | GWh | Before Competition Groups | 23.2874 | 0 | 0 | 1535.1347 | 0.01517 | 13 | Residential_2025_SC D_GWh_Before Competition Groups_13 | LED Exterior Area Lights - LED Fixture (200W) | 1.517% | 0 | 23.2874 | Residential_2025_SC D_GWh_Before Competition Groups_LED Exterior Area Lights - LED Fixture (200W)
Residential | Res ¦ Occupancy Sensors MF | 2025 | SC D | GWh | Before Competition Groups | 22.3384 | 0 | 0 | 1535.1347 | 0.014551 | 14 | Residential_2025_SC D_GWh_Before Competition Groups_14 | Occupancy Sensors MF | 1.455% | 0 | 22.3384 | Residential_2025_SC D_GWh_Before Competition Groups_Occupancy Sensors MF
Residential | Res ¦ Energy Star Air Source Heat Pump | 2025 | SC D | GWh | Before Competition Groups | 20.9029 | 0 | 0 | 1535.1347 | 0.013616 | 15 | Residential_2025_SC D_GWh_Before Competition Groups_15 | Energy Star Air Source Heat Pump | 1.362% | 0 | 20.9029 | Residential_2025_SC D_GWh_Before Competition Groups_Energy Star Air Source Heat Pump
Residential | Res ¦ Air Sealing | 2025 | SC D | GWh | Before Competition Groups | 20.1731 | 0 | 0 | 1535.1347 | 0.013141 | 16 | Residential_2025_SC D_GWh_Before Competition Groups_16 | Air Sealing | 1.314% | 0 | 20.1731 | Residential_2025_SC D_GWh_Before Competition Groups_Air Sealing
Residential | Res ¦ LED Tube Re-Lamp | 2025 | SC D | GWh | Before Competition Groups | 18.8453 | 0 | 0 | 1535.1347 | 0.012276 | 17 | Residential_2025_SC D_GWh_Before Competition Groups_17 | LED Tube Re-Lamp | 1.228% | 0 | 18.8453 | Residential_2025_SC D_GWh_Before Competition Groups_LED Tube Re-Lamp
Residential | Res ¦ Energy Star Light Fixture | 2025 | SC D | GWh | Before Competition Groups | 17.5331 | 0 | 0 | 1535.1347 | 0.011421 | 18 | Residential_2025_SC D_GWh_Before Competition Groups_18 | Energy Star Light Fixture | 1.142% | 0 | 17.5331 | Residential_2025_SC D_GWh_Before Competition Groups_Energy Star Light Fixture
Residential | Res ¦ Energy Star Clothes Dryer | 2025 | SC D | GWh | Before Competition Groups | 16.3461 | 0 | 0 | 1535.1347 | 0.010648 | 19 | Residential_2025_SC D_GWh_Before Competition Groups_19 | Energy Star Clothes Dryer | 1.065% | 0 | 16.3461 | Residential_2025_SC D_GWh_Before Competition Groups_Energy Star Clothes Dryer
Residential | Res ¦ Energy Star Room Air Conditioner | 2025 | SC D | GWh | Before Competition Groups | 14.6179 | 0 | 0 | 1535.1347 | 0.0095223 | 20 | Residential_2025_SC D_GWh_Before Competition Groups_20 | Energy Star Room Air Conditioner | 0.9522% | 0 | 14.6179 | Residential_2025_SC D_GWh_Before Competition Groups_Energy Star Room Air Conditioner
Residential | Res ¦ ENERGY STAR LED LAMPS (REFLECTOR LAMPs/MR16/PAR 16) | 2025 | SC D | GWh | Before Competition Groups | 12.4648 | 0 | 0 | 1535.1347 | 0.0081197 | 21 | Residential_2025_SC D_GWh_Before Competition Groups_21 | ENERGY STAR LED LAMPS (REFLECTOR LAMPs/MR16/PAR 16) | 0.812% | 0 | 12.4648 | Residential_2025_SC D_GWh_Before Competition Groups_ENERGY STAR LED LAMPS (REFLECTOR LAMPs/MR16/PAR 16)
Residential | Res ¦ Attic Insulation | 2025 | SC D | GWh | Before Competition Groups | 11.9743 | 0 | 0 | 1535.1347 | 0.0078002 | 22 | Residential_2025_SC D_GWh_Before Competition Groups_22 | Attic Insulation | 0.78% | 0 | 11.9743 | Residential_2025_SC D_GWh_Before Competition Groups_Attic Insulation
Residential | Res ¦ Minimize Hot and Warm Clothes Wash | 2025 | SC D | GWh | Before Competition Groups | 11.0164 | 0 | 0 | 1535.1347 | 0.0071762 | 23 | Residential_2025_SC D_GWh_Before Competition Groups_23 | Minimize Hot and Warm Clothes Wash | 0.7176% | 0 | 11.0164 | Residential_2025_SC D_GWh_Before Competition Groups_Minimize Hot and Warm Clothes Wash
Residential | Res ¦ Refrigerator Recycling | 2025 | SC D | GWh | Before Competition Groups | 10.8973 | 0 | 0 | 1535.1347 | 0.0070986 | 24 | Residential_2025_SC D_GWh_Before Competition Groups_24 | Refrigerator Recycling | 0.7099% | 0 | 10.8973 | Residential_2025_SC D_GWh_Before Competition Groups_Refrigerator Recycling
Residential | Res ¦ Outside Air Economizer | 2025 | SC D | GWh | Before Competition Groups | 10.2248 | 0 | 0 | 1535.1347 | 0.0066605 | 25 | Residential_2025_SC D_GWh_Before Competition Groups_25 | Outside Air Economizer | 0.6661% | 0 | 10.2248 | Residential_2025_SC D_GWh_Before Competition Groups_Outside Air Economizer
Residential | Res ¦ Advanced BAS/Controllers | 2025 | SC D | GWh | Before Competition Groups | 10.2228 | 0 | 0 | 1535.1347 | 0.0066592 | 26 | Residential_2025_SC D_GWh_Before Competition Groups_26 | Advanced BAS/Controllers | 0.6659% | 0 | 10.2228 | Residential_2025_SC D_GWh_Before Competition Groups_Advanced BAS/Controllers
Residential | Res ¦ Furnace Whistle | 2025 | SC D | GWh | Before Competition Groups | 8.8028 | 0 | 0 | 1535.1347 | 0.0057342 | 27 | Residential_2025_SC D_GWh_Before Competition Groups_27 | Furnace Whistle | 0.5734% | 0 | 8.8028 | Residential_2025_SC D_GWh_Before Competition Groups_Furnace Whistle
Residential | Res ¦ High Efficiency Chiller (avg of water and air cooled) | 2025 | SC D | GWh | Before Competition Groups | 7.3907 | 0 | 0 | 1535.1347 | 0.0048143 | 28 | Residential_2025_SC D_GWh_Before Competition Groups_28 | High Efficiency Chiller (avg of water and air cooled) | 0.4814% | 0 | 7.3907 | Residential_2025_SC D_GWh_Before Competition Groups_High Efficiency Chiller (avg of water and air cooled)
Residential | Res ¦ Energy Star Freezer | 2025 | SC D | GWh | Before Competition Groups | 5.1386 | 0 | 0 | 1535.1347 | 0.0033474 | 29 | Residential_2025_SC D_GWh_Before Competition Groups_29 | Energy Star Freezer | 0.3347% | 0 | 5.1386 | Residential_2025_SC D_GWh_Before Competition Groups_Energy Star Freezer
Residential | Res ¦ Home Energy Reports | 2025 | SC D | GWh | Before Competition Groups | 4.4803 | 0 | 0 | 1535.1347 | 0.0029185 | 30 | Residential_2025_SC D_GWh_Before Competition Groups_30 | Home Energy Reports | 0.2918% | 0 | 4.4803 | Residential_2025_SC D_GWh_Before Competition Groups_Home Energy Reports
Residential | Res ¦ ENERGY STAR LED Lamps (General Service Lamps) | 2025 | SC D | GWh | Before Competition Groups | 2.9135 | 0 | 0 | 1535.1347 | 0.0018979 | 31 | Residential_2025_SC D_GWh_Before Competition Groups_31 | ENERGY STAR LED Lamps (General Service Lamps) | 0.1898% | 0 | 2.9135 | Residential_2025_SC D_GWh_Before Competition Groups_ENERGY STAR LED Lamps (General Service Lamps)
Residential | Res ¦ Variable Frequency Drive (VFD) | 2025 | SC D | GWh | Before Competition Groups | 2.7712 | 0 | 0 | 1535.1347 | 0.0018052 | 32 | Residential_2025_SC D_GWh_Before Competition Groups_32 | Variable Frequency Drive (VFD) | 0.1805% | 0 | 2.7712 | Residential_2025_SC D_GWh_Before Competition Groups_Variable Frequency Drive (VFD)
Residential | Res ¦ Water Heater Temperature Setback | 2025 | SC D | GWh | Before Competition Groups | 2.49 | 0 | 0 | 1535.1347 | 0.001622 | 33 | Residential_2025_SC D_GWh_Before Competition Groups_33 | Water Heater Temperature Setback | 0.1622% | 0 | 2.49 | Residential_2025_SC D_GWh_Before Competition Groups_Water Heater Temperature Setback
Residential | Res ¦ CO Sensors for parking garage exhaust fans | 2025 | SC D | GWh | Before Competition Groups | 2.3594 | 0 | 0 | 1535.1347 | 0.0015369 | 34 | Residential_2025_SC D_GWh_Before Competition Groups_34 | CO Sensors for parking garage exhaust fans | 0.1537% | 0 | 2.3594 | Residential_2025_SC D_GWh_Before Competition Groups_CO Sensors for parking garage exhaust fans
Residential | Res ¦ Demand Control Ventilation | 2025 | SC D | GWh | Before Competition Groups | 1.8686 | 0 | 0 | 1535.1347 | 0.0012172 | 35 | Residential_2025_SC D_GWh_Before Competition Groups_35 | Demand Control Ventilation | 0.1217% | 0 | 1.8686 | Residential_2025_SC D_GWh_Before Competition Groups_Demand Control Ventilation
Residential | Res ¦ Clothes Drying Racks | 2025 | SC D | GWh | Before Competition Groups | 1.1672 | 0 | 0 | 1535.1347 | 0.0007603 | 36 | Residential_2025_SC D_GWh_Before Competition Groups_36 | Clothes Drying Racks | 0.07603% | 0 | 1.1672 | Residential_2025_SC D_GWh_Before Competition Groups_Clothes Drying Racks
Residential | Res ¦ Energy Star Dehumidifier | 2025 | SC D | GWh | Before Competition Groups | 1.0342 | 0 | 0 | 1535.1347 | 0.00067367 | 37 | Residential_2025_SC D_GWh_Before Competition Groups_37 | Energy Star Dehumidifier | 0.06737% | 0 | 1.0342 | Residential_2025_SC D_GWh_Before Competition Groups_Energy Star Dehumidifier
Residential | Res ¦ Floor Insulation | 2025 | SC D | GWh | Before Competition Groups | 0.84758 | 0 | 0 | 1535.1347 | 0.00055212 | 38 | Residential_2025_SC D_GWh_Before Competition Groups_38 | Floor Insulation | 0.05521% | 0 | 0.84758 | Residential_2025_SC D_GWh_Before Competition Groups_Floor Insulation
Residential | Res ¦ Condensing Make Up Air Unit | 2025 | SC D | GWh | Before Competition Groups | 0.81149 | 0 | 0 | 1535.1347 | 0.00052861 | 39 | Residential_2025_SC D_GWh_Before Competition Groups_39 | Condensing Make Up Air Unit | 0.05286% | 0 | 0.81149 | Residential_2025_SC D_GWh_Before Competition Groups_Condensing Make Up Air Unit
Residential | Res ¦ VFD on Pumps | 2025 | SC D | GWh | Before Competition Groups | 0.78025 | 0 | 0 | 1535.1347 | 0.00050826 | 40 | Residential_2025_SC D_GWh_Before Competition Groups_40 | VFD on Pumps | 0.05083% | 0 | 0.78025 | Residential_2025_SC D_GWh_Before Competition Groups_VFD on Pumps
Residential | Res ¦ Duct Insulation | 2025 | SC D | GWh | Before Competition Groups | 0.45101 | 0 | 0 | 1535.1347 | 0.00029379 | 41 | Residential_2025_SC D_GWh_Before Competition Groups_41 | Duct Insulation | 0.02938% | 0 | 0.45101 | Residential_2025_SC D_GWh_Before Competition Groups_Duct Insulation
Residential | Res ¦ ECM MOTORS FOR HVAC APPLICATION (FAN-POWERED VAV BOX) | 2025 | SC D | GWh | Before Competition Groups | 0.44399 | 0 | 0 | 1535.1347 | 0.00028922 | 42 | Residential_2025_SC D_GWh_Before Competition Groups_42 | ECM MOTORS FOR HVAC APPLICATION (FAN-POWERED VAV BOX) | 0.02892% | 0 | 0.44399 | Residential_2025_SC D_GWh_Before Competition Groups_ECM MOTORS FOR HVAC APPLICATION (FAN-POWERED VAV BOX)
Residential | Res ¦ Tankless Water Heater | 2025 | SC D | GWh | Before Competition Groups | 0.29191 | 0 | 0 | 1535.1347 | 0.00019015 | 43 | Residential_2025_SC D_GWh_Before Competition Groups_43 | Tankless Water Heater | 0.01902% | 0 | 0.29191 | Residential_2025_SC D_GWh_Before Competition Groups_Tankless Water Heater
Residential | Res ¦ Heat Recovery Ventilator | 2025 | SC D | GWh | Before Competition Groups | 0.27989 | 0 | 0 | 1535.1347 | 0.00018232 | 44 | Residential_2025_SC D_GWh_Before Competition Groups_44 | Heat Recovery Ventilator | 0.01823% | 0 | 0.27989 | Residential_2025_SC D_GWh_Before Competition Groups_Heat Recovery Ventilator
Residential | Res ¦ Duct Insulation MF | 2025 | SC D | GWh | Before Competition Groups | 0.26254 | 0 | 0 | 1535.1347 | 0.00017102 | 45 | Residential_2025_SC D_GWh_Before Competition Groups_45 | Duct Insulation MF | 0.0171% | 0 | 0.26254 | Residential_2025_SC D_GWh_Before Competition Groups_Duct Insulation MF
Residential | Res ¦ Beverage Vending Machine Controls | 2025 | SC D | GWh | Before Competition Groups | 0.25675 | 0 | 0 | 1535.1347 | 0.00016725 | 46 | Residential_2025_SC D_GWh_Before Competition Groups_46 | Beverage Vending Machine Controls | 0.01673% | 0 | 0.25675 | Residential_2025_SC D_GWh_Before Competition Groups_Beverage Vending Machine Controls
Residential | Res ¦ Chilled Water Optimization | 2025 | SC D | GWh | Before Competition Groups | 0.067149 | 0 | 0 | 1535.1347 | 4.3742e-05 | 47 | Residential_2025_SC D_GWh_Before Competition Groups_47 | Chilled Water Optimization | 0.004374% | 0 | 0.067149 | Residential_2025_SC D_GWh_Before Competition Groups_Chilled Water Optimization
Residential | Res ¦ LED High Bay Fixture | 2025 | SC D | GWh | Before Competition Groups | 0.03367 | 0 | 0 | 1535.1347 | 2.1933e-05 | 48 | Residential_2025_SC D_GWh_Before Competition Groups_48 | LED High Bay Fixture | 0.002193% | 0 | 0.03367 | Residential_2025_SC D_GWh_Before Competition Groups_LED High Bay Fixture
Residential | Res ¦ Wall Insulation MF | 2025 | SC D | GWh | Before Competition Groups | 0.0032555 | 0 | 0 | 1535.1347 | 2.1207e-06 | 49 | Residential_2025_SC D_GWh_Before Competition Groups_49 | Wall Insulation MF | 0.0002121% | 0 | 0.0032555 | Residential_2025_SC D_GWh_Before Competition Groups_Wall Insulation MF
Residential | Res ¦ Wall Insulation | 2025 | SC D | GWh | Before Competition Groups | 0.0030609 | 0 | 0 | 1535.1347 | 1.9939e-06 | 50 | Residential_2025_SC D_GWh_Before Competition Groups_50 | Wall Insulation | 0.0001994% | 0 | 0.0030609 | Residential_2025_SC D_GWh_Before Competition Groups_Wall Insulation
Residential | Res ¦ Freezer Recycling | 2025 | SC D | GWh | Before Competition Groups | 0.0011207 | 0 | 0 | 1535.1347 | 7.3007e-07 | 51 | Residential_2025_SC D_GWh_Before Competition Groups_51 | Freezer Recycling | 7.301e-05% | 0 | 0.0011207 | Residential_2025_SC D_GWh_Before Competition Groups_Freezer Recycling
Residential | Res ¦ LED Downlight | 2025 | SC D | GWh | Before Competition Groups | 0 | 0 | 0 | 1535.1347 | 0 | 52 | Residential_2025_SC D_GWh_Before Competition Groups_52 | LED Downlight | 0% | 0 | 0 | Residential_2025_SC D_GWh_Before Competition Groups_LED Downlight
Residential | Res ¦ Smart Burners | 2025 | SC D | GWh | Before Competition Groups | 0 | 0 | 0 | 1535.1347 | 0 | 53 | Residential_2025_SC D_GWh_Before Competition Groups_53 | Smart Burners | 0% | 0 | 0 | Residential_2025_SC D_GWh_Before Competition Groups_Smart Burners
Residential | Res ¦ Smart Power Bar | 2025 | SC D | GWh | Before Competition Groups | 0 | 0 | 0 | 1535.1347 | 0 | 54 | Residential_2025_SC D_GWh_Before Competition Groups_54 | Smart Power Bar | 0% | 0 | 0 | Residential_2025_SC D_GWh_Before Competition Groups_Smart Power Bar
Residential | Res ¦ Energy Star A Line, PAR, MR Lamps | 2025 | Technical | GWh | Before Competition Groups | 1723.5202 | 0 | 0 | 17972.0491 | 0.0959 | 1 | Residential_2025_Technical_GWh_Before Competition Groups_1 | Energy Star A Line, PAR, MR Lamps | 9.59% | 0 | 1723.5202 | Residential_2025_Technical_GWh_Before Competition Groups_Energy Star A Line, PAR, MR Lamps
Residential | Res ¦ Energy Star LED Bulbs General Purpose LEDs | 2025 | Technical | GWh | Before Competition Groups | 1713.6604 | 0 | 0 | 17972.0491 | 0.095351 | 2 | Residential_2025_Technical_GWh_Before Competition Groups_2 | Energy Star LED Bulbs General Purpose LEDs | 9.535% | 0 | 1713.6604 | Residential_2025_Technical_GWh_Before Competition Groups_Energy Star LED Bulbs General Purpose LEDs
Residential | Res ¦ Energy Star LED Specialty Bulbs | 2025 | Technical | GWh | Before Competition Groups | 1571.0072 | 0 | 0 | 17972.0491 | 0.087414 | 3 | Residential_2025_Technical_GWh_Before Competition Groups_3 | Energy Star LED Specialty Bulbs | 8.741% | 0 | 1571.0072 | Residential_2025_Technical_GWh_Before Competition Groups_Energy Star LED Specialty Bulbs
Residential | Res ¦ Smart Power Bar | 2025 | Technical | GWh | Before Competition Groups | 1478.2551 | 0 | 0 | 17972.0491 | 0.082253 | 4 | Residential_2025_Technical_GWh_Before Competition Groups_4 | Smart Power Bar | 8.225% | 0 | 1478.2551 | Residential_2025_Technical_GWh_Before Competition Groups_Smart Power Bar
Residential | Res ¦ Networked/ Connected - Indoor LED Lamp | 2025 | Technical | GWh | Before Competition Groups | 1066.2941 | 0 | 0 | 17972.0491 | 0.059331 | 5 | Residential_2025_Technical_GWh_Before Competition Groups_5 | Networked/ Connected - Indoor LED Lamp | 5.933% | 0 | 1066.2941 | Residential_2025_Technical_GWh_Before Competition Groups_Networked/ Connected - Indoor LED Lamp
Residential | Res ¦ Adaptive Thermostat | 2025 | Technical | GWh | Before Competition Groups | 655.9782 | 0 | 0 | 17972.0491 | 0.0365 | 6 | Residential_2025_Technical_GWh_Before Competition Groups_6 | Adaptive Thermostat | 3.65% | 0 | 655.9782 | Residential_2025_Technical_GWh_Before Competition Groups_Adaptive Thermostat
Residential | Res ¦ Air Sealing | 2025 | Technical | GWh | Before Competition Groups | 531.7267 | 0 | 0 | 17972.0491 | 0.029586 | 7 | Residential_2025_Technical_GWh_Before Competition Groups_7 | Air Sealing | 2.959% | 0 | 531.7267 | Residential_2025_Technical_GWh_Before Competition Groups_Air Sealing
Residential | Res ¦ Energy Star Refrigerator | 2025 | Technical | GWh | Before Competition Groups | 475.8506 | 0 | 0 | 17972.0491 | 0.026477 | 8 | Residential_2025_Technical_GWh_Before Competition Groups_8 | Energy Star Refrigerator | 2.648% | 0 | 475.8506 | Residential_2025_Technical_GWh_Before Competition Groups_Energy Star Refrigerator
Residential | Res ¦ Energy Star Clothes Washer | 2025 | Technical | GWh | Before Competition Groups | 406.4077 | 0 | 0 | 17972.0491 | 0.022613 | 9 | Residential_2025_Technical_GWh_Before Competition Groups_9 | Energy Star Clothes Washer | 2.261% | 0 | 406.4077 | Residential_2025_Technical_GWh_Before Competition Groups_Energy Star Clothes Washer
Residential | Res ¦ Energy Star Central Air Conditioner | 2025 | Technical | GWh | Before Competition Groups | 403.3751 | 0 | 0 | 17972.0491 | 0.022445 | 10 | Residential_2025_Technical_GWh_Before Competition Groups_10 | Energy Star Central Air Conditioner | 2.244% | 0 | 403.3751 | Residential_2025_Technical_GWh_Before Competition Groups_Energy Star Central Air Conditioner
Residential | Res ¦ Smart Burners | 2025 | Technical | GWh | Before Competition Groups | 401.2689 | 0 | 0 | 17972.0491 | 0.022327 | 11 | Residential_2025_Technical_GWh_Before Competition Groups_11 | Smart Burners | 2.233% | 0 | 401.2689 | Residential_2025_Technical_GWh_Before Competition Groups_Smart Burners
Residential | Res ¦ Variable Speed Pool Pump Motor | 2025 | Technical | GWh | Before Competition Groups | 390.4859 | 0 | 0 | 17972.0491 | 0.021727 | 12 | Residential_2025_Technical_GWh_Before Competition Groups_12 | Variable Speed Pool Pump Motor | 2.173% | 0 | 390.4859 | Residential_2025_Technical_GWh_Before Competition Groups_Variable Speed Pool Pump Motor
Residential | Res ¦ Energy Star Ground Source Heat Pump | 2025 | Technical | GWh | Before Competition Groups | 362.672 | 0 | 0 | 17972.0491 | 0.02018 | 13 | Residential_2025_Technical_GWh_Before Competition Groups_13 | Energy Star Ground Source Heat Pump | 2.018% | 0 | 362.672 | Residential_2025_Technical_GWh_Before Competition Groups_Energy Star Ground Source Heat Pump
Residential | Res ¦ Ductless Mini-Split Heat Pump | 2025 | Technical | GWh | Before Competition Groups | 359.3066 | 0 | 0 | 17972.0491 | 0.019993 | 14 | Residential_2025_Technical_GWh_Before Competition Groups_14 | Ductless Mini-Split Heat Pump | 1.999% | 0 | 359.3066 | Residential_2025_Technical_GWh_Before Competition Groups_Ductless Mini-Split Heat Pump
Residential | Res ¦ Car Block Heater Timer | 2025 | Technical | GWh | Before Competition Groups | 338.7223 | 0 | 0 | 17972.0491 | 0.018847 | 15 | Residential_2025_Technical_GWh_Before Competition Groups_15 | Car Block Heater Timer | 1.885% | 0 | 338.7223 | Residential_2025_Technical_GWh_Before Competition Groups_Car Block Heater Timer
Residential | Res ¦ Heat Pump Clothes Dryer | 2025 | Technical | GWh | Before Competition Groups | 337.2821 | 0 | 0 | 17972.0491 | 0.018767 | 16 | Residential_2025_Technical_GWh_Before Competition Groups_16 | Heat Pump Clothes Dryer | 1.877% | 0 | 337.2821 | Residential_2025_Technical_GWh_Before Competition Groups_Heat Pump Clothes Dryer
Residential | Res ¦ Passive Attic Ventilation | 2025 | Technical | GWh | Before Competition Groups | 314.8553 | 0 | 0 | 17972.0491 | 0.017519 | 17 | Residential_2025_Technical_GWh_Before Competition Groups_17 | Passive Attic Ventilation | 1.752% | 0 | 314.8553 | Residential_2025_Technical_GWh_Before Competition Groups_Passive Attic Ventilation
Residential | Res ¦ Building Recommissioning, Operations and Maintenance (O&M) Improvements | 2025 | Technical | GWh | Before Competition Groups | 302.6196 | 0 | 0 | 17972.0491 | 0.016838 | 18 | Residential_2025_Technical_GWh_Before Competition Groups_18 | Building Recommissioning, Operations and Maintenance (O&M) Improvements | 1.684% | 0 | 302.6196 | Residential_2025_Technical_GWh_Before Competition Groups_Building Recommissioning, Operations and Maintenance (O&M) Improvements
Residential | Res ¦ Energy Star Light Fixture | 2025 | Technical | GWh | Before Competition Groups | 294.6531 | 0 | 0 | 17972.0491 | 0.016395 | 19 | Residential_2025_Technical_GWh_Before Competition Groups_19 | Energy Star Light Fixture | 1.64% | 0 | 294.6531 | Residential_2025_Technical_GWh_Before Competition Groups_Energy Star Light Fixture
Residential | Res ¦ Energy Star Windows | 2025 | Technical | GWh | Before Competition Groups | 288.3944 | 0 | 0 | 17972.0491 | 0.016047 | 20 | Residential_2025_Technical_GWh_Before Competition Groups_20 | Energy Star Windows | 1.605% | 0 | 288.3944 | Residential_2025_Technical_GWh_Before Competition Groups_Energy Star Windows
Residential | Res ¦ Basement Wall Insulation | 2025 | Technical | GWh | Before Competition Groups | 279.1232 | 0 | 0 | 17972.0491 | 0.015531 | 21 | Residential_2025_Technical_GWh_Before Competition Groups_21 | Basement Wall Insulation | 1.553% | 0 | 279.1232 | Residential_2025_Technical_GWh_Before Competition Groups_Basement Wall Insulation
Residential | Res ¦ Induction Cooking Stove Top | 2025 | Technical | GWh | Before Competition Groups | 247.1817 | 0 | 0 | 17972.0491 | 0.013754 | 22 | Residential_2025_Technical_GWh_Before Competition Groups_22 | Induction Cooking Stove Top | 1.375% | 0 | 247.1817 | Residential_2025_Technical_GWh_Before Competition Groups_Induction Cooking Stove Top
Residential | Res ¦ Basement or Crawlspace Insulation | 2025 | Technical | GWh | Before Competition Groups | 231.7918 | 0 | 0 | 17972.0491 | 0.012897 | 23 | Residential_2025_Technical_GWh_Before Competition Groups_23 | Basement or Crawlspace Insulation | 1.29% | 0 | 231.7918 | Residential_2025_Technical_GWh_Before Competition Groups_Basement or Crawlspace Insulation
Residential | Res ¦ Attic Insulation | 2025 | Technical | GWh | Before Competition Groups | 215.3256 | 0 | 0 | 17972.0491 | 0.011981 | 24 | Residential_2025_Technical_GWh_Before Competition Groups_24 | Attic Insulation | 1.198% | 0 | 215.3256 | Residential_2025_Technical_GWh_Before Competition Groups_Attic Insulation
Residential | Res ¦ Energy Star Air Source Heat Pump | 2025 | Technical | GWh | Before Competition Groups | 205.4603 | 0 | 0 | 17972.0491 | 0.011432 | 25 | Residential_2025_Technical_GWh_Before Competition Groups_25 | Energy Star Air Source Heat Pump | 1.143% | 0 | 205.4603 | Residential_2025_Technical_GWh_Before Competition Groups_Energy Star Air Source Heat Pump
Residential | Res ¦ Energy Star Torchiere | 2025 | Technical | GWh | Before Competition Groups | 204.3826 | 0 | 0 | 17972.0491 | 0.011372 | 26 | Residential_2025_Technical_GWh_Before Competition Groups_26 | Energy Star Torchiere | 1.137% | 0 | 204.3826 | Residential_2025_Technical_GWh_Before Competition Groups_Energy Star Torchiere
Residential | Res ¦ Energy Star Clothes Dryer | 2025 | Technical | GWh | Before Competition Groups | 192.6449 | 0 | 0 | 17972.0491 | 0.010719 | 27 | Residential_2025_Technical_GWh_Before Competition Groups_27 | Energy Star Clothes Dryer | 1.072% | 0 | 192.6449 | Residential_2025_Technical_GWh_Before Competition Groups_Energy Star Clothes Dryer
Residential | Res ¦ Ductless Mini-Split Air Conditioner | 2025 | Technical | GWh | Before Competition Groups | 191.8275 | 0 | 0 | 17972.0491 | 0.010674 | 28 | Residential_2025_Technical_GWh_Before Competition Groups_28 | Ductless Mini-Split Air Conditioner | 1.067% | 0 | 191.8275 | Residential_2025_Technical_GWh_Before Competition Groups_Ductless Mini-Split Air Conditioner
Residential | Res ¦ Wall Insulation | 2025 | Technical | GWh | Before Competition Groups | 168.2352 | 0 | 0 | 17972.0491 | 0.0093609 | 29 | Residential_2025_Technical_GWh_Before Competition Groups_29 | Wall Insulation | 0.9361% | 0 | 168.2352 | Residential_2025_Technical_GWh_Before Competition Groups_Wall Insulation
Residential | Res ¦ Comprehensive Draft Proofing | 2025 | Technical | GWh | Before Competition Groups | 153.916 | 0 | 0 | 17972.0491 | 0.0085642 | 30 | Residential_2025_Technical_GWh_Before Competition Groups_30 | Comprehensive Draft Proofing | 0.8564% | 0 | 153.916 | Residential_2025_Technical_GWh_Before Competition Groups_Comprehensive Draft Proofing
Residential | Res ¦ Heavy Duty Outdoor/Holiday Plug-in Timers | 2025 | Technical | GWh | Before Competition Groups | 132.1141 | 0 | 0 | 17972.0491 | 0.0073511 | 31 | Residential_2025_Technical_GWh_Before Competition Groups_31 | Heavy Duty Outdoor/Holiday Plug-in Timers | 0.7351% | 0 | 132.1141 | Residential_2025_Technical_GWh_Before Competition Groups_Heavy Duty Outdoor/Holiday Plug-in Timers
Residential | Res ¦ Furnace with ECM | 2025 | Technical | GWh | Before Competition Groups | 115.9714 | 0 | 0 | 17972.0491 | 0.0064529 | 32 | Residential_2025_Technical_GWh_Before Competition Groups_32 | Furnace with ECM | 0.6453% | 0 | 115.9714 | Residential_2025_Technical_GWh_Before Competition Groups_Furnace with ECM
Residential | Res ¦ Radiant Barrier | 2025 | Technical | GWh | Before Competition Groups | 107.6654 | 0 | 0 | 17972.0491 | 0.0059907 | 33 | Residential_2025_Technical_GWh_Before Competition Groups_33 | Radiant Barrier | 0.5991% | 0 | 107.6654 | Residential_2025_Technical_GWh_Before Competition Groups_Radiant Barrier
Residential | Res ¦ Lighting Motion Sensors, Timers, Dimmers | 2025 | Technical | GWh | Before Competition Groups | 102.3206 | 0 | 0 | 17972.0491 | 0.0056933 | 34 | Residential_2025_Technical_GWh_Before Competition Groups_34 | Lighting Motion Sensors, Timers, Dimmers | 0.5693% | 0 | 102.3206 | Residential_2025_Technical_GWh_Before Competition Groups_Lighting Motion Sensors, Timers, Dimmers
Residential | Res ¦ Occupancy Sensors MF | 2025 | Technical | GWh | Before Competition Groups | 87.5813 | 0 | 0 | 17972.0491 | 0.0048732 | 35 | Residential_2025_Technical_GWh_Before Competition Groups_35 | Occupancy Sensors MF | 0.4873% | 0 | 87.5813 | Residential_2025_Technical_GWh_Before Competition Groups_Occupancy Sensors MF
Residential | Res ¦ Variable Refrigerant Flow Heat Pump | 2025 | Technical | GWh | Before Competition Groups | 87.4453 | 0 | 0 | 17972.0491 | 0.0048656 | 36 | Residential_2025_Technical_GWh_Before Competition Groups_36 | Variable Refrigerant Flow Heat Pump | 0.4866% | 0 | 87.4453 | Residential_2025_Technical_GWh_Before Competition Groups_Variable Refrigerant Flow Heat Pump
Residential | Res ¦ Ceiling Insulation | 2025 | Technical | GWh | Before Competition Groups | 84.3318 | 0 | 0 | 17972.0491 | 0.0046924 | 37 | Residential_2025_Technical_GWh_Before Competition Groups_37 | Ceiling Insulation | 0.4692% | 0 | 84.3318 | Residential_2025_Technical_GWh_Before Competition Groups_Ceiling Insulation
Residential | Res ¦ Window Film | 2025 | Technical | GWh | Before Competition Groups | 82.6491 | 0 | 0 | 17972.0491 | 0.0045988 | 38 | Residential_2025_Technical_GWh_Before Competition Groups_38 | Window Film | 0.4599% | 0 | 82.6491 | Residential_2025_Technical_GWh_Before Competition Groups_Window Film
Residential | Res ¦ Networked/ Connected - Indoor LED Luminaire | 2025 | Technical | GWh | Before Competition Groups | 79.5749 | 0 | 0 | 17972.0491 | 0.0044277 | 39 | Residential_2025_Technical_GWh_Before Competition Groups_39 | Networked/ Connected - Indoor LED Luminaire | 0.4428% | 0 | 79.5749 | Residential_2025_Technical_GWh_Before Competition Groups_Networked/ Connected - Indoor LED Luminaire
Residential | Res ¦ Refrigerator Recycling | 2025 | Technical | GWh | Before Competition Groups | 79.3269 | 0 | 0 | 17972.0491 | 0.0044139 | 40 | Residential_2025_Technical_GWh_Before Competition Groups_40 | Refrigerator Recycling | 0.4414% | 0 | 79.3269 | Residential_2025_Technical_GWh_Before Competition Groups_Refrigerator Recycling
Residential | Res ¦ LED Parking Lot Fixture | 2025 | Technical | GWh | Before Competition Groups | 79.297 | 0 | 0 | 17972.0491 | 0.0044122 | 41 | Residential_2025_Technical_GWh_Before Competition Groups_41 | LED Parking Lot Fixture | 0.4412% | 0 | 79.297 | Residential_2025_Technical_GWh_Before Competition Groups_LED Parking Lot Fixture
Residential | Res ¦ LED Downlight | 2025 | Technical | GWh | Before Competition Groups | 75.1592 | 0 | 0 | 17972.0491 | 0.004182 | 42 | Residential_2025_Technical_GWh_Before Competition Groups_42 | LED Downlight | 0.4182% | 0 | 75.1592 | Residential_2025_Technical_GWh_Before Competition Groups_LED Downlight
Residential | Res ¦ Energy Star Room Air Conditioner | 2025 | Technical | GWh | Before Competition Groups | 74.1854 | 0 | 0 | 17972.0491 | 0.0041278 | 43 | Residential_2025_Technical_GWh_Before Competition Groups_43 | Energy Star Room Air Conditioner | 0.4128% | 0 | 74.1854 | Residential_2025_Technical_GWh_Before Competition Groups_Energy Star Room Air Conditioner
Residential | Res ¦ Clothes Drying Racks | 2025 | Technical | GWh | Before Competition Groups | 72.4369 | 0 | 0 | 17972.0491 | 0.0040305 | 44 | Residential_2025_Technical_GWh_Before Competition Groups_44 | Clothes Drying Racks | 0.4031% | 0 | 72.4369 | Residential_2025_Technical_GWh_Before Competition Groups_Clothes Drying Racks
Residential | Res ¦ Freezer Recycling | 2025 | Technical | GWh | Before Competition Groups | 69.6043 | 0 | 0 | 17972.0491 | 0.0038729 | 45 | Residential_2025_Technical_GWh_Before Competition Groups_45 | Freezer Recycling | 0.3873% | 0 | 69.6043 | Residential_2025_Technical_GWh_Before Competition Groups_Freezer Recycling
Residential | Res ¦ Duct Insulation | 2025 | Technical | GWh | Before Competition Groups | 69.3272 | 0 | 0 | 17972.0491 | 0.0038575 | 46 | Residential_2025_Technical_GWh_Before Competition Groups_46 | Duct Insulation | 0.3857% | 0 | 69.3272 | Residential_2025_Technical_GWh_Before Competition Groups_Duct Insulation
Residential | Res ¦ Solar Powered Attic Fan | 2025 | Technical | GWh | Before Competition Groups | 60.7601 | 0 | 0 | 17972.0491 | 0.0033808 | 47 | Residential_2025_Technical_GWh_Before Competition Groups_47 | Solar Powered Attic Fan | 0.3381% | 0 | 60.7601 | Residential_2025_Technical_GWh_Before Competition Groups_Solar Powered Attic Fan
Residential | Res ¦ Floor Insulation | 2025 | Technical | GWh | Before Competition Groups | 56.4337 | 0 | 0 | 17972.0491 | 0.0031401 | 48 | Residential_2025_Technical_GWh_Before Competition Groups_48 | Floor Insulation | 0.314% | 0 | 56.4337 | Residential_2025_Technical_GWh_Before Competition Groups_Floor Insulation
Residential | Res ¦ Air Source Heat Pump | 2025 | Technical | GWh | Before Competition Groups | 52.8279 | 0 | 0 | 17972.0491 | 0.0029394 | 49 | Residential_2025_Technical_GWh_Before Competition Groups_49 | Air Source Heat Pump | 0.2939% | 0 | 52.8279 | Residential_2025_Technical_GWh_Before Competition Groups_Air Source Heat Pump
Residential | Res ¦ Energy Star Ceiling Fan/Lighting | 2025 | Technical | GWh | Before Competition Groups | 52.1236 | 0 | 0 | 17972.0491 | 0.0029003 | 50 | Residential_2025_Technical_GWh_Before Competition Groups_50 | Energy Star Ceiling Fan/Lighting | 0.29% | 0 | 52.1236 | Residential_2025_Technical_GWh_Before Competition Groups_Energy Star Ceiling Fan/Lighting
Residential | Res ¦ Dehumidifier Recycling | 2025 | Technical | GWh | Before Competition Groups | 48.2649 | 0 | 0 | 17972.0491 | 0.0026856 | 51 | Residential_2025_Technical_GWh_Before Competition Groups_51 | Dehumidifier Recycling | 0.2686% | 0 | 48.2649 | Residential_2025_Technical_GWh_Before Competition Groups_Dehumidifier Recycling
Residential | Res ¦ INTEGRAL LED TROFFERS | 2025 | Technical | GWh | Before Competition Groups | 47.9182 | 0 | 0 | 17972.0491 | 0.0026663 | 52 | Residential_2025_Technical_GWh_Before Competition Groups_52 | INTEGRAL LED TROFFERS | 0.2666% | 0 | 47.9182 | Residential_2025_Technical_GWh_Before Competition Groups_INTEGRAL LED TROFFERS
Residential | Res ¦ Energy Star Freezer | 2025 | Technical | GWh | Before Competition Groups | 45.9332 | 0 | 0 | 17972.0491 | 0.0025558 | 53 | Residential_2025_Technical_GWh_Before Competition Groups_53 | Energy Star Freezer | 0.2556% | 0 | 45.9332 | Residential_2025_Technical_GWh_Before Competition Groups_Energy Star Freezer
Residential | Res ¦ Advanced BAS/Controllers | 2025 | Technical | GWh | Before Competition Groups | 44.292 | 0 | 0 | 17972.0491 | 0.0024645 | 54 | Residential_2025_Technical_GWh_Before Competition Groups_54 | Advanced BAS/Controllers | 0.2464% | 0 | 44.292 | Residential_2025_Technical_GWh_Before Competition Groups_Advanced BAS/Controllers
Residential | Res ¦ Home Energy Reports | 2025 | Technical | GWh | Before Competition Groups | 44.2387 | 0 | 0 | 17972.0491 | 0.0024615 | 55 | Residential_2025_Technical_GWh_Before Competition Groups_55 | Home Energy Reports | 0.2462% | 0 | 44.2387 | Residential_2025_Technical_GWh_Before Competition Groups_Home Energy Reports
Residential | Res ¦ Minimize Hot and Warm Clothes Wash | 2025 | Technical | GWh | Before Competition Groups | 38.7157 | 0 | 0 | 17972.0491 | 0.0021542 | 56 | Residential_2025_Technical_GWh_Before Competition Groups_56 | Minimize Hot and Warm Clothes Wash | 0.2154% | 0 | 38.7157 | Residential_2025_Technical_GWh_Before Competition Groups_Minimize Hot and Warm Clothes Wash
Residential | Res ¦ Furnace Whistle | 2025 | Technical | GWh | Before Competition Groups | 38.1396 | 0 | 0 | 17972.0491 | 0.0021222 | 57 | Residential_2025_Technical_GWh_Before Competition Groups_57 | Furnace Whistle | 0.2122% | 0 | 38.1396 | Residential_2025_Technical_GWh_Before Competition Groups_Furnace Whistle
Residential | Res ¦ Heat Pump Water Heater | 2025 | Technical | GWh | Before Competition Groups | 36.4438 | 0 | 0 | 17972.0491 | 0.0020278 | 58 | Residential_2025_Technical_GWh_Before Competition Groups_58 | Heat Pump Water Heater | 0.2028% | 0 | 36.4438 | Residential_2025_Technical_GWh_Before Competition Groups_Heat Pump Water Heater
Residential | Res ¦ LED Exterior Area Lights - LED Fixture (200W) | 2025 | Technical | GWh | Before Competition Groups | 36.4319 | 0 | 0 | 17972.0491 | 0.0020271 | 59 | Residential_2025_Technical_GWh_Before Competition Groups_59 | LED Exterior Area Lights - LED Fixture (200W) | 0.2027% | 0 | 36.4319 | Residential_2025_Technical_GWh_Before Competition Groups_LED Exterior Area Lights - LED Fixture (200W)
Residential | Res ¦ Early Hot Water Heater Replacement | 2025 | Technical | GWh | Before Competition Groups | 34.5471 | 0 | 0 | 17972.0491 | 0.0019223 | 60 | Residential_2025_Technical_GWh_Before Competition Groups_60 | Early Hot Water Heater Replacement | 0.1922% | 0 | 34.5471 | Residential_2025_Technical_GWh_Before Competition Groups_Early Hot Water Heater Replacement
Residential | Res ¦ Tankless Water Heater | 2025 | Technical | GWh | Before Competition Groups | 32.9051 | 0 | 0 | 17972.0491 | 0.0018309 | 61 | Residential_2025_Technical_GWh_Before Competition Groups_61 | Tankless Water Heater | 0.1831% | 0 | 32.9051 | Residential_2025_Technical_GWh_Before Competition Groups_Tankless Water Heater
Residential | Res ¦ Duct Insulation MF | 2025 | Technical | GWh | Before Competition Groups | 30.584 | 0 | 0 | 17972.0491 | 0.0017018 | 62 | Residential_2025_Technical_GWh_Before Competition Groups_62 | Duct Insulation MF | 0.1702% | 0 | 30.584 | Residential_2025_Technical_GWh_Before Competition Groups_Duct Insulation MF
Residential | Res ¦ Energy Star Dehumidifier | 2025 | Technical | GWh | Before Competition Groups | 28.3587 | 0 | 0 | 17972.0491 | 0.0015779 | 63 | Residential_2025_Technical_GWh_Before Competition Groups_63 | Energy Star Dehumidifier | 0.1578% | 0 | 28.3587 | Residential_2025_Technical_GWh_Before Competition Groups_Energy Star Dehumidifier
Residential | Res ¦ Central Air Conditioner Maintenance | 2025 | Technical | GWh | Before Competition Groups | 28.2232 | 0 | 0 | 17972.0491 | 0.0015704 | 64 | Residential_2025_Technical_GWh_Before Competition Groups_64 | Central Air Conditioner Maintenance | 0.157% | 0 | 28.2232 | Residential_2025_Technical_GWh_Before Competition Groups_Central Air Conditioner Maintenance
Residential | Res ¦ Central Lighting Control System | 2025 | Technical | GWh | Before Competition Groups | 27.8315 | 0 | 0 | 17972.0491 | 0.0015486 | 65 | Residential_2025_Technical_GWh_Before Competition Groups_65 | Central Lighting Control System | 0.1549% | 0 | 27.8315 | Residential_2025_Technical_GWh_Before Competition Groups_Central Lighting Control System
Residential | Res ¦ Outside Air Economizer | 2025 | Technical | GWh | Before Competition Groups | 27.1977 | 0 | 0 | 17972.0491 | 0.0015133 | 66 | Residential_2025_Technical_GWh_Before Competition Groups_66 | Outside Air Economizer | 0.1513% | 0 | 27.1977 | Residential_2025_Technical_GWh_Before Competition Groups_Outside Air Economizer
Residential | Res ¦ Drain Water Heat Recovery | 2025 | Technical | GWh | Before Competition Groups | 23.2038 | 0 | 0 | 17972.0491 | 0.0012911 | 67 | Residential_2025_Technical_GWh_Before Competition Groups_67 | Drain Water Heat Recovery | 0.1291% | 0 | 23.2038 | Residential_2025_Technical_GWh_Before Competition Groups_Drain Water Heat Recovery
Residential | Res ¦ Heat Recovery Ventilator | 2025 | Technical | GWh | Before Competition Groups | 22.8724 | 0 | 0 | 17972.0491 | 0.0012727 | 68 | Residential_2025_Technical_GWh_Before Competition Groups_68 | Heat Recovery Ventilator | 0.1273% | 0 | 22.8724 | Residential_2025_Technical_GWh_Before Competition Groups_Heat Recovery Ventilator
Residential | Res ¦ LED Tube Re-Lamp | 2025 | Technical | GWh | Before Competition Groups | 22.5682 | 0 | 0 | 17972.0491 | 0.0012557 | 69 | Residential_2025_Technical_GWh_Before Competition Groups_69 | LED Tube Re-Lamp | 0.1256% | 0 | 22.5682 | Residential_2025_Technical_GWh_Before Competition Groups_LED Tube Re-Lamp
Residential | Res ¦ Demand Control Ventilation | 2025 | Technical | GWh | Before Competition Groups | 20.4275 | 0 | 0 | 17972.0491 | 0.0011366 | 70 | Residential_2025_Technical_GWh_Before Competition Groups_70 | Demand Control Ventilation | 0.1137% | 0 | 20.4275 | Residential_2025_Technical_GWh_Before Competition Groups_Demand Control Ventilation
Residential | Res ¦ Solar Water Heating System | 2025 | Technical | GWh | Before Competition Groups | 17.9477 | 0 | 0 | 17972.0491 | 0.00099865 | 71 | Residential_2025_Technical_GWh_Before Competition Groups_71 | Solar Water Heating System | 0.09986% | 0 | 17.9477 | Residential_2025_Technical_GWh_Before Competition Groups_Solar Water Heating System
Residential | Res ¦ CO Sensors for parking garage exhaust fans | 2025 | Technical | GWh | Before Competition Groups | 17.1597 | 0 | 0 | 17972.0491 | 0.0009548 | 72 | Residential_2025_Technical_GWh_Before Competition Groups_72 | CO Sensors for parking garage exhaust fans | 0.09548% | 0 | 17.1597 | Residential_2025_Technical_GWh_Before Competition Groups_CO Sensors for parking garage exhaust fans
Residential | Res ¦ Variable Frequency Drive (VFD) | 2025 | Technical | GWh | Before Competition Groups | 16.1788 | 0 | 0 | 17972.0491 | 0.00090022 | 73 | Residential_2025_Technical_GWh_Before Competition Groups_73 | Variable Frequency Drive (VFD) | 0.09002% | 0 | 16.1788 | Residential_2025_Technical_GWh_Before Competition Groups_Variable Frequency Drive (VFD)
Residential | Res ¦ High Efficiency Storage Water Heater | 2025 | Technical | GWh | Before Competition Groups | 15.9265 | 0 | 0 | 17972.0491 | 0.00088618 | 74 | Residential_2025_Technical_GWh_Before Competition Groups_74 | High Efficiency Storage Water Heater | 0.08862% | 0 | 15.9265 | Residential_2025_Technical_GWh_Before Competition Groups_High Efficiency Storage Water Heater
Residential | Res ¦ ENERGY STAR LED LAMPS (REFLECTOR LAMPs/MR16/PAR 16) | 2025 | Technical | GWh | Before Competition Groups | 15.4389 | 0 | 0 | 17972.0491 | 0.00085905 | 75 | Residential_2025_Technical_GWh_Before Competition Groups_75 | ENERGY STAR LED LAMPS (REFLECTOR LAMPs/MR16/PAR 16) | 0.08591% | 0 | 15.4389 | Residential_2025_Technical_GWh_Before Competition Groups_ENERGY STAR LED LAMPS (REFLECTOR LAMPs/MR16/PAR 16)
Residential | Res ¦ Energy Star Dishwasher | 2025 | Technical | GWh | Before Competition Groups | 14.8125 | 0 | 0 | 17972.0491 | 0.00082419 | 76 | Residential_2025_Technical_GWh_Before Competition Groups_76 | Energy Star Dishwasher | 0.08242% | 0 | 14.8125 | Residential_2025_Technical_GWh_Before Competition Groups_Energy Star Dishwasher
Residential | Res ¦ Water Heater Temperature Setback | 2025 | Technical | GWh | Before Competition Groups | 12.0898 | 0 | 0 | 17972.0491 | 0.0006727 | 77 | Residential_2025_Technical_GWh_Before Competition Groups_77 | Water Heater Temperature Setback | 0.06727% | 0 | 12.0898 | Residential_2025_Technical_GWh_Before Competition Groups_Water Heater Temperature Setback
Residential | Res ¦ DHW Recirculation Systems | 2025 | Technical | GWh | Before Competition Groups | 10.9153 | 0 | 0 | 17972.0491 | 0.00060735 | 78 | Residential_2025_Technical_GWh_Before Competition Groups_78 | DHW Recirculation Systems | 0.06073% | 0 | 10.9153 | Residential_2025_Technical_GWh_Before Competition Groups_DHW Recirculation Systems
Residential | Res ¦ Air Source Heat Pump Maintenance | 2025 | Technical | GWh | Before Competition Groups | 9.8715 | 0 | 0 | 17972.0491 | 0.00054927 | 79 | Residential_2025_Technical_GWh_Before Competition Groups_79 | Air Source Heat Pump Maintenance | 0.05493% | 0 | 9.8715 | Residential_2025_Technical_GWh_Before Competition Groups_Air Source Heat Pump Maintenance
Residential | Res ¦ Condensing Make Up Air Unit | 2025 | Technical | GWh | Before Competition Groups | 9.4614 | 0 | 0 | 17972.0491 | 0.00052645 | 80 | Residential_2025_Technical_GWh_Before Competition Groups_80 | Condensing Make Up Air Unit | 0.05264% | 0 | 9.4614 | Residential_2025_Technical_GWh_Before Competition Groups_Condensing Make Up Air Unit
Residential | Res ¦ High Efficiency Chiller (avg of water and air cooled) | 2025 | Technical | GWh | Before Competition Groups | 8.7905 | 0 | 0 | 17972.0491 | 0.00048912 | 81 | Residential_2025_Technical_GWh_Before Competition Groups_81 | High Efficiency Chiller (avg of water and air cooled) | 0.04891% | 0 | 8.7905 | Residential_2025_Technical_GWh_Before Competition Groups_High Efficiency Chiller (avg of water and air cooled)
Residential | Res ¦ VFD on Pumps | 2025 | Technical | GWh | Before Competition Groups | 4.9752 | 0 | 0 | 17972.0491 | 0.00027683 | 82 | Residential_2025_Technical_GWh_Before Competition Groups_82 | VFD on Pumps | 0.02768% | 0 | 4.9752 | Residential_2025_Technical_GWh_Before Competition Groups_VFD on Pumps
Residential | Res ¦ ENERGY STAR LED Lamps (General Service Lamps) | 2025 | Technical | GWh | Before Competition Groups | 3.5101 | 0 | 0 | 17972.0491 | 0.00019531 | 83 | Residential_2025_Technical_GWh_Before Competition Groups_83 | ENERGY STAR LED Lamps (General Service Lamps) | 0.01953% | 0 | 3.5101 | Residential_2025_Technical_GWh_Before Competition Groups_ENERGY STAR LED Lamps (General Service Lamps)
Residential | Res ¦ ECM MOTORS FOR HVAC APPLICATION (FAN-POWERED VAV BOX) | 2025 | Technical | GWh | Before Competition Groups | 2.7709 | 0 | 0 | 17972.0491 | 0.00015418 | 84 | Residential_2025_Technical_GWh_Before Competition Groups_84 | ECM MOTORS FOR HVAC APPLICATION (FAN-POWERED VAV BOX) | 0.01542% | 0 | 2.7709 | Residential_2025_Technical_GWh_Before Competition Groups_ECM MOTORS FOR HVAC APPLICATION (FAN-POWERED VAV BOX)
Residential | Res ¦ HVAC Optimization | 2025 | Technical | GWh | Before Competition Groups | 2.4592 | 0 | 0 | 17972.0491 | 0.00013684 | 85 | Residential_2025_Technical_GWh_Before Competition Groups_85 | HVAC Optimization | 0.01368% | 0 | 2.4592 | Residential_2025_Technical_GWh_Before Competition Groups_HVAC Optimization
Residential | Res ¦ Beverage Vending Machine Controls | 2025 | Technical | GWh | Before Competition Groups | 1.9119 | 0 | 0 | 17972.0491 | 0.00010638 | 86 | Residential_2025_Technical_GWh_Before Competition Groups_86 | Beverage Vending Machine Controls | 0.01064% | 0 | 1.9119 | Residential_2025_Technical_GWh_Before Competition Groups_Beverage Vending Machine Controls
Residential | Res ¦ Wall Insulation MF | 2025 | Technical | GWh | Before Competition Groups | 0.61426 | 0 | 0 | 17972.0491 | 3.4178e-05 | 87 | Residential_2025_Technical_GWh_Before Competition Groups_87 | Wall Insulation MF | 0.003418% | 0 | 0.61426 | Residential_2025_Technical_GWh_Before Competition Groups_Wall Insulation MF
Residential | Res ¦ LED Recessed Downlights | 2025 | Technical | GWh | Before Competition Groups | 0.25864 | 0 | 0 | 17972.0491 | 1.4391e-05 | 88 | Residential_2025_Technical_GWh_Before Competition Groups_88 | LED Recessed Downlights | 0.001439% | 0 | 0.25864 | Residential_2025_Technical_GWh_Before Competition Groups_LED Recessed Downlights
Residential | Res ¦ Chilled Water Optimization | 2025 | Technical | GWh | Before Competition Groups | 0.22658 | 0 | 0 | 17972.0491 | 1.2608e-05 | 89 | Residential_2025_Technical_GWh_Before Competition Groups_89 | Chilled Water Optimization | 0.001261% | 0 | 0.22658 | Residential_2025_Technical_GWh_Before Competition Groups_Chilled Water Optimization
Residential | Res ¦ LED High Bay Fixture | 2025 | Technical | GWh | Before Competition Groups | 0.22103 | 0 | 0 | 17972.0491 | 1.2298e-05 | 90 | Residential_2025_Technical_GWh_Before Competition Groups_90 | LED High Bay Fixture | 0.00123% | 0 | 0.22103 | Residential_2025_Technical_GWh_Before Competition Groups_LED High Bay Fixture
Residential | Res ¦ Solar Water Preheat (Pools/DHW) | 2025 | Technical | GWh | Before Competition Groups | 0.051155 | 0 | 0 | 17972.0491 | 2.8464e-06 | 91 | Residential_2025_Technical_GWh_Before Competition Groups_91 | Solar Water Preheat (Pools/DHW) | 0.0002846% | 0 | 0.051155 | Residential_2025_Technical_GWh_Before Competition Groups_Solar Water Preheat (Pools/DHW)
Residential | Res ¦ Photocell Controls (Outdoor) | 2025 | Technical | GWh | Before Competition Groups | 0.00027367 | 0 | 0 | 17972.0491 | 1.5228e-08 | 92 | Residential_2025_Technical_GWh_Before Competition Groups_92 | Photocell Controls (Outdoor) | 1.523e-06% | 0 | 0.00027367 | Residential_2025_Technical_GWh_Before Competition Groups_Photocell Controls (Outdoor)
Residential | Res ¦ Energy Star A Line, PAR, MR Lamps | 2026 | Economic | GWh | Before Competition Groups | 1784.1308 | 0 | 0 | 10557.3898 | 0.16899 | 1 | Residential_2026_Economic_GWh_Before Competition Groups_1 | Energy Star A Line, PAR, MR Lamps | 16.9% | 0 | 1784.1308 | Residential_2026_Economic_GWh_Before Competition Groups_Energy Star A Line, PAR, MR Lamps
Residential | Res ¦ Energy Star LED Bulbs General Purpose LEDs | 2026 | Economic | GWh | Before Competition Groups | 1768.9267 | 0 | 0 | 10557.3898 | 0.16755 | 2 | Residential_2026_Economic_GWh_Before Competition Groups_2 | Energy Star LED Bulbs General Purpose LEDs | 16.76% | 0 | 1768.9267 | Residential_2026_Economic_GWh_Before Competition Groups_Energy Star LED Bulbs General Purpose LEDs
Residential | Res ¦ Energy Star LED Specialty Bulbs | 2026 | Economic | GWh | Before Competition Groups | 1620.037 | 0 | 0 | 10557.3898 | 0.15345 | 3 | Residential_2026_Economic_GWh_Before Competition Groups_3 | Energy Star LED Specialty Bulbs | 15.35% | 0 | 1620.037 | Residential_2026_Economic_GWh_Before Competition Groups_Energy Star LED Specialty Bulbs
Residential | Res ¦ Adaptive Thermostat | 2026 | Economic | GWh | Before Competition Groups | 660.0214 | 0 | 0 | 10557.3898 | 0.062517 | 4 | Residential_2026_Economic_GWh_Before Competition Groups_4 | Adaptive Thermostat | 6.252% | 0 | 660.0214 | Residential_2026_Economic_GWh_Before Competition Groups_Adaptive Thermostat
Residential | Res ¦ Air Sealing | 2026 | Economic | GWh | Before Competition Groups | 523.3254 | 0 | 0 | 10557.3898 | 0.04957 | 5 | Residential_2026_Economic_GWh_Before Competition Groups_5 | Air Sealing | 4.957% | 0 | 523.3254 | Residential_2026_Economic_GWh_Before Competition Groups_Air Sealing
Residential | Res ¦ Energy Star Clothes Washer | 2026 | Economic | GWh | Before Competition Groups | 449.4906 | 0 | 0 | 10557.3898 | 0.042576 | 6 | Residential_2026_Economic_GWh_Before Competition Groups_6 | Energy Star Clothes Washer | 4.258% | 0 | 449.4906 | Residential_2026_Economic_GWh_Before Competition Groups_Energy Star Clothes Washer
Residential | Res ¦ Ductless Mini-Split Heat Pump | 2026 | Economic | GWh | Before Competition Groups | 402.079 | 0 | 0 | 10557.3898 | 0.038085 | 7 | Residential_2026_Economic_GWh_Before Competition Groups_7 | Ductless Mini-Split Heat Pump | 3.809% | 0 | 402.079 | Residential_2026_Economic_GWh_Before Competition Groups_Ductless Mini-Split Heat Pump
Residential | Res ¦ Variable Speed Pool Pump Motor | 2026 | Economic | GWh | Before Competition Groups | 384.3162 | 0 | 0 | 10557.3898 | 0.036403 | 8 | Residential_2026_Economic_GWh_Before Competition Groups_8 | Variable Speed Pool Pump Motor | 3.64% | 0 | 384.3162 | Residential_2026_Economic_GWh_Before Competition Groups_Variable Speed Pool Pump Motor
Residential | Res ¦ Car Block Heater Timer | 2026 | Economic | GWh | Before Competition Groups | 341.9012 | 0 | 0 | 10557.3898 | 0.032385 | 9 | Residential_2026_Economic_GWh_Before Competition Groups_9 | Car Block Heater Timer | 3.239% | 0 | 341.9012 | Residential_2026_Economic_GWh_Before Competition Groups_Car Block Heater Timer
Residential | Res ¦ Building Recommissioning, Operations and Maintenance (O&M) Improvements | 2026 | Economic | GWh | Before Competition Groups | 297.8382 | 0 | 0 | 10557.3898 | 0.028211 | 10 | Residential_2026_Economic_GWh_Before Competition Groups_10 | Building Recommissioning, Operations and Maintenance (O&M) Improvements | 2.821% | 0 | 297.8382 | Residential_2026_Economic_GWh_Before Competition Groups_Building Recommissioning, Operations and Maintenance (O&M) Improvements
Residential | Res ¦ Basement Wall Insulation | 2026 | Economic | GWh | Before Competition Groups | 274.7131 | 0 | 0 | 10557.3898 | 0.026021 | 11 | Residential_2026_Economic_GWh_Before Competition Groups_11 | Basement Wall Insulation | 2.602% | 0 | 274.7131 | Residential_2026_Economic_GWh_Before Competition Groups_Basement Wall Insulation
Residential | Res ¦ Energy Star Air Source Heat Pump | 2026 | Economic | GWh | Before Competition Groups | 229.9285 | 0 | 0 | 10557.3898 | 0.021779 | 12 | Residential_2026_Economic_GWh_Before Competition Groups_12 | Energy Star Air Source Heat Pump | 2.178% | 0 | 229.9285 | Residential_2026_Economic_GWh_Before Competition Groups_Energy Star Air Source Heat Pump
Residential | Res ¦ Energy Star Torchiere | 2026 | Economic | GWh | Before Competition Groups | 220.6791 | 0 | 0 | 10557.3898 | 0.020903 | 13 | Residential_2026_Economic_GWh_Before Competition Groups_13 | Energy Star Torchiere | 2.09% | 0 | 220.6791 | Residential_2026_Economic_GWh_Before Competition Groups_Energy Star Torchiere
Residential | Res ¦ Attic Insulation | 2026 | Economic | GWh | Before Competition Groups | 211.9235 | 0 | 0 | 10557.3898 | 0.020073 | 14 | Residential_2026_Economic_GWh_Before Competition Groups_14 | Attic Insulation | 2.007% | 0 | 211.9235 | Residential_2026_Economic_GWh_Before Competition Groups_Attic Insulation
Residential | Res ¦ Comprehensive Draft Proofing | 2026 | Economic | GWh | Before Competition Groups | 151.4842 | 0 | 0 | 10557.3898 | 0.014349 | 15 | Residential_2026_Economic_GWh_Before Competition Groups_15 | Comprehensive Draft Proofing | 1.435% | 0 | 151.4842 | Residential_2026_Economic_GWh_Before Competition Groups_Comprehensive Draft Proofing
Residential | Res ¦ Energy Star Clothes Dryer | 2026 | Economic | GWh | Before Competition Groups | 119.6815 | 0 | 0 | 10557.3898 | 0.011336 | 16 | Residential_2026_Economic_GWh_Before Competition Groups_16 | Energy Star Clothes Dryer | 1.134% | 0 | 119.6815 | Residential_2026_Economic_GWh_Before Competition Groups_Energy Star Clothes Dryer
Residential | Res ¦ Energy Star Light Fixture | 2026 | Economic | GWh | Before Competition Groups | 97.5285 | 0 | 0 | 10557.3898 | 0.0092379 | 17 | Residential_2026_Economic_GWh_Before Competition Groups_17 | Energy Star Light Fixture | 0.9238% | 0 | 97.5285 | Residential_2026_Economic_GWh_Before Competition Groups_Energy Star Light Fixture
Residential | Res ¦ Occupancy Sensors MF | 2026 | Economic | GWh | Before Competition Groups | 83.8887 | 0 | 0 | 10557.3898 | 0.007946 | 18 | Residential_2026_Economic_GWh_Before Competition Groups_18 | Occupancy Sensors MF | 0.7946% | 0 | 83.8887 | Residential_2026_Economic_GWh_Before Competition Groups_Occupancy Sensors MF
Residential | Res ¦ Energy Star Room Air Conditioner | 2026 | Economic | GWh | Before Competition Groups | 81.287 | 0 | 0 | 10557.3898 | 0.0076995 | 19 | Residential_2026_Economic_GWh_Before Competition Groups_19 | Energy Star Room Air Conditioner | 0.77% | 0 | 81.287 | Residential_2026_Economic_GWh_Before Competition Groups_Energy Star Room Air Conditioner
Residential | Res ¦ LED Parking Lot Fixture | 2026 | Economic | GWh | Before Competition Groups | 80.1384 | 0 | 0 | 10557.3898 | 0.0075907 | 20 | Residential_2026_Economic_GWh_Before Competition Groups_20 | LED Parking Lot Fixture | 0.7591% | 0 | 80.1384 | Residential_2026_Economic_GWh_Before Competition Groups_LED Parking Lot Fixture
Residential | Res ¦ Refrigerator Recycling | 2026 | Economic | GWh | Before Competition Groups | 78.0735 | 0 | 0 | 10557.3898 | 0.0073952 | 21 | Residential_2026_Economic_GWh_Before Competition Groups_21 | Refrigerator Recycling | 0.7395% | 0 | 78.0735 | Residential_2026_Economic_GWh_Before Competition Groups_Refrigerator Recycling
Residential | Res ¦ Clothes Drying Racks | 2026 | Economic | GWh | Before Competition Groups | 71.2924 | 0 | 0 | 10557.3898 | 0.0067528 | 22 | Residential_2026_Economic_GWh_Before Competition Groups_22 | Clothes Drying Racks | 0.6753% | 0 | 71.2924 | Residential_2026_Economic_GWh_Before Competition Groups_Clothes Drying Racks
Residential | Res ¦ Freezer Recycling | 2026 | Economic | GWh | Before Competition Groups | 68.5046 | 0 | 0 | 10557.3898 | 0.0064888 | 23 | Residential_2026_Economic_GWh_Before Competition Groups_23 | Freezer Recycling | 0.6489% | 0 | 68.5046 | Residential_2026_Economic_GWh_Before Competition Groups_Freezer Recycling
Residential | Res ¦ Floor Insulation | 2026 | Economic | GWh | Before Competition Groups | 55.542 | 0 | 0 | 10557.3898 | 0.005261 | 24 | Residential_2026_Economic_GWh_Before Competition Groups_24 | Floor Insulation | 0.5261% | 0 | 55.542 | Residential_2026_Economic_GWh_Before Competition Groups_Floor Insulation
Residential | Res ¦ Duct Insulation | 2026 | Economic | GWh | Before Competition Groups | 51.4372 | 0 | 0 | 10557.3898 | 0.0048722 | 25 | Residential_2026_Economic_GWh_Before Competition Groups_25 | Duct Insulation | 0.4872% | 0 | 51.4372 | Residential_2026_Economic_GWh_Before Competition Groups_Duct Insulation
Residential | Res ¦ Advanced BAS/Controllers | 2026 | Economic | GWh | Before Competition Groups | 43.5922 | 0 | 0 | 10557.3898 | 0.0041291 | 26 | Residential_2026_Economic_GWh_Before Competition Groups_26 | Advanced BAS/Controllers | 0.4129% | 0 | 43.5922 | Residential_2026_Economic_GWh_Before Competition Groups_Advanced BAS/Controllers
Residential | Res ¦ Minimize Hot and Warm Clothes Wash | 2026 | Economic | GWh | Before Competition Groups | 38.104 | 0 | 0 | 10557.3898 | 0.0036092 | 27 | Residential_2026_Economic_GWh_Before Competition Groups_27 | Minimize Hot and Warm Clothes Wash | 0.3609% | 0 | 38.104 | Residential_2026_Economic_GWh_Before Competition Groups_Minimize Hot and Warm Clothes Wash
Residential | Res ¦ Furnace Whistle | 2026 | Economic | GWh | Before Competition Groups | 37.537 | 0 | 0 | 10557.3898 | 0.0035555 | 28 | Residential_2026_Economic_GWh_Before Competition Groups_28 | Furnace Whistle | 0.3556% | 0 | 37.537 | Residential_2026_Economic_GWh_Before Competition Groups_Furnace Whistle
Residential | Res ¦ LED Exterior Area Lights - LED Fixture (200W) | 2026 | Economic | GWh | Before Competition Groups | 36.9649 | 0 | 0 | 10557.3898 | 0.0035013 | 29 | Residential_2026_Economic_GWh_Before Competition Groups_29 | LED Exterior Area Lights - LED Fixture (200W) | 0.3501% | 0 | 36.9649 | Residential_2026_Economic_GWh_Before Competition Groups_LED Exterior Area Lights - LED Fixture (200W)
Residential | Res ¦ Energy Star Dehumidifier | 2026 | Economic | GWh | Before Competition Groups | 27.9106 | 0 | 0 | 10557.3898 | 0.0026437 | 30 | Residential_2026_Economic_GWh_Before Competition Groups_30 | Energy Star Dehumidifier | 0.2644% | 0 | 27.9106 | Residential_2026_Economic_GWh_Before Competition Groups_Energy Star Dehumidifier
Residential | Res ¦ Outside Air Economizer | 2026 | Economic | GWh | Before Competition Groups | 27.5655 | 0 | 0 | 10557.3898 | 0.002611 | 31 | Residential_2026_Economic_GWh_Before Competition Groups_31 | Outside Air Economizer | 0.2611% | 0 | 27.5655 | Residential_2026_Economic_GWh_Before Competition Groups_Outside Air Economizer
Residential | Res ¦ Heat Recovery Ventilator | 2026 | Economic | GWh | Before Competition Groups | 25.0393 | 0 | 0 | 10557.3898 | 0.0023717 | 32 | Residential_2026_Economic_GWh_Before Competition Groups_32 | Heat Recovery Ventilator | 0.2372% | 0 | 25.0393 | Residential_2026_Economic_GWh_Before Competition Groups_Heat Recovery Ventilator
Residential | Res ¦ LED Tube Re-Lamp | 2026 | Economic | GWh | Before Competition Groups | 24.3351 | 0 | 0 | 10557.3898 | 0.002305 | 33 | Residential_2026_Economic_GWh_Before Competition Groups_33 | LED Tube Re-Lamp | 0.2305% | 0 | 24.3351 | Residential_2026_Economic_GWh_Before Competition Groups_LED Tube Re-Lamp
Residential | Res ¦ Energy Star Freezer | 2026 | Economic | GWh | Before Competition Groups | 21.667 | 0 | 0 | 10557.3898 | 0.0020523 | 34 | Residential_2026_Economic_GWh_Before Competition Groups_34 | Energy Star Freezer | 0.2052% | 0 | 21.667 | Residential_2026_Economic_GWh_Before Competition Groups_Energy Star Freezer
Residential | Res ¦ Duct Insulation MF | 2026 | Economic | GWh | Before Competition Groups | 21.4205 | 0 | 0 | 10557.3898 | 0.002029 | 35 | Residential_2026_Economic_GWh_Before Competition Groups_35 | Duct Insulation MF | 0.2029% | 0 | 21.4205 | Residential_2026_Economic_GWh_Before Competition Groups_Duct Insulation MF
Residential | Res ¦ Demand Control Ventilation | 2026 | Economic | GWh | Before Competition Groups | 20.1047 | 0 | 0 | 10557.3898 | 0.0019043 | 36 | Residential_2026_Economic_GWh_Before Competition Groups_36 | Demand Control Ventilation | 0.1904% | 0 | 20.1047 | Residential_2026_Economic_GWh_Before Competition Groups_Demand Control Ventilation
Residential | Res ¦ Home Energy Reports | 2026 | Economic | GWh | Before Competition Groups | 19.9112 | 0 | 0 | 10557.3898 | 0.001886 | 37 | Residential_2026_Economic_GWh_Before Competition Groups_37 | Home Energy Reports | 0.1886% | 0 | 19.9112 | Residential_2026_Economic_GWh_Before Competition Groups_Home Energy Reports
Residential | Res ¦ CO Sensors for parking garage exhaust fans | 2026 | Economic | GWh | Before Competition Groups | 17.3917 | 0 | 0 | 10557.3898 | 0.0016473 | 38 | Residential_2026_Economic_GWh_Before Competition Groups_38 | CO Sensors for parking garage exhaust fans | 0.1647% | 0 | 17.3917 | Residential_2026_Economic_GWh_Before Competition Groups_CO Sensors for parking garage exhaust fans
Residential | Res ¦ Variable Frequency Drive (VFD) | 2026 | Economic | GWh | Before Competition Groups | 15.9232 | 0 | 0 | 10557.3898 | 0.0015083 | 39 | Residential_2026_Economic_GWh_Before Competition Groups_39 | Variable Frequency Drive (VFD) | 0.1508% | 0 | 15.9232 | Residential_2026_Economic_GWh_Before Competition Groups_Variable Frequency Drive (VFD)
Residential | Res ¦ ENERGY STAR LED LAMPS (REFLECTOR LAMPs/MR16/PAR 16) | 2026 | Economic | GWh | Before Competition Groups | 15.4048 | 0 | 0 | 10557.3898 | 0.0014591 | 40 | Residential_2026_Economic_GWh_Before Competition Groups_40 | ENERGY STAR LED LAMPS (REFLECTOR LAMPs/MR16/PAR 16) | 0.1459% | 0 | 15.4048 | Residential_2026_Economic_GWh_Before Competition Groups_ENERGY STAR LED LAMPS (REFLECTOR LAMPs/MR16/PAR 16)
Residential | Res ¦ Water Heater Temperature Setback | 2026 | Economic | GWh | Before Competition Groups | 11.8988 | 0 | 0 | 10557.3898 | 0.0011271 | 41 | Residential_2026_Economic_GWh_Before Competition Groups_41 | Water Heater Temperature Setback | 0.1127% | 0 | 11.8988 | Residential_2026_Economic_GWh_Before Competition Groups_Water Heater Temperature Setback
Residential | Res ¦ Condensing Make Up Air Unit | 2026 | Economic | GWh | Before Competition Groups | 10.6043 | 0 | 0 | 10557.3898 | 0.0010044 | 42 | Residential_2026_Economic_GWh_Before Competition Groups_42 | Condensing Make Up Air Unit | 0.1004% | 0 | 10.6043 | Residential_2026_Economic_GWh_Before Competition Groups_Condensing Make Up Air Unit
Residential | Res ¦ High Efficiency Chiller (avg of water and air cooled) | 2026 | Economic | GWh | Before Competition Groups | 9.8724 | 0 | 0 | 10557.3898 | 0.00093512 | 43 | Residential_2026_Economic_GWh_Before Competition Groups_43 | High Efficiency Chiller (avg of water and air cooled) | 0.09351% | 0 | 9.8724 | Residential_2026_Economic_GWh_Before Competition Groups_High Efficiency Chiller (avg of water and air cooled)
Residential | Res ¦ Tankless Water Heater | 2026 | Economic | GWh | Before Competition Groups | 9.4669 | 0 | 0 | 10557.3898 | 0.00089671 | 44 | Residential_2026_Economic_GWh_Before Competition Groups_44 | Tankless Water Heater | 0.08967% | 0 | 9.4669 | Residential_2026_Economic_GWh_Before Competition Groups_Tankless Water Heater
Residential | Res ¦ VFD on Pumps | 2026 | Economic | GWh | Before Competition Groups | 4.8966 | 0 | 0 | 10557.3898 | 0.0004638 | 45 | Residential_2026_Economic_GWh_Before Competition Groups_45 | VFD on Pumps | 0.04638% | 0 | 4.8966 | Residential_2026_Economic_GWh_Before Competition Groups_VFD on Pumps
Residential | Res ¦ ENERGY STAR LED Lamps (General Service Lamps) | 2026 | Economic | GWh | Before Competition Groups | 3.5213 | 0 | 0 | 10557.3898 | 0.00033354 | 46 | Residential_2026_Economic_GWh_Before Competition Groups_46 | ENERGY STAR LED Lamps (General Service Lamps) | 0.03335% | 0 | 3.5213 | Residential_2026_Economic_GWh_Before Competition Groups_ENERGY STAR LED Lamps (General Service Lamps)
Residential | Res ¦ ECM MOTORS FOR HVAC APPLICATION (FAN-POWERED VAV BOX) | 2026 | Economic | GWh | Before Competition Groups | 2.808 | 0 | 0 | 10557.3898 | 0.00026598 | 47 | Residential_2026_Economic_GWh_Before Competition Groups_47 | ECM MOTORS FOR HVAC APPLICATION (FAN-POWERED VAV BOX) | 0.0266% | 0 | 2.808 | Residential_2026_Economic_GWh_Before Competition Groups_ECM MOTORS FOR HVAC APPLICATION (FAN-POWERED VAV BOX)
Residential | Res ¦ Beverage Vending Machine Controls | 2026 | Economic | GWh | Before Competition Groups | 1.9687 | 0 | 0 | 10557.3898 | 0.00018647 | 48 | Residential_2026_Economic_GWh_Before Competition Groups_48 | Beverage Vending Machine Controls | 0.01865% | 0 | 1.9687 | Residential_2026_Economic_GWh_Before Competition Groups_Beverage Vending Machine Controls
Residential | Res ¦ Wall Insulation | 2026 | Economic | GWh | Before Competition Groups | 0.79839 | 0 | 0 | 10557.3898 | 7.5624e-05 | 49 | Residential_2026_Economic_GWh_Before Competition Groups_49 | Wall Insulation | 0.007562% | 0 | 0.79839 | Residential_2026_Economic_GWh_Before Competition Groups_Wall Insulation
Residential | Res ¦ Chilled Water Optimization | 2026 | Economic | GWh | Before Competition Groups | 0.25355 | 0 | 0 | 10557.3898 | 2.4017e-05 | 50 | Residential_2026_Economic_GWh_Before Competition Groups_50 | Chilled Water Optimization | 0.002402% | 0 | 0.25355 | Residential_2026_Economic_GWh_Before Competition Groups_Chilled Water Optimization
Residential | Res ¦ LED High Bay Fixture | 2026 | Economic | GWh | Before Competition Groups | 0.21171 | 0 | 0 | 10557.3898 | 2.0053e-05 | 51 | Residential_2026_Economic_GWh_Before Competition Groups_51 | LED High Bay Fixture | 0.002005% | 0 | 0.21171 | Residential_2026_Economic_GWh_Before Competition Groups_LED High Bay Fixture
Residential | Res ¦ Wall Insulation MF | 2026 | Economic | GWh | Before Competition Groups | 0.048387 | 0 | 0 | 10557.3898 | 4.5832e-06 | 52 | Residential_2026_Economic_GWh_Before Competition Groups_52 | Wall Insulation MF | 0.0004583% | 0 | 0.048387 | Residential_2026_Economic_GWh_Before Competition Groups_Wall Insulation MF
Residential | Res ¦ Heavy Duty Outdoor/Holiday Plug-in Timers | 2026 | Economic | GWh | Before Competition Groups | 0 | 0 | 0 | 10557.3898 | 0 | 53 | Residential_2026_Economic_GWh_Before Competition Groups_53 | Heavy Duty Outdoor/Holiday Plug-in Timers | 0% | 0 | 0 | Residential_2026_Economic_GWh_Before Competition Groups_Heavy Duty Outdoor/Holiday Plug-in Timers
Residential | Res ¦ LED Downlight | 2026 | Economic | GWh | Before Competition Groups | 0 | 0 | 0 | 10557.3898 | 0 | 54 | Residential_2026_Economic_GWh_Before Competition Groups_54 | LED Downlight | 0% | 0 | 0 | Residential_2026_Economic_GWh_Before Competition Groups_LED Downlight
Residential | Res ¦ Smart Burners | 2026 | Economic | GWh | Before Competition Groups | 0 | 0 | 0 | 10557.3898 | 0 | 55 | Residential_2026_Economic_GWh_Before Competition Groups_55 | Smart Burners | 0% | 0 | 0 | Residential_2026_Economic_GWh_Before Competition Groups_Smart Burners
Residential | Res ¦ Smart Power Bar | 2026 | Economic | GWh | Before Competition Groups | 0 | 0 | 0 | 10557.3898 | 0 | 56 | Residential_2026_Economic_GWh_Before Competition Groups_56 | Smart Power Bar | 0% | 0 | 0 | Residential_2026_Economic_GWh_Before Competition Groups_Smart Power Bar
Residential | Res ¦ Energy Star LED Specialty Bulbs | 2026 | SC A | GWh | Before Competition Groups | 460.2376 | 0 | 0 | 1886.5227 | 0.24396 | 1 | Residential_2026_SC A_GWh_Before Competition Groups_1 | Energy Star LED Specialty Bulbs | 24.4% | 0 | 460.2376 | Residential_2026_SC A_GWh_Before Competition Groups_Energy Star LED Specialty Bulbs
Residential | Res ¦ Energy Star Clothes Washer | 2026 | SC A | GWh | Before Competition Groups | 189.4984 | 0 | 0 | 1886.5227 | 0.10045 | 2 | Residential_2026_SC A_GWh_Before Competition Groups_2 | Energy Star Clothes Washer | 10.04% | 0 | 189.4984 | Residential_2026_SC A_GWh_Before Competition Groups_Energy Star Clothes Washer
Residential | Res ¦ Energy Star A Line, PAR, MR Lamps | 2026 | SC A | GWh | Before Competition Groups | 179.7622 | 0 | 0 | 1886.5227 | 0.095288 | 3 | Residential_2026_SC A_GWh_Before Competition Groups_3 | Energy Star A Line, PAR, MR Lamps | 9.529% | 0 | 179.7622 | Residential_2026_SC A_GWh_Before Competition Groups_Energy Star A Line, PAR, MR Lamps
Residential | Res ¦ Ductless Mini-Split Heat Pump | 2026 | SC A | GWh | Before Competition Groups | 134.891 | 0 | 0 | 1886.5227 | 0.071502 | 4 | Residential_2026_SC A_GWh_Before Competition Groups_4 | Ductless Mini-Split Heat Pump | 7.15% | 0 | 134.891 | Residential_2026_SC A_GWh_Before Competition Groups_Ductless Mini-Split Heat Pump
Residential | Res ¦ Car Block Heater Timer | 2026 | SC A | GWh | Before Competition Groups | 101.7934 | 0 | 0 | 1886.5227 | 0.053958 | 5 | Residential_2026_SC A_GWh_Before Competition Groups_5 | Car Block Heater Timer | 5.396% | 0 | 101.7934 | Residential_2026_SC A_GWh_Before Competition Groups_Car Block Heater Timer
Residential | Res ¦ Building Recommissioning, Operations and Maintenance (O&M) Improvements | 2026 | SC A | GWh | Before Competition Groups | 83.9241 | 0 | 0 | 1886.5227 | 0.044486 | 6 | Residential_2026_SC A_GWh_Before Competition Groups_6 | Building Recommissioning, Operations and Maintenance (O&M) Improvements | 4.449% | 0 | 83.9241 | Residential_2026_SC A_GWh_Before Competition Groups_Building Recommissioning, Operations and Maintenance (O&M) Improvements
Residential | Res ¦ Energy Star LED Bulbs General Purpose LEDs | 2026 | SC A | GWh | Before Competition Groups | 82.0161 | 0 | 0 | 1886.5227 | 0.043475 | 7 | Residential_2026_SC A_GWh_Before Competition Groups_7 | Energy Star LED Bulbs General Purpose LEDs | 4.347% | 0 | 82.0161 | Residential_2026_SC A_GWh_Before Competition Groups_Energy Star LED Bulbs General Purpose LEDs
Residential | Res ¦ Variable Speed Pool Pump Motor | 2026 | SC A | GWh | Before Competition Groups | 75.6818 | 0 | 0 | 1886.5227 | 0.040117 | 8 | Residential_2026_SC A_GWh_Before Competition Groups_8 | Variable Speed Pool Pump Motor | 4.012% | 0 | 75.6818 | Residential_2026_SC A_GWh_Before Competition Groups_Variable Speed Pool Pump Motor
Residential | Res ¦ Energy Star Torchiere | 2026 | SC A | GWh | Before Competition Groups | 61.0528 | 0 | 0 | 1886.5227 | 0.032363 | 9 | Residential_2026_SC A_GWh_Before Competition Groups_9 | Energy Star Torchiere | 3.236% | 0 | 61.0528 | Residential_2026_SC A_GWh_Before Competition Groups_Energy Star Torchiere
Residential | Res ¦ LED Parking Lot Fixture | 2026 | SC A | GWh | Before Competition Groups | 59.8193 | 0 | 0 | 1886.5227 | 0.031709 | 10 | Residential_2026_SC A_GWh_Before Competition Groups_10 | LED Parking Lot Fixture | 3.171% | 0 | 59.8193 | Residential_2026_SC A_GWh_Before Competition Groups_LED Parking Lot Fixture
Residential | Res ¦ Adaptive Thermostat | 2026 | SC A | GWh | Before Competition Groups | 52.6491 | 0 | 0 | 1886.5227 | 0.027908 | 11 | Residential_2026_SC A_GWh_Before Competition Groups_11 | Adaptive Thermostat | 2.791% | 0 | 52.6491 | Residential_2026_SC A_GWh_Before Competition Groups_Adaptive Thermostat
Residential | Res ¦ Comprehensive Draft Proofing | 2026 | SC A | GWh | Before Competition Groups | 40.7165 | 0 | 0 | 1886.5227 | 0.021583 | 12 | Residential_2026_SC A_GWh_Before Competition Groups_12 | Comprehensive Draft Proofing | 2.158% | 0 | 40.7165 | Residential_2026_SC A_GWh_Before Competition Groups_Comprehensive Draft Proofing
Residential | Res ¦ Air Sealing | 2026 | SC A | GWh | Before Competition Groups | 36.0018 | 0 | 0 | 1886.5227 | 0.019084 | 13 | Residential_2026_SC A_GWh_Before Competition Groups_13 | Air Sealing | 1.908% | 0 | 36.0018 | Residential_2026_SC A_GWh_Before Competition Groups_Air Sealing
Residential | Res ¦ Basement Wall Insulation | 2026 | SC A | GWh | Before Competition Groups | 33.1091 | 0 | 0 | 1886.5227 | 0.01755 | 14 | Residential_2026_SC A_GWh_Before Competition Groups_14 | Basement Wall Insulation | 1.755% | 0 | 33.1091 | Residential_2026_SC A_GWh_Before Competition Groups_Basement Wall Insulation
Residential | Res ¦ LED Exterior Area Lights - LED Fixture (200W) | 2026 | SC A | GWh | Before Competition Groups | 29.3889 | 0 | 0 | 1886.5227 | 0.015578 | 15 | Residential_2026_SC A_GWh_Before Competition Groups_15 | LED Exterior Area Lights - LED Fixture (200W) | 1.558% | 0 | 29.3889 | Residential_2026_SC A_GWh_Before Competition Groups_LED Exterior Area Lights - LED Fixture (200W)
Residential | Res ¦ Energy Star Light Fixture | 2026 | SC A | GWh | Before Competition Groups | 26.8549 | 0 | 0 | 1886.5227 | 0.014235 | 16 | Residential_2026_SC A_GWh_Before Competition Groups_16 | Energy Star Light Fixture | 1.424% | 0 | 26.8549 | Residential_2026_SC A_GWh_Before Competition Groups_Energy Star Light Fixture
Residential | Res ¦ Energy Star Air Source Heat Pump | 2026 | SC A | GWh | Before Competition Groups | 26.6174 | 0 | 0 | 1886.5227 | 0.014109 | 17 | Residential_2026_SC A_GWh_Before Competition Groups_17 | Energy Star Air Source Heat Pump | 1.411% | 0 | 26.6174 | Residential_2026_SC A_GWh_Before Competition Groups_Energy Star Air Source Heat Pump
Residential | Res ¦ Occupancy Sensors MF | 2026 | SC A | GWh | Before Competition Groups | 26.3036 | 0 | 0 | 1886.5227 | 0.013943 | 18 | Residential_2026_SC A_GWh_Before Competition Groups_18 | Occupancy Sensors MF | 1.394% | 0 | 26.3036 | Residential_2026_SC A_GWh_Before Competition Groups_Occupancy Sensors MF
Residential | Res ¦ Energy Star Clothes Dryer | 2026 | SC A | GWh | Before Competition Groups | 21.7611 | 0 | 0 | 1886.5227 | 0.011535 | 19 | Residential_2026_SC A_GWh_Before Competition Groups_19 | Energy Star Clothes Dryer | 1.154% | 0 | 21.7611 | Residential_2026_SC A_GWh_Before Competition Groups_Energy Star Clothes Dryer
Residential | Res ¦ LED Tube Re-Lamp | 2026 | SC A | GWh | Before Competition Groups | 20.5876 | 0 | 0 | 1886.5227 | 0.010913 | 20 | Residential_2026_SC A_GWh_Before Competition Groups_20 | LED Tube Re-Lamp | 1.091% | 0 | 20.5876 | Residential_2026_SC A_GWh_Before Competition Groups_LED Tube Re-Lamp
Residential | Res ¦ Refrigerator Recycling | 2026 | SC A | GWh | Before Competition Groups | 15.6692 | 0 | 0 | 1886.5227 | 0.0083059 | 21 | Residential_2026_SC A_GWh_Before Competition Groups_21 | Refrigerator Recycling | 0.8306% | 0 | 15.6692 | Residential_2026_SC A_GWh_Before Competition Groups_Refrigerator Recycling
Residential | Res ¦ ENERGY STAR LED LAMPS (REFLECTOR LAMPs/MR16/PAR 16) | 2026 | SC A | GWh | Before Competition Groups | 13.2596 | 0 | 0 | 1886.5227 | 0.0070286 | 22 | Residential_2026_SC A_GWh_Before Competition Groups_22 | ENERGY STAR LED LAMPS (REFLECTOR LAMPs/MR16/PAR 16) | 0.7029% | 0 | 13.2596 | Residential_2026_SC A_GWh_Before Competition Groups_ENERGY STAR LED LAMPS (REFLECTOR LAMPs/MR16/PAR 16)
Residential | Res ¦ Minimize Hot and Warm Clothes Wash | 2026 | SC A | GWh | Before Competition Groups | 12.5902 | 0 | 0 | 1886.5227 | 0.0066737 | 23 | Residential_2026_SC A_GWh_Before Competition Groups_23 | Minimize Hot and Warm Clothes Wash | 0.6674% | 0 | 12.5902 | Residential_2026_SC A_GWh_Before Competition Groups_Minimize Hot and Warm Clothes Wash
Residential | Res ¦ Outside Air Economizer | 2026 | SC A | GWh | Before Competition Groups | 11.9245 | 0 | 0 | 1886.5227 | 0.0063209 | 24 | Residential_2026_SC A_GWh_Before Competition Groups_24 | Outside Air Economizer | 0.6321% | 0 | 11.9245 | Residential_2026_SC A_GWh_Before Competition Groups_Outside Air Economizer
Residential | Res ¦ Attic Insulation | 2026 | SC A | GWh | Before Competition Groups | 11.203 | 0 | 0 | 1886.5227 | 0.0059384 | 25 | Residential_2026_SC A_GWh_Before Competition Groups_25 | Attic Insulation | 0.5938% | 0 | 11.203 | Residential_2026_SC A_GWh_Before Competition Groups_Attic Insulation
Residential | Res ¦ Energy Star Room Air Conditioner | 2026 | SC A | GWh | Before Competition Groups | 10.9954 | 0 | 0 | 1886.5227 | 0.0058284 | 26 | Residential_2026_SC A_GWh_Before Competition Groups_26 | Energy Star Room Air Conditioner | 0.5828% | 0 | 10.9954 | Residential_2026_SC A_GWh_Before Competition Groups_Energy Star Room Air Conditioner
Residential | Res ¦ Furnace Whistle | 2026 | SC A | GWh | Before Competition Groups | 10.5771 | 0 | 0 | 1886.5227 | 0.0056067 | 27 | Residential_2026_SC A_GWh_Before Competition Groups_27 | Furnace Whistle | 0.5607% | 0 | 10.5771 | Residential_2026_SC A_GWh_Before Competition Groups_Furnace Whistle
Residential | Res ¦ High Efficiency Chiller (avg of water and air cooled) | 2026 | SC A | GWh | Before Competition Groups | 8.3794 | 0 | 0 | 1886.5227 | 0.0044417 | 28 | Residential_2026_SC A_GWh_Before Competition Groups_28 | High Efficiency Chiller (avg of water and air cooled) | 0.4442% | 0 | 8.3794 | Residential_2026_SC A_GWh_Before Competition Groups_High Efficiency Chiller (avg of water and air cooled)
Residential | Res ¦ Advanced BAS/Controllers | 2026 | SC A | GWh | Before Competition Groups | 8.0006 | 0 | 0 | 1886.5227 | 0.0042409 | 29 | Residential_2026_SC A_GWh_Before Competition Groups_29 | Advanced BAS/Controllers | 0.4241% | 0 | 8.0006 | Residential_2026_SC A_GWh_Before Competition Groups_Advanced BAS/Controllers
Residential | Res ¦ Energy Star Freezer | 2026 | SC A | GWh | Before Competition Groups | 7.9995 | 0 | 0 | 1886.5227 | 0.0042403 | 30 | Residential_2026_SC A_GWh_Before Competition Groups_30 | Energy Star Freezer | 0.424% | 0 | 7.9995 | Residential_2026_SC A_GWh_Before Competition Groups_Energy Star Freezer
Residential | Res ¦ Home Energy Reports | 2026 | SC A | GWh | Before Competition Groups | 6.9272 | 0 | 0 | 1886.5227 | 0.0036719 | 31 | Residential_2026_SC A_GWh_Before Competition Groups_31 | Home Energy Reports | 0.3672% | 0 | 6.9272 | Residential_2026_SC A_GWh_Before Competition Groups_Home Energy Reports
Residential | Res ¦ Variable Frequency Drive (VFD) | 2026 | SC A | GWh | Before Competition Groups | 4.4868 | 0 | 0 | 1886.5227 | 0.0023783 | 32 | Residential_2026_SC A_GWh_Before Competition Groups_32 | Variable Frequency Drive (VFD) | 0.2378% | 0 | 4.4868 | Residential_2026_SC A_GWh_Before Competition Groups_Variable Frequency Drive (VFD)
Residential | Res ¦ CO Sensors for parking garage exhaust fans | 2026 | SC A | GWh | Before Competition Groups | 3.4464 | 0 | 0 | 1886.5227 | 0.0018268 | 33 | Residential_2026_SC A_GWh_Before Competition Groups_33 | CO Sensors for parking garage exhaust fans | 0.1827% | 0 | 3.4464 | Residential_2026_SC A_GWh_Before Competition Groups_CO Sensors for parking garage exhaust fans
Residential | Res ¦ Water Heater Temperature Setback | 2026 | SC A | GWh | Before Competition Groups | 3.3282 | 0 | 0 | 1886.5227 | 0.0017642 | 34 | Residential_2026_SC A_GWh_Before Competition Groups_34 | Water Heater Temperature Setback | 0.1764% | 0 | 3.3282 | Residential_2026_SC A_GWh_Before Competition Groups_Water Heater Temperature Setback
Residential | Res ¦ Demand Control Ventilation | 2026 | SC A | GWh | Before Competition Groups | 3.0586 | 0 | 0 | 1886.5227 | 0.0016213 | 35 | Residential_2026_SC A_GWh_Before Competition Groups_35 | Demand Control Ventilation | 0.1621% | 0 | 3.0586 | Residential_2026_SC A_GWh_Before Competition Groups_Demand Control Ventilation
Residential | Res ¦ ENERGY STAR LED Lamps (General Service Lamps) | 2026 | SC A | GWh | Before Competition Groups | 3.0509 | 0 | 0 | 1886.5227 | 0.0016172 | 36 | Residential_2026_SC A_GWh_Before Competition Groups_36 | ENERGY STAR LED Lamps (General Service Lamps) | 0.1617% | 0 | 3.0509 | Residential_2026_SC A_GWh_Before Competition Groups_ENERGY STAR LED Lamps (General Service Lamps)
Residential | Res ¦ Clothes Drying Racks | 2026 | SC A | GWh | Before Competition Groups | 1.3981 | 0 | 0 | 1886.5227 | 0.00074112 | 37 | Residential_2026_SC A_GWh_Before Competition Groups_37 | Clothes Drying Racks | 0.07411% | 0 | 1.3981 | Residential_2026_SC A_GWh_Before Competition Groups_Clothes Drying Racks
Residential | Res ¦ VFD on Pumps | 2026 | SC A | GWh | Before Competition Groups | 1.2795 | 0 | 0 | 1886.5227 | 0.00067823 | 38 | Residential_2026_SC A_GWh_Before Competition Groups_38 | VFD on Pumps | 0.06782% | 0 | 1.2795 | Residential_2026_SC A_GWh_Before Competition Groups_VFD on Pumps
Residential | Res ¦ Condensing Make Up Air Unit | 2026 | SC A | GWh | Before Competition Groups | 1.1289 | 0 | 0 | 1886.5227 | 0.00059843 | 39 | Residential_2026_SC A_GWh_Before Competition Groups_39 | Condensing Make Up Air Unit | 0.05984% | 0 | 1.1289 | Residential_2026_SC A_GWh_Before Competition Groups_Condensing Make Up Air Unit
Residential | Res ¦ Energy Star Dehumidifier | 2026 | SC A | GWh | Before Competition Groups | 1.0323 | 0 | 0 | 1886.5227 | 0.00054721 | 40 | Residential_2026_SC A_GWh_Before Competition Groups_40 | Energy Star Dehumidifier | 0.05472% | 0 | 1.0323 | Residential_2026_SC A_GWh_Before Competition Groups_Energy Star Dehumidifier
Residential | Res ¦ Floor Insulation | 2026 | SC A | GWh | Before Competition Groups | 0.81357 | 0 | 0 | 1886.5227 | 0.00043125 | 41 | Residential_2026_SC A_GWh_Before Competition Groups_41 | Floor Insulation | 0.04313% | 0 | 0.81357 | Residential_2026_SC A_GWh_Before Competition Groups_Floor Insulation
Residential | Res ¦ Tankless Water Heater | 2026 | SC A | GWh | Before Competition Groups | 0.79956 | 0 | 0 | 1886.5227 | 0.00042383 | 42 | Residential_2026_SC A_GWh_Before Competition Groups_42 | Tankless Water Heater | 0.04238% | 0 | 0.79956 | Residential_2026_SC A_GWh_Before Competition Groups_Tankless Water Heater
Residential | Res ¦ ECM MOTORS FOR HVAC APPLICATION (FAN-POWERED VAV BOX) | 2026 | SC A | GWh | Before Competition Groups | 0.70963 | 0 | 0 | 1886.5227 | 0.00037616 | 43 | Residential_2026_SC A_GWh_Before Competition Groups_43 | ECM MOTORS FOR HVAC APPLICATION (FAN-POWERED VAV BOX) | 0.03762% | 0 | 0.70963 | Residential_2026_SC A_GWh_Before Competition Groups_ECM MOTORS FOR HVAC APPLICATION (FAN-POWERED VAV BOX)
Residential | Res ¦ Heat Recovery Ventilator | 2026 | SC A | GWh | Before Competition Groups | 0.49724 | 0 | 0 | 1886.5227 | 0.00026357 | 44 | Residential_2026_SC A_GWh_Before Competition Groups_44 | Heat Recovery Ventilator | 0.02636% | 0 | 0.49724 | Residential_2026_SC A_GWh_Before Competition Groups_Heat Recovery Ventilator
Residential | Res ¦ Duct Insulation | 2026 | SC A | GWh | Before Competition Groups | 0.48507 | 0 | 0 | 1886.5227 | 0.00025712 | 45 | Residential_2026_SC A_GWh_Before Competition Groups_45 | Duct Insulation | 0.02571% | 0 | 0.48507 | Residential_2026_SC A_GWh_Before Competition Groups_Duct Insulation
Residential | Res ¦ Beverage Vending Machine Controls | 2026 | SC A | GWh | Before Competition Groups | 0.37572 | 0 | 0 | 1886.5227 | 0.00019916 | 46 | Residential_2026_SC A_GWh_Before Competition Groups_46 | Beverage Vending Machine Controls | 0.01992% | 0 | 0.37572 | Residential_2026_SC A_GWh_Before Competition Groups_Beverage Vending Machine Controls
Residential | Res ¦ Duct Insulation MF | 2026 | SC A | GWh | Before Competition Groups | 0.2848 | 0 | 0 | 1886.5227 | 0.00015096 | 47 | Residential_2026_SC A_GWh_Before Competition Groups_47 | Duct Insulation MF | 0.0151% | 0 | 0.2848 | Residential_2026_SC A_GWh_Before Competition Groups_Duct Insulation MF
Residential | Res ¦ Chilled Water Optimization | 2026 | SC A | GWh | Before Competition Groups | 0.082604 | 0 | 0 | 1886.5227 | 4.3786e-05 | 48 | Residential_2026_SC A_GWh_Before Competition Groups_48 | Chilled Water Optimization | 0.004379% | 0 | 0.082604 | Residential_2026_SC A_GWh_Before Competition Groups_Chilled Water Optimization
Residential | Res ¦ LED High Bay Fixture | 2026 | SC A | GWh | Before Competition Groups | 0.060942 | 0 | 0 | 1886.5227 | 3.2304e-05 | 49 | Residential_2026_SC A_GWh_Before Competition Groups_49 | LED High Bay Fixture | 0.00323% | 0 | 0.060942 | Residential_2026_SC A_GWh_Before Competition Groups_LED High Bay Fixture
Residential | Res ¦ Wall Insulation MF | 2026 | SC A | GWh | Before Competition Groups | 0.0056751 | 0 | 0 | 1886.5227 | 3.0083e-06 | 50 | Residential_2026_SC A_GWh_Before Competition Groups_50 | Wall Insulation MF | 0.0003008% | 0 | 0.0056751 | Residential_2026_SC A_GWh_Before Competition Groups_Wall Insulation MF
Residential | Res ¦ Wall Insulation | 2026 | SC A | GWh | Before Competition Groups | 0.0043617 | 0 | 0 | 1886.5227 | 2.312e-06 | 51 | Residential_2026_SC A_GWh_Before Competition Groups_51 | Wall Insulation | 0.0002312% | 0 | 0.0043617 | Residential_2026_SC A_GWh_Before Competition Groups_Wall Insulation
Residential | Res ¦ Freezer Recycling | 2026 | SC A | GWh | Before Competition Groups | 0.0012709 | 0 | 0 | 1886.5227 | 6.7368e-07 | 52 | Residential_2026_SC A_GWh_Before Competition Groups_52 | Freezer Recycling | 6.737e-05% | 0 | 0.0012709 | Residential_2026_SC A_GWh_Before Competition Groups_Freezer Recycling
Residential | Res ¦ Heavy Duty Outdoor/Holiday Plug-in Timers | 2026 | SC A | GWh | Before Competition Groups | 0 | 0 | 0 | 1886.5227 | 0 | 53 | Residential_2026_SC A_GWh_Before Competition Groups_53 | Heavy Duty Outdoor/Holiday Plug-in Timers | 0% | 0 | 0 | Residential_2026_SC A_GWh_Before Competition Groups_Heavy Duty Outdoor/Holiday Plug-in Timers
Residential | Res ¦ LED Downlight | 2026 | SC A | GWh | Before Competition Groups | 0 | 0 | 0 | 1886.5227 | 0 | 54 | Residential_2026_SC A_GWh_Before Competition Groups_54 | LED Downlight | 0% | 0 | 0 | Residential_2026_SC A_GWh_Before Competition Groups_LED Downlight
Residential | Res ¦ Smart Burners | 2026 | SC A | GWh | Before Competition Groups | 0 | 0 | 0 | 1886.5227 | 0 | 55 | Residential_2026_SC A_GWh_Before Competition Groups_55 | Smart Burners | 0% | 0 | 0 | Residential_2026_SC A_GWh_Before Competition Groups_Smart Burners
Residential | Res ¦ Smart Power Bar | 2026 | SC A | GWh | Before Competition Groups | 0 | 0 | 0 | 1886.5227 | 0 | 56 | Residential_2026_SC A_GWh_Before Competition Groups_56 | Smart Power Bar | 0% | 0 | 0 | Residential_2026_SC A_GWh_Before Competition Groups_Smart Power Bar
Residential | Res ¦ Energy Star Clothes Washer | 2026 | SC B | GWh | Before Competition Groups | 313.9021 | 0 | 0 | 3073.1081 | 0.10214 | 1 | Residential_2026_SC B_GWh_Before Competition Groups_1 | Energy Star Clothes Washer | 10.21% | 0 | 313.9021 | Residential_2026_SC B_GWh_Before Competition Groups_Energy Star Clothes Washer
Residential | Res ¦ Energy Star LED Bulbs General Purpose LEDs | 2026 | SC B | GWh | Before Competition Groups | 265.0134 | 0 | 0 | 3073.1081 | 0.086236 | 2 | Residential_2026_SC B_GWh_Before Competition Groups_2 | Energy Star LED Bulbs General Purpose LEDs | 8.624% | 0 | 265.0134 | Residential_2026_SC B_GWh_Before Competition Groups_Energy Star LED Bulbs General Purpose LEDs
Residential | Res ¦ Energy Star A Line, PAR, MR Lamps | 2026 | SC B | GWh | Before Competition Groups | 262.0444 | 0 | 0 | 3073.1081 | 0.08527 | 3 | Residential_2026_SC B_GWh_Before Competition Groups_3 | Energy Star A Line, PAR, MR Lamps | 8.527% | 0 | 262.0444 | Residential_2026_SC B_GWh_Before Competition Groups_Energy Star A Line, PAR, MR Lamps
Residential | Res ¦ Variable Speed Pool Pump Motor | 2026 | SC B | GWh | Before Competition Groups | 258.6364 | 0 | 0 | 3073.1081 | 0.084161 | 4 | Residential_2026_SC B_GWh_Before Competition Groups_4 | Variable Speed Pool Pump Motor | 8.416% | 0 | 258.6364 | Residential_2026_SC B_GWh_Before Competition Groups_Variable Speed Pool Pump Motor
Residential | Res ¦ Energy Star LED Specialty Bulbs | 2026 | SC B | GWh | Before Competition Groups | 240.861 | 0 | 0 | 3073.1081 | 0.078377 | 5 | Residential_2026_SC B_GWh_Before Competition Groups_5 | Energy Star LED Specialty Bulbs | 7.838% | 0 | 240.861 | Residential_2026_SC B_GWh_Before Competition Groups_Energy Star LED Specialty Bulbs
Residential | Res ¦ Car Block Heater Timer | 2026 | SC B | GWh | Before Competition Groups | 215.9249 | 0 | 0 | 3073.1081 | 0.070263 | 6 | Residential_2026_SC B_GWh_Before Competition Groups_6 | Car Block Heater Timer | 7.026% | 0 | 215.9249 | Residential_2026_SC B_GWh_Before Competition Groups_Car Block Heater Timer
Residential | Res ¦ Building Recommissioning, Operations and Maintenance (O&M) Improvements | 2026 | SC B | GWh | Before Competition Groups | 200.4543 | 0 | 0 | 3073.1081 | 0.065229 | 7 | Residential_2026_SC B_GWh_Before Competition Groups_7 | Building Recommissioning, Operations and Maintenance (O&M) Improvements | 6.523% | 0 | 200.4543 | Residential_2026_SC B_GWh_Before Competition Groups_Building Recommissioning, Operations and Maintenance (O&M) Improvements
Residential | Res ¦ Ductless Mini-Split Heat Pump | 2026 | SC B | GWh | Before Competition Groups | 176.8302 | 0 | 0 | 3073.1081 | 0.057541 | 8 | Residential_2026_SC B_GWh_Before Competition Groups_8 | Ductless Mini-Split Heat Pump | 5.754% | 0 | 176.8302 | Residential_2026_SC B_GWh_Before Competition Groups_Ductless Mini-Split Heat Pump
Residential | Res ¦ Adaptive Thermostat | 2026 | SC B | GWh | Before Competition Groups | 122.6624 | 0 | 0 | 3073.1081 | 0.039915 | 9 | Residential_2026_SC B_GWh_Before Competition Groups_9 | Adaptive Thermostat | 3.991% | 0 | 122.6624 | Residential_2026_SC B_GWh_Before Competition Groups_Adaptive Thermostat
Residential | Res ¦ Comprehensive Draft Proofing | 2026 | SC B | GWh | Before Competition Groups | 101.954 | 0 | 0 | 3073.1081 | 0.033176 | 10 | Residential_2026_SC B_GWh_Before Competition Groups_10 | Comprehensive Draft Proofing | 3.318% | 0 | 101.954 | Residential_2026_SC B_GWh_Before Competition Groups_Comprehensive Draft Proofing
Residential | Res ¦ Energy Star Torchiere | 2026 | SC B | GWh | Before Competition Groups | 93.6875 | 0 | 0 | 3073.1081 | 0.030486 | 11 | Residential_2026_SC B_GWh_Before Competition Groups_11 | Energy Star Torchiere | 3.049% | 0 | 93.6875 | Residential_2026_SC B_GWh_Before Competition Groups_Energy Star Torchiere
Residential | Res ¦ LED Parking Lot Fixture | 2026 | SC B | GWh | Before Competition Groups | 67.1856 | 0 | 0 | 3073.1081 | 0.021862 | 12 | Residential_2026_SC B_GWh_Before Competition Groups_12 | LED Parking Lot Fixture | 2.186% | 0 | 67.1856 | Residential_2026_SC B_GWh_Before Competition Groups_LED Parking Lot Fixture
Residential | Res ¦ Air Sealing | 2026 | SC B | GWh | Before Competition Groups | 63.8552 | 0 | 0 | 3073.1081 | 0.020779 | 13 | Residential_2026_SC B_GWh_Before Competition Groups_13 | Air Sealing | 2.078% | 0 | 63.8552 | Residential_2026_SC B_GWh_Before Competition Groups_Air Sealing
Residential | Res ¦ Occupancy Sensors MF | 2026 | SC B | GWh | Before Competition Groups | 63.4286 | 0 | 0 | 3073.1081 | 0.02064 | 14 | Residential_2026_SC B_GWh_Before Competition Groups_14 | Occupancy Sensors MF | 2.064% | 0 | 63.4286 | Residential_2026_SC B_GWh_Before Competition Groups_Occupancy Sensors MF
Residential | Res ¦ Refrigerator Recycling | 2026 | SC B | GWh | Before Competition Groups | 52.5411 | 0 | 0 | 3073.1081 | 0.017097 | 15 | Residential_2026_SC B_GWh_Before Competition Groups_15 | Refrigerator Recycling | 1.71% | 0 | 52.5411 | Residential_2026_SC B_GWh_Before Competition Groups_Refrigerator Recycling
Residential | Res ¦ Clothes Drying Racks | 2026 | SC B | GWh | Before Competition Groups | 47.959 | 0 | 0 | 3073.1081 | 0.015606 | 16 | Residential_2026_SC B_GWh_Before Competition Groups_16 | Clothes Drying Racks | 1.561% | 0 | 47.959 | Residential_2026_SC B_GWh_Before Competition Groups_Clothes Drying Racks
Residential | Res ¦ Freezer Recycling | 2026 | SC B | GWh | Before Competition Groups | 45.9875 | 0 | 0 | 3073.1081 | 0.014964 | 17 | Residential_2026_SC B_GWh_Before Competition Groups_17 | Freezer Recycling | 1.496% | 0 | 45.9875 | Residential_2026_SC B_GWh_Before Competition Groups_Freezer Recycling
Residential | Res ¦ Energy Star Air Source Heat Pump | 2026 | SC B | GWh | Before Competition Groups | 42.6404 | 0 | 0 | 3073.1081 | 0.013875 | 18 | Residential_2026_SC B_GWh_Before Competition Groups_18 | Energy Star Air Source Heat Pump | 1.388% | 0 | 42.6404 | Residential_2026_SC B_GWh_Before Competition Groups_Energy Star Air Source Heat Pump
Residential | Res ¦ Energy Star Clothes Dryer | 2026 | SC B | GWh | Before Competition Groups | 41.0478 | 0 | 0 | 3073.1081 | 0.013357 | 19 | Residential_2026_SC B_GWh_Before Competition Groups_19 | Energy Star Clothes Dryer | 1.336% | 0 | 41.0478 | Residential_2026_SC B_GWh_Before Competition Groups_Energy Star Clothes Dryer
Residential | Res ¦ Energy Star Light Fixture | 2026 | SC B | GWh | Before Competition Groups | 38.5027 | 0 | 0 | 3073.1081 | 0.012529 | 20 | Residential_2026_SC B_GWh_Before Competition Groups_20 | Energy Star Light Fixture | 1.253% | 0 | 38.5027 | Residential_2026_SC B_GWh_Before Competition Groups_Energy Star Light Fixture
Residential | Res ¦ Basement Wall Insulation | 2026 | SC B | GWh | Before Competition Groups | 33.5222 | 0 | 0 | 3073.1081 | 0.010908 | 21 | Residential_2026_SC B_GWh_Before Competition Groups_21 | Basement Wall Insulation | 1.091% | 0 | 33.5222 | Residential_2026_SC B_GWh_Before Competition Groups_Basement Wall Insulation
Residential | Res ¦ LED Exterior Area Lights - LED Fixture (200W) | 2026 | SC B | GWh | Before Competition Groups | 29.3889 | 0 | 0 | 3073.1081 | 0.0095633 | 22 | Residential_2026_SC B_GWh_Before Competition Groups_22 | LED Exterior Area Lights - LED Fixture (200W) | 0.9563% | 0 | 29.3889 | Residential_2026_SC B_GWh_Before Competition Groups_LED Exterior Area Lights - LED Fixture (200W)
Residential | Res ¦ Advanced BAS/Controllers | 2026 | SC B | GWh | Before Competition Groups | 29.3354 | 0 | 0 | 3073.1081 | 0.0095458 | 23 | Residential_2026_SC B_GWh_Before Competition Groups_23 | Advanced BAS/Controllers | 0.9546% | 0 | 29.3354 | Residential_2026_SC B_GWh_Before Competition Groups_Advanced BAS/Controllers
Residential | Res ¦ Attic Insulation | 2026 | SC B | GWh | Before Competition Groups | 25.8556 | 0 | 0 | 3073.1081 | 0.0084135 | 24 | Residential_2026_SC B_GWh_Before Competition Groups_24 | Attic Insulation | 0.8413% | 0 | 25.8556 | Residential_2026_SC B_GWh_Before Competition Groups_Attic Insulation
Residential | Res ¦ Furnace Whistle | 2026 | SC B | GWh | Before Competition Groups | 25.2638 | 0 | 0 | 3073.1081 | 0.0082209 | 25 | Residential_2026_SC B_GWh_Before Competition Groups_25 | Furnace Whistle | 0.8221% | 0 | 25.2638 | Residential_2026_SC B_GWh_Before Competition Groups_Furnace Whistle
Residential | Res ¦ Energy Star Room Air Conditioner | 2026 | SC B | GWh | Before Competition Groups | 22.3308 | 0 | 0 | 3073.1081 | 0.0072665 | 26 | Residential_2026_SC B_GWh_Before Competition Groups_26 | Energy Star Room Air Conditioner | 0.7267% | 0 | 22.3308 | Residential_2026_SC B_GWh_Before Competition Groups_Energy Star Room Air Conditioner
Residential | Res ¦ LED Tube Re-Lamp | 2026 | SC B | GWh | Before Competition Groups | 20.5876 | 0 | 0 | 3073.1081 | 0.0066993 | 27 | Residential_2026_SC B_GWh_Before Competition Groups_27 | LED Tube Re-Lamp | 0.6699% | 0 | 20.5876 | Residential_2026_SC B_GWh_Before Competition Groups_LED Tube Re-Lamp
Residential | Res ¦ Outside Air Economizer | 2026 | SC B | GWh | Before Competition Groups | 20.3182 | 0 | 0 | 3073.1081 | 0.0066116 | 28 | Residential_2026_SC B_GWh_Before Competition Groups_28 | Outside Air Economizer | 0.6612% | 0 | 20.3182 | Residential_2026_SC B_GWh_Before Competition Groups_Outside Air Economizer
Residential | Res ¦ Energy Star Freezer | 2026 | SC B | GWh | Before Competition Groups | 19.1215 | 0 | 0 | 3073.1081 | 0.0062222 | 29 | Residential_2026_SC B_GWh_Before Competition Groups_29 | Energy Star Freezer | 0.6222% | 0 | 19.1215 | Residential_2026_SC B_GWh_Before Competition Groups_Energy Star Freezer
Residential | Res ¦ Demand Control Ventilation | 2026 | SC B | GWh | Before Competition Groups | 13.5287 | 0 | 0 | 3073.1081 | 0.0044023 | 30 | Residential_2026_SC B_GWh_Before Competition Groups_30 | Demand Control Ventilation | 0.4402% | 0 | 13.5287 | Residential_2026_SC B_GWh_Before Competition Groups_Demand Control Ventilation
Residential | Res ¦ ENERGY STAR LED LAMPS (REFLECTOR LAMPs/MR16/PAR 16) | 2026 | SC B | GWh | Before Competition Groups | 13.2596 | 0 | 0 | 3073.1081 | 0.0043147 | 31 | Residential_2026_SC B_GWh_Before Competition Groups_31 | ENERGY STAR LED LAMPS (REFLECTOR LAMPs/MR16/PAR 16) | 0.4315% | 0 | 13.2596 | Residential_2026_SC B_GWh_Before Competition Groups_ENERGY STAR LED LAMPS (REFLECTOR LAMPs/MR16/PAR 16)
Residential | Res ¦ Minimize Hot and Warm Clothes Wash | 2026 | SC B | GWh | Before Competition Groups | 12.5902 | 0 | 0 | 3073.1081 | 0.0040969 | 32 | Residential_2026_SC B_GWh_Before Competition Groups_32 | Minimize Hot and Warm Clothes Wash | 0.4097% | 0 | 12.5902 | Residential_2026_SC B_GWh_Before Competition Groups_Minimize Hot and Warm Clothes Wash
Residential | Res ¦ Energy Star Dehumidifier | 2026 | SC B | GWh | Before Competition Groups | 11.1637 | 0 | 0 | 3073.1081 | 0.0036327 | 33 | Residential_2026_SC B_GWh_Before Competition Groups_33 | Energy Star Dehumidifier | 0.3633% | 0 | 11.1637 | Residential_2026_SC B_GWh_Before Competition Groups_Energy Star Dehumidifier
Residential | Res ¦ Variable Frequency Drive (VFD) | 2026 | SC B | GWh | Before Competition Groups | 10.7163 | 0 | 0 | 3073.1081 | 0.0034871 | 34 | Residential_2026_SC B_GWh_Before Competition Groups_34 | Variable Frequency Drive (VFD) | 0.3487% | 0 | 10.7163 | Residential_2026_SC B_GWh_Before Competition Groups_Variable Frequency Drive (VFD)
Residential | Res ¦ CO Sensors for parking garage exhaust fans | 2026 | SC B | GWh | Before Competition Groups | 10.3472 | 0 | 0 | 3073.1081 | 0.003367 | 35 | Residential_2026_SC B_GWh_Before Competition Groups_35 | CO Sensors for parking garage exhaust fans | 0.3367% | 0 | 10.3472 | Residential_2026_SC B_GWh_Before Competition Groups_CO Sensors for parking garage exhaust fans
Residential | Res ¦ High Efficiency Chiller (avg of water and air cooled) | 2026 | SC B | GWh | Before Competition Groups | 8.649 | 0 | 0 | 3073.1081 | 0.0028144 | 36 | Residential_2026_SC B_GWh_Before Competition Groups_36 | High Efficiency Chiller (avg of water and air cooled) | 0.2814% | 0 | 8.649 | Residential_2026_SC B_GWh_Before Competition Groups_High Efficiency Chiller (avg of water and air cooled)
Residential | Res ¦ Water Heater Temperature Setback | 2026 | SC B | GWh | Before Competition Groups | 8.0082 | 0 | 0 | 3073.1081 | 0.0026059 | 37 | Residential_2026_SC B_GWh_Before Competition Groups_37 | Water Heater Temperature Setback | 0.2606% | 0 | 8.0082 | Residential_2026_SC B_GWh_Before Competition Groups_Water Heater Temperature Setback
Residential | Res ¦ Home Energy Reports | 2026 | SC B | GWh | Before Competition Groups | 6.9272 | 0 | 0 | 3073.1081 | 0.0022541 | 38 | Residential_2026_SC B_GWh_Before Competition Groups_38 | Home Energy Reports | 0.2254% | 0 | 6.9272 | Residential_2026_SC B_GWh_Before Competition Groups_Home Energy Reports
Residential | Res ¦ Floor Insulation | 2026 | SC B | GWh | Before Competition Groups | 6.7737 | 0 | 0 | 3073.1081 | 0.0022042 | 39 | Residential_2026_SC B_GWh_Before Competition Groups_39 | Floor Insulation | 0.2204% | 0 | 6.7737 | Residential_2026_SC B_GWh_Before Competition Groups_Floor Insulation
Residential | Res ¦ Duct Insulation | 2026 | SC B | GWh | Before Competition Groups | 5.9421 | 0 | 0 | 3073.1081 | 0.0019336 | 40 | Residential_2026_SC B_GWh_Before Competition Groups_40 | Duct Insulation | 0.1934% | 0 | 5.9421 | Residential_2026_SC B_GWh_Before Competition Groups_Duct Insulation
Residential | Res ¦ Heat Recovery Ventilator | 2026 | SC B | GWh | Before Competition Groups | 5.3491 | 0 | 0 | 3073.1081 | 0.0017406 | 41 | Residential_2026_SC B_GWh_Before Competition Groups_41 | Heat Recovery Ventilator | 0.1741% | 0 | 5.3491 | Residential_2026_SC B_GWh_Before Competition Groups_Heat Recovery Ventilator
Residential | Res ¦ Condensing Make Up Air Unit | 2026 | SC B | GWh | Before Competition Groups | 4.6673 | 0 | 0 | 3073.1081 | 0.0015187 | 42 | Residential_2026_SC B_GWh_Before Competition Groups_42 | Condensing Make Up Air Unit | 0.1519% | 0 | 4.6673 | Residential_2026_SC B_GWh_Before Competition Groups_Condensing Make Up Air Unit
Residential | Res ¦ VFD on Pumps | 2026 | SC B | GWh | Before Competition Groups | 3.2953 | 0 | 0 | 3073.1081 | 0.0010723 | 43 | Residential_2026_SC B_GWh_Before Competition Groups_43 | VFD on Pumps | 0.1072% | 0 | 3.2953 | Residential_2026_SC B_GWh_Before Competition Groups_VFD on Pumps
Residential | Res ¦ ENERGY STAR LED Lamps (General Service Lamps) | 2026 | SC B | GWh | Before Competition Groups | 3.0509 | 0 | 0 | 3073.1081 | 0.00099277 | 44 | Residential_2026_SC B_GWh_Before Competition Groups_44 | ENERGY STAR LED Lamps (General Service Lamps) | 0.09928% | 0 | 3.0509 | Residential_2026_SC B_GWh_Before Competition Groups_ENERGY STAR LED Lamps (General Service Lamps)
Residential | Res ¦ Duct Insulation MF | 2026 | SC B | GWh | Before Competition Groups | 2.6122 | 0 | 0 | 3073.1081 | 0.00085002 | 45 | Residential_2026_SC B_GWh_Before Competition Groups_45 | Duct Insulation MF | 0.085% | 0 | 2.6122 | Residential_2026_SC B_GWh_Before Competition Groups_Duct Insulation MF
Residential | Res ¦ Tankless Water Heater | 2026 | SC B | GWh | Before Competition Groups | 2.4218 | 0 | 0 | 3073.1081 | 0.00078805 | 46 | Residential_2026_SC B_GWh_Before Competition Groups_46 | Tankless Water Heater | 0.0788% | 0 | 2.4218 | Residential_2026_SC B_GWh_Before Competition Groups_Tankless Water Heater
Residential | Res ¦ ECM MOTORS FOR HVAC APPLICATION (FAN-POWERED VAV BOX) | 2026 | SC B | GWh | Before Competition Groups | 1.6301 | 0 | 0 | 3073.1081 | 0.00053045 | 47 | Residential_2026_SC B_GWh_Before Competition Groups_47 | ECM MOTORS FOR HVAC APPLICATION (FAN-POWERED VAV BOX) | 0.05305% | 0 | 1.6301 | Residential_2026_SC B_GWh_Before Competition Groups_ECM MOTORS FOR HVAC APPLICATION (FAN-POWERED VAV BOX)
Residential | Res ¦ Beverage Vending Machine Controls | 2026 | SC B | GWh | Before Competition Groups | 0.97733 | 0 | 0 | 3073.1081 | 0.00031803 | 48 | Residential_2026_SC B_GWh_Before Competition Groups_48 | Beverage Vending Machine Controls | 0.0318% | 0 | 0.97733 | Residential_2026_SC B_GWh_Before Competition Groups_Beverage Vending Machine Controls
Residential | Res ¦ LED High Bay Fixture | 2026 | SC B | GWh | Before Competition Groups | 0.13665 | 0 | 0 | 3073.1081 | 4.4467e-05 | 49 | Residential_2026_SC B_GWh_Before Competition Groups_49 | LED High Bay Fixture | 0.004447% | 0 | 0.13665 | Residential_2026_SC B_GWh_Before Competition Groups_LED High Bay Fixture
Residential | Res ¦ Chilled Water Optimization | 2026 | SC B | GWh | Before Competition Groups | 0.11571 | 0 | 0 | 3073.1081 | 3.7653e-05 | 50 | Residential_2026_SC B_GWh_Before Competition Groups_50 | Chilled Water Optimization | 0.003765% | 0 | 0.11571 | Residential_2026_SC B_GWh_Before Competition Groups_Chilled Water Optimization
Residential | Res ¦ Wall Insulation | 2026 | SC B | GWh | Before Competition Groups | 0.097359 | 0 | 0 | 3073.1081 | 3.1681e-05 | 51 | Residential_2026_SC B_GWh_Before Competition Groups_51 | Wall Insulation | 0.003168% | 0 | 0.097359 | Residential_2026_SC B_GWh_Before Competition Groups_Wall Insulation
Residential | Res ¦ Wall Insulation MF | 2026 | SC B | GWh | Before Competition Groups | 0.0059049 | 0 | 0 | 3073.1081 | 1.9215e-06 | 52 | Residential_2026_SC B_GWh_Before Competition Groups_52 | Wall Insulation MF | 0.0001921% | 0 | 0.0059049 | Residential_2026_SC B_GWh_Before Competition Groups_Wall Insulation MF
Residential | Res ¦ Heavy Duty Outdoor/Holiday Plug-in Timers | 2026 | SC B | GWh | Before Competition Groups | 0 | 0 | 0 | 3073.1081 | 0 | 53 | Residential_2026_SC B_GWh_Before Competition Groups_53 | Heavy Duty Outdoor/Holiday Plug-in Timers | 0% | 0 | 0 | Residential_2026_SC B_GWh_Before Competition Groups_Heavy Duty Outdoor/Holiday Plug-in Timers
Residential | Res ¦ LED Downlight | 2026 | SC B | GWh | Before Competition Groups | 0 | 0 | 0 | 3073.1081 | 0 | 54 | Residential_2026_SC B_GWh_Before Competition Groups_54 | LED Downlight | 0% | 0 | 0 | Residential_2026_SC B_GWh_Before Competition Groups_LED Downlight
Residential | Res ¦ Smart Burners | 2026 | SC B | GWh | Before Competition Groups | 0 | 0 | 0 | 3073.1081 | 0 | 55 | Residential_2026_SC B_GWh_Before Competition Groups_55 | Smart Burners | 0% | 0 | 0 | Residential_2026_SC B_GWh_Before Competition Groups_Smart Burners
Residential | Res ¦ Smart Power Bar | 2026 | SC B | GWh | Before Competition Groups | 0 | 0 | 0 | 3073.1081 | 0 | 56 | Residential_2026_SC B_GWh_Before Competition Groups_56 | Smart Power Bar | 0% | 0 | 0 | Residential_2026_SC B_GWh_Before Competition Groups_Smart Power Bar
Residential | Res ¦ Energy Star LED Specialty Bulbs | 2026 | SC C | GWh | Before Competition Groups | 460.2376 | 0 | 0 | 2145.9381 | 0.21447 | 1 | Residential_2026_SC C_GWh_Before Competition Groups_1 | Energy Star LED Specialty Bulbs | 21.45% | 0 | 460.2376 | Residential_2026_SC C_GWh_Before Competition Groups_Energy Star LED Specialty Bulbs
Residential | Res ¦ Energy Star Clothes Washer | 2026 | SC C | GWh | Before Competition Groups | 274.3086 | 0 | 0 | 2145.9381 | 0.12783 | 2 | Residential_2026_SC C_GWh_Before Competition Groups_2 | Energy Star Clothes Washer | 12.78% | 0 | 274.3086 | Residential_2026_SC C_GWh_Before Competition Groups_Energy Star Clothes Washer
Residential | Res ¦ Energy Star A Line, PAR, MR Lamps | 2026 | SC C | GWh | Before Competition Groups | 179.7622 | 0 | 0 | 2145.9381 | 0.083769 | 3 | Residential_2026_SC C_GWh_Before Competition Groups_3 | Energy Star A Line, PAR, MR Lamps | 8.377% | 0 | 179.7622 | Residential_2026_SC C_GWh_Before Competition Groups_Energy Star A Line, PAR, MR Lamps
Residential | Res ¦ Ductless Mini-Split Heat Pump | 2026 | SC C | GWh | Before Competition Groups | 134.889 | 0 | 0 | 2145.9381 | 0.062858 | 4 | Residential_2026_SC C_GWh_Before Competition Groups_4 | Ductless Mini-Split Heat Pump | 6.286% | 0 | 134.889 | Residential_2026_SC C_GWh_Before Competition Groups_Ductless Mini-Split Heat Pump
Residential | Res ¦ Variable Speed Pool Pump Motor | 2026 | SC C | GWh | Before Competition Groups | 108.2916 | 0 | 0 | 2145.9381 | 0.050464 | 5 | Residential_2026_SC C_GWh_Before Competition Groups_5 | Variable Speed Pool Pump Motor | 5.046% | 0 | 108.2916 | Residential_2026_SC C_GWh_Before Competition Groups_Variable Speed Pool Pump Motor
Residential | Res ¦ Car Block Heater Timer | 2026 | SC C | GWh | Before Competition Groups | 101.7934 | 0 | 0 | 2145.9381 | 0.047435 | 6 | Residential_2026_SC C_GWh_Before Competition Groups_6 | Car Block Heater Timer | 4.744% | 0 | 101.7934 | Residential_2026_SC C_GWh_Before Competition Groups_Car Block Heater Timer
Residential | Res ¦ Adaptive Thermostat | 2026 | SC C | GWh | Before Competition Groups | 85.662 | 0 | 0 | 2145.9381 | 0.039918 | 7 | Residential_2026_SC C_GWh_Before Competition Groups_7 | Adaptive Thermostat | 3.992% | 0 | 85.662 | Residential_2026_SC C_GWh_Before Competition Groups_Adaptive Thermostat
Residential | Res ¦ Building Recommissioning, Operations and Maintenance (O&M) Improvements | 2026 | SC C | GWh | Before Competition Groups | 83.9241 | 0 | 0 | 2145.9381 | 0.039108 | 8 | Residential_2026_SC C_GWh_Before Competition Groups_8 | Building Recommissioning, Operations and Maintenance (O&M) Improvements | 3.911% | 0 | 83.9241 | Residential_2026_SC C_GWh_Before Competition Groups_Building Recommissioning, Operations and Maintenance (O&M) Improvements
Residential | Res ¦ Energy Star LED Bulbs General Purpose LEDs | 2026 | SC C | GWh | Before Competition Groups | 82.0161 | 0 | 0 | 2145.9381 | 0.038219 | 9 | Residential_2026_SC C_GWh_Before Competition Groups_9 | Energy Star LED Bulbs General Purpose LEDs | 3.822% | 0 | 82.0161 | Residential_2026_SC C_GWh_Before Competition Groups_Energy Star LED Bulbs General Purpose LEDs
Residential | Res ¦ Energy Star Torchiere | 2026 | SC C | GWh | Before Competition Groups | 61.0528 | 0 | 0 | 2145.9381 | 0.02845 | 10 | Residential_2026_SC C_GWh_Before Competition Groups_10 | Energy Star Torchiere | 2.845% | 0 | 61.0528 | Residential_2026_SC C_GWh_Before Competition Groups_Energy Star Torchiere
Residential | Res ¦ LED Parking Lot Fixture | 2026 | SC C | GWh | Before Competition Groups | 59.8193 | 0 | 0 | 2145.9381 | 0.027876 | 11 | Residential_2026_SC C_GWh_Before Competition Groups_11 | LED Parking Lot Fixture | 2.788% | 0 | 59.8193 | Residential_2026_SC C_GWh_Before Competition Groups_LED Parking Lot Fixture
Residential | Res ¦ Air Sealing | 2026 | SC C | GWh | Before Competition Groups | 58.5791 | 0 | 0 | 2145.9381 | 0.027298 | 12 | Residential_2026_SC C_GWh_Before Competition Groups_12 | Air Sealing | 2.73% | 0 | 58.5791 | Residential_2026_SC C_GWh_Before Competition Groups_Air Sealing
Residential | Res ¦ Comprehensive Draft Proofing | 2026 | SC C | GWh | Before Competition Groups | 42.6848 | 0 | 0 | 2145.9381 | 0.019891 | 13 | Residential_2026_SC C_GWh_Before Competition Groups_13 | Comprehensive Draft Proofing | 1.989% | 0 | 42.6848 | Residential_2026_SC C_GWh_Before Competition Groups_Comprehensive Draft Proofing
Residential | Res ¦ Energy Star Clothes Dryer | 2026 | SC C | GWh | Before Competition Groups | 41.0599 | 0 | 0 | 2145.9381 | 0.019134 | 14 | Residential_2026_SC C_GWh_Before Competition Groups_14 | Energy Star Clothes Dryer | 1.913% | 0 | 41.0599 | Residential_2026_SC C_GWh_Before Competition Groups_Energy Star Clothes Dryer
Residential | Res ¦ Energy Star Light Fixture | 2026 | SC C | GWh | Before Competition Groups | 34.9524 | 0 | 0 | 2145.9381 | 0.016288 | 15 | Residential_2026_SC C_GWh_Before Competition Groups_15 | Energy Star Light Fixture | 1.629% | 0 | 34.9524 | Residential_2026_SC C_GWh_Before Competition Groups_Energy Star Light Fixture
Residential | Res ¦ Basement Wall Insulation | 2026 | SC C | GWh | Before Competition Groups | 33.5268 | 0 | 0 | 2145.9381 | 0.015623 | 16 | Residential_2026_SC C_GWh_Before Competition Groups_16 | Basement Wall Insulation | 1.562% | 0 | 33.5268 | Residential_2026_SC C_GWh_Before Competition Groups_Basement Wall Insulation
Residential | Res ¦ LED Exterior Area Lights - LED Fixture (200W) | 2026 | SC C | GWh | Before Competition Groups | 29.3889 | 0 | 0 | 2145.9381 | 0.013695 | 17 | Residential_2026_SC C_GWh_Before Competition Groups_17 | LED Exterior Area Lights - LED Fixture (200W) | 1.37% | 0 | 29.3889 | Residential_2026_SC C_GWh_Before Competition Groups_LED Exterior Area Lights - LED Fixture (200W)
Residential | Res ¦ Energy Star Air Source Heat Pump | 2026 | SC C | GWh | Before Competition Groups | 26.6174 | 0 | 0 | 2145.9381 | 0.012404 | 18 | Residential_2026_SC C_GWh_Before Competition Groups_18 | Energy Star Air Source Heat Pump | 1.24% | 0 | 26.6174 | Residential_2026_SC C_GWh_Before Competition Groups_Energy Star Air Source Heat Pump
Residential | Res ¦ Occupancy Sensors MF | 2026 | SC C | GWh | Before Competition Groups | 26.3036 | 0 | 0 | 2145.9381 | 0.012257 | 19 | Residential_2026_SC C_GWh_Before Competition Groups_19 | Occupancy Sensors MF | 1.226% | 0 | 26.3036 | Residential_2026_SC C_GWh_Before Competition Groups_Occupancy Sensors MF
Residential | Res ¦ Attic Insulation | 2026 | SC C | GWh | Before Competition Groups | 25.2905 | 0 | 0 | 2145.9381 | 0.011785 | 20 | Residential_2026_SC C_GWh_Before Competition Groups_20 | Attic Insulation | 1.179% | 0 | 25.2905 | Residential_2026_SC C_GWh_Before Competition Groups_Attic Insulation
Residential | Res ¦ Refrigerator Recycling | 2026 | SC C | GWh | Before Competition Groups | 21.9993 | 0 | 0 | 2145.9381 | 0.010252 | 21 | Residential_2026_SC C_GWh_Before Competition Groups_21 | Refrigerator Recycling | 1.025% | 0 | 21.9993 | Residential_2026_SC C_GWh_Before Competition Groups_Refrigerator Recycling
Residential | Res ¦ LED Tube Re-Lamp | 2026 | SC C | GWh | Before Competition Groups | 20.5876 | 0 | 0 | 2145.9381 | 0.0095938 | 22 | Residential_2026_SC C_GWh_Before Competition Groups_22 | LED Tube Re-Lamp | 0.9594% | 0 | 20.5876 | Residential_2026_SC C_GWh_Before Competition Groups_LED Tube Re-Lamp
Residential | Res ¦ Energy Star Room Air Conditioner | 2026 | SC C | GWh | Before Competition Groups | 17.7545 | 0 | 0 | 2145.9381 | 0.0082736 | 23 | Residential_2026_SC C_GWh_Before Competition Groups_23 | Energy Star Room Air Conditioner | 0.8274% | 0 | 17.7545 | Residential_2026_SC C_GWh_Before Competition Groups_Energy Star Room Air Conditioner
Residential | Res ¦ Energy Star Freezer | 2026 | SC C | GWh | Before Competition Groups | 14.5343 | 0 | 0 | 2145.9381 | 0.0067729 | 24 | Residential_2026_SC C_GWh_Before Competition Groups_24 | Energy Star Freezer | 0.6773% | 0 | 14.5343 | Residential_2026_SC C_GWh_Before Competition Groups_Energy Star Freezer
Residential | Res ¦ ENERGY STAR LED LAMPS (REFLECTOR LAMPs/MR16/PAR 16) | 2026 | SC C | GWh | Before Competition Groups | 13.2596 | 0 | 0 | 2145.9381 | 0.0061789 | 25 | Residential_2026_SC C_GWh_Before Competition Groups_25 | ENERGY STAR LED LAMPS (REFLECTOR LAMPs/MR16/PAR 16) | 0.6179% | 0 | 13.2596 | Residential_2026_SC C_GWh_Before Competition Groups_ENERGY STAR LED LAMPS (REFLECTOR LAMPs/MR16/PAR 16)
Residential | Res ¦ Minimize Hot and Warm Clothes Wash | 2026 | SC C | GWh | Before Competition Groups | 12.5902 | 0 | 0 | 2145.9381 | 0.005867 | 26 | Residential_2026_SC C_GWh_Before Competition Groups_26 | Minimize Hot and Warm Clothes Wash | 0.5867% | 0 | 12.5902 | Residential_2026_SC C_GWh_Before Competition Groups_Minimize Hot and Warm Clothes Wash
Residential | Res ¦ Advanced BAS/Controllers | 2026 | SC C | GWh | Before Competition Groups | 12.2833 | 0 | 0 | 2145.9381 | 0.005724 | 27 | Residential_2026_SC C_GWh_Before Competition Groups_27 | Advanced BAS/Controllers | 0.5724% | 0 | 12.2833 | Residential_2026_SC C_GWh_Before Competition Groups_Advanced BAS/Controllers
Residential | Res ¦ Outside Air Economizer | 2026 | SC C | GWh | Before Competition Groups | 11.9245 | 0 | 0 | 2145.9381 | 0.0055568 | 28 | Residential_2026_SC C_GWh_Before Competition Groups_28 | Outside Air Economizer | 0.5557% | 0 | 11.9245 | Residential_2026_SC C_GWh_Before Competition Groups_Outside Air Economizer
Residential | Res ¦ Furnace Whistle | 2026 | SC C | GWh | Before Competition Groups | 10.5771 | 0 | 0 | 2145.9381 | 0.0049289 | 29 | Residential_2026_SC C_GWh_Before Competition Groups_29 | Furnace Whistle | 0.4929% | 0 | 10.5771 | Residential_2026_SC C_GWh_Before Competition Groups_Furnace Whistle
Residential | Res ¦ High Efficiency Chiller (avg of water and air cooled) | 2026 | SC C | GWh | Before Competition Groups | 8.3794 | 0 | 0 | 2145.9381 | 0.0039048 | 30 | Residential_2026_SC C_GWh_Before Competition Groups_30 | High Efficiency Chiller (avg of water and air cooled) | 0.3905% | 0 | 8.3794 | Residential_2026_SC C_GWh_Before Competition Groups_High Efficiency Chiller (avg of water and air cooled)
Residential | Res ¦ Home Energy Reports | 2026 | SC C | GWh | Before Competition Groups | 6.9272 | 0 | 0 | 2145.9381 | 0.003228 | 31 | Residential_2026_SC C_GWh_Before Competition Groups_31 | Home Energy Reports | 0.3228% | 0 | 6.9272 | Residential_2026_SC C_GWh_Before Competition Groups_Home Energy Reports
Residential | Res ¦ Demand Control Ventilation | 2026 | SC C | GWh | Before Competition Groups | 5.6651 | 0 | 0 | 2145.9381 | 0.0026399 | 32 | Residential_2026_SC C_GWh_Before Competition Groups_32 | Demand Control Ventilation | 0.264% | 0 | 5.6651 | Residential_2026_SC C_GWh_Before Competition Groups_Demand Control Ventilation
Residential | Res ¦ Floor Insulation | 2026 | SC C | GWh | Before Competition Groups | 5.3169 | 0 | 0 | 2145.9381 | 0.0024777 | 33 | Residential_2026_SC C_GWh_Before Competition Groups_33 | Floor Insulation | 0.2478% | 0 | 5.3169 | Residential_2026_SC C_GWh_Before Competition Groups_Floor Insulation
Residential | Res ¦ CO Sensors for parking garage exhaust fans | 2026 | SC C | GWh | Before Competition Groups | 4.6809 | 0 | 0 | 2145.9381 | 0.0021813 | 34 | Residential_2026_SC C_GWh_Before Competition Groups_34 | CO Sensors for parking garage exhaust fans | 0.2181% | 0 | 4.6809 | Residential_2026_SC C_GWh_Before Competition Groups_CO Sensors for parking garage exhaust fans
Residential | Res ¦ Variable Frequency Drive (VFD) | 2026 | SC C | GWh | Before Competition Groups | 4.4868 | 0 | 0 | 2145.9381 | 0.0020908 | 35 | Residential_2026_SC C_GWh_Before Competition Groups_35 | Variable Frequency Drive (VFD) | 0.2091% | 0 | 4.4868 | Residential_2026_SC C_GWh_Before Competition Groups_Variable Frequency Drive (VFD)
Residential | Res ¦ Energy Star Dehumidifier | 2026 | SC C | GWh | Before Competition Groups | 4.2527 | 0 | 0 | 2145.9381 | 0.0019818 | 36 | Residential_2026_SC C_GWh_Before Competition Groups_36 | Energy Star Dehumidifier | 0.1982% | 0 | 4.2527 | Residential_2026_SC C_GWh_Before Competition Groups_Energy Star Dehumidifier
Residential | Res ¦ Water Heater Temperature Setback | 2026 | SC C | GWh | Before Competition Groups | 3.3528 | 0 | 0 | 2145.9381 | 0.0015624 | 37 | Residential_2026_SC C_GWh_Before Competition Groups_37 | Water Heater Temperature Setback | 0.1562% | 0 | 3.3528 | Residential_2026_SC C_GWh_Before Competition Groups_Water Heater Temperature Setback
Residential | Res ¦ Condensing Make Up Air Unit | 2026 | SC C | GWh | Before Competition Groups | 3.2785 | 0 | 0 | 2145.9381 | 0.0015278 | 38 | Residential_2026_SC C_GWh_Before Competition Groups_38 | Condensing Make Up Air Unit | 0.1528% | 0 | 3.2785 | Residential_2026_SC C_GWh_Before Competition Groups_Condensing Make Up Air Unit
Residential | Res ¦ ENERGY STAR LED Lamps (General Service Lamps) | 2026 | SC C | GWh | Before Competition Groups | 3.0509 | 0 | 0 | 2145.9381 | 0.0014217 | 39 | Residential_2026_SC C_GWh_Before Competition Groups_39 | ENERGY STAR LED Lamps (General Service Lamps) | 0.1422% | 0 | 3.0509 | Residential_2026_SC C_GWh_Before Competition Groups_ENERGY STAR LED Lamps (General Service Lamps)
Residential | Res ¦ Duct Insulation MF | 2026 | SC C | GWh | Before Competition Groups | 2.398 | 0 | 0 | 2145.9381 | 0.0011175 | 40 | Residential_2026_SC C_GWh_Before Competition Groups_40 | Duct Insulation MF | 0.1117% | 0 | 2.398 | Residential_2026_SC C_GWh_Before Competition Groups_Duct Insulation MF
Residential | Res ¦ Duct Insulation | 2026 | SC C | GWh | Before Competition Groups | 1.8552 | 0 | 0 | 2145.9381 | 0.00086451 | 41 | Residential_2026_SC C_GWh_Before Competition Groups_41 | Duct Insulation | 0.08645% | 0 | 1.8552 | Residential_2026_SC C_GWh_Before Competition Groups_Duct Insulation
Residential | Res ¦ Clothes Drying Racks | 2026 | SC C | GWh | Before Competition Groups | 1.3981 | 0 | 0 | 2145.9381 | 0.00065153 | 42 | Residential_2026_SC C_GWh_Before Competition Groups_42 | Clothes Drying Racks | 0.06515% | 0 | 1.3981 | Residential_2026_SC C_GWh_Before Competition Groups_Clothes Drying Racks
Residential | Res ¦ VFD on Pumps | 2026 | SC C | GWh | Before Competition Groups | 1.3797 | 0 | 0 | 2145.9381 | 0.00064295 | 43 | Residential_2026_SC C_GWh_Before Competition Groups_43 | VFD on Pumps | 0.0643% | 0 | 1.3797 | Residential_2026_SC C_GWh_Before Competition Groups_VFD on Pumps
Residential | Res ¦ Tankless Water Heater | 2026 | SC C | GWh | Before Competition Groups | 1.3674 | 0 | 0 | 2145.9381 | 0.00063719 | 44 | Residential_2026_SC C_GWh_Before Competition Groups_44 | Tankless Water Heater | 0.06372% | 0 | 1.3674 | Residential_2026_SC C_GWh_Before Competition Groups_Tankless Water Heater
Residential | Res ¦ Heat Recovery Ventilator | 2026 | SC C | GWh | Before Competition Groups | 1.1196 | 0 | 0 | 2145.9381 | 0.00052172 | 45 | Residential_2026_SC C_GWh_Before Competition Groups_45 | Heat Recovery Ventilator | 0.05217% | 0 | 1.1196 | Residential_2026_SC C_GWh_Before Competition Groups_Heat Recovery Ventilator
Residential | Res ¦ ECM MOTORS FOR HVAC APPLICATION (FAN-POWERED VAV BOX) | 2026 | SC C | GWh | Before Competition Groups | 0.71133 | 0 | 0 | 2145.9381 | 0.00033148 | 46 | Residential_2026_SC C_GWh_Before Competition Groups_46 | ECM MOTORS FOR HVAC APPLICATION (FAN-POWERED VAV BOX) | 0.03315% | 0 | 0.71133 | Residential_2026_SC C_GWh_Before Competition Groups_ECM MOTORS FOR HVAC APPLICATION (FAN-POWERED VAV BOX)
Residential | Res ¦ Beverage Vending Machine Controls | 2026 | SC C | GWh | Before Competition Groups | 0.41337 | 0 | 0 | 2145.9381 | 0.00019263 | 47 | Residential_2026_SC C_GWh_Before Competition Groups_47 | Beverage Vending Machine Controls | 0.01926% | 0 | 0.41337 | Residential_2026_SC C_GWh_Before Competition Groups_Beverage Vending Machine Controls
Residential | Res ¦ LED High Bay Fixture | 2026 | SC C | GWh | Before Competition Groups | 0.13665 | 0 | 0 | 2145.9381 | 6.3679e-05 | 48 | Residential_2026_SC C_GWh_Before Competition Groups_48 | LED High Bay Fixture | 0.006368% | 0 | 0.13665 | Residential_2026_SC C_GWh_Before Competition Groups_LED High Bay Fixture
Residential | Res ¦ Chilled Water Optimization | 2026 | SC C | GWh | Before Competition Groups | 0.082604 | 0 | 0 | 2145.9381 | 3.8493e-05 | 49 | Residential_2026_SC C_GWh_Before Competition Groups_49 | Chilled Water Optimization | 0.003849% | 0 | 0.082604 | Residential_2026_SC C_GWh_Before Competition Groups_Chilled Water Optimization
Residential | Res ¦ Wall Insulation | 2026 | SC C | GWh | Before Competition Groups | 0.0072168 | 0 | 0 | 2145.9381 | 3.363e-06 | 50 | Residential_2026_SC C_GWh_Before Competition Groups_50 | Wall Insulation | 0.0003363% | 0 | 0.0072168 | Residential_2026_SC C_GWh_Before Competition Groups_Wall Insulation
Residential | Res ¦ Wall Insulation MF | 2026 | SC C | GWh | Before Competition Groups | 0.0059053 | 0 | 0 | 2145.9381 | 2.7519e-06 | 51 | Residential_2026_SC C_GWh_Before Competition Groups_51 | Wall Insulation MF | 0.0002752% | 0 | 0.0059053 | Residential_2026_SC C_GWh_Before Competition Groups_Wall Insulation MF
Residential | Res ¦ Freezer Recycling | 2026 | SC C | GWh | Before Competition Groups | 0.0012709 | 0 | 0 | 2145.9381 | 5.9224e-07 | 52 | Residential_2026_SC C_GWh_Before Competition Groups_52 | Freezer Recycling | 5.922e-05% | 0 | 0.0012709 | Residential_2026_SC C_GWh_Before Competition Groups_Freezer Recycling
Residential | Res ¦ Heavy Duty Outdoor/Holiday Plug-in Timers | 2026 | SC C | GWh | Before Competition Groups | 0 | 0 | 0 | 2145.9381 | 0 | 53 | Residential_2026_SC C_GWh_Before Competition Groups_53 | Heavy Duty Outdoor/Holiday Plug-in Timers | 0% | 0 | 0 | Residential_2026_SC C_GWh_Before Competition Groups_Heavy Duty Outdoor/Holiday Plug-in Timers
Residential | Res ¦ LED Downlight | 2026 | SC C | GWh | Before Competition Groups | 0 | 0 | 0 | 2145.9381 | 0 | 54 | Residential_2026_SC C_GWh_Before Competition Groups_54 | LED Downlight | 0% | 0 | 0 | Residential_2026_SC C_GWh_Before Competition Groups_LED Downlight
Residential | Res ¦ Smart Burners | 2026 | SC C | GWh | Before Competition Groups | 0 | 0 | 0 | 2145.9381 | 0 | 55 | Residential_2026_SC C_GWh_Before Competition Groups_55 | Smart Burners | 0% | 0 | 0 | Residential_2026_SC C_GWh_Before Competition Groups_Smart Burners
Residential | Res ¦ Smart Power Bar | 2026 | SC C | GWh | Before Competition Groups | 0 | 0 | 0 | 2145.9381 | 0 | 56 | Residential_2026_SC C_GWh_Before Competition Groups_56 | Smart Power Bar | 0% | 0 | 0 | Residential_2026_SC C_GWh_Before Competition Groups_Smart Power Bar
Residential | Res ¦ Energy Star LED Bulbs General Purpose LEDs | 2026 | SC D | GWh | Before Competition Groups | 279.709 | 0 | 0 | 1748.3808 | 0.15998 | 1 | Residential_2026_SC D_GWh_Before Competition Groups_1 | Energy Star LED Bulbs General Purpose LEDs | 16% | 0 | 279.709 | Residential_2026_SC D_GWh_Before Competition Groups_Energy Star LED Bulbs General Purpose LEDs
Residential | Res ¦ Energy Star LED Specialty Bulbs | 2026 | SC D | GWh | Before Competition Groups | 276.204 | 0 | 0 | 1748.3808 | 0.15798 | 2 | Residential_2026_SC D_GWh_Before Competition Groups_2 | Energy Star LED Specialty Bulbs | 15.8% | 0 | 276.204 | Residential_2026_SC D_GWh_Before Competition Groups_Energy Star LED Specialty Bulbs
Residential | Res ¦ Energy Star A Line, PAR, MR Lamps | 2026 | SC D | GWh | Before Competition Groups | 180.2084 | 0 | 0 | 1748.3808 | 0.10307 | 3 | Residential_2026_SC D_GWh_Before Competition Groups_3 | Energy Star A Line, PAR, MR Lamps | 10.31% | 0 | 180.2084 | Residential_2026_SC D_GWh_Before Competition Groups_Energy Star A Line, PAR, MR Lamps
Residential | Res ¦ Energy Star Clothes Washer | 2026 | SC D | GWh | Before Competition Groups | 173.3428 | 0 | 0 | 1748.3808 | 0.099145 | 4 | Residential_2026_SC D_GWh_Before Competition Groups_4 | Energy Star Clothes Washer | 9.914% | 0 | 173.3428 | Residential_2026_SC D_GWh_Before Competition Groups_Energy Star Clothes Washer
Residential | Res ¦ Ductless Mini-Split Heat Pump | 2026 | SC D | GWh | Before Competition Groups | 134.891 | 0 | 0 | 1748.3808 | 0.077152 | 5 | Residential_2026_SC D_GWh_Before Competition Groups_5 | Ductless Mini-Split Heat Pump | 7.715% | 0 | 134.891 | Residential_2026_SC D_GWh_Before Competition Groups_Ductless Mini-Split Heat Pump
Residential | Res ¦ Building Recommissioning, Operations and Maintenance (O&M) Improvements | 2026 | SC D | GWh | Before Competition Groups | 83.9241 | 0 | 0 | 1748.3808 | 0.048001 | 6 | Residential_2026_SC D_GWh_Before Competition Groups_6 | Building Recommissioning, Operations and Maintenance (O&M) Improvements | 4.8% | 0 | 83.9241 | Residential_2026_SC D_GWh_Before Competition Groups_Building Recommissioning, Operations and Maintenance (O&M) Improvements
Residential | Res ¦ Variable Speed Pool Pump Motor | 2026 | SC D | GWh | Before Competition Groups | 69.0333 | 0 | 0 | 1748.3808 | 0.039484 | 7 | Residential_2026_SC D_GWh_Before Competition Groups_7 | Variable Speed Pool Pump Motor | 3.948% | 0 | 69.0333 | Residential_2026_SC D_GWh_Before Competition Groups_Variable Speed Pool Pump Motor
Residential | Res ¦ LED Parking Lot Fixture | 2026 | SC D | GWh | Before Competition Groups | 59.8193 | 0 | 0 | 1748.3808 | 0.034214 | 8 | Residential_2026_SC D_GWh_Before Competition Groups_8 | LED Parking Lot Fixture | 3.421% | 0 | 59.8193 | Residential_2026_SC D_GWh_Before Competition Groups_LED Parking Lot Fixture
Residential | Res ¦ Energy Star Torchiere | 2026 | SC D | GWh | Before Competition Groups | 54.059 | 0 | 0 | 1748.3808 | 0.030919 | 9 | Residential_2026_SC D_GWh_Before Competition Groups_9 | Energy Star Torchiere | 3.092% | 0 | 54.059 | Residential_2026_SC D_GWh_Before Competition Groups_Energy Star Torchiere
Residential | Res ¦ Adaptive Thermostat | 2026 | SC D | GWh | Before Competition Groups | 51.5112 | 0 | 0 | 1748.3808 | 0.029462 | 10 | Residential_2026_SC D_GWh_Before Competition Groups_10 | Adaptive Thermostat | 2.946% | 0 | 51.5112 | Residential_2026_SC D_GWh_Before Competition Groups_Adaptive Thermostat
Residential | Res ¦ Comprehensive Draft Proofing | 2026 | SC D | GWh | Before Competition Groups | 38.041 | 0 | 0 | 1748.3808 | 0.021758 | 11 | Residential_2026_SC D_GWh_Before Competition Groups_11 | Comprehensive Draft Proofing | 2.176% | 0 | 38.041 | Residential_2026_SC D_GWh_Before Competition Groups_Comprehensive Draft Proofing
Residential | Res ¦ Basement Wall Insulation | 2026 | SC D | GWh | Before Competition Groups | 32.286 | 0 | 0 | 1748.3808 | 0.018466 | 12 | Residential_2026_SC D_GWh_Before Competition Groups_12 | Basement Wall Insulation | 1.847% | 0 | 32.286 | Residential_2026_SC D_GWh_Before Competition Groups_Basement Wall Insulation
Residential | Res ¦ Energy Star Air Source Heat Pump | 2026 | SC D | GWh | Before Competition Groups | 26.6174 | 0 | 0 | 1748.3808 | 0.015224 | 13 | Residential_2026_SC D_GWh_Before Competition Groups_13 | Energy Star Air Source Heat Pump | 1.522% | 0 | 26.6174 | Residential_2026_SC D_GWh_Before Competition Groups_Energy Star Air Source Heat Pump
Residential | Res ¦ Occupancy Sensors MF | 2026 | SC D | GWh | Before Competition Groups | 26.3036 | 0 | 0 | 1748.3808 | 0.015045 | 14 | Residential_2026_SC D_GWh_Before Competition Groups_14 | Occupancy Sensors MF | 1.504% | 0 | 26.3036 | Residential_2026_SC D_GWh_Before Competition Groups_Occupancy Sensors MF
Residential | Res ¦ LED Exterior Area Lights - LED Fixture (200W) | 2026 | SC D | GWh | Before Competition Groups | 25.5996 | 0 | 0 | 1748.3808 | 0.014642 | 15 | Residential_2026_SC D_GWh_Before Competition Groups_15 | LED Exterior Area Lights - LED Fixture (200W) | 1.464% | 0 | 25.5996 | Residential_2026_SC D_GWh_Before Competition Groups_LED Exterior Area Lights - LED Fixture (200W)
Residential | Res ¦ Air Sealing | 2026 | SC D | GWh | Before Competition Groups | 23.7713 | 0 | 0 | 1748.3808 | 0.013596 | 16 | Residential_2026_SC D_GWh_Before Competition Groups_16 | Air Sealing | 1.36% | 0 | 23.7713 | Residential_2026_SC D_GWh_Before Competition Groups_Air Sealing
Residential | Res ¦ Energy Star Light Fixture | 2026 | SC D | GWh | Before Competition Groups | 20.8223 | 0 | 0 | 1748.3808 | 0.011909 | 17 | Residential_2026_SC D_GWh_Before Competition Groups_17 | Energy Star Light Fixture | 1.191% | 0 | 20.8223 | Residential_2026_SC D_GWh_Before Competition Groups_Energy Star Light Fixture
Residential | Res ¦ Energy Star Clothes Dryer | 2026 | SC D | GWh | Before Competition Groups | 20.6015 | 0 | 0 | 1748.3808 | 0.011783 | 18 | Residential_2026_SC D_GWh_Before Competition Groups_18 | Energy Star Clothes Dryer | 1.178% | 0 | 20.6015 | Residential_2026_SC D_GWh_Before Competition Groups_Energy Star Clothes Dryer
Residential | Res ¦ LED Tube Re-Lamp | 2026 | SC D | GWh | Before Competition Groups | 20.505 | 0 | 0 | 1748.3808 | 0.011728 | 19 | Residential_2026_SC D_GWh_Before Competition Groups_19 | LED Tube Re-Lamp | 1.173% | 0 | 20.505 | Residential_2026_SC D_GWh_Before Competition Groups_LED Tube Re-Lamp
Residential | Res ¦ Energy Star Room Air Conditioner | 2026 | SC D | GWh | Before Competition Groups | 17.6811 | 0 | 0 | 1748.3808 | 0.010113 | 20 | Residential_2026_SC D_GWh_Before Competition Groups_20 | Energy Star Room Air Conditioner | 1.011% | 0 | 17.6811 | Residential_2026_SC D_GWh_Before Competition Groups_Energy Star Room Air Conditioner
Residential | Res ¦ Attic Insulation | 2026 | SC D | GWh | Before Competition Groups | 14.167 | 0 | 0 | 1748.3808 | 0.0081029 | 21 | Residential_2026_SC D_GWh_Before Competition Groups_21 | Attic Insulation | 0.8103% | 0 | 14.167 | Residential_2026_SC D_GWh_Before Competition Groups_Attic Insulation
Residential | Res ¦ ENERGY STAR LED LAMPS (REFLECTOR LAMPs/MR16/PAR 16) | 2026 | SC D | GWh | Before Competition Groups | 13.2596 | 0 | 0 | 1748.3808 | 0.0075839 | 22 | Residential_2026_SC D_GWh_Before Competition Groups_22 | ENERGY STAR LED LAMPS (REFLECTOR LAMPs/MR16/PAR 16) | 0.7584% | 0 | 13.2596 | Residential_2026_SC D_GWh_Before Competition Groups_ENERGY STAR LED LAMPS (REFLECTOR LAMPs/MR16/PAR 16)
Residential | Res ¦ Refrigerator Recycling | 2026 | SC D | GWh | Before Competition Groups | 13.0155 | 0 | 0 | 1748.3808 | 0.0074443 | 23 | Residential_2026_SC D_GWh_Before Competition Groups_23 | Refrigerator Recycling | 0.7444% | 0 | 13.0155 | Residential_2026_SC D_GWh_Before Competition Groups_Refrigerator Recycling
Residential | Res ¦ Minimize Hot and Warm Clothes Wash | 2026 | SC D | GWh | Before Competition Groups | 12.5902 | 0 | 0 | 1748.3808 | 0.007201 | 24 | Residential_2026_SC D_GWh_Before Competition Groups_24 | Minimize Hot and Warm Clothes Wash | 0.7201% | 0 | 12.5902 | Residential_2026_SC D_GWh_Before Competition Groups_Minimize Hot and Warm Clothes Wash
Residential | Res ¦ Advanced BAS/Controllers | 2026 | SC D | GWh | Before Competition Groups | 12.2833 | 0 | 0 | 1748.3808 | 0.0070255 | 25 | Residential_2026_SC D_GWh_Before Competition Groups_25 | Advanced BAS/Controllers | 0.7026% | 0 | 12.2833 | Residential_2026_SC D_GWh_Before Competition Groups_Advanced BAS/Controllers
Residential | Res ¦ Outside Air Economizer | 2026 | SC D | GWh | Before Competition Groups | 11.9245 | 0 | 0 | 1748.3808 | 0.0068203 | 26 | Residential_2026_SC D_GWh_Before Competition Groups_26 | Outside Air Economizer | 0.682% | 0 | 11.9245 | Residential_2026_SC D_GWh_Before Competition Groups_Outside Air Economizer
Residential | Res ¦ Furnace Whistle | 2026 | SC D | GWh | Before Competition Groups | 10.5771 | 0 | 0 | 1748.3808 | 0.0060496 | 27 | Residential_2026_SC D_GWh_Before Competition Groups_27 | Furnace Whistle | 0.605% | 0 | 10.5771 | Residential_2026_SC D_GWh_Before Competition Groups_Furnace Whistle
Residential | Res ¦ High Efficiency Chiller (avg of water and air cooled) | 2026 | SC D | GWh | Before Competition Groups | 8.3794 | 0 | 0 | 1748.3808 | 0.0047927 | 28 | Residential_2026_SC D_GWh_Before Competition Groups_28 | High Efficiency Chiller (avg of water and air cooled) | 0.4793% | 0 | 8.3794 | Residential_2026_SC D_GWh_Before Competition Groups_High Efficiency Chiller (avg of water and air cooled)
Residential | Res ¦ Energy Star Freezer | 2026 | SC D | GWh | Before Competition Groups | 7.2656 | 0 | 0 | 1748.3808 | 0.0041556 | 29 | Residential_2026_SC D_GWh_Before Competition Groups_29 | Energy Star Freezer | 0.4156% | 0 | 7.2656 | Residential_2026_SC D_GWh_Before Competition Groups_Energy Star Freezer
Residential | Res ¦ Home Energy Reports | 2026 | SC D | GWh | Before Competition Groups | 6.9272 | 0 | 0 | 1748.3808 | 0.0039621 | 30 | Residential_2026_SC D_GWh_Before Competition Groups_30 | Home Energy Reports | 0.3962% | 0 | 6.9272 | Residential_2026_SC D_GWh_Before Competition Groups_Home Energy Reports
Residential | Res ¦ Variable Frequency Drive (VFD) | 2026 | SC D | GWh | Before Competition Groups | 3.3176 | 0 | 0 | 1748.3808 | 0.0018975 | 31 | Residential_2026_SC D_GWh_Before Competition Groups_31 | Variable Frequency Drive (VFD) | 0.1898% | 0 | 3.3176 | Residential_2026_SC D_GWh_Before Competition Groups_Variable Frequency Drive (VFD)
Residential | Res ¦ ENERGY STAR LED Lamps (General Service Lamps) | 2026 | SC D | GWh | Before Competition Groups | 3.0509 | 0 | 0 | 1748.3808 | 0.001745 | 32 | Residential_2026_SC D_GWh_Before Competition Groups_32 | ENERGY STAR LED Lamps (General Service Lamps) | 0.1745% | 0 | 3.0509 | Residential_2026_SC D_GWh_Before Competition Groups_ENERGY STAR LED Lamps (General Service Lamps)
Residential | Res ¦ Water Heater Temperature Setback | 2026 | SC D | GWh | Before Competition Groups | 2.9918 | 0 | 0 | 1748.3808 | 0.0017112 | 33 | Residential_2026_SC D_GWh_Before Competition Groups_33 | Water Heater Temperature Setback | 0.1711% | 0 | 2.9918 | Residential_2026_SC D_GWh_Before Competition Groups_Water Heater Temperature Setback
Residential | Res ¦ CO Sensors for parking garage exhaust fans | 2026 | SC D | GWh | Before Competition Groups | 2.8541 | 0 | 0 | 1748.3808 | 0.0016325 | 34 | Residential_2026_SC D_GWh_Before Competition Groups_34 | CO Sensors for parking garage exhaust fans | 0.1632% | 0 | 2.8541 | Residential_2026_SC D_GWh_Before Competition Groups_CO Sensors for parking garage exhaust fans
Residential | Res ¦ Demand Control Ventilation | 2026 | SC D | GWh | Before Competition Groups | 2.2171 | 0 | 0 | 1748.3808 | 0.0012681 | 35 | Residential_2026_SC D_GWh_Before Competition Groups_35 | Demand Control Ventilation | 0.1268% | 0 | 2.2171 | Residential_2026_SC D_GWh_Before Competition Groups_Demand Control Ventilation
Residential | Res ¦ Clothes Drying Racks | 2026 | SC D | GWh | Before Competition Groups | 1.3981 | 0 | 0 | 1748.3808 | 0.00079967 | 36 | Residential_2026_SC D_GWh_Before Competition Groups_36 | Clothes Drying Racks | 0.07997% | 0 | 1.3981 | Residential_2026_SC D_GWh_Before Competition Groups_Clothes Drying Racks
Residential | Res ¦ Energy Star Dehumidifier | 2026 | SC D | GWh | Before Competition Groups | 1.3404 | 0 | 0 | 1748.3808 | 0.00076664 | 37 | Residential_2026_SC D_GWh_Before Competition Groups_37 | Energy Star Dehumidifier | 0.07666% | 0 | 1.3404 | Residential_2026_SC D_GWh_Before Competition Groups_Energy Star Dehumidifier
Residential | Res ¦ Condensing Make Up Air Unit | 2026 | SC D | GWh | Before Competition Groups | 1.0363 | 0 | 0 | 1748.3808 | 0.00059275 | 38 | Residential_2026_SC D_GWh_Before Competition Groups_38 | Condensing Make Up Air Unit | 0.05927% | 0 | 1.0363 | Residential_2026_SC D_GWh_Before Competition Groups_Condensing Make Up Air Unit
Residential | Res ¦ Floor Insulation | 2026 | SC D | GWh | Before Competition Groups | 0.99951 | 0 | 0 | 1748.3808 | 0.00057168 | 39 | Residential_2026_SC D_GWh_Before Competition Groups_39 | Floor Insulation | 0.05717% | 0 | 0.99951 | Residential_2026_SC D_GWh_Before Competition Groups_Floor Insulation
Residential | Res ¦ VFD on Pumps | 2026 | SC D | GWh | Before Competition Groups | 0.93386 | 0 | 0 | 1748.3808 | 0.00053413 | 40 | Residential_2026_SC D_GWh_Before Competition Groups_40 | VFD on Pumps | 0.05341% | 0 | 0.93386 | Residential_2026_SC D_GWh_Before Competition Groups_VFD on Pumps
Residential | Res ¦ Tankless Water Heater | 2026 | SC D | GWh | Before Competition Groups | 0.71052 | 0 | 0 | 1748.3808 | 0.00040639 | 41 | Residential_2026_SC D_GWh_Before Competition Groups_41 | Tankless Water Heater | 0.04064% | 0 | 0.71052 | Residential_2026_SC D_GWh_Before Competition Groups_Tankless Water Heater
Residential | Res ¦ ECM MOTORS FOR HVAC APPLICATION (FAN-POWERED VAV BOX) | 2026 | SC D | GWh | Before Competition Groups | 0.53772 | 0 | 0 | 1748.3808 | 0.00030755 | 42 | Residential_2026_SC D_GWh_Before Competition Groups_42 | ECM MOTORS FOR HVAC APPLICATION (FAN-POWERED VAV BOX) | 0.03076% | 0 | 0.53772 | Residential_2026_SC D_GWh_Before Competition Groups_ECM MOTORS FOR HVAC APPLICATION (FAN-POWERED VAV BOX)
Residential | Res ¦ Duct Insulation | 2026 | SC D | GWh | Before Competition Groups | 0.52948 | 0 | 0 | 1748.3808 | 0.00030284 | 43 | Residential_2026_SC D_GWh_Before Competition Groups_43 | Duct Insulation | 0.03028% | 0 | 0.52948 | Residential_2026_SC D_GWh_Before Competition Groups_Duct Insulation
Residential | Res ¦ Heat Recovery Ventilator | 2026 | SC D | GWh | Before Competition Groups | 0.3804 | 0 | 0 | 1748.3808 | 0.00021757 | 44 | Residential_2026_SC D_GWh_Before Competition Groups_44 | Heat Recovery Ventilator | 0.02176% | 0 | 0.3804 | Residential_2026_SC D_GWh_Before Competition Groups_Heat Recovery Ventilator
Residential | Res ¦ Beverage Vending Machine Controls | 2026 | SC D | GWh | Before Competition Groups | 0.32097 | 0 | 0 | 1748.3808 | 0.00018358 | 45 | Residential_2026_SC D_GWh_Before Competition Groups_45 | Beverage Vending Machine Controls | 0.01836% | 0 | 0.32097 | Residential_2026_SC D_GWh_Before Competition Groups_Beverage Vending Machine Controls
Residential | Res ¦ Duct Insulation MF | 2026 | SC D | GWh | Before Competition Groups | 0.31033 | 0 | 0 | 1748.3808 | 0.0001775 | 46 | Residential_2026_SC D_GWh_Before Competition Groups_46 | Duct Insulation MF | 0.01775% | 0 | 0.31033 | Residential_2026_SC D_GWh_Before Competition Groups_Duct Insulation MF
Residential | Res ¦ Chilled Water Optimization | 2026 | SC D | GWh | Before Competition Groups | 0.082604 | 0 | 0 | 1748.3808 | 4.7246e-05 | 47 | Residential_2026_SC D_GWh_Before Competition Groups_47 | Chilled Water Optimization | 0.004725% | 0 | 0.082604 | Residential_2026_SC D_GWh_Before Competition Groups_Chilled Water Optimization
Residential | Res ¦ LED High Bay Fixture | 2026 | SC D | GWh | Before Competition Groups | 0.040185 | 0 | 0 | 1748.3808 | 2.2984e-05 | 48 | Residential_2026_SC D_GWh_Before Competition Groups_48 | LED High Bay Fixture | 0.002298% | 0 | 0.040185 | Residential_2026_SC D_GWh_Before Competition Groups_LED High Bay Fixture
Residential | Res ¦ Wall Insulation MF | 2026 | SC D | GWh | Before Competition Groups | 0.0038469 | 0 | 0 | 1748.3808 | 2.2003e-06 | 49 | Residential_2026_SC D_GWh_Before Competition Groups_49 | Wall Insulation MF | 0.00022% | 0 | 0.0038469 | Residential_2026_SC D_GWh_Before Competition Groups_Wall Insulation MF
Residential | Res ¦ Wall Insulation | 2026 | SC D | GWh | Before Competition Groups | 0.0035164 | 0 | 0 | 1748.3808 | 2.0112e-06 | 50 | Residential_2026_SC D_GWh_Before Competition Groups_50 | Wall Insulation | 0.0002011% | 0 | 0.0035164 | Residential_2026_SC D_GWh_Before Competition Groups_Wall Insulation
Residential | Res ¦ Freezer Recycling | 2026 | SC D | GWh | Before Competition Groups | 0.0012709 | 0 | 0 | 1748.3808 | 7.2691e-07 | 51 | Residential_2026_SC D_GWh_Before Competition Groups_51 | Freezer Recycling | 7.269e-05% | 0 | 0.0012709 | Residential_2026_SC D_GWh_Before Competition Groups_Freezer Recycling
Residential | Res ¦ LED Downlight | 2026 | SC D | GWh | Before Competition Groups | 0 | 0 | 0 | 1748.3808 | 0 | 52 | Residential_2026_SC D_GWh_Before Competition Groups_52 | LED Downlight | 0% | 0 | 0 | Residential_2026_SC D_GWh_Before Competition Groups_LED Downlight
Residential | Res ¦ Smart Burners | 2026 | SC D | GWh | Before Competition Groups | 0 | 0 | 0 | 1748.3808 | 0 | 53 | Residential_2026_SC D_GWh_Before Competition Groups_53 | Smart Burners | 0% | 0 | 0 | Residential_2026_SC D_GWh_Before Competition Groups_Smart Burners
Residential | Res ¦ Smart Power Bar | 2026 | SC D | GWh | Before Competition Groups | 0 | 0 | 0 | 1748.3808 | 0 | 54 | Residential_2026_SC D_GWh_Before Competition Groups_54 | Smart Power Bar | 0% | 0 | 0 | Residential_2026_SC D_GWh_Before Competition Groups_Smart Power Bar
Residential | Res ¦ Energy Star A Line, PAR, MR Lamps | 2026 | Technical | GWh | Before Competition Groups | 1784.1308 | 0 | 0 | 18563.0155 | 0.096112 | 1 | Residential_2026_Technical_GWh_Before Competition Groups_1 | Energy Star A Line, PAR, MR Lamps | 9.611% | 0 | 1784.1308 | Residential_2026_Technical_GWh_Before Competition Groups_Energy Star A Line, PAR, MR Lamps
Residential | Res ¦ Energy Star LED Bulbs General Purpose LEDs | 2026 | Technical | GWh | Before Competition Groups | 1768.9267 | 0 | 0 | 18563.0155 | 0.095293 | 2 | Residential_2026_Technical_GWh_Before Competition Groups_2 | Energy Star LED Bulbs General Purpose LEDs | 9.529% | 0 | 1768.9267 | Residential_2026_Technical_GWh_Before Competition Groups_Energy Star LED Bulbs General Purpose LEDs
Residential | Res ¦ Energy Star LED Specialty Bulbs | 2026 | Technical | GWh | Before Competition Groups | 1620.037 | 0 | 0 | 18563.0155 | 0.087272 | 3 | Residential_2026_Technical_GWh_Before Competition Groups_3 | Energy Star LED Specialty Bulbs | 8.727% | 0 | 1620.037 | Residential_2026_Technical_GWh_Before Competition Groups_Energy Star LED Specialty Bulbs
Residential | Res ¦ Smart Power Bar | 2026 | Technical | GWh | Before Competition Groups | 1454.8987 | 0 | 0 | 18563.0155 | 0.078376 | 4 | Residential_2026_Technical_GWh_Before Competition Groups_4 | Smart Power Bar | 7.838% | 0 | 1454.8987 | Residential_2026_Technical_GWh_Before Competition Groups_Smart Power Bar
Residential | Res ¦ Networked/ Connected - Indoor LED Lamp | 2026 | Technical | GWh | Before Competition Groups | 1103.0825 | 0 | 0 | 18563.0155 | 0.059424 | 5 | Residential_2026_Technical_GWh_Before Competition Groups_5 | Networked/ Connected - Indoor LED Lamp | 5.942% | 0 | 1103.0825 | Residential_2026_Technical_GWh_Before Competition Groups_Networked/ Connected - Indoor LED Lamp
Residential | Res ¦ Adaptive Thermostat | 2026 | Technical | GWh | Before Competition Groups | 660.0214 | 0 | 0 | 18563.0155 | 0.035556 | 6 | Residential_2026_Technical_GWh_Before Competition Groups_6 | Adaptive Thermostat | 3.556% | 0 | 660.0214 | Residential_2026_Technical_GWh_Before Competition Groups_Adaptive Thermostat
Residential | Res ¦ Energy Star Refrigerator | 2026 | Technical | GWh | Before Competition Groups | 529.823 | 0 | 0 | 18563.0155 | 0.028542 | 7 | Residential_2026_Technical_GWh_Before Competition Groups_7 | Energy Star Refrigerator | 2.854% | 0 | 529.823 | Residential_2026_Technical_GWh_Before Competition Groups_Energy Star Refrigerator
Residential | Res ¦ Air Sealing | 2026 | Technical | GWh | Before Competition Groups | 523.3254 | 0 | 0 | 18563.0155 | 0.028192 | 8 | Residential_2026_Technical_GWh_Before Competition Groups_8 | Air Sealing | 2.819% | 0 | 523.3254 | Residential_2026_Technical_GWh_Before Competition Groups_Air Sealing
Residential | Res ¦ Smart Burners | 2026 | Technical | GWh | Before Competition Groups | 449.9005 | 0 | 0 | 18563.0155 | 0.024236 | 9 | Residential_2026_Technical_GWh_Before Competition Groups_9 | Smart Burners | 2.424% | 0 | 449.9005 | Residential_2026_Technical_GWh_Before Competition Groups_Smart Burners
Residential | Res ¦ Energy Star Clothes Washer | 2026 | Technical | GWh | Before Competition Groups | 449.4906 | 0 | 0 | 18563.0155 | 0.024214 | 10 | Residential_2026_Technical_GWh_Before Competition Groups_10 | Energy Star Clothes Washer | 2.421% | 0 | 449.4906 | Residential_2026_Technical_GWh_Before Competition Groups_Energy Star Clothes Washer
Residential | Res ¦ Energy Star Central Air Conditioner | 2026 | Technical | GWh | Before Competition Groups | 407.4942 | 0 | 0 | 18563.0155 | 0.021952 | 11 | Residential_2026_Technical_GWh_Before Competition Groups_11 | Energy Star Central Air Conditioner | 2.195% | 0 | 407.4942 | Residential_2026_Technical_GWh_Before Competition Groups_Energy Star Central Air Conditioner
Residential | Res ¦ Energy Star Ground Source Heat Pump | 2026 | Technical | GWh | Before Competition Groups | 405.7949 | 0 | 0 | 18563.0155 | 0.02186 | 12 | Residential_2026_Technical_GWh_Before Competition Groups_12 | Energy Star Ground Source Heat Pump | 2.186% | 0 | 405.7949 | Residential_2026_Technical_GWh_Before Competition Groups_Energy Star Ground Source Heat Pump
Residential | Res ¦ Ductless Mini-Split Heat Pump | 2026 | Technical | GWh | Before Competition Groups | 402.079 | 0 | 0 | 18563.0155 | 0.02166 | 13 | Residential_2026_Technical_GWh_Before Competition Groups_13 | Ductless Mini-Split Heat Pump | 2.166% | 0 | 402.079 | Residential_2026_Technical_GWh_Before Competition Groups_Ductless Mini-Split Heat Pump
Residential | Res ¦ Variable Speed Pool Pump Motor | 2026 | Technical | GWh | Before Competition Groups | 384.3162 | 0 | 0 | 18563.0155 | 0.020703 | 14 | Residential_2026_Technical_GWh_Before Competition Groups_14 | Variable Speed Pool Pump Motor | 2.07% | 0 | 384.3162 | Residential_2026_Technical_GWh_Before Competition Groups_Variable Speed Pool Pump Motor
Residential | Res ¦ Heat Pump Clothes Dryer | 2026 | Technical | GWh | Before Competition Groups | 374.0074 | 0 | 0 | 18563.0155 | 0.020148 | 15 | Residential_2026_Technical_GWh_Before Competition Groups_15 | Heat Pump Clothes Dryer | 2.015% | 0 | 374.0074 | Residential_2026_Technical_GWh_Before Competition Groups_Heat Pump Clothes Dryer
Residential | Res ¦ Car Block Heater Timer | 2026 | Technical | GWh | Before Competition Groups | 341.9012 | 0 | 0 | 18563.0155 | 0.018418 | 16 | Residential_2026_Technical_GWh_Before Competition Groups_16 | Car Block Heater Timer | 1.842% | 0 | 341.9012 | Residential_2026_Technical_GWh_Before Competition Groups_Car Block Heater Timer
Residential | Res ¦ Energy Star Light Fixture | 2026 | Technical | GWh | Before Competition Groups | 310.696 | 0 | 0 | 18563.0155 | 0.016737 | 17 | Residential_2026_Technical_GWh_Before Competition Groups_17 | Energy Star Light Fixture | 1.674% | 0 | 310.696 | Residential_2026_Technical_GWh_Before Competition Groups_Energy Star Light Fixture
Residential | Res ¦ Passive Attic Ventilation | 2026 | Technical | GWh | Before Competition Groups | 309.8806 | 0 | 0 | 18563.0155 | 0.016693 | 18 | Residential_2026_Technical_GWh_Before Competition Groups_18 | Passive Attic Ventilation | 1.669% | 0 | 309.8806 | Residential_2026_Technical_GWh_Before Competition Groups_Passive Attic Ventilation
Residential | Res ¦ Building Recommissioning, Operations and Maintenance (O&M) Improvements | 2026 | Technical | GWh | Before Competition Groups | 297.8382 | 0 | 0 | 18563.0155 | 0.016045 | 19 | Residential_2026_Technical_GWh_Before Competition Groups_19 | Building Recommissioning, Operations and Maintenance (O&M) Improvements | 1.604% | 0 | 297.8382 | Residential_2026_Technical_GWh_Before Competition Groups_Building Recommissioning, Operations and Maintenance (O&M) Improvements
Residential | Res ¦ Energy Star Windows | 2026 | Technical | GWh | Before Competition Groups | 283.8378 | 0 | 0 | 18563.0155 | 0.01529 | 20 | Residential_2026_Technical_GWh_Before Competition Groups_20 | Energy Star Windows | 1.529% | 0 | 283.8378 | Residential_2026_Technical_GWh_Before Competition Groups_Energy Star Windows
Residential | Res ¦ Induction Cooking Stove Top | 2026 | Technical | GWh | Before Competition Groups | 277.1387 | 0 | 0 | 18563.0155 | 0.01493 | 21 | Residential_2026_Technical_GWh_Before Competition Groups_21 | Induction Cooking Stove Top | 1.493% | 0 | 277.1387 | Residential_2026_Technical_GWh_Before Competition Groups_Induction Cooking Stove Top
Residential | Res ¦ Basement Wall Insulation | 2026 | Technical | GWh | Before Competition Groups | 274.7131 | 0 | 0 | 18563.0155 | 0.014799 | 22 | Residential_2026_Technical_GWh_Before Competition Groups_22 | Basement Wall Insulation | 1.48% | 0 | 274.7131 | Residential_2026_Technical_GWh_Before Competition Groups_Basement Wall Insulation
Residential | Res ¦ Energy Star Air Source Heat Pump | 2026 | Technical | GWh | Before Competition Groups | 229.9285 | 0 | 0 | 18563.0155 | 0.012386 | 23 | Residential_2026_Technical_GWh_Before Competition Groups_23 | Energy Star Air Source Heat Pump | 1.239% | 0 | 229.9285 | Residential_2026_Technical_GWh_Before Competition Groups_Energy Star Air Source Heat Pump
Residential | Res ¦ Basement or Crawlspace Insulation | 2026 | Technical | GWh | Before Competition Groups | 228.1295 | 0 | 0 | 18563.0155 | 0.012289 | 24 | Residential_2026_Technical_GWh_Before Competition Groups_24 | Basement or Crawlspace Insulation | 1.229% | 0 | 228.1295 | Residential_2026_Technical_GWh_Before Competition Groups_Basement or Crawlspace Insulation
Residential | Res ¦ Energy Star Torchiere | 2026 | Technical | GWh | Before Competition Groups | 220.6791 | 0 | 0 | 18563.0155 | 0.011888 | 25 | Residential_2026_Technical_GWh_Before Competition Groups_25 | Energy Star Torchiere | 1.189% | 0 | 220.6791 | Residential_2026_Technical_GWh_Before Competition Groups_Energy Star Torchiere
Residential | Res ¦ Energy Star Clothes Dryer | 2026 | Technical | GWh | Before Competition Groups | 213.6213 | 0 | 0 | 18563.0155 | 0.011508 | 26 | Residential_2026_Technical_GWh_Before Competition Groups_26 | Energy Star Clothes Dryer | 1.151% | 0 | 213.6213 | Residential_2026_Technical_GWh_Before Competition Groups_Energy Star Clothes Dryer
Residential | Res ¦ Attic Insulation | 2026 | Technical | GWh | Before Competition Groups | 211.9235 | 0 | 0 | 18563.0155 | 0.011416 | 27 | Residential_2026_Technical_GWh_Before Competition Groups_27 | Attic Insulation | 1.142% | 0 | 211.9235 | Residential_2026_Technical_GWh_Before Competition Groups_Attic Insulation
Residential | Res ¦ Ductless Mini-Split Air Conditioner | 2026 | Technical | GWh | Before Competition Groups | 211.5342 | 0 | 0 | 18563.0155 | 0.011395 | 28 | Residential_2026_Technical_GWh_Before Competition Groups_28 | Ductless Mini-Split Air Conditioner | 1.14% | 0 | 211.5342 | Residential_2026_Technical_GWh_Before Competition Groups_Ductless Mini-Split Air Conditioner
Residential | Res ¦ Wall Insulation | 2026 | Technical | GWh | Before Competition Groups | 165.5771 | 0 | 0 | 18563.0155 | 0.0089197 | 29 | Residential_2026_Technical_GWh_Before Competition Groups_29 | Wall Insulation | 0.892% | 0 | 165.5771 | Residential_2026_Technical_GWh_Before Competition Groups_Wall Insulation
Residential | Res ¦ Comprehensive Draft Proofing | 2026 | Technical | GWh | Before Competition Groups | 151.4842 | 0 | 0 | 18563.0155 | 0.0081605 | 30 | Residential_2026_Technical_GWh_Before Competition Groups_30 | Comprehensive Draft Proofing | 0.8161% | 0 | 151.4842 | Residential_2026_Technical_GWh_Before Competition Groups_Comprehensive Draft Proofing
Residential | Res ¦ Heavy Duty Outdoor/Holiday Plug-in Timers | 2026 | Technical | GWh | Before Competition Groups | 126.5439 | 0 | 0 | 18563.0155 | 0.006817 | 31 | Residential_2026_Technical_GWh_Before Competition Groups_31 | Heavy Duty Outdoor/Holiday Plug-in Timers | 0.6817% | 0 | 126.5439 | Residential_2026_Technical_GWh_Before Competition Groups_Heavy Duty Outdoor/Holiday Plug-in Timers
Residential | Res ¦ Furnace with ECM | 2026 | Technical | GWh | Before Competition Groups | 114.139 | 0 | 0 | 18563.0155 | 0.0061487 | 32 | Residential_2026_Technical_GWh_Before Competition Groups_32 | Furnace with ECM | 0.6149% | 0 | 114.139 | Residential_2026_Technical_GWh_Before Competition Groups_Furnace with ECM
Residential | Res ¦ Lighting Motion Sensors, Timers, Dimmers | 2026 | Technical | GWh | Before Competition Groups | 111.3204 | 0 | 0 | 18563.0155 | 0.0059969 | 33 | Residential_2026_Technical_GWh_Before Competition Groups_33 | Lighting Motion Sensors, Timers, Dimmers | 0.5997% | 0 | 111.3204 | Residential_2026_Technical_GWh_Before Competition Groups_Lighting Motion Sensors, Timers, Dimmers
Residential | Res ¦ Radiant Barrier | 2026 | Technical | GWh | Before Competition Groups | 105.9643 | 0 | 0 | 18563.0155 | 0.0057084 | 34 | Residential_2026_Technical_GWh_Before Competition Groups_34 | Radiant Barrier | 0.5708% | 0 | 105.9643 | Residential_2026_Technical_GWh_Before Competition Groups_Radiant Barrier
Residential | Res ¦ Variable Refrigerant Flow Heat Pump | 2026 | Technical | GWh | Before Competition Groups | 90.4954 | 0 | 0 | 18563.0155 | 0.004875 | 35 | Residential_2026_Technical_GWh_Before Competition Groups_35 | Variable Refrigerant Flow Heat Pump | 0.4875% | 0 | 90.4954 | Residential_2026_Technical_GWh_Before Competition Groups_Variable Refrigerant Flow Heat Pump
Residential | Res ¦ Networked/ Connected - Indoor LED Luminaire | 2026 | Technical | GWh | Before Competition Groups | 83.9079 | 0 | 0 | 18563.0155 | 0.0045202 | 36 | Residential_2026_Technical_GWh_Before Competition Groups_36 | Networked/ Connected - Indoor LED Luminaire | 0.452% | 0 | 83.9079 | Residential_2026_Technical_GWh_Before Competition Groups_Networked/ Connected - Indoor LED Luminaire
Residential | Res ¦ Occupancy Sensors MF | 2026 | Technical | GWh | Before Competition Groups | 83.8887 | 0 | 0 | 18563.0155 | 0.0045191 | 37 | Residential_2026_Technical_GWh_Before Competition Groups_37 | Occupancy Sensors MF | 0.4519% | 0 | 83.8887 | Residential_2026_Technical_GWh_Before Competition Groups_Occupancy Sensors MF
Residential | Res ¦ Ceiling Insulation | 2026 | Technical | GWh | Before Competition Groups | 82.9993 | 0 | 0 | 18563.0155 | 0.0044712 | 38 | Residential_2026_Technical_GWh_Before Competition Groups_38 | Ceiling Insulation | 0.4471% | 0 | 82.9993 | Residential_2026_Technical_GWh_Before Competition Groups_Ceiling Insulation
Residential | Res ¦ Energy Star Room Air Conditioner | 2026 | Technical | GWh | Before Competition Groups | 81.8076 | 0 | 0 | 18563.0155 | 0.004407 | 39 | Residential_2026_Technical_GWh_Before Competition Groups_39 | Energy Star Room Air Conditioner | 0.4407% | 0 | 81.8076 | Residential_2026_Technical_GWh_Before Competition Groups_Energy Star Room Air Conditioner
Residential | Res ¦ Window Film | 2026 | Technical | GWh | Before Competition Groups | 81.3433 | 0 | 0 | 18563.0155 | 0.004382 | 40 | Residential_2026_Technical_GWh_Before Competition Groups_40 | Window Film | 0.4382% | 0 | 81.3433 | Residential_2026_Technical_GWh_Before Competition Groups_Window Film
Residential | Res ¦ LED Parking Lot Fixture | 2026 | Technical | GWh | Before Competition Groups | 80.1384 | 0 | 0 | 18563.0155 | 0.0043171 | 41 | Residential_2026_Technical_GWh_Before Competition Groups_41 | LED Parking Lot Fixture | 0.4317% | 0 | 80.1384 | Residential_2026_Technical_GWh_Before Competition Groups_LED Parking Lot Fixture
Residential | Res ¦ Refrigerator Recycling | 2026 | Technical | GWh | Before Competition Groups | 78.0735 | 0 | 0 | 18563.0155 | 0.0042059 | 42 | Residential_2026_Technical_GWh_Before Competition Groups_42 | Refrigerator Recycling | 0.4206% | 0 | 78.0735 | Residential_2026_Technical_GWh_Before Competition Groups_Refrigerator Recycling
Residential | Res ¦ LED Downlight | 2026 | Technical | GWh | Before Competition Groups | 76.7312 | 0 | 0 | 18563.0155 | 0.0041336 | 43 | Residential_2026_Technical_GWh_Before Competition Groups_43 | LED Downlight | 0.4134% | 0 | 76.7312 | Residential_2026_Technical_GWh_Before Competition Groups_LED Downlight
Residential | Res ¦ Clothes Drying Racks | 2026 | Technical | GWh | Before Competition Groups | 71.2924 | 0 | 0 | 18563.0155 | 0.0038406 | 44 | Residential_2026_Technical_GWh_Before Competition Groups_44 | Clothes Drying Racks | 0.3841% | 0 | 71.2924 | Residential_2026_Technical_GWh_Before Competition Groups_Clothes Drying Racks
Residential | Res ¦ Solar Powered Attic Fan | 2026 | Technical | GWh | Before Competition Groups | 68.621 | 0 | 0 | 18563.0155 | 0.0036966 | 45 | Residential_2026_Technical_GWh_Before Competition Groups_45 | Solar Powered Attic Fan | 0.3697% | 0 | 68.621 | Residential_2026_Technical_GWh_Before Competition Groups_Solar Powered Attic Fan
Residential | Res ¦ Freezer Recycling | 2026 | Technical | GWh | Before Competition Groups | 68.5046 | 0 | 0 | 18563.0155 | 0.0036904 | 46 | Residential_2026_Technical_GWh_Before Competition Groups_46 | Freezer Recycling | 0.369% | 0 | 68.5046 | Residential_2026_Technical_GWh_Before Competition Groups_Freezer Recycling
Residential | Res ¦ Duct Insulation | 2026 | Technical | GWh | Before Competition Groups | 68.2318 | 0 | 0 | 18563.0155 | 0.0036757 | 47 | Residential_2026_Technical_GWh_Before Competition Groups_47 | Duct Insulation | 0.3676% | 0 | 68.2318 | Residential_2026_Technical_GWh_Before Competition Groups_Duct Insulation
Residential | Res ¦ Air Source Heat Pump | 2026 | Technical | GWh | Before Competition Groups | 59.1304 | 0 | 0 | 18563.0155 | 0.0031854 | 48 | Residential_2026_Technical_GWh_Before Competition Groups_48 | Air Source Heat Pump | 0.3185% | 0 | 59.1304 | Residential_2026_Technical_GWh_Before Competition Groups_Air Source Heat Pump
Residential | Res ¦ Energy Star Ceiling Fan/Lighting | 2026 | Technical | GWh | Before Competition Groups | 57.4628 | 0 | 0 | 18563.0155 | 0.0030956 | 49 | Residential_2026_Technical_GWh_Before Competition Groups_49 | Energy Star Ceiling Fan/Lighting | 0.3096% | 0 | 57.4628 | Residential_2026_Technical_GWh_Before Competition Groups_Energy Star Ceiling Fan/Lighting
Residential | Res ¦ Floor Insulation | 2026 | Technical | GWh | Before Competition Groups | 55.542 | 0 | 0 | 18563.0155 | 0.0029921 | 50 | Residential_2026_Technical_GWh_Before Competition Groups_50 | Floor Insulation | 0.2992% | 0 | 55.542 | Residential_2026_Technical_GWh_Before Competition Groups_Floor Insulation
Residential | Res ¦ Energy Star Freezer | 2026 | Technical | GWh | Before Competition Groups | 50.8028 | 0 | 0 | 18563.0155 | 0.0027368 | 51 | Residential_2026_Technical_GWh_Before Competition Groups_51 | Energy Star Freezer | 0.2737% | 0 | 50.8028 | Residential_2026_Technical_GWh_Before Competition Groups_Energy Star Freezer
Residential | Res ¦ Home Energy Reports | 2026 | Technical | GWh | Before Competition Groups | 49.9482 | 0 | 0 | 18563.0155 | 0.0026907 | 52 | Residential_2026_Technical_GWh_Before Competition Groups_52 | Home Energy Reports | 0.2691% | 0 | 49.9482 | Residential_2026_Technical_GWh_Before Competition Groups_Home Energy Reports
Residential | Res ¦ Dehumidifier Recycling | 2026 | Technical | GWh | Before Competition Groups | 47.5023 | 0 | 0 | 18563.0155 | 0.002559 | 53 | Residential_2026_Technical_GWh_Before Competition Groups_53 | Dehumidifier Recycling | 0.2559% | 0 | 47.5023 | Residential_2026_Technical_GWh_Before Competition Groups_Dehumidifier Recycling
Residential | Res ¦ INTEGRAL LED TROFFERS | 2026 | Technical | GWh | Before Competition Groups | 45.8978 | 0 | 0 | 18563.0155 | 0.0024725 | 54 | Residential_2026_Technical_GWh_Before Competition Groups_54 | INTEGRAL LED TROFFERS | 0.2473% | 0 | 45.8978 | Residential_2026_Technical_GWh_Before Competition Groups_INTEGRAL LED TROFFERS
Residential | Res ¦ Advanced BAS/Controllers | 2026 | Technical | GWh | Before Competition Groups | 43.5922 | 0 | 0 | 18563.0155 | 0.0023483 | 55 | Residential_2026_Technical_GWh_Before Competition Groups_55 | Advanced BAS/Controllers | 0.2348% | 0 | 43.5922 | Residential_2026_Technical_GWh_Before Competition Groups_Advanced BAS/Controllers
Residential | Res ¦ Heat Pump Water Heater | 2026 | Technical | GWh | Before Competition Groups | 40.4827 | 0 | 0 | 18563.0155 | 0.0021808 | 56 | Residential_2026_Technical_GWh_Before Competition Groups_56 | Heat Pump Water Heater | 0.2181% | 0 | 40.4827 | Residential_2026_Technical_GWh_Before Competition Groups_Heat Pump Water Heater
Residential | Res ¦ Minimize Hot and Warm Clothes Wash | 2026 | Technical | GWh | Before Competition Groups | 38.104 | 0 | 0 | 18563.0155 | 0.0020527 | 57 | Residential_2026_Technical_GWh_Before Competition Groups_57 | Minimize Hot and Warm Clothes Wash | 0.2053% | 0 | 38.104 | Residential_2026_Technical_GWh_Before Competition Groups_Minimize Hot and Warm Clothes Wash
Residential | Res ¦ Furnace Whistle | 2026 | Technical | GWh | Before Competition Groups | 37.537 | 0 | 0 | 18563.0155 | 0.0020221 | 58 | Residential_2026_Technical_GWh_Before Competition Groups_58 | Furnace Whistle | 0.2022% | 0 | 37.537 | Residential_2026_Technical_GWh_Before Competition Groups_Furnace Whistle
Residential | Res ¦ LED Exterior Area Lights - LED Fixture (200W) | 2026 | Technical | GWh | Before Competition Groups | 36.9649 | 0 | 0 | 18563.0155 | 0.0019913 | 59 | Residential_2026_Technical_GWh_Before Competition Groups_59 | LED Exterior Area Lights - LED Fixture (200W) | 0.1991% | 0 | 36.9649 | Residential_2026_Technical_GWh_Before Competition Groups_LED Exterior Area Lights - LED Fixture (200W)
Residential | Res ¦ Tankless Water Heater | 2026 | Technical | GWh | Before Competition Groups | 36.5536 | 0 | 0 | 18563.0155 | 0.0019692 | 60 | Residential_2026_Technical_GWh_Before Competition Groups_60 | Tankless Water Heater | 0.1969% | 0 | 36.5536 | Residential_2026_Technical_GWh_Before Competition Groups_Tankless Water Heater
Residential | Res ¦ Early Hot Water Heater Replacement | 2026 | Technical | GWh | Before Competition Groups | 34.0012 | 0 | 0 | 18563.0155 | 0.0018317 | 61 | Residential_2026_Technical_GWh_Before Competition Groups_61 | Early Hot Water Heater Replacement | 0.1832% | 0 | 34.0012 | Residential_2026_Technical_GWh_Before Competition Groups_Early Hot Water Heater Replacement
Residential | Res ¦ Duct Insulation MF | 2026 | Technical | GWh | Before Competition Groups | 30.1008 | 0 | 0 | 18563.0155 | 0.0016215 | 62 | Residential_2026_Technical_GWh_Before Competition Groups_62 | Duct Insulation MF | 0.1622% | 0 | 30.1008 | Residential_2026_Technical_GWh_Before Competition Groups_Duct Insulation MF
Residential | Res ¦ Central Lighting Control System | 2026 | Technical | GWh | Before Competition Groups | 30.0619 | 0 | 0 | 18563.0155 | 0.0016195 | 63 | Residential_2026_Technical_GWh_Before Competition Groups_63 | Central Lighting Control System | 0.1619% | 0 | 30.0619 | Residential_2026_Technical_GWh_Before Competition Groups_Central Lighting Control System
Residential | Res ¦ Energy Star Dehumidifier | 2026 | Technical | GWh | Before Competition Groups | 27.9106 | 0 | 0 | 18563.0155 | 0.0015036 | 64 | Residential_2026_Technical_GWh_Before Competition Groups_64 | Energy Star Dehumidifier | 0.1504% | 0 | 27.9106 | Residential_2026_Technical_GWh_Before Competition Groups_Energy Star Dehumidifier
Residential | Res ¦ Central Air Conditioner Maintenance | 2026 | Technical | GWh | Before Competition Groups | 27.7773 | 0 | 0 | 18563.0155 | 0.0014964 | 65 | Residential_2026_Technical_GWh_Before Competition Groups_65 | Central Air Conditioner Maintenance | 0.1496% | 0 | 27.7773 | Residential_2026_Technical_GWh_Before Competition Groups_Central Air Conditioner Maintenance
Residential | Res ¦ Outside Air Economizer | 2026 | Technical | GWh | Before Competition Groups | 27.5655 | 0 | 0 | 18563.0155 | 0.001485 | 66 | Residential_2026_Technical_GWh_Before Competition Groups_66 | Outside Air Economizer | 0.1485% | 0 | 27.5655 | Residential_2026_Technical_GWh_Before Competition Groups_Outside Air Economizer
Residential | Res ¦ Heat Recovery Ventilator | 2026 | Technical | GWh | Before Competition Groups | 25.8139 | 0 | 0 | 18563.0155 | 0.0013906 | 67 | Residential_2026_Technical_GWh_Before Competition Groups_67 | Heat Recovery Ventilator | 0.1391% | 0 | 25.8139 | Residential_2026_Technical_GWh_Before Competition Groups_Heat Recovery Ventilator
Residential | Res ¦ LED Tube Re-Lamp | 2026 | Technical | GWh | Before Competition Groups | 24.3351 | 0 | 0 | 18563.0155 | 0.0013109 | 68 | Residential_2026_Technical_GWh_Before Competition Groups_68 | LED Tube Re-Lamp | 0.1311% | 0 | 24.3351 | Residential_2026_Technical_GWh_Before Competition Groups_LED Tube Re-Lamp
Residential | Res ¦ Drain Water Heat Recovery | 2026 | Technical | GWh | Before Competition Groups | 22.8371 | 0 | 0 | 18563.0155 | 0.0012302 | 69 | Residential_2026_Technical_GWh_Before Competition Groups_69 | Drain Water Heat Recovery | 0.123% | 0 | 22.8371 | Residential_2026_Technical_GWh_Before Competition Groups_Drain Water Heat Recovery
Residential | Res ¦ Demand Control Ventilation | 2026 | Technical | GWh | Before Competition Groups | 20.1047 | 0 | 0 | 18563.0155 | 0.0010831 | 70 | Residential_2026_Technical_GWh_Before Competition Groups_70 | Demand Control Ventilation | 0.1083% | 0 | 20.1047 | Residential_2026_Technical_GWh_Before Competition Groups_Demand Control Ventilation
Residential | Res ¦ Solar Water Heating System | 2026 | Technical | GWh | Before Competition Groups | 19.9374 | 0 | 0 | 18563.0155 | 0.001074 | 71 | Residential_2026_Technical_GWh_Before Competition Groups_71 | Solar Water Heating System | 0.1074% | 0 | 19.9374 | Residential_2026_Technical_GWh_Before Competition Groups_Solar Water Heating System
Residential | Res ¦ High Efficiency Storage Water Heater | 2026 | Technical | GWh | Before Competition Groups | 17.6914 | 0 | 0 | 18563.0155 | 0.00095305 | 72 | Residential_2026_Technical_GWh_Before Competition Groups_72 | High Efficiency Storage Water Heater | 0.0953% | 0 | 17.6914 | Residential_2026_Technical_GWh_Before Competition Groups_High Efficiency Storage Water Heater
Residential | Res ¦ CO Sensors for parking garage exhaust fans | 2026 | Technical | GWh | Before Competition Groups | 17.3917 | 0 | 0 | 18563.0155 | 0.0009369 | 73 | Residential_2026_Technical_GWh_Before Competition Groups_73 | CO Sensors for parking garage exhaust fans | 0.09369% | 0 | 17.3917 | Residential_2026_Technical_GWh_Before Competition Groups_CO Sensors for parking garage exhaust fans
Residential | Res ¦ Energy Star Dishwasher | 2026 | Technical | GWh | Before Competition Groups | 16.4617 | 0 | 0 | 18563.0155 | 0.0008868 | 74 | Residential_2026_Technical_GWh_Before Competition Groups_74 | Energy Star Dishwasher | 0.08868% | 0 | 16.4617 | Residential_2026_Technical_GWh_Before Competition Groups_Energy Star Dishwasher
Residential | Res ¦ Variable Frequency Drive (VFD) | 2026 | Technical | GWh | Before Competition Groups | 15.9232 | 0 | 0 | 18563.0155 | 0.00085779 | 75 | Residential_2026_Technical_GWh_Before Competition Groups_75 | Variable Frequency Drive (VFD) | 0.08578% | 0 | 15.9232 | Residential_2026_Technical_GWh_Before Competition Groups_Variable Frequency Drive (VFD)
Residential | Res ¦ ENERGY STAR LED LAMPS (REFLECTOR LAMPs/MR16/PAR 16) | 2026 | Technical | GWh | Before Competition Groups | 15.4048 | 0 | 0 | 18563.0155 | 0.00082987 | 76 | Residential_2026_Technical_GWh_Before Competition Groups_76 | ENERGY STAR LED LAMPS (REFLECTOR LAMPs/MR16/PAR 16) | 0.08299% | 0 | 15.4048 | Residential_2026_Technical_GWh_Before Competition Groups_ENERGY STAR LED LAMPS (REFLECTOR LAMPs/MR16/PAR 16)
Residential | Res ¦ Water Heater Temperature Setback | 2026 | Technical | GWh | Before Competition Groups | 11.8988 | 0 | 0 | 18563.0155 | 0.00064099 | 77 | Residential_2026_Technical_GWh_Before Competition Groups_77 | Water Heater Temperature Setback | 0.0641% | 0 | 11.8988 | Residential_2026_Technical_GWh_Before Competition Groups_Water Heater Temperature Setback
Residential | Res ¦ DHW Recirculation Systems | 2026 | Technical | GWh | Before Competition Groups | 10.7428 | 0 | 0 | 18563.0155 | 0.00057872 | 78 | Residential_2026_Technical_GWh_Before Competition Groups_78 | DHW Recirculation Systems | 0.05787% | 0 | 10.7428 | Residential_2026_Technical_GWh_Before Competition Groups_DHW Recirculation Systems
Residential | Res ¦ Condensing Make Up Air Unit | 2026 | Technical | GWh | Before Competition Groups | 10.6043 | 0 | 0 | 18563.0155 | 0.00057126 | 79 | Residential_2026_Technical_GWh_Before Competition Groups_79 | Condensing Make Up Air Unit | 0.05713% | 0 | 10.6043 | Residential_2026_Technical_GWh_Before Competition Groups_Condensing Make Up Air Unit
Residential | Res ¦ High Efficiency Chiller (avg of water and air cooled) | 2026 | Technical | GWh | Before Competition Groups | 9.8724 | 0 | 0 | 18563.0155 | 0.00053183 | 80 | Residential_2026_Technical_GWh_Before Competition Groups_80 | High Efficiency Chiller (avg of water and air cooled) | 0.05318% | 0 | 9.8724 | Residential_2026_Technical_GWh_Before Competition Groups_High Efficiency Chiller (avg of water and air cooled)
Residential | Res ¦ Air Source Heat Pump Maintenance | 2026 | Technical | GWh | Before Competition Groups | 9.7155 | 0 | 0 | 18563.0155 | 0.00052338 | 81 | Residential_2026_Technical_GWh_Before Competition Groups_81 | Air Source Heat Pump Maintenance | 0.05234% | 0 | 9.7155 | Residential_2026_Technical_GWh_Before Competition Groups_Air Source Heat Pump Maintenance
Residential | Res ¦ VFD on Pumps | 2026 | Technical | GWh | Before Competition Groups | 4.8966 | 0 | 0 | 18563.0155 | 0.00026378 | 82 | Residential_2026_Technical_GWh_Before Competition Groups_82 | VFD on Pumps | 0.02638% | 0 | 4.8966 | Residential_2026_Technical_GWh_Before Competition Groups_VFD on Pumps
Residential | Res ¦ ENERGY STAR LED Lamps (General Service Lamps) | 2026 | Technical | GWh | Before Competition Groups | 3.5213 | 0 | 0 | 18563.0155 | 0.0001897 | 83 | Residential_2026_Technical_GWh_Before Competition Groups_83 | ENERGY STAR LED Lamps (General Service Lamps) | 0.01897% | 0 | 3.5213 | Residential_2026_Technical_GWh_Before Competition Groups_ENERGY STAR LED Lamps (General Service Lamps)
Residential | Res ¦ ECM MOTORS FOR HVAC APPLICATION (FAN-POWERED VAV BOX) | 2026 | Technical | GWh | Before Competition Groups | 2.808 | 0 | 0 | 18563.0155 | 0.00015127 | 84 | Residential_2026_Technical_GWh_Before Competition Groups_84 | ECM MOTORS FOR HVAC APPLICATION (FAN-POWERED VAV BOX) | 0.01513% | 0 | 2.808 | Residential_2026_Technical_GWh_Before Competition Groups_ECM MOTORS FOR HVAC APPLICATION (FAN-POWERED VAV BOX)
Residential | Res ¦ HVAC Optimization | 2026 | Technical | GWh | Before Competition Groups | 2.5584 | 0 | 0 | 18563.0155 | 0.00013782 | 85 | Residential_2026_Technical_GWh_Before Competition Groups_85 | HVAC Optimization | 0.01378% | 0 | 2.5584 | Residential_2026_Technical_GWh_Before Competition Groups_HVAC Optimization
Residential | Res ¦ Beverage Vending Machine Controls | 2026 | Technical | GWh | Before Competition Groups | 1.9687 | 0 | 0 | 18563.0155 | 0.00010605 | 86 | Residential_2026_Technical_GWh_Before Competition Groups_86 | Beverage Vending Machine Controls | 0.01061% | 0 | 1.9687 | Residential_2026_Technical_GWh_Before Competition Groups_Beverage Vending Machine Controls
Residential | Res ¦ Wall Insulation MF | 2026 | Technical | GWh | Before Competition Groups | 0.60455 | 0 | 0 | 18563.0155 | 3.2568e-05 | 87 | Residential_2026_Technical_GWh_Before Competition Groups_87 | Wall Insulation MF | 0.003257% | 0 | 0.60455 | Residential_2026_Technical_GWh_Before Competition Groups_Wall Insulation MF
Residential | Res ¦ Chilled Water Optimization | 2026 | Technical | GWh | Before Competition Groups | 0.25355 | 0 | 0 | 18563.0155 | 1.3659e-05 | 88 | Residential_2026_Technical_GWh_Before Competition Groups_88 | Chilled Water Optimization | 0.001366% | 0 | 0.25355 | Residential_2026_Technical_GWh_Before Competition Groups_Chilled Water Optimization
Residential | Res ¦ LED Recessed Downlights | 2026 | Technical | GWh | Before Competition Groups | 0.24774 | 0 | 0 | 18563.0155 | 1.3346e-05 | 89 | Residential_2026_Technical_GWh_Before Competition Groups_89 | LED Recessed Downlights | 0.001335% | 0 | 0.24774 | Residential_2026_Technical_GWh_Before Competition Groups_LED Recessed Downlights
Residential | Res ¦ LED High Bay Fixture | 2026 | Technical | GWh | Before Competition Groups | 0.21171 | 0 | 0 | 18563.0155 | 1.1405e-05 | 90 | Residential_2026_Technical_GWh_Before Competition Groups_90 | LED High Bay Fixture | 0.00114% | 0 | 0.21171 | Residential_2026_Technical_GWh_Before Competition Groups_LED High Bay Fixture
Residential | Res ¦ Solar Water Preheat (Pools/DHW) | 2026 | Technical | GWh | Before Competition Groups | 0.057643 | 0 | 0 | 18563.0155 | 3.1052e-06 | 91 | Residential_2026_Technical_GWh_Before Competition Groups_91 | Solar Water Preheat (Pools/DHW) | 0.0003105% | 0 | 0.057643 | Residential_2026_Technical_GWh_Before Competition Groups_Solar Water Preheat (Pools/DHW)
Residential | Res ¦ Photocell Controls (Outdoor) | 2026 | Technical | GWh | Before Competition Groups | 0.00026213 | 0 | 0 | 18563.0155 | 1.4121e-08 | 92 | Residential_2026_Technical_GWh_Before Competition Groups_92 | Photocell Controls (Outdoor) | 1.412e-06% | 0 | 0.00026213 | Residential_2026_Technical_GWh_Before Competition Groups_Photocell Controls (Outdoor)
Residential | Res ¦ Energy Star A Line, PAR, MR Lamps | 2027 | Economic | GWh | Before Competition Groups | 1835.1736 | 0 | 0 | 10833.3228 | 0.1694 | 1 | Residential_2027_Economic_GWh_Before Competition Groups_1 | Energy Star A Line, PAR, MR Lamps | 16.94% | 0 | 1835.1736 | Residential_2027_Economic_GWh_Before Competition Groups_Energy Star A Line, PAR, MR Lamps
Residential | Res ¦ Energy Star LED Bulbs General Purpose LEDs | 2027 | Economic | GWh | Before Competition Groups | 1815.9798 | 0 | 0 | 10833.3228 | 0.16763 | 2 | Residential_2027_Economic_GWh_Before Competition Groups_2 | Energy Star LED Bulbs General Purpose LEDs | 16.76% | 0 | 1815.9798 | Residential_2027_Economic_GWh_Before Competition Groups_Energy Star LED Bulbs General Purpose LEDs
Residential | Res ¦ Energy Star LED Specialty Bulbs | 2027 | Economic | GWh | Before Competition Groups | 1661.9626 | 0 | 0 | 10833.3228 | 0.15341 | 3 | Residential_2027_Economic_GWh_Before Competition Groups_3 | Energy Star LED Specialty Bulbs | 15.34% | 0 | 1661.9626 | Residential_2027_Economic_GWh_Before Competition Groups_Energy Star LED Specialty Bulbs
Residential | Res ¦ Adaptive Thermostat | 2027 | Economic | GWh | Before Competition Groups | 664.0537 | 0 | 0 | 10833.3228 | 0.061297 | 4 | Residential_2027_Economic_GWh_Before Competition Groups_4 | Adaptive Thermostat | 6.13% | 0 | 664.0537 | Residential_2027_Economic_GWh_Before Competition Groups_Adaptive Thermostat
Residential | Res ¦ Air Sealing | 2027 | Economic | GWh | Before Competition Groups | 515.0569 | 0 | 0 | 10833.3228 | 0.047544 | 5 | Residential_2027_Economic_GWh_Before Competition Groups_5 | Air Sealing | 4.754% | 0 | 515.0569 | Residential_2027_Economic_GWh_Before Competition Groups_Air Sealing
Residential | Res ¦ Energy Star Clothes Washer | 2027 | Economic | GWh | Before Competition Groups | 489.9241 | 0 | 0 | 10833.3228 | 0.045224 | 6 | Residential_2027_Economic_GWh_Before Competition Groups_6 | Energy Star Clothes Washer | 4.522% | 0 | 489.9241 | Residential_2027_Economic_GWh_Before Competition Groups_Energy Star Clothes Washer
Residential | Res ¦ Ductless Mini-Split Heat Pump | 2027 | Economic | GWh | Before Competition Groups | 443.3015 | 0 | 0 | 10833.3228 | 0.04092 | 7 | Residential_2027_Economic_GWh_Before Competition Groups_7 | Ductless Mini-Split Heat Pump | 4.092% | 0 | 443.3015 | Residential_2027_Economic_GWh_Before Competition Groups_Ductless Mini-Split Heat Pump
Residential | Res ¦ Variable Speed Pool Pump Motor | 2027 | Economic | GWh | Before Competition Groups | 378.244 | 0 | 0 | 10833.3228 | 0.034915 | 8 | Residential_2027_Economic_GWh_Before Competition Groups_8 | Variable Speed Pool Pump Motor | 3.491% | 0 | 378.244 | Residential_2027_Economic_GWh_Before Competition Groups_Variable Speed Pool Pump Motor
Residential | Res ¦ Car Block Heater Timer | 2027 | Economic | GWh | Before Competition Groups | 345.0658 | 0 | 0 | 10833.3228 | 0.031852 | 9 | Residential_2027_Economic_GWh_Before Competition Groups_9 | Car Block Heater Timer | 3.185% | 0 | 345.0658 | Residential_2027_Economic_GWh_Before Competition Groups_Car Block Heater Timer
Residential | Res ¦ Building Recommissioning, Operations and Maintenance (O&M) Improvements | 2027 | Economic | GWh | Before Competition Groups | 293.1323 | 0 | 0 | 10833.3228 | 0.027058 | 10 | Residential_2027_Economic_GWh_Before Competition Groups_10 | Building Recommissioning, Operations and Maintenance (O&M) Improvements | 2.706% | 0 | 293.1323 | Residential_2027_Economic_GWh_Before Competition Groups_Building Recommissioning, Operations and Maintenance (O&M) Improvements
Residential | Res ¦ Basement Wall Insulation | 2027 | Economic | GWh | Before Competition Groups | 270.3726 | 0 | 0 | 10833.3228 | 0.024957 | 11 | Residential_2027_Economic_GWh_Before Competition Groups_11 | Basement Wall Insulation | 2.496% | 0 | 270.3726 | Residential_2027_Economic_GWh_Before Competition Groups_Basement Wall Insulation
Residential | Res ¦ Energy Star Air Source Heat Pump | 2027 | Economic | GWh | Before Competition Groups | 253.5094 | 0 | 0 | 10833.3228 | 0.023401 | 12 | Residential_2027_Economic_GWh_Before Competition Groups_12 | Energy Star Air Source Heat Pump | 2.34% | 0 | 253.5094 | Residential_2027_Economic_GWh_Before Competition Groups_Energy Star Air Source Heat Pump
Residential | Res ¦ Energy Star Torchiere | 2027 | Economic | GWh | Before Competition Groups | 235.2094 | 0 | 0 | 10833.3228 | 0.021712 | 13 | Residential_2027_Economic_GWh_Before Competition Groups_13 | Energy Star Torchiere | 2.171% | 0 | 235.2094 | Residential_2027_Economic_GWh_Before Competition Groups_Energy Star Torchiere
Residential | Res ¦ Attic Insulation | 2027 | Economic | GWh | Before Competition Groups | 208.5751 | 0 | 0 | 10833.3228 | 0.019253 | 14 | Residential_2027_Economic_GWh_Before Competition Groups_14 | Attic Insulation | 1.925% | 0 | 208.5751 | Residential_2027_Economic_GWh_Before Competition Groups_Attic Insulation
Residential | Res ¦ Comprehensive Draft Proofing | 2027 | Economic | GWh | Before Competition Groups | 149.0907 | 0 | 0 | 10833.3228 | 0.013762 | 15 | Residential_2027_Economic_GWh_Before Competition Groups_15 | Comprehensive Draft Proofing | 1.376% | 0 | 149.0907 | Residential_2027_Economic_GWh_Before Competition Groups_Comprehensive Draft Proofing
Residential | Res ¦ Energy Star Clothes Dryer | 2027 | Economic | GWh | Before Competition Groups | 135.5888 | 0 | 0 | 10833.3228 | 0.012516 | 16 | Residential_2027_Economic_GWh_Before Competition Groups_16 | Energy Star Clothes Dryer | 1.252% | 0 | 135.5888 | Residential_2027_Economic_GWh_Before Competition Groups_Energy Star Clothes Dryer
Residential | Res ¦ Energy Star Light Fixture | 2027 | Economic | GWh | Before Competition Groups | 103.6151 | 0 | 0 | 10833.3228 | 0.0095645 | 17 | Residential_2027_Economic_GWh_Before Competition Groups_17 | Energy Star Light Fixture | 0.9564% | 0 | 103.6151 | Residential_2027_Economic_GWh_Before Competition Groups_Energy Star Light Fixture
Residential | Res ¦ Energy Star Room Air Conditioner | 2027 | Economic | GWh | Before Competition Groups | 88.3993 | 0 | 0 | 10833.3228 | 0.0081599 | 18 | Residential_2027_Economic_GWh_Before Competition Groups_18 | Energy Star Room Air Conditioner | 0.816% | 0 | 88.3993 | Residential_2027_Economic_GWh_Before Competition Groups_Energy Star Room Air Conditioner
Residential | Res ¦ LED Parking Lot Fixture | 2027 | Economic | GWh | Before Competition Groups | 80.6875 | 0 | 0 | 10833.3228 | 0.0074481 | 19 | Residential_2027_Economic_GWh_Before Competition Groups_19 | LED Parking Lot Fixture | 0.7448% | 0 | 80.6875 | Residential_2027_Economic_GWh_Before Competition Groups_LED Parking Lot Fixture
Residential | Res ¦ Occupancy Sensors MF | 2027 | Economic | GWh | Before Competition Groups | 80.3682 | 0 | 0 | 10833.3228 | 0.0074186 | 20 | Residential_2027_Economic_GWh_Before Competition Groups_20 | Occupancy Sensors MF | 0.7419% | 0 | 80.3682 | Residential_2027_Economic_GWh_Before Competition Groups_Occupancy Sensors MF
Residential | Res ¦ Refrigerator Recycling | 2027 | Economic | GWh | Before Competition Groups | 76.8399 | 0 | 0 | 10833.3228 | 0.0070929 | 21 | Residential_2027_Economic_GWh_Before Competition Groups_21 | Refrigerator Recycling | 0.7093% | 0 | 76.8399 | Residential_2027_Economic_GWh_Before Competition Groups_Refrigerator Recycling
Residential | Res ¦ Clothes Drying Racks | 2027 | Economic | GWh | Before Competition Groups | 70.1659 | 0 | 0 | 10833.3228 | 0.0064769 | 22 | Residential_2027_Economic_GWh_Before Competition Groups_22 | Clothes Drying Racks | 0.6477% | 0 | 70.1659 | Residential_2027_Economic_GWh_Before Competition Groups_Clothes Drying Racks
Residential | Res ¦ Freezer Recycling | 2027 | Economic | GWh | Before Competition Groups | 67.4222 | 0 | 0 | 10833.3228 | 0.0062236 | 23 | Residential_2027_Economic_GWh_Before Competition Groups_23 | Freezer Recycling | 0.6224% | 0 | 67.4222 | Residential_2027_Economic_GWh_Before Competition Groups_Freezer Recycling
Residential | Res ¦ Floor Insulation | 2027 | Economic | GWh | Before Competition Groups | 54.6645 | 0 | 0 | 10833.3228 | 0.005046 | 24 | Residential_2027_Economic_GWh_Before Competition Groups_24 | Floor Insulation | 0.5046% | 0 | 54.6645 | Residential_2027_Economic_GWh_Before Competition Groups_Floor Insulation
Residential | Res ¦ Duct Insulation | 2027 | Economic | GWh | Before Competition Groups | 51.7175 | 0 | 0 | 10833.3228 | 0.0047739 | 25 | Residential_2027_Economic_GWh_Before Competition Groups_25 | Duct Insulation | 0.4774% | 0 | 51.7175 | Residential_2027_Economic_GWh_Before Competition Groups_Duct Insulation
Residential | Res ¦ Advanced BAS/Controllers | 2027 | Economic | GWh | Before Competition Groups | 42.9034 | 0 | 0 | 10833.3228 | 0.0039603 | 26 | Residential_2027_Economic_GWh_Before Competition Groups_26 | Advanced BAS/Controllers | 0.396% | 0 | 42.9034 | Residential_2027_Economic_GWh_Before Competition Groups_Advanced BAS/Controllers
Residential | Res ¦ Minimize Hot and Warm Clothes Wash | 2027 | Economic | GWh | Before Competition Groups | 37.502 | 0 | 0 | 10833.3228 | 0.0034617 | 27 | Residential_2027_Economic_GWh_Before Competition Groups_27 | Minimize Hot and Warm Clothes Wash | 0.3462% | 0 | 37.502 | Residential_2027_Economic_GWh_Before Competition Groups_Minimize Hot and Warm Clothes Wash
Residential | Res ¦ LED Exterior Area Lights - LED Fixture (200W) | 2027 | Economic | GWh | Before Competition Groups | 37.3532 | 0 | 0 | 10833.3228 | 0.003448 | 28 | Residential_2027_Economic_GWh_Before Competition Groups_28 | LED Exterior Area Lights - LED Fixture (200W) | 0.3448% | 0 | 37.3532 | Residential_2027_Economic_GWh_Before Competition Groups_LED Exterior Area Lights - LED Fixture (200W)
Residential | Res ¦ Furnace Whistle | 2027 | Economic | GWh | Before Competition Groups | 36.9439 | 0 | 0 | 10833.3228 | 0.0034102 | 29 | Residential_2027_Economic_GWh_Before Competition Groups_29 | Furnace Whistle | 0.341% | 0 | 36.9439 | Residential_2027_Economic_GWh_Before Competition Groups_Furnace Whistle
Residential | Res ¦ Outside Air Economizer | 2027 | Economic | GWh | Before Competition Groups | 27.9311 | 0 | 0 | 10833.3228 | 0.0025783 | 30 | Residential_2027_Economic_GWh_Before Competition Groups_30 | Outside Air Economizer | 0.2578% | 0 | 27.9311 | Residential_2027_Economic_GWh_Before Competition Groups_Outside Air Economizer
Residential | Res ¦ Heat Recovery Ventilator | 2027 | Economic | GWh | Before Competition Groups | 27.8615 | 0 | 0 | 10833.3228 | 0.0025718 | 31 | Residential_2027_Economic_GWh_Before Competition Groups_31 | Heat Recovery Ventilator | 0.2572% | 0 | 27.8615 | Residential_2027_Economic_GWh_Before Competition Groups_Heat Recovery Ventilator
Residential | Res ¦ Energy Star Dehumidifier | 2027 | Economic | GWh | Before Competition Groups | 27.4696 | 0 | 0 | 10833.3228 | 0.0025357 | 32 | Residential_2027_Economic_GWh_Before Competition Groups_32 | Energy Star Dehumidifier | 0.2536% | 0 | 27.4696 | Residential_2027_Economic_GWh_Before Competition Groups_Energy Star Dehumidifier
Residential | Res ¦ Energy Star Freezer | 2027 | Economic | GWh | Before Competition Groups | 26.2371 | 0 | 0 | 10833.3228 | 0.0024219 | 33 | Residential_2027_Economic_GWh_Before Competition Groups_33 | Energy Star Freezer | 0.2422% | 0 | 26.2371 | Residential_2027_Economic_GWh_Before Competition Groups_Energy Star Freezer
Residential | Res ¦ LED Tube Re-Lamp | 2027 | Economic | GWh | Before Competition Groups | 25.883 | 0 | 0 | 10833.3228 | 0.0023892 | 34 | Residential_2027_Economic_GWh_Before Competition Groups_34 | LED Tube Re-Lamp | 0.2389% | 0 | 25.883 | Residential_2027_Economic_GWh_Before Competition Groups_LED Tube Re-Lamp
Residential | Res ¦ Home Energy Reports | 2027 | Economic | GWh | Before Competition Groups | 23.9996 | 0 | 0 | 10833.3228 | 0.0022153 | 35 | Residential_2027_Economic_GWh_Before Competition Groups_35 | Home Energy Reports | 0.2215% | 0 | 23.9996 | Residential_2027_Economic_GWh_Before Competition Groups_Home Energy Reports
Residential | Res ¦ Duct Insulation MF | 2027 | Economic | GWh | Before Competition Groups | 21.0821 | 0 | 0 | 10833.3228 | 0.001946 | 36 | Residential_2027_Economic_GWh_Before Competition Groups_36 | Duct Insulation MF | 0.1946% | 0 | 21.0821 | Residential_2027_Economic_GWh_Before Competition Groups_Duct Insulation MF
Residential | Res ¦ Demand Control Ventilation | 2027 | Economic | GWh | Before Competition Groups | 19.7871 | 0 | 0 | 10833.3228 | 0.0018265 | 37 | Residential_2027_Economic_GWh_Before Competition Groups_37 | Demand Control Ventilation | 0.1827% | 0 | 19.7871 | Residential_2027_Economic_GWh_Before Competition Groups_Demand Control Ventilation
Residential | Res ¦ CO Sensors for parking garage exhaust fans | 2027 | Economic | GWh | Before Competition Groups | 17.6224 | 0 | 0 | 10833.3228 | 0.0016267 | 38 | Residential_2027_Economic_GWh_Before Competition Groups_38 | CO Sensors for parking garage exhaust fans | 0.1627% | 0 | 17.6224 | Residential_2027_Economic_GWh_Before Competition Groups_CO Sensors for parking garage exhaust fans
Residential | Res ¦ Variable Frequency Drive (VFD) | 2027 | Economic | GWh | Before Competition Groups | 15.6716 | 0 | 0 | 10833.3228 | 0.0014466 | 39 | Residential_2027_Economic_GWh_Before Competition Groups_39 | Variable Frequency Drive (VFD) | 0.1447% | 0 | 15.6716 | Residential_2027_Economic_GWh_Before Competition Groups_Variable Frequency Drive (VFD)
Residential | Res ¦ ENERGY STAR LED LAMPS (REFLECTOR LAMPs/MR16/PAR 16) | 2027 | Economic | GWh | Before Competition Groups | 15.3618 | 0 | 0 | 10833.3228 | 0.001418 | 40 | Residential_2027_Economic_GWh_Before Competition Groups_40 | ENERGY STAR LED LAMPS (REFLECTOR LAMPs/MR16/PAR 16) | 0.1418% | 0 | 15.3618 | Residential_2027_Economic_GWh_Before Competition Groups_ENERGY STAR LED LAMPS (REFLECTOR LAMPs/MR16/PAR 16)
Residential | Res ¦ Tankless Water Heater | 2027 | Economic | GWh | Before Competition Groups | 12.7237 | 0 | 0 | 10833.3228 | 0.0011745 | 41 | Residential_2027_Economic_GWh_Before Competition Groups_41 | Tankless Water Heater | 0.1174% | 0 | 12.7237 | Residential_2027_Economic_GWh_Before Competition Groups_Tankless Water Heater
Residential | Res ¦ Water Heater Temperature Setback | 2027 | Economic | GWh | Before Competition Groups | 11.7108 | 0 | 0 | 10833.3228 | 0.001081 | 42 | Residential_2027_Economic_GWh_Before Competition Groups_42 | Water Heater Temperature Setback | 0.1081% | 0 | 11.7108 | Residential_2027_Economic_GWh_Before Competition Groups_Water Heater Temperature Setback
Residential | Res ¦ Condensing Make Up Air Unit | 2027 | Economic | GWh | Before Competition Groups | 11.7075 | 0 | 0 | 10833.3228 | 0.0010807 | 43 | Residential_2027_Economic_GWh_Before Competition Groups_43 | Condensing Make Up Air Unit | 0.1081% | 0 | 11.7075 | Residential_2027_Economic_GWh_Before Competition Groups_Condensing Make Up Air Unit
Residential | Res ¦ High Efficiency Chiller (avg of water and air cooled) | 2027 | Economic | GWh | Before Competition Groups | 10.9245 | 0 | 0 | 10833.3228 | 0.0010084 | 44 | Residential_2027_Economic_GWh_Before Competition Groups_44 | High Efficiency Chiller (avg of water and air cooled) | 0.1008% | 0 | 10.9245 | Residential_2027_Economic_GWh_Before Competition Groups_High Efficiency Chiller (avg of water and air cooled)
Residential | Res ¦ VFD on Pumps | 2027 | Economic | GWh | Before Competition Groups | 4.8192 | 0 | 0 | 10833.3228 | 0.00044485 | 45 | Residential_2027_Economic_GWh_Before Competition Groups_45 | VFD on Pumps | 0.04448% | 0 | 4.8192 | Residential_2027_Economic_GWh_Before Competition Groups_VFD on Pumps
Residential | Res ¦ ENERGY STAR LED Lamps (General Service Lamps) | 2027 | Economic | GWh | Before Competition Groups | 3.5295 | 0 | 0 | 10833.3228 | 0.0003258 | 46 | Residential_2027_Economic_GWh_Before Competition Groups_46 | ENERGY STAR LED Lamps (General Service Lamps) | 0.03258% | 0 | 3.5295 | Residential_2027_Economic_GWh_Before Competition Groups_ENERGY STAR LED Lamps (General Service Lamps)
Residential | Res ¦ ECM MOTORS FOR HVAC APPLICATION (FAN-POWERED VAV BOX) | 2027 | Economic | GWh | Before Competition Groups | 2.8449 | 0 | 0 | 10833.3228 | 0.00026261 | 47 | Residential_2027_Economic_GWh_Before Competition Groups_47 | ECM MOTORS FOR HVAC APPLICATION (FAN-POWERED VAV BOX) | 0.02626% | 0 | 2.8449 | Residential_2027_Economic_GWh_Before Competition Groups_ECM MOTORS FOR HVAC APPLICATION (FAN-POWERED VAV BOX)
Residential | Res ¦ Beverage Vending Machine Controls | 2027 | Economic | GWh | Before Competition Groups | 2.017 | 0 | 0 | 10833.3228 | 0.00018619 | 48 | Residential_2027_Economic_GWh_Before Competition Groups_48 | Beverage Vending Machine Controls | 0.01862% | 0 | 2.017 | Residential_2027_Economic_GWh_Before Competition Groups_Beverage Vending Machine Controls
Residential | Res ¦ Wall Insulation | 2027 | Economic | GWh | Before Competition Groups | 0.78578 | 0 | 0 | 10833.3228 | 7.2533e-05 | 49 | Residential_2027_Economic_GWh_Before Competition Groups_49 | Wall Insulation | 0.007253% | 0 | 0.78578 | Residential_2027_Economic_GWh_Before Competition Groups_Wall Insulation
Residential | Res ¦ Chilled Water Optimization | 2027 | Economic | GWh | Before Competition Groups | 0.27957 | 0 | 0 | 10833.3228 | 2.5807e-05 | 50 | Residential_2027_Economic_GWh_Before Competition Groups_50 | Chilled Water Optimization | 0.002581% | 0 | 0.27957 | Residential_2027_Economic_GWh_Before Competition Groups_Chilled Water Optimization
Residential | Res ¦ LED High Bay Fixture | 2027 | Economic | GWh | Before Competition Groups | 0.20282 | 0 | 0 | 10833.3228 | 1.8722e-05 | 51 | Residential_2027_Economic_GWh_Before Competition Groups_51 | LED High Bay Fixture | 0.001872% | 0 | 0.20282 | Residential_2027_Economic_GWh_Before Competition Groups_LED High Bay Fixture
Residential | Res ¦ Wall Insulation MF | 2027 | Economic | GWh | Before Competition Groups | 0.047623 | 0 | 0 | 10833.3228 | 4.3959e-06 | 52 | Residential_2027_Economic_GWh_Before Competition Groups_52 | Wall Insulation MF | 0.0004396% | 0 | 0.047623 | Residential_2027_Economic_GWh_Before Competition Groups_Wall Insulation MF
Residential | Res ¦ Heavy Duty Outdoor/Holiday Plug-in Timers | 2027 | Economic | GWh | Before Competition Groups | 0 | 0 | 0 | 10833.3228 | 0 | 53 | Residential_2027_Economic_GWh_Before Competition Groups_53 | Heavy Duty Outdoor/Holiday Plug-in Timers | 0% | 0 | 0 | Residential_2027_Economic_GWh_Before Competition Groups_Heavy Duty Outdoor/Holiday Plug-in Timers
Residential | Res ¦ LED Downlight | 2027 | Economic | GWh | Before Competition Groups | 0 | 0 | 0 | 10833.3228 | 0 | 54 | Residential_2027_Economic_GWh_Before Competition Groups_54 | LED Downlight | 0% | 0 | 0 | Residential_2027_Economic_GWh_Before Competition Groups_LED Downlight
Residential | Res ¦ Smart Burners | 2027 | Economic | GWh | Before Competition Groups | 0 | 0 | 0 | 10833.3228 | 0 | 55 | Residential_2027_Economic_GWh_Before Competition Groups_55 | Smart Burners | 0% | 0 | 0 | Residential_2027_Economic_GWh_Before Competition Groups_Smart Burners
Residential | Res ¦ Smart Power Bar | 2027 | Economic | GWh | Before Competition Groups | 0 | 0 | 0 | 10833.3228 | 0 | 56 | Residential_2027_Economic_GWh_Before Competition Groups_56 | Smart Power Bar | 0% | 0 | 0 | Residential_2027_Economic_GWh_Before Competition Groups_Smart Power Bar
Residential | Res ¦ Energy Star LED Specialty Bulbs | 2027 | SC A | GWh | Before Competition Groups | 480.2609 | 0 | 0 | 2129.4952 | 0.22553 | 1 | Residential_2027_SC A_GWh_Before Competition Groups_1 | Energy Star LED Specialty Bulbs | 22.55% | 0 | 480.2609 | Residential_2027_SC A_GWh_Before Competition Groups_Energy Star LED Specialty Bulbs
Residential | Res ¦ Energy Star Clothes Washer | 2027 | SC A | GWh | Before Competition Groups | 216.9905 | 0 | 0 | 2129.4952 | 0.1019 | 2 | Residential_2027_SC A_GWh_Before Competition Groups_2 | Energy Star Clothes Washer | 10.19% | 0 | 216.9905 | Residential_2027_SC A_GWh_Before Competition Groups_Energy Star Clothes Washer
Residential | Res ¦ Energy Star A Line, PAR, MR Lamps | 2027 | SC A | GWh | Before Competition Groups | 191.2986 | 0 | 0 | 2129.4952 | 0.089833 | 3 | Residential_2027_SC A_GWh_Before Competition Groups_3 | Energy Star A Line, PAR, MR Lamps | 8.983% | 0 | 191.2986 | Residential_2027_SC A_GWh_Before Competition Groups_Energy Star A Line, PAR, MR Lamps
Residential | Res ¦ Ductless Mini-Split Heat Pump | 2027 | SC A | GWh | Before Competition Groups | 159.855 | 0 | 0 | 2129.4952 | 0.075067 | 4 | Residential_2027_SC A_GWh_Before Competition Groups_4 | Ductless Mini-Split Heat Pump | 7.507% | 0 | 159.855 | Residential_2027_SC A_GWh_Before Competition Groups_Ductless Mini-Split Heat Pump
Residential | Res ¦ Car Block Heater Timer | 2027 | SC A | GWh | Before Competition Groups | 120.2099 | 0 | 0 | 2129.4952 | 0.05645 | 5 | Residential_2027_SC A_GWh_Before Competition Groups_5 | Car Block Heater Timer | 5.645% | 0 | 120.2099 | Residential_2027_SC A_GWh_Before Competition Groups_Car Block Heater Timer
Residential | Res ¦ Energy Star LED Bulbs General Purpose LEDs | 2027 | SC A | GWh | Before Competition Groups | 104.4882 | 0 | 0 | 2129.4952 | 0.049067 | 6 | Residential_2027_SC A_GWh_Before Competition Groups_6 | Energy Star LED Bulbs General Purpose LEDs | 4.907% | 0 | 104.4882 | Residential_2027_SC A_GWh_Before Competition Groups_Energy Star LED Bulbs General Purpose LEDs
Residential | Res ¦ Building Recommissioning, Operations and Maintenance (O&M) Improvements | 2027 | SC A | GWh | Before Competition Groups | 98.753 | 0 | 0 | 2129.4952 | 0.046374 | 7 | Residential_2027_SC A_GWh_Before Competition Groups_7 | Building Recommissioning, Operations and Maintenance (O&M) Improvements | 4.637% | 0 | 98.753 | Residential_2027_SC A_GWh_Before Competition Groups_Building Recommissioning, Operations and Maintenance (O&M) Improvements
Residential | Res ¦ Variable Speed Pool Pump Motor | 2027 | SC A | GWh | Before Competition Groups | 89.0315 | 0 | 0 | 2129.4952 | 0.041809 | 8 | Residential_2027_SC A_GWh_Before Competition Groups_8 | Variable Speed Pool Pump Motor | 4.181% | 0 | 89.0315 | Residential_2027_SC A_GWh_Before Competition Groups_Variable Speed Pool Pump Motor
Residential | Res ¦ Energy Star Torchiere | 2027 | SC A | GWh | Before Competition Groups | 72.206 | 0 | 0 | 2129.4952 | 0.033908 | 9 | Residential_2027_SC A_GWh_Before Competition Groups_9 | Energy Star Torchiere | 3.391% | 0 | 72.206 | Residential_2027_SC A_GWh_Before Competition Groups_Energy Star Torchiere
Residential | Res ¦ LED Parking Lot Fixture | 2027 | SC A | GWh | Before Competition Groups | 64.1438 | 0 | 0 | 2129.4952 | 0.030122 | 10 | Residential_2027_SC A_GWh_Before Competition Groups_10 | LED Parking Lot Fixture | 3.012% | 0 | 64.1438 | Residential_2027_SC A_GWh_Before Competition Groups_LED Parking Lot Fixture
Residential | Res ¦ Adaptive Thermostat | 2027 | SC A | GWh | Before Competition Groups | 60.6527 | 0 | 0 | 2129.4952 | 0.028482 | 11 | Residential_2027_SC A_GWh_Before Competition Groups_11 | Adaptive Thermostat | 2.848% | 0 | 60.6527 | Residential_2027_SC A_GWh_Before Competition Groups_Adaptive Thermostat
Residential | Res ¦ Comprehensive Draft Proofing | 2027 | SC A | GWh | Before Competition Groups | 47.7905 | 0 | 0 | 2129.4952 | 0.022442 | 12 | Residential_2027_SC A_GWh_Before Competition Groups_12 | Comprehensive Draft Proofing | 2.244% | 0 | 47.7905 | Residential_2027_SC A_GWh_Before Competition Groups_Comprehensive Draft Proofing
Residential | Res ¦ Air Sealing | 2027 | SC A | GWh | Before Competition Groups | 41.8093 | 0 | 0 | 2129.4952 | 0.019633 | 13 | Residential_2027_SC A_GWh_Before Competition Groups_13 | Air Sealing | 1.963% | 0 | 41.8093 | Residential_2027_SC A_GWh_Before Competition Groups_Air Sealing
Residential | Res ¦ Basement Wall Insulation | 2027 | SC A | GWh | Before Competition Groups | 38.8373 | 0 | 0 | 2129.4952 | 0.018238 | 14 | Residential_2027_SC A_GWh_Before Competition Groups_14 | Basement Wall Insulation | 1.824% | 0 | 38.8373 | Residential_2027_SC A_GWh_Before Competition Groups_Basement Wall Insulation
Residential | Res ¦ Energy Star Air Source Heat Pump | 2027 | SC A | GWh | Before Competition Groups | 33.1519 | 0 | 0 | 2129.4952 | 0.015568 | 15 | Residential_2027_SC A_GWh_Before Competition Groups_15 | Energy Star Air Source Heat Pump | 1.557% | 0 | 33.1519 | Residential_2027_SC A_GWh_Before Competition Groups_Energy Star Air Source Heat Pump
Residential | Res ¦ LED Exterior Area Lights - LED Fixture (200W) | 2027 | SC A | GWh | Before Competition Groups | 31.6696 | 0 | 0 | 2129.4952 | 0.014872 | 16 | Residential_2027_SC A_GWh_Before Competition Groups_16 | LED Exterior Area Lights - LED Fixture (200W) | 1.487% | 0 | 31.6696 | Residential_2027_SC A_GWh_Before Competition Groups_LED Exterior Area Lights - LED Fixture (200W)
Residential | Res ¦ Energy Star Light Fixture | 2027 | SC A | GWh | Before Competition Groups | 30.879 | 0 | 0 | 2129.4952 | 0.014501 | 17 | Residential_2027_SC A_GWh_Before Competition Groups_17 | Energy Star Light Fixture | 1.45% | 0 | 30.879 | Residential_2027_SC A_GWh_Before Competition Groups_Energy Star Light Fixture
Residential | Res ¦ Occupancy Sensors MF | 2027 | SC A | GWh | Before Competition Groups | 30.3694 | 0 | 0 | 2129.4952 | 0.014261 | 18 | Residential_2027_SC A_GWh_Before Competition Groups_18 | Occupancy Sensors MF | 1.426% | 0 | 30.3694 | Residential_2027_SC A_GWh_Before Competition Groups_Occupancy Sensors MF
Residential | Res ¦ Energy Star Clothes Dryer | 2027 | SC A | GWh | Before Competition Groups | 26.3694 | 0 | 0 | 2129.4952 | 0.012383 | 19 | Residential_2027_SC A_GWh_Before Competition Groups_19 | Energy Star Clothes Dryer | 1.238% | 0 | 26.3694 | Residential_2027_SC A_GWh_Before Competition Groups_Energy Star Clothes Dryer
Residential | Res ¦ LED Tube Re-Lamp | 2027 | SC A | GWh | Before Competition Groups | 22.0366 | 0 | 0 | 2129.4952 | 0.010348 | 20 | Residential_2027_SC A_GWh_Before Competition Groups_20 | LED Tube Re-Lamp | 1.035% | 0 | 22.0366 | Residential_2027_SC A_GWh_Before Competition Groups_LED Tube Re-Lamp
Residential | Res ¦ Refrigerator Recycling | 2027 | SC A | GWh | Before Competition Groups | 18.3815 | 0 | 0 | 2129.4952 | 0.0086319 | 21 | Residential_2027_SC A_GWh_Before Competition Groups_21 | Refrigerator Recycling | 0.8632% | 0 | 18.3815 | Residential_2027_SC A_GWh_Before Competition Groups_Refrigerator Recycling
Residential | Res ¦ Minimize Hot and Warm Clothes Wash | 2027 | SC A | GWh | Before Competition Groups | 14.1639 | 0 | 0 | 2129.4952 | 0.0066513 | 22 | Residential_2027_SC A_GWh_Before Competition Groups_22 | Minimize Hot and Warm Clothes Wash | 0.6651% | 0 | 14.1639 | Residential_2027_SC A_GWh_Before Competition Groups_Minimize Hot and Warm Clothes Wash
Residential | Res ¦ ENERGY STAR LED LAMPS (REFLECTOR LAMPs/MR16/PAR 16) | 2027 | SC A | GWh | Before Competition Groups | 13.9378 | 0 | 0 | 2129.4952 | 0.0065451 | 23 | Residential_2027_SC A_GWh_Before Competition Groups_23 | ENERGY STAR LED LAMPS (REFLECTOR LAMPs/MR16/PAR 16) | 0.6545% | 0 | 13.9378 | Residential_2027_SC A_GWh_Before Competition Groups_ENERGY STAR LED LAMPS (REFLECTOR LAMPs/MR16/PAR 16)
Residential | Res ¦ Outside Air Economizer | 2027 | SC A | GWh | Before Competition Groups | 13.6738 | 0 | 0 | 2129.4952 | 0.0064211 | 24 | Residential_2027_SC A_GWh_Before Competition Groups_24 | Outside Air Economizer | 0.6421% | 0 | 13.6738 | Residential_2027_SC A_GWh_Before Competition Groups_Outside Air Economizer
Residential | Res ¦ Energy Star Room Air Conditioner | 2027 | SC A | GWh | Before Competition Groups | 13.1554 | 0 | 0 | 2129.4952 | 0.0061777 | 25 | Residential_2027_SC A_GWh_Before Competition Groups_25 | Energy Star Room Air Conditioner | 0.6178% | 0 | 13.1554 | Residential_2027_SC A_GWh_Before Competition Groups_Energy Star Room Air Conditioner
Residential | Res ¦ Attic Insulation | 2027 | SC A | GWh | Before Competition Groups | 12.9431 | 0 | 0 | 2129.4952 | 0.006078 | 26 | Residential_2027_SC A_GWh_Before Competition Groups_26 | Attic Insulation | 0.6078% | 0 | 12.9431 | Residential_2027_SC A_GWh_Before Competition Groups_Attic Insulation
Residential | Res ¦ Furnace Whistle | 2027 | SC A | GWh | Before Competition Groups | 12.4461 | 0 | 0 | 2129.4952 | 0.0058446 | 27 | Residential_2027_SC A_GWh_Before Competition Groups_27 | Furnace Whistle | 0.5845% | 0 | 12.4461 | Residential_2027_SC A_GWh_Before Competition Groups_Furnace Whistle
Residential | Res ¦ Energy Star Freezer | 2027 | SC A | GWh | Before Competition Groups | 10.4296 | 0 | 0 | 2129.4952 | 0.0048977 | 28 | Residential_2027_SC A_GWh_Before Competition Groups_28 | Energy Star Freezer | 0.4898% | 0 | 10.4296 | Residential_2027_SC A_GWh_Before Competition Groups_Energy Star Freezer
Residential | Res ¦ Home Energy Reports | 2027 | SC A | GWh | Before Competition Groups | 9.7625 | 0 | 0 | 2129.4952 | 0.0045844 | 29 | Residential_2027_SC A_GWh_Before Competition Groups_29 | Home Energy Reports | 0.4584% | 0 | 9.7625 | Residential_2027_SC A_GWh_Before Competition Groups_Home Energy Reports
Residential | Res ¦ Advanced BAS/Controllers | 2027 | SC A | GWh | Before Competition Groups | 9.3696 | 0 | 0 | 2129.4952 | 0.0043999 | 30 | Residential_2027_SC A_GWh_Before Competition Groups_30 | Advanced BAS/Controllers | 0.44% | 0 | 9.3696 | Residential_2027_SC A_GWh_Before Competition Groups_Advanced BAS/Controllers
Residential | Res ¦ High Efficiency Chiller (avg of water and air cooled) | 2027 | SC A | GWh | Before Competition Groups | 9.3494 | 0 | 0 | 2129.4952 | 0.0043904 | 31 | Residential_2027_SC A_GWh_Before Competition Groups_31 | High Efficiency Chiller (avg of water and air cooled) | 0.439% | 0 | 9.3494 | Residential_2027_SC A_GWh_Before Competition Groups_High Efficiency Chiller (avg of water and air cooled)
Residential | Res ¦ Variable Frequency Drive (VFD) | 2027 | SC A | GWh | Before Competition Groups | 5.2796 | 0 | 0 | 2129.4952 | 0.0024793 | 32 | Residential_2027_SC A_GWh_Before Competition Groups_32 | Variable Frequency Drive (VFD) | 0.2479% | 0 | 5.2796 | Residential_2027_SC A_GWh_Before Competition Groups_Variable Frequency Drive (VFD)
Residential | Res ¦ CO Sensors for parking garage exhaust fans | 2027 | SC A | GWh | Before Competition Groups | 4.0888 | 0 | 0 | 2129.4952 | 0.0019201 | 33 | Residential_2027_SC A_GWh_Before Competition Groups_33 | CO Sensors for parking garage exhaust fans | 0.192% | 0 | 4.0888 | Residential_2027_SC A_GWh_Before Competition Groups_CO Sensors for parking garage exhaust fans
Residential | Res ¦ Water Heater Temperature Setback | 2027 | SC A | GWh | Before Competition Groups | 3.9166 | 0 | 0 | 2129.4952 | 0.0018392 | 34 | Residential_2027_SC A_GWh_Before Competition Groups_34 | Water Heater Temperature Setback | 0.1839% | 0 | 3.9166 | Residential_2027_SC A_GWh_Before Competition Groups_Water Heater Temperature Setback
Residential | Res ¦ Demand Control Ventilation | 2027 | SC A | GWh | Before Competition Groups | 3.5447 | 0 | 0 | 2129.4952 | 0.0016646 | 35 | Residential_2027_SC A_GWh_Before Competition Groups_35 | Demand Control Ventilation | 0.1665% | 0 | 3.5447 | Residential_2027_SC A_GWh_Before Competition Groups_Demand Control Ventilation
Residential | Res ¦ ENERGY STAR LED Lamps (General Service Lamps) | 2027 | SC A | GWh | Before Competition Groups | 3.17 | 0 | 0 | 2129.4952 | 0.0014886 | 36 | Residential_2027_SC A_GWh_Before Competition Groups_36 | ENERGY STAR LED Lamps (General Service Lamps) | 0.1489% | 0 | 3.17 | Residential_2027_SC A_GWh_Before Competition Groups_ENERGY STAR LED Lamps (General Service Lamps)
Residential | Res ¦ Clothes Drying Racks | 2027 | SC A | GWh | Before Competition Groups | 1.6349 | 0 | 0 | 2129.4952 | 0.00076773 | 37 | Residential_2027_SC A_GWh_Before Competition Groups_37 | Clothes Drying Racks | 0.07677% | 0 | 1.6349 | Residential_2027_SC A_GWh_Before Competition Groups_Clothes Drying Racks
Residential | Res ¦ VFD on Pumps | 2027 | SC A | GWh | Before Competition Groups | 1.5063 | 0 | 0 | 2129.4952 | 0.00070737 | 38 | Residential_2027_SC A_GWh_Before Competition Groups_38 | VFD on Pumps | 0.07074% | 0 | 1.5063 | Residential_2027_SC A_GWh_Before Competition Groups_VFD on Pumps
Residential | Res ¦ Condensing Make Up Air Unit | 2027 | SC A | GWh | Before Competition Groups | 1.3994 | 0 | 0 | 2129.4952 | 0.00065714 | 39 | Residential_2027_SC A_GWh_Before Competition Groups_39 | Condensing Make Up Air Unit | 0.06571% | 0 | 1.3994 | Residential_2027_SC A_GWh_Before Competition Groups_Condensing Make Up Air Unit
Residential | Res ¦ Tankless Water Heater | 2027 | SC A | GWh | Before Competition Groups | 1.3383 | 0 | 0 | 2129.4952 | 0.00062844 | 40 | Residential_2027_SC A_GWh_Before Competition Groups_40 | Tankless Water Heater | 0.06284% | 0 | 1.3383 | Residential_2027_SC A_GWh_Before Competition Groups_Tankless Water Heater
Residential | Res ¦ Energy Star Dehumidifier | 2027 | SC A | GWh | Before Competition Groups | 1.2769 | 0 | 0 | 2129.4952 | 0.0005996 | 41 | Residential_2027_SC A_GWh_Before Competition Groups_41 | Energy Star Dehumidifier | 0.05996% | 0 | 1.2769 | Residential_2027_SC A_GWh_Before Competition Groups_Energy Star Dehumidifier
Residential | Res ¦ Floor Insulation | 2027 | SC A | GWh | Before Competition Groups | 0.93912 | 0 | 0 | 2129.4952 | 0.00044101 | 42 | Residential_2027_SC A_GWh_Before Competition Groups_42 | Floor Insulation | 0.0441% | 0 | 0.93912 | Residential_2027_SC A_GWh_Before Competition Groups_Floor Insulation
Residential | Res ¦ ECM MOTORS FOR HVAC APPLICATION (FAN-POWERED VAV BOX) | 2027 | SC A | GWh | Before Competition Groups | 0.8435 | 0 | 0 | 2129.4952 | 0.0003961 | 43 | Residential_2027_SC A_GWh_Before Competition Groups_43 | ECM MOTORS FOR HVAC APPLICATION (FAN-POWERED VAV BOX) | 0.03961% | 0 | 0.8435 | Residential_2027_SC A_GWh_Before Competition Groups_ECM MOTORS FOR HVAC APPLICATION (FAN-POWERED VAV BOX)
Residential | Res ¦ Heat Recovery Ventilator | 2027 | SC A | GWh | Before Competition Groups | 0.6175 | 0 | 0 | 2129.4952 | 0.00028998 | 44 | Residential_2027_SC A_GWh_Before Competition Groups_44 | Heat Recovery Ventilator | 0.029% | 0 | 0.6175 | Residential_2027_SC A_GWh_Before Competition Groups_Heat Recovery Ventilator
Residential | Res ¦ Duct Insulation | 2027 | SC A | GWh | Before Competition Groups | 0.55427 | 0 | 0 | 2129.4952 | 0.00026028 | 45 | Residential_2027_SC A_GWh_Before Competition Groups_45 | Duct Insulation | 0.02603% | 0 | 0.55427 | Residential_2027_SC A_GWh_Before Competition Groups_Duct Insulation
Residential | Res ¦ Beverage Vending Machine Controls | 2027 | SC A | GWh | Before Competition Groups | 0.45923 | 0 | 0 | 2129.4952 | 0.00021565 | 46 | Residential_2027_SC A_GWh_Before Competition Groups_46 | Beverage Vending Machine Controls | 0.02156% | 0 | 0.45923 | Residential_2027_SC A_GWh_Before Competition Groups_Beverage Vending Machine Controls
Residential | Res ¦ Duct Insulation MF | 2027 | SC A | GWh | Before Competition Groups | 0.32794 | 0 | 0 | 2129.4952 | 0.000154 | 47 | Residential_2027_SC A_GWh_Before Competition Groups_47 | Duct Insulation MF | 0.0154% | 0 | 0.32794 | Residential_2027_SC A_GWh_Before Competition Groups_Duct Insulation MF
Residential | Res ¦ Chilled Water Optimization | 2027 | SC A | GWh | Before Competition Groups | 0.099498 | 0 | 0 | 2129.4952 | 4.6724e-05 | 48 | Residential_2027_SC A_GWh_Before Competition Groups_48 | Chilled Water Optimization | 0.004672% | 0 | 0.099498 | Residential_2027_SC A_GWh_Before Competition Groups_Chilled Water Optimization
Residential | Res ¦ LED High Bay Fixture | 2027 | SC A | GWh | Before Competition Groups | 0.070236 | 0 | 0 | 2129.4952 | 3.2983e-05 | 49 | Residential_2027_SC A_GWh_Before Competition Groups_49 | LED High Bay Fixture | 0.003298% | 0 | 0.070236 | Residential_2027_SC A_GWh_Before Competition Groups_LED High Bay Fixture
Residential | Res ¦ Wall Insulation MF | 2027 | SC A | GWh | Before Competition Groups | 0.0065727 | 0 | 0 | 2129.4952 | 3.0865e-06 | 50 | Residential_2027_SC A_GWh_Before Competition Groups_50 | Wall Insulation MF | 0.0003087% | 0 | 0.0065727 | Residential_2027_SC A_GWh_Before Competition Groups_Wall Insulation MF
Residential | Res ¦ Wall Insulation | 2027 | SC A | GWh | Before Competition Groups | 0.0048137 | 0 | 0 | 2129.4952 | 2.2605e-06 | 51 | Residential_2027_SC A_GWh_Before Competition Groups_51 | Wall Insulation | 0.000226% | 0 | 0.0048137 | Residential_2027_SC A_GWh_Before Competition Groups_Wall Insulation
Residential | Res ¦ Freezer Recycling | 2027 | SC A | GWh | Before Competition Groups | 0.0014187 | 0 | 0 | 2129.4952 | 6.6621e-07 | 52 | Residential_2027_SC A_GWh_Before Competition Groups_52 | Freezer Recycling | 6.662e-05% | 0 | 0.0014187 | Residential_2027_SC A_GWh_Before Competition Groups_Freezer Recycling
Residential | Res ¦ Heavy Duty Outdoor/Holiday Plug-in Timers | 2027 | SC A | GWh | Before Competition Groups | 0 | 0 | 0 | 2129.4952 | 0 | 53 | Residential_2027_SC A_GWh_Before Competition Groups_53 | Heavy Duty Outdoor/Holiday Plug-in Timers | 0% | 0 | 0 | Residential_2027_SC A_GWh_Before Competition Groups_Heavy Duty Outdoor/Holiday Plug-in Timers
Residential | Res ¦ LED Downlight | 2027 | SC A | GWh | Before Competition Groups | 0 | 0 | 0 | 2129.4952 | 0 | 54 | Residential_2027_SC A_GWh_Before Competition Groups_54 | LED Downlight | 0% | 0 | 0 | Residential_2027_SC A_GWh_Before Competition Groups_LED Downlight
Residential | Res ¦ Smart Burners | 2027 | SC A | GWh | Before Competition Groups | 0 | 0 | 0 | 2129.4952 | 0 | 55 | Residential_2027_SC A_GWh_Before Competition Groups_55 | Smart Burners | 0% | 0 | 0 | Residential_2027_SC A_GWh_Before Competition Groups_Smart Burners
Residential | Res ¦ Smart Power Bar | 2027 | SC A | GWh | Before Competition Groups | 0 | 0 | 0 | 2129.4952 | 0 | 56 | Residential_2027_SC A_GWh_Before Competition Groups_56 | Smart Power Bar | 0% | 0 | 0 | Residential_2027_SC A_GWh_Before Competition Groups_Smart Power Bar
Residential | Res ¦ Energy Star Clothes Washer | 2027 | SC B | GWh | Before Competition Groups | 356.0963 | 0 | 0 | 3450.1596 | 0.10321 | 1 | Residential_2027_SC B_GWh_Before Competition Groups_1 | Energy Star Clothes Washer | 10.32% | 0 | 356.0963 | Residential_2027_SC B_GWh_Before Competition Groups_Energy Star Clothes Washer
Residential | Res ¦ Variable Speed Pool Pump Motor | 2027 | SC B | GWh | Before Competition Groups | 287.7462 | 0 | 0 | 3450.1596 | 0.083401 | 2 | Residential_2027_SC B_GWh_Before Competition Groups_2 | Variable Speed Pool Pump Motor | 8.34% | 0 | 287.7462 | Residential_2027_SC B_GWh_Before Competition Groups_Variable Speed Pool Pump Motor
Residential | Res ¦ Energy Star LED Bulbs General Purpose LEDs | 2027 | SC B | GWh | Before Competition Groups | 284.934 | 0 | 0 | 3450.1596 | 0.082586 | 3 | Residential_2027_SC B_GWh_Before Competition Groups_3 | Energy Star LED Bulbs General Purpose LEDs | 8.259% | 0 | 284.934 | Residential_2027_SC B_GWh_Before Competition Groups_Energy Star LED Bulbs General Purpose LEDs
Residential | Res ¦ Energy Star A Line, PAR, MR Lamps | 2027 | SC B | GWh | Before Competition Groups | 280.9521 | 0 | 0 | 3450.1596 | 0.081432 | 4 | Residential_2027_SC B_GWh_Before Competition Groups_4 | Energy Star A Line, PAR, MR Lamps | 8.143% | 0 | 280.9521 | Residential_2027_SC B_GWh_Before Competition Groups_Energy Star A Line, PAR, MR Lamps
Residential | Res ¦ Energy Star LED Specialty Bulbs | 2027 | SC B | GWh | Before Competition Groups | 258.6108 | 0 | 0 | 3450.1596 | 0.074956 | 5 | Residential_2027_SC B_GWh_Before Competition Groups_5 | Energy Star LED Specialty Bulbs | 7.496% | 0 | 258.6108 | Residential_2027_SC B_GWh_Before Competition Groups_Energy Star LED Specialty Bulbs
Residential | Res ¦ Car Block Heater Timer | 2027 | SC B | GWh | Before Competition Groups | 243.0231 | 0 | 0 | 3450.1596 | 0.070438 | 6 | Residential_2027_SC B_GWh_Before Competition Groups_6 | Car Block Heater Timer | 7.044% | 0 | 243.0231 | Residential_2027_SC B_GWh_Before Competition Groups_Car Block Heater Timer
Residential | Res ¦ Building Recommissioning, Operations and Maintenance (O&M) Improvements | 2027 | SC B | GWh | Before Competition Groups | 223.0134 | 0 | 0 | 3450.1596 | 0.064639 | 7 | Residential_2027_SC B_GWh_Before Competition Groups_7 | Building Recommissioning, Operations and Maintenance (O&M) Improvements | 6.464% | 0 | 223.0134 | Residential_2027_SC B_GWh_Before Competition Groups_Building Recommissioning, Operations and Maintenance (O&M) Improvements
Residential | Res ¦ Ductless Mini-Split Heat Pump | 2027 | SC B | GWh | Before Competition Groups | 210.7194 | 0 | 0 | 3450.1596 | 0.061075 | 8 | Residential_2027_SC B_GWh_Before Competition Groups_8 | Ductless Mini-Split Heat Pump | 6.108% | 0 | 210.7194 | Residential_2027_SC B_GWh_Before Competition Groups_Ductless Mini-Split Heat Pump
Residential | Res ¦ Adaptive Thermostat | 2027 | SC B | GWh | Before Competition Groups | 142.7324 | 0 | 0 | 3450.1596 | 0.04137 | 9 | Residential_2027_SC B_GWh_Before Competition Groups_9 | Adaptive Thermostat | 4.137% | 0 | 142.7324 | Residential_2027_SC B_GWh_Before Competition Groups_Adaptive Thermostat
Residential | Res ¦ Comprehensive Draft Proofing | 2027 | SC B | GWh | Before Competition Groups | 113.4278 | 0 | 0 | 3450.1596 | 0.032876 | 10 | Residential_2027_SC B_GWh_Before Competition Groups_10 | Comprehensive Draft Proofing | 3.288% | 0 | 113.4278 | Residential_2027_SC B_GWh_Before Competition Groups_Comprehensive Draft Proofing
Residential | Res ¦ Energy Star Torchiere | 2027 | SC B | GWh | Before Competition Groups | 110.7785 | 0 | 0 | 3450.1596 | 0.032108 | 11 | Residential_2027_SC B_GWh_Before Competition Groups_11 | Energy Star Torchiere | 3.211% | 0 | 110.7785 | Residential_2027_SC B_GWh_Before Competition Groups_Energy Star Torchiere
Residential | Res ¦ Air Sealing | 2027 | SC B | GWh | Before Competition Groups | 75.0319 | 0 | 0 | 3450.1596 | 0.021747 | 12 | Residential_2027_SC B_GWh_Before Competition Groups_12 | Air Sealing | 2.175% | 0 | 75.0319 | Residential_2027_SC B_GWh_Before Competition Groups_Air Sealing
Residential | Res ¦ LED Parking Lot Fixture | 2027 | SC B | GWh | Before Competition Groups | 71.657 | 0 | 0 | 3450.1596 | 0.020769 | 13 | Residential_2027_SC B_GWh_Before Competition Groups_13 | LED Parking Lot Fixture | 2.077% | 0 | 71.657 | Residential_2027_SC B_GWh_Before Competition Groups_LED Parking Lot Fixture
Residential | Res ¦ Occupancy Sensors MF | 2027 | SC B | GWh | Before Competition Groups | 69.6136 | 0 | 0 | 3450.1596 | 0.020177 | 14 | Residential_2027_SC B_GWh_Before Competition Groups_14 | Occupancy Sensors MF | 2.018% | 0 | 69.6136 | Residential_2027_SC B_GWh_Before Competition Groups_Occupancy Sensors MF
Residential | Res ¦ Refrigerator Recycling | 2027 | SC B | GWh | Before Competition Groups | 58.4547 | 0 | 0 | 3450.1596 | 0.016943 | 15 | Residential_2027_SC B_GWh_Before Competition Groups_15 | Refrigerator Recycling | 1.694% | 0 | 58.4547 | Residential_2027_SC B_GWh_Before Competition Groups_Refrigerator Recycling
Residential | Res ¦ Energy Star Air Source Heat Pump | 2027 | SC B | GWh | Before Competition Groups | 53.6869 | 0 | 0 | 3450.1596 | 0.015561 | 16 | Residential_2027_SC B_GWh_Before Competition Groups_16 | Energy Star Air Source Heat Pump | 1.556% | 0 | 53.6869 | Residential_2027_SC B_GWh_Before Competition Groups_Energy Star Air Source Heat Pump
Residential | Res ¦ Clothes Drying Racks | 2027 | SC B | GWh | Before Competition Groups | 53.3595 | 0 | 0 | 3450.1596 | 0.015466 | 17 | Residential_2027_SC B_GWh_Before Competition Groups_17 | Clothes Drying Racks | 1.547% | 0 | 53.3595 | Residential_2027_SC B_GWh_Before Competition Groups_Clothes Drying Racks
Residential | Res ¦ Freezer Recycling | 2027 | SC B | GWh | Before Competition Groups | 51.1794 | 0 | 0 | 3450.1596 | 0.014834 | 18 | Residential_2027_SC B_GWh_Before Competition Groups_18 | Freezer Recycling | 1.483% | 0 | 51.1794 | Residential_2027_SC B_GWh_Before Competition Groups_Freezer Recycling
Residential | Res ¦ Energy Star Clothes Dryer | 2027 | SC B | GWh | Before Competition Groups | 49.1436 | 0 | 0 | 3450.1596 | 0.014244 | 19 | Residential_2027_SC B_GWh_Before Competition Groups_19 | Energy Star Clothes Dryer | 1.424% | 0 | 49.1436 | Residential_2027_SC B_GWh_Before Competition Groups_Energy Star Clothes Dryer
Residential | Res ¦ Energy Star Light Fixture | 2027 | SC B | GWh | Before Competition Groups | 44.3833 | 0 | 0 | 3450.1596 | 0.012864 | 20 | Residential_2027_SC B_GWh_Before Competition Groups_20 | Energy Star Light Fixture | 1.286% | 0 | 44.3833 | Residential_2027_SC B_GWh_Before Competition Groups_Energy Star Light Fixture
Residential | Res ¦ Basement Wall Insulation | 2027 | SC B | GWh | Before Competition Groups | 39.3897 | 0 | 0 | 3450.1596 | 0.011417 | 21 | Residential_2027_SC B_GWh_Before Competition Groups_21 | Basement Wall Insulation | 1.142% | 0 | 39.3897 | Residential_2027_SC B_GWh_Before Competition Groups_Basement Wall Insulation
Residential | Res ¦ Advanced BAS/Controllers | 2027 | SC B | GWh | Before Competition Groups | 32.6373 | 0 | 0 | 3450.1596 | 0.0094596 | 22 | Residential_2027_SC B_GWh_Before Competition Groups_22 | Advanced BAS/Controllers | 0.946% | 0 | 32.6373 | Residential_2027_SC B_GWh_Before Competition Groups_Advanced BAS/Controllers
Residential | Res ¦ LED Exterior Area Lights - LED Fixture (200W) | 2027 | SC B | GWh | Before Competition Groups | 31.6696 | 0 | 0 | 3450.1596 | 0.0091792 | 23 | Residential_2027_SC B_GWh_Before Competition Groups_23 | LED Exterior Area Lights - LED Fixture (200W) | 0.9179% | 0 | 31.6696 | Residential_2027_SC B_GWh_Before Competition Groups_LED Exterior Area Lights - LED Fixture (200W)
Residential | Res ¦ Attic Insulation | 2027 | SC B | GWh | Before Competition Groups | 30.3811 | 0 | 0 | 3450.1596 | 0.0088057 | 24 | Residential_2027_SC B_GWh_Before Competition Groups_24 | Attic Insulation | 0.8806% | 0 | 30.3811 | Residential_2027_SC B_GWh_Before Competition Groups_Attic Insulation
Residential | Res ¦ Furnace Whistle | 2027 | SC B | GWh | Before Competition Groups | 28.1069 | 0 | 0 | 3450.1596 | 0.0081466 | 25 | Residential_2027_SC B_GWh_Before Competition Groups_25 | Furnace Whistle | 0.8147% | 0 | 28.1069 | Residential_2027_SC B_GWh_Before Competition Groups_Furnace Whistle
Residential | Res ¦ Energy Star Room Air Conditioner | 2027 | SC B | GWh | Before Competition Groups | 26.5999 | 0 | 0 | 3450.1596 | 0.0077098 | 26 | Residential_2027_SC B_GWh_Before Competition Groups_26 | Energy Star Room Air Conditioner | 0.771% | 0 | 26.5999 | Residential_2027_SC B_GWh_Before Competition Groups_Energy Star Room Air Conditioner
Residential | Res ¦ Energy Star Freezer | 2027 | SC B | GWh | Before Competition Groups | 24.3727 | 0 | 0 | 3450.1596 | 0.0070642 | 27 | Residential_2027_SC B_GWh_Before Competition Groups_27 | Energy Star Freezer | 0.7064% | 0 | 24.3727 | Residential_2027_SC B_GWh_Before Competition Groups_Energy Star Freezer
Residential | Res ¦ Outside Air Economizer | 2027 | SC B | GWh | Before Competition Groups | 22.6284 | 0 | 0 | 3450.1596 | 0.0065587 | 28 | Residential_2027_SC B_GWh_Before Competition Groups_28 | Outside Air Economizer | 0.6559% | 0 | 22.6284 | Residential_2027_SC B_GWh_Before Competition Groups_Outside Air Economizer
Residential | Res ¦ LED Tube Re-Lamp | 2027 | SC B | GWh | Before Competition Groups | 22.0366 | 0 | 0 | 3450.1596 | 0.0063871 | 29 | Residential_2027_SC B_GWh_Before Competition Groups_29 | LED Tube Re-Lamp | 0.6387% | 0 | 22.0366 | Residential_2027_SC B_GWh_Before Competition Groups_LED Tube Re-Lamp
Residential | Res ¦ Demand Control Ventilation | 2027 | SC B | GWh | Before Competition Groups | 15.0515 | 0 | 0 | 3450.1596 | 0.0043626 | 30 | Residential_2027_SC B_GWh_Before Competition Groups_30 | Demand Control Ventilation | 0.4363% | 0 | 15.0515 | Residential_2027_SC B_GWh_Before Competition Groups_Demand Control Ventilation
Residential | Res ¦ Minimize Hot and Warm Clothes Wash | 2027 | SC B | GWh | Before Competition Groups | 14.1639 | 0 | 0 | 3450.1596 | 0.0041053 | 31 | Residential_2027_SC B_GWh_Before Competition Groups_31 | Minimize Hot and Warm Clothes Wash | 0.4105% | 0 | 14.1639 | Residential_2027_SC B_GWh_Before Competition Groups_Minimize Hot and Warm Clothes Wash
Residential | Res ¦ ENERGY STAR LED LAMPS (REFLECTOR LAMPs/MR16/PAR 16) | 2027 | SC B | GWh | Before Competition Groups | 13.9378 | 0 | 0 | 3450.1596 | 0.0040398 | 32 | Residential_2027_SC B_GWh_Before Competition Groups_32 | ENERGY STAR LED LAMPS (REFLECTOR LAMPs/MR16/PAR 16) | 0.404% | 0 | 13.9378 | Residential_2027_SC B_GWh_Before Competition Groups_ENERGY STAR LED LAMPS (REFLECTOR LAMPs/MR16/PAR 16)
Residential | Res ¦ Energy Star Dehumidifier | 2027 | SC B | GWh | Before Competition Groups | 13.7301 | 0 | 0 | 3450.1596 | 0.0039796 | 33 | Residential_2027_SC B_GWh_Before Competition Groups_33 | Energy Star Dehumidifier | 0.398% | 0 | 13.7301 | Residential_2027_SC B_GWh_Before Competition Groups_Energy Star Dehumidifier
Residential | Res ¦ Variable Frequency Drive (VFD) | 2027 | SC B | GWh | Before Competition Groups | 11.9224 | 0 | 0 | 3450.1596 | 0.0034556 | 34 | Residential_2027_SC B_GWh_Before Competition Groups_34 | Variable Frequency Drive (VFD) | 0.3456% | 0 | 11.9224 | Residential_2027_SC B_GWh_Before Competition Groups_Variable Frequency Drive (VFD)
Residential | Res ¦ CO Sensors for parking garage exhaust fans | 2027 | SC B | GWh | Before Competition Groups | 11.688 | 0 | 0 | 3450.1596 | 0.0033877 | 35 | Residential_2027_SC B_GWh_Before Competition Groups_35 | CO Sensors for parking garage exhaust fans | 0.3388% | 0 | 11.688 | Residential_2027_SC B_GWh_Before Competition Groups_CO Sensors for parking garage exhaust fans
Residential | Res ¦ Home Energy Reports | 2027 | SC B | GWh | Before Competition Groups | 9.7625 | 0 | 0 | 3450.1596 | 0.0028296 | 36 | Residential_2027_SC B_GWh_Before Competition Groups_36 | Home Energy Reports | 0.283% | 0 | 9.7625 | Residential_2027_SC B_GWh_Before Competition Groups_Home Energy Reports
Residential | Res ¦ High Efficiency Chiller (avg of water and air cooled) | 2027 | SC B | GWh | Before Competition Groups | 9.6462 | 0 | 0 | 3450.1596 | 0.0027959 | 37 | Residential_2027_SC B_GWh_Before Competition Groups_37 | High Efficiency Chiller (avg of water and air cooled) | 0.2796% | 0 | 9.6462 | Residential_2027_SC B_GWh_Before Competition Groups_High Efficiency Chiller (avg of water and air cooled)
Residential | Res ¦ Water Heater Temperature Setback | 2027 | SC B | GWh | Before Competition Groups | 8.9095 | 0 | 0 | 3450.1596 | 0.0025823 | 38 | Residential_2027_SC B_GWh_Before Competition Groups_38 | Water Heater Temperature Setback | 0.2582% | 0 | 8.9095 | Residential_2027_SC B_GWh_Before Competition Groups_Water Heater Temperature Setback
Residential | Res ¦ Floor Insulation | 2027 | SC B | GWh | Before Competition Groups | 7.9592 | 0 | 0 | 3450.1596 | 0.0023069 | 39 | Residential_2027_SC B_GWh_Before Competition Groups_39 | Floor Insulation | 0.2307% | 0 | 7.9592 | Residential_2027_SC B_GWh_Before Competition Groups_Floor Insulation
Residential | Res ¦ Heat Recovery Ventilator | 2027 | SC B | GWh | Before Competition Groups | 7.0526 | 0 | 0 | 3450.1596 | 0.0020441 | 40 | Residential_2027_SC B_GWh_Before Competition Groups_40 | Heat Recovery Ventilator | 0.2044% | 0 | 7.0526 | Residential_2027_SC B_GWh_Before Competition Groups_Heat Recovery Ventilator
Residential | Res ¦ Duct Insulation | 2027 | SC B | GWh | Before Competition Groups | 7.0256 | 0 | 0 | 3450.1596 | 0.0020363 | 41 | Residential_2027_SC B_GWh_Before Competition Groups_41 | Duct Insulation | 0.2036% | 0 | 7.0256 | Residential_2027_SC B_GWh_Before Competition Groups_Duct Insulation
Residential | Res ¦ Condensing Make Up Air Unit | 2027 | SC B | GWh | Before Competition Groups | 5.6604 | 0 | 0 | 3450.1596 | 0.0016406 | 42 | Residential_2027_SC B_GWh_Before Competition Groups_42 | Condensing Make Up Air Unit | 0.1641% | 0 | 5.6604 | Residential_2027_SC B_GWh_Before Competition Groups_Condensing Make Up Air Unit
Residential | Res ¦ Tankless Water Heater | 2027 | SC B | GWh | Before Competition Groups | 3.9794 | 0 | 0 | 3450.1596 | 0.0011534 | 43 | Residential_2027_SC B_GWh_Before Competition Groups_43 | Tankless Water Heater | 0.1153% | 0 | 3.9794 | Residential_2027_SC B_GWh_Before Competition Groups_Tankless Water Heater
Residential | Res ¦ VFD on Pumps | 2027 | SC B | GWh | Before Competition Groups | 3.6662 | 0 | 0 | 3450.1596 | 0.0010626 | 44 | Residential_2027_SC B_GWh_Before Competition Groups_44 | VFD on Pumps | 0.1063% | 0 | 3.6662 | Residential_2027_SC B_GWh_Before Competition Groups_VFD on Pumps
Residential | Res ¦ ENERGY STAR LED Lamps (General Service Lamps) | 2027 | SC B | GWh | Before Competition Groups | 3.17 | 0 | 0 | 3450.1596 | 0.0009188 | 45 | Residential_2027_SC B_GWh_Before Competition Groups_45 | ENERGY STAR LED Lamps (General Service Lamps) | 0.09188% | 0 | 3.17 | Residential_2027_SC B_GWh_Before Competition Groups_ENERGY STAR LED Lamps (General Service Lamps)
Residential | Res ¦ Duct Insulation MF | 2027 | SC B | GWh | Before Competition Groups | 3.0694 | 0 | 0 | 3450.1596 | 0.00088964 | 46 | Residential_2027_SC B_GWh_Before Competition Groups_46 | Duct Insulation MF | 0.08896% | 0 | 3.0694 | Residential_2027_SC B_GWh_Before Competition Groups_Duct Insulation MF
Residential | Res ¦ ECM MOTORS FOR HVAC APPLICATION (FAN-POWERED VAV BOX) | 2027 | SC B | GWh | Before Competition Groups | 1.8421 | 0 | 0 | 3450.1596 | 0.00053393 | 47 | Residential_2027_SC B_GWh_Before Competition Groups_47 | ECM MOTORS FOR HVAC APPLICATION (FAN-POWERED VAV BOX) | 0.05339% | 0 | 1.8421 | Residential_2027_SC B_GWh_Before Competition Groups_ECM MOTORS FOR HVAC APPLICATION (FAN-POWERED VAV BOX)
Residential | Res ¦ Beverage Vending Machine Controls | 2027 | SC B | GWh | Before Competition Groups | 1.1416 | 0 | 0 | 3450.1596 | 0.00033088 | 48 | Residential_2027_SC B_GWh_Before Competition Groups_48 | Beverage Vending Machine Controls | 0.03309% | 0 | 1.1416 | Residential_2027_SC B_GWh_Before Competition Groups_Beverage Vending Machine Controls
Residential | Res ¦ LED High Bay Fixture | 2027 | SC B | GWh | Before Competition Groups | 0.15388 | 0 | 0 | 3450.1596 | 4.4602e-05 | 49 | Residential_2027_SC B_GWh_Before Competition Groups_49 | LED High Bay Fixture | 0.00446% | 0 | 0.15388 | Residential_2027_SC B_GWh_Before Competition Groups_LED High Bay Fixture
Residential | Res ¦ Chilled Water Optimization | 2027 | SC B | GWh | Before Competition Groups | 0.13981 | 0 | 0 | 3450.1596 | 4.0522e-05 | 50 | Residential_2027_SC B_GWh_Before Competition Groups_50 | Chilled Water Optimization | 0.004052% | 0 | 0.13981 | Residential_2027_SC B_GWh_Before Competition Groups_Chilled Water Optimization
Residential | Res ¦ Wall Insulation | 2027 | SC B | GWh | Before Competition Groups | 0.1144 | 0 | 0 | 3450.1596 | 3.3157e-05 | 51 | Residential_2027_SC B_GWh_Before Competition Groups_51 | Wall Insulation | 0.003316% | 0 | 0.1144 | Residential_2027_SC B_GWh_Before Competition Groups_Wall Insulation
Residential | Res ¦ Wall Insulation MF | 2027 | SC B | GWh | Before Competition Groups | 0.0069385 | 0 | 0 | 3450.1596 | 2.0111e-06 | 52 | Residential_2027_SC B_GWh_Before Competition Groups_52 | Wall Insulation MF | 0.0002011% | 0 | 0.0069385 | Residential_2027_SC B_GWh_Before Competition Groups_Wall Insulation MF
Residential | Res ¦ Heavy Duty Outdoor/Holiday Plug-in Timers | 2027 | SC B | GWh | Before Competition Groups | 0 | 0 | 0 | 3450.1596 | 0 | 53 | Residential_2027_SC B_GWh_Before Competition Groups_53 | Heavy Duty Outdoor/Holiday Plug-in Timers | 0% | 0 | 0 | Residential_2027_SC B_GWh_Before Competition Groups_Heavy Duty Outdoor/Holiday Plug-in Timers
Residential | Res ¦ LED Downlight | 2027 | SC B | GWh | Before Competition Groups | 0 | 0 | 0 | 3450.1596 | 0 | 54 | Residential_2027_SC B_GWh_Before Competition Groups_54 | LED Downlight | 0% | 0 | 0 | Residential_2027_SC B_GWh_Before Competition Groups_LED Downlight
Residential | Res ¦ Smart Burners | 2027 | SC B | GWh | Before Competition Groups | 0 | 0 | 0 | 3450.1596 | 0 | 55 | Residential_2027_SC B_GWh_Before Competition Groups_55 | Smart Burners | 0% | 0 | 0 | Residential_2027_SC B_GWh_Before Competition Groups_Smart Burners
Residential | Res ¦ Smart Power Bar | 2027 | SC B | GWh | Before Competition Groups | 0 | 0 | 0 | 3450.1596 | 0 | 56 | Residential_2027_SC B_GWh_Before Competition Groups_56 | Smart Power Bar | 0% | 0 | 0 | Residential_2027_SC B_GWh_Before Competition Groups_Smart Power Bar
Residential | Res ¦ Energy Star LED Specialty Bulbs | 2027 | SC C | GWh | Before Competition Groups | 480.2609 | 0 | 0 | 2431.6113 | 0.19751 | 1 | Residential_2027_SC C_GWh_Before Competition Groups_1 | Energy Star LED Specialty Bulbs | 19.75% | 0 | 480.2609 | Residential_2027_SC C_GWh_Before Competition Groups_Energy Star LED Specialty Bulbs
Residential | Res ¦ Energy Star Clothes Washer | 2027 | SC C | GWh | Before Competition Groups | 311.6782 | 0 | 0 | 2431.6113 | 0.12818 | 2 | Residential_2027_SC C_GWh_Before Competition Groups_2 | Energy Star Clothes Washer | 12.82% | 0 | 311.6782 | Residential_2027_SC C_GWh_Before Competition Groups_Energy Star Clothes Washer
Residential | Res ¦ Energy Star A Line, PAR, MR Lamps | 2027 | SC C | GWh | Before Competition Groups | 191.2986 | 0 | 0 | 2431.6113 | 0.078672 | 3 | Residential_2027_SC C_GWh_Before Competition Groups_3 | Energy Star A Line, PAR, MR Lamps | 7.867% | 0 | 191.2986 | Residential_2027_SC C_GWh_Before Competition Groups_Energy Star A Line, PAR, MR Lamps
Residential | Res ¦ Ductless Mini-Split Heat Pump | 2027 | SC C | GWh | Before Competition Groups | 159.852 | 0 | 0 | 2431.6113 | 0.065739 | 4 | Residential_2027_SC C_GWh_Before Competition Groups_4 | Ductless Mini-Split Heat Pump | 6.574% | 0 | 159.852 | Residential_2027_SC C_GWh_Before Competition Groups_Ductless Mini-Split Heat Pump
Residential | Res ¦ Variable Speed Pool Pump Motor | 2027 | SC C | GWh | Before Competition Groups | 127.427 | 0 | 0 | 2431.6113 | 0.052404 | 5 | Residential_2027_SC C_GWh_Before Competition Groups_5 | Variable Speed Pool Pump Motor | 5.24% | 0 | 127.427 | Residential_2027_SC C_GWh_Before Competition Groups_Variable Speed Pool Pump Motor
Residential | Res ¦ Car Block Heater Timer | 2027 | SC C | GWh | Before Competition Groups | 120.2099 | 0 | 0 | 2431.6113 | 0.049436 | 6 | Residential_2027_SC C_GWh_Before Competition Groups_6 | Car Block Heater Timer | 4.944% | 0 | 120.2099 | Residential_2027_SC C_GWh_Before Competition Groups_Car Block Heater Timer
Residential | Res ¦ Energy Star LED Bulbs General Purpose LEDs | 2027 | SC C | GWh | Before Competition Groups | 104.4882 | 0 | 0 | 2431.6113 | 0.042971 | 7 | Residential_2027_SC C_GWh_Before Competition Groups_7 | Energy Star LED Bulbs General Purpose LEDs | 4.297% | 0 | 104.4882 | Residential_2027_SC C_GWh_Before Competition Groups_Energy Star LED Bulbs General Purpose LEDs
Residential | Res ¦ Adaptive Thermostat | 2027 | SC C | GWh | Before Competition Groups | 99.2296 | 0 | 0 | 2431.6113 | 0.040808 | 8 | Residential_2027_SC C_GWh_Before Competition Groups_8 | Adaptive Thermostat | 4.081% | 0 | 99.2296 | Residential_2027_SC C_GWh_Before Competition Groups_Adaptive Thermostat
Residential | Res ¦ Building Recommissioning, Operations and Maintenance (O&M) Improvements | 2027 | SC C | GWh | Before Competition Groups | 98.7536 | 0 | 0 | 2431.6113 | 0.040612 | 9 | Residential_2027_SC C_GWh_Before Competition Groups_9 | Building Recommissioning, Operations and Maintenance (O&M) Improvements | 4.061% | 0 | 98.7536 | Residential_2027_SC C_GWh_Before Competition Groups_Building Recommissioning, Operations and Maintenance (O&M) Improvements
Residential | Res ¦ Energy Star Torchiere | 2027 | SC C | GWh | Before Competition Groups | 72.206 | 0 | 0 | 2431.6113 | 0.029695 | 10 | Residential_2027_SC C_GWh_Before Competition Groups_10 | Energy Star Torchiere | 2.969% | 0 | 72.206 | Residential_2027_SC C_GWh_Before Competition Groups_Energy Star Torchiere
Residential | Res ¦ Air Sealing | 2027 | SC C | GWh | Before Competition Groups | 68.7281 | 0 | 0 | 2431.6113 | 0.028264 | 11 | Residential_2027_SC C_GWh_Before Competition Groups_11 | Air Sealing | 2.826% | 0 | 68.7281 | Residential_2027_SC C_GWh_Before Competition Groups_Air Sealing
Residential | Res ¦ LED Parking Lot Fixture | 2027 | SC C | GWh | Before Competition Groups | 64.1438 | 0 | 0 | 2431.6113 | 0.026379 | 12 | Residential_2027_SC C_GWh_Before Competition Groups_12 | LED Parking Lot Fixture | 2.638% | 0 | 64.1438 | Residential_2027_SC C_GWh_Before Competition Groups_LED Parking Lot Fixture
Residential | Res ¦ Comprehensive Draft Proofing | 2027 | SC C | GWh | Before Competition Groups | 50.2273 | 0 | 0 | 2431.6113 | 0.020656 | 13 | Residential_2027_SC C_GWh_Before Competition Groups_13 | Comprehensive Draft Proofing | 2.066% | 0 | 50.2273 | Residential_2027_SC C_GWh_Before Competition Groups_Comprehensive Draft Proofing
Residential | Res ¦ Energy Star Clothes Dryer | 2027 | SC C | GWh | Before Competition Groups | 49.1586 | 0 | 0 | 2431.6113 | 0.020216 | 14 | Residential_2027_SC C_GWh_Before Competition Groups_14 | Energy Star Clothes Dryer | 2.022% | 0 | 49.1586 | Residential_2027_SC C_GWh_Before Competition Groups_Energy Star Clothes Dryer
Residential | Res ¦ Energy Star Light Fixture | 2027 | SC C | GWh | Before Competition Groups | 40.3614 | 0 | 0 | 2431.6113 | 0.016599 | 15 | Residential_2027_SC C_GWh_Before Competition Groups_15 | Energy Star Light Fixture | 1.66% | 0 | 40.3614 | Residential_2027_SC C_GWh_Before Competition Groups_Energy Star Light Fixture
Residential | Res ¦ Basement Wall Insulation | 2027 | SC C | GWh | Before Competition Groups | 39.3952 | 0 | 0 | 2431.6113 | 0.016201 | 16 | Residential_2027_SC C_GWh_Before Competition Groups_16 | Basement Wall Insulation | 1.62% | 0 | 39.3952 | Residential_2027_SC C_GWh_Before Competition Groups_Basement Wall Insulation
Residential | Res ¦ Energy Star Air Source Heat Pump | 2027 | SC C | GWh | Before Competition Groups | 33.1519 | 0 | 0 | 2431.6113 | 0.013634 | 17 | Residential_2027_SC C_GWh_Before Competition Groups_17 | Energy Star Air Source Heat Pump | 1.363% | 0 | 33.1519 | Residential_2027_SC C_GWh_Before Competition Groups_Energy Star Air Source Heat Pump
Residential | Res ¦ LED Exterior Area Lights - LED Fixture (200W) | 2027 | SC C | GWh | Before Competition Groups | 31.6696 | 0 | 0 | 2431.6113 | 0.013024 | 18 | Residential_2027_SC C_GWh_Before Competition Groups_18 | LED Exterior Area Lights - LED Fixture (200W) | 1.302% | 0 | 31.6696 | Residential_2027_SC C_GWh_Before Competition Groups_LED Exterior Area Lights - LED Fixture (200W)
Residential | Res ¦ Occupancy Sensors MF | 2027 | SC C | GWh | Before Competition Groups | 30.3694 | 0 | 0 | 2431.6113 | 0.012489 | 19 | Residential_2027_SC C_GWh_Before Competition Groups_19 | Occupancy Sensors MF | 1.249% | 0 | 30.3694 | Residential_2027_SC C_GWh_Before Competition Groups_Occupancy Sensors MF
Residential | Res ¦ Attic Insulation | 2027 | SC C | GWh | Before Competition Groups | 29.7032 | 0 | 0 | 2431.6113 | 0.012215 | 20 | Residential_2027_SC C_GWh_Before Competition Groups_20 | Attic Insulation | 1.222% | 0 | 29.7032 | Residential_2027_SC C_GWh_Before Competition Groups_Attic Insulation
Residential | Res ¦ Refrigerator Recycling | 2027 | SC C | GWh | Before Competition Groups | 25.8867 | 0 | 0 | 2431.6113 | 0.010646 | 21 | Residential_2027_SC C_GWh_Before Competition Groups_21 | Refrigerator Recycling | 1.065% | 0 | 25.8867 | Residential_2027_SC C_GWh_Before Competition Groups_Refrigerator Recycling
Residential | Res ¦ LED Tube Re-Lamp | 2027 | SC C | GWh | Before Competition Groups | 22.0366 | 0 | 0 | 2431.6113 | 0.0090626 | 22 | Residential_2027_SC C_GWh_Before Competition Groups_22 | LED Tube Re-Lamp | 0.9063% | 0 | 22.0366 | Residential_2027_SC C_GWh_Before Competition Groups_LED Tube Re-Lamp
Residential | Res ¦ Energy Star Room Air Conditioner | 2027 | SC C | GWh | Before Competition Groups | 21.0576 | 0 | 0 | 2431.6113 | 0.0086599 | 23 | Residential_2027_SC C_GWh_Before Competition Groups_23 | Energy Star Room Air Conditioner | 0.866% | 0 | 21.0576 | Residential_2027_SC C_GWh_Before Competition Groups_Energy Star Room Air Conditioner
Residential | Res ¦ Energy Star Freezer | 2027 | SC C | GWh | Before Competition Groups | 18.7106 | 0 | 0 | 2431.6113 | 0.0076947 | 24 | Residential_2027_SC C_GWh_Before Competition Groups_24 | Energy Star Freezer | 0.7695% | 0 | 18.7106 | Residential_2027_SC C_GWh_Before Competition Groups_Energy Star Freezer
Residential | Res ¦ Advanced BAS/Controllers | 2027 | SC C | GWh | Before Competition Groups | 14.4538 | 0 | 0 | 2431.6113 | 0.0059441 | 25 | Residential_2027_SC C_GWh_Before Competition Groups_25 | Advanced BAS/Controllers | 0.5944% | 0 | 14.4538 | Residential_2027_SC C_GWh_Before Competition Groups_Advanced BAS/Controllers
Residential | Res ¦ Minimize Hot and Warm Clothes Wash | 2027 | SC C | GWh | Before Competition Groups | 14.1639 | 0 | 0 | 2431.6113 | 0.0058249 | 26 | Residential_2027_SC C_GWh_Before Competition Groups_26 | Minimize Hot and Warm Clothes Wash | 0.5825% | 0 | 14.1639 | Residential_2027_SC C_GWh_Before Competition Groups_Minimize Hot and Warm Clothes Wash
Residential | Res ¦ ENERGY STAR LED LAMPS (REFLECTOR LAMPs/MR16/PAR 16) | 2027 | SC C | GWh | Before Competition Groups | 13.9378 | 0 | 0 | 2431.6113 | 0.0057319 | 27 | Residential_2027_SC C_GWh_Before Competition Groups_27 | ENERGY STAR LED LAMPS (REFLECTOR LAMPs/MR16/PAR 16) | 0.5732% | 0 | 13.9378 | Residential_2027_SC C_GWh_Before Competition Groups_ENERGY STAR LED LAMPS (REFLECTOR LAMPs/MR16/PAR 16)
Residential | Res ¦ Outside Air Economizer | 2027 | SC C | GWh | Before Competition Groups | 13.6738 | 0 | 0 | 2431.6113 | 0.0056234 | 28 | Residential_2027_SC C_GWh_Before Competition Groups_28 | Outside Air Economizer | 0.5623% | 0 | 13.6738 | Residential_2027_SC C_GWh_Before Competition Groups_Outside Air Economizer
Residential | Res ¦ Furnace Whistle | 2027 | SC C | GWh | Before Competition Groups | 12.4461 | 0 | 0 | 2431.6113 | 0.0051184 | 29 | Residential_2027_SC C_GWh_Before Competition Groups_29 | Furnace Whistle | 0.5118% | 0 | 12.4461 | Residential_2027_SC C_GWh_Before Competition Groups_Furnace Whistle
Residential | Res ¦ Home Energy Reports | 2027 | SC C | GWh | Before Competition Groups | 9.7625 | 0 | 0 | 2431.6113 | 0.0040148 | 30 | Residential_2027_SC C_GWh_Before Competition Groups_30 | Home Energy Reports | 0.4015% | 0 | 9.7625 | Residential_2027_SC C_GWh_Before Competition Groups_Home Energy Reports
Residential | Res ¦ High Efficiency Chiller (avg of water and air cooled) | 2027 | SC C | GWh | Before Competition Groups | 9.3494 | 0 | 0 | 2431.6113 | 0.003845 | 31 | Residential_2027_SC C_GWh_Before Competition Groups_31 | High Efficiency Chiller (avg of water and air cooled) | 0.3845% | 0 | 9.3494 | Residential_2027_SC C_GWh_Before Competition Groups_High Efficiency Chiller (avg of water and air cooled)
Residential | Res ¦ Demand Control Ventilation | 2027 | SC C | GWh | Before Competition Groups | 6.6661 | 0 | 0 | 2431.6113 | 0.0027414 | 32 | Residential_2027_SC C_GWh_Before Competition Groups_32 | Demand Control Ventilation | 0.2741% | 0 | 6.6661 | Residential_2027_SC C_GWh_Before Competition Groups_Demand Control Ventilation
Residential | Res ¦ Floor Insulation | 2027 | SC C | GWh | Before Competition Groups | 6.2429 | 0 | 0 | 2431.6113 | 0.0025674 | 33 | Residential_2027_SC C_GWh_Before Competition Groups_33 | Floor Insulation | 0.2567% | 0 | 6.2429 | Residential_2027_SC C_GWh_Before Competition Groups_Floor Insulation
Residential | Res ¦ CO Sensors for parking garage exhaust fans | 2027 | SC C | GWh | Before Competition Groups | 5.5549 | 0 | 0 | 2431.6113 | 0.0022845 | 34 | Residential_2027_SC C_GWh_Before Competition Groups_34 | CO Sensors for parking garage exhaust fans | 0.2284% | 0 | 5.5549 | Residential_2027_SC C_GWh_Before Competition Groups_CO Sensors for parking garage exhaust fans
Residential | Res ¦ Energy Star Dehumidifier | 2027 | SC C | GWh | Before Competition Groups | 5.3933 | 0 | 0 | 2431.6113 | 0.002218 | 35 | Residential_2027_SC C_GWh_Before Competition Groups_35 | Energy Star Dehumidifier | 0.2218% | 0 | 5.3933 | Residential_2027_SC C_GWh_Before Competition Groups_Energy Star Dehumidifier
Residential | Res ¦ Variable Frequency Drive (VFD) | 2027 | SC C | GWh | Before Competition Groups | 5.2796 | 0 | 0 | 2431.6113 | 0.0021712 | 36 | Residential_2027_SC C_GWh_Before Competition Groups_36 | Variable Frequency Drive (VFD) | 0.2171% | 0 | 5.2796 | Residential_2027_SC C_GWh_Before Competition Groups_Variable Frequency Drive (VFD)
Residential | Res ¦ Condensing Make Up Air Unit | 2027 | SC C | GWh | Before Competition Groups | 3.9618 | 0 | 0 | 2431.6113 | 0.0016293 | 37 | Residential_2027_SC C_GWh_Before Competition Groups_37 | Condensing Make Up Air Unit | 0.1629% | 0 | 3.9618 | Residential_2027_SC C_GWh_Before Competition Groups_Condensing Make Up Air Unit
Residential | Res ¦ Water Heater Temperature Setback | 2027 | SC C | GWh | Before Competition Groups | 3.9453 | 0 | 0 | 2431.6113 | 0.0016225 | 38 | Residential_2027_SC C_GWh_Before Competition Groups_38 | Water Heater Temperature Setback | 0.1622% | 0 | 3.9453 | Residential_2027_SC C_GWh_Before Competition Groups_Water Heater Temperature Setback
Residential | Res ¦ ENERGY STAR LED Lamps (General Service Lamps) | 2027 | SC C | GWh | Before Competition Groups | 3.17 | 0 | 0 | 2431.6113 | 0.0013037 | 39 | Residential_2027_SC C_GWh_Before Competition Groups_39 | ENERGY STAR LED Lamps (General Service Lamps) | 0.1304% | 0 | 3.17 | Residential_2027_SC C_GWh_Before Competition Groups_ENERGY STAR LED Lamps (General Service Lamps)
Residential | Res ¦ Duct Insulation MF | 2027 | SC C | GWh | Before Competition Groups | 2.815 | 0 | 0 | 2431.6113 | 0.0011577 | 40 | Residential_2027_SC C_GWh_Before Competition Groups_40 | Duct Insulation MF | 0.1158% | 0 | 2.815 | Residential_2027_SC C_GWh_Before Competition Groups_Duct Insulation MF
Residential | Res ¦ Tankless Water Heater | 2027 | SC C | GWh | Before Competition Groups | 2.2728 | 0 | 0 | 2431.6113 | 0.00093467 | 41 | Residential_2027_SC C_GWh_Before Competition Groups_41 | Tankless Water Heater | 0.09347% | 0 | 2.2728 | Residential_2027_SC C_GWh_Before Competition Groups_Tankless Water Heater
Residential | Res ¦ Duct Insulation | 2027 | SC C | GWh | Before Competition Groups | 2.1717 | 0 | 0 | 2431.6113 | 0.00089312 | 42 | Residential_2027_SC C_GWh_Before Competition Groups_42 | Duct Insulation | 0.08931% | 0 | 2.1717 | Residential_2027_SC C_GWh_Before Competition Groups_Duct Insulation
Residential | Res ¦ Clothes Drying Racks | 2027 | SC C | GWh | Before Competition Groups | 1.6349 | 0 | 0 | 2431.6113 | 0.00067234 | 43 | Residential_2027_SC C_GWh_Before Competition Groups_43 | Clothes Drying Racks | 0.06723% | 0 | 1.6349 | Residential_2027_SC C_GWh_Before Competition Groups_Clothes Drying Racks
Residential | Res ¦ VFD on Pumps | 2027 | SC C | GWh | Before Competition Groups | 1.6235 | 0 | 0 | 2431.6113 | 0.00066768 | 44 | Residential_2027_SC C_GWh_Before Competition Groups_44 | VFD on Pumps | 0.06677% | 0 | 1.6235 | Residential_2027_SC C_GWh_Before Competition Groups_VFD on Pumps
Residential | Res ¦ Heat Recovery Ventilator | 2027 | SC C | GWh | Before Competition Groups | 1.4686 | 0 | 0 | 2431.6113 | 0.00060397 | 45 | Residential_2027_SC C_GWh_Before Competition Groups_45 | Heat Recovery Ventilator | 0.0604% | 0 | 1.4686 | Residential_2027_SC C_GWh_Before Competition Groups_Heat Recovery Ventilator
Residential | Res ¦ ECM MOTORS FOR HVAC APPLICATION (FAN-POWERED VAV BOX) | 2027 | SC C | GWh | Before Competition Groups | 0.84551 | 0 | 0 | 2431.6113 | 0.00034772 | 46 | Residential_2027_SC C_GWh_Before Competition Groups_46 | ECM MOTORS FOR HVAC APPLICATION (FAN-POWERED VAV BOX) | 0.03477% | 0 | 0.84551 | Residential_2027_SC C_GWh_Before Competition Groups_ECM MOTORS FOR HVAC APPLICATION (FAN-POWERED VAV BOX)
Residential | Res ¦ Beverage Vending Machine Controls | 2027 | SC C | GWh | Before Competition Groups | 0.50423 | 0 | 0 | 2431.6113 | 0.00020737 | 47 | Residential_2027_SC C_GWh_Before Competition Groups_47 | Beverage Vending Machine Controls | 0.02074% | 0 | 0.50423 | Residential_2027_SC C_GWh_Before Competition Groups_Beverage Vending Machine Controls
Residential | Res ¦ LED High Bay Fixture | 2027 | SC C | GWh | Before Competition Groups | 0.15388 | 0 | 0 | 2431.6113 | 6.3285e-05 | 48 | Residential_2027_SC C_GWh_Before Competition Groups_48 | LED High Bay Fixture | 0.006328% | 0 | 0.15388 | Residential_2027_SC C_GWh_Before Competition Groups_LED High Bay Fixture
Residential | Res ¦ Chilled Water Optimization | 2027 | SC C | GWh | Before Competition Groups | 0.099498 | 0 | 0 | 2431.6113 | 4.0919e-05 | 49 | Residential_2027_SC C_GWh_Before Competition Groups_49 | Chilled Water Optimization | 0.004092% | 0 | 0.099498 | Residential_2027_SC C_GWh_Before Competition Groups_Chilled Water Optimization
Residential | Res ¦ Wall Insulation | 2027 | SC C | GWh | Before Competition Groups | 0.008147 | 0 | 0 | 2431.6113 | 3.3505e-06 | 50 | Residential_2027_SC C_GWh_Before Competition Groups_50 | Wall Insulation | 0.000335% | 0 | 0.008147 | Residential_2027_SC C_GWh_Before Competition Groups_Wall Insulation
Residential | Res ¦ Wall Insulation MF | 2027 | SC C | GWh | Before Competition Groups | 0.006939 | 0 | 0 | 2431.6113 | 2.8536e-06 | 51 | Residential_2027_SC C_GWh_Before Competition Groups_51 | Wall Insulation MF | 0.0002854% | 0 | 0.006939 | Residential_2027_SC C_GWh_Before Competition Groups_Wall Insulation MF
Residential | Res ¦ Freezer Recycling | 2027 | SC C | GWh | Before Competition Groups | 0.0014187 | 0 | 0 | 2431.6113 | 5.8344e-07 | 52 | Residential_2027_SC C_GWh_Before Competition Groups_52 | Freezer Recycling | 5.834e-05% | 0 | 0.0014187 | Residential_2027_SC C_GWh_Before Competition Groups_Freezer Recycling
Residential | Res ¦ Heavy Duty Outdoor/Holiday Plug-in Timers | 2027 | SC C | GWh | Before Competition Groups | 0 | 0 | 0 | 2431.6113 | 0 | 53 | Residential_2027_SC C_GWh_Before Competition Groups_53 | Heavy Duty Outdoor/Holiday Plug-in Timers | 0% | 0 | 0 | Residential_2027_SC C_GWh_Before Competition Groups_Heavy Duty Outdoor/Holiday Plug-in Timers
Residential | Res ¦ LED Downlight | 2027 | SC C | GWh | Before Competition Groups | 0 | 0 | 0 | 2431.6113 | 0 | 54 | Residential_2027_SC C_GWh_Before Competition Groups_54 | LED Downlight | 0% | 0 | 0 | Residential_2027_SC C_GWh_Before Competition Groups_LED Downlight
Residential | Res ¦ Smart Burners | 2027 | SC C | GWh | Before Competition Groups | 0 | 0 | 0 | 2431.6113 | 0 | 55 | Residential_2027_SC C_GWh_Before Competition Groups_55 | Smart Burners | 0% | 0 | 0 | Residential_2027_SC C_GWh_Before Competition Groups_Smart Burners
Residential | Res ¦ Smart Power Bar | 2027 | SC C | GWh | Before Competition Groups | 0 | 0 | 0 | 2431.6113 | 0 | 56 | Residential_2027_SC C_GWh_Before Competition Groups_56 | Smart Power Bar | 0% | 0 | 0 | Residential_2027_SC C_GWh_Before Competition Groups_Smart Power Bar
Residential | Res ¦ Energy Star LED Bulbs General Purpose LEDs | 2027 | SC D | GWh | Before Competition Groups | 302.1843 | 0 | 0 | 1965.9377 | 0.15371 | 1 | Residential_2027_SC D_GWh_Before Competition Groups_1 | Energy Star LED Bulbs General Purpose LEDs | 15.37% | 0 | 302.1843 | Residential_2027_SC D_GWh_Before Competition Groups_Energy Star LED Bulbs General Purpose LEDs
Residential | Res ¦ Energy Star LED Specialty Bulbs | 2027 | SC D | GWh | Before Competition Groups | 296.2302 | 0 | 0 | 1965.9377 | 0.15068 | 2 | Residential_2027_SC D_GWh_Before Competition Groups_2 | Energy Star LED Specialty Bulbs | 15.07% | 0 | 296.2302 | Residential_2027_SC D_GWh_Before Competition Groups_Energy Star LED Specialty Bulbs
Residential | Res ¦ Energy Star Clothes Washer | 2027 | SC D | GWh | Before Competition Groups | 198.914 | 0 | 0 | 1965.9377 | 0.10118 | 3 | Residential_2027_SC D_GWh_Before Competition Groups_3 | Energy Star Clothes Washer | 10.12% | 0 | 198.914 | Residential_2027_SC D_GWh_Before Competition Groups_Energy Star Clothes Washer
Residential | Res ¦ Energy Star A Line, PAR, MR Lamps | 2027 | SC D | GWh | Before Competition Groups | 191.7466 | 0 | 0 | 1965.9377 | 0.097534 | 4 | Residential_2027_SC D_GWh_Before Competition Groups_4 | Energy Star A Line, PAR, MR Lamps | 9.753% | 0 | 191.7466 | Residential_2027_SC D_GWh_Before Competition Groups_Energy Star A Line, PAR, MR Lamps
Residential | Res ¦ Ductless Mini-Split Heat Pump | 2027 | SC D | GWh | Before Competition Groups | 159.855 | 0 | 0 | 1965.9377 | 0.081312 | 5 | Residential_2027_SC D_GWh_Before Competition Groups_5 | Ductless Mini-Split Heat Pump | 8.131% | 0 | 159.855 | Residential_2027_SC D_GWh_Before Competition Groups_Ductless Mini-Split Heat Pump
Residential | Res ¦ Building Recommissioning, Operations and Maintenance (O&M) Improvements | 2027 | SC D | GWh | Before Competition Groups | 98.7536 | 0 | 0 | 1965.9377 | 0.050232 | 6 | Residential_2027_SC D_GWh_Before Competition Groups_6 | Building Recommissioning, Operations and Maintenance (O&M) Improvements | 5.023% | 0 | 98.7536 | Residential_2027_SC D_GWh_Before Competition Groups_Building Recommissioning, Operations and Maintenance (O&M) Improvements
Residential | Res ¦ Variable Speed Pool Pump Motor | 2027 | SC D | GWh | Before Competition Groups | 80.877 | 0 | 0 | 1965.9377 | 0.041139 | 7 | Residential_2027_SC D_GWh_Before Competition Groups_7 | Variable Speed Pool Pump Motor | 4.114% | 0 | 80.877 | Residential_2027_SC D_GWh_Before Competition Groups_Variable Speed Pool Pump Motor
Residential | Res ¦ LED Parking Lot Fixture | 2027 | SC D | GWh | Before Competition Groups | 64.1438 | 0 | 0 | 1965.9377 | 0.032628 | 8 | Residential_2027_SC D_GWh_Before Competition Groups_8 | LED Parking Lot Fixture | 3.263% | 0 | 64.1438 | Residential_2027_SC D_GWh_Before Competition Groups_LED Parking Lot Fixture
Residential | Res ¦ Energy Star Torchiere | 2027 | SC D | GWh | Before Competition Groups | 63.9926 | 0 | 0 | 1965.9377 | 0.032551 | 9 | Residential_2027_SC D_GWh_Before Competition Groups_9 | Energy Star Torchiere | 3.255% | 0 | 63.9926 | Residential_2027_SC D_GWh_Before Competition Groups_Energy Star Torchiere
Residential | Res ¦ Adaptive Thermostat | 2027 | SC D | GWh | Before Competition Groups | 59.5965 | 0 | 0 | 1965.9377 | 0.030315 | 10 | Residential_2027_SC D_GWh_Before Competition Groups_10 | Adaptive Thermostat | 3.031% | 0 | 59.5965 | Residential_2027_SC D_GWh_Before Competition Groups_Adaptive Thermostat
Residential | Res ¦ Comprehensive Draft Proofing | 2027 | SC D | GWh | Before Competition Groups | 44.7467 | 0 | 0 | 1965.9377 | 0.022761 | 11 | Residential_2027_SC D_GWh_Before Competition Groups_11 | Comprehensive Draft Proofing | 2.276% | 0 | 44.7467 | Residential_2027_SC D_GWh_Before Competition Groups_Comprehensive Draft Proofing
Residential | Res ¦ Basement Wall Insulation | 2027 | SC D | GWh | Before Competition Groups | 37.9179 | 0 | 0 | 1965.9377 | 0.019287 | 12 | Residential_2027_SC D_GWh_Before Competition Groups_12 | Basement Wall Insulation | 1.929% | 0 | 37.9179 | Residential_2027_SC D_GWh_Before Competition Groups_Basement Wall Insulation
Residential | Res ¦ Energy Star Air Source Heat Pump | 2027 | SC D | GWh | Before Competition Groups | 33.1519 | 0 | 0 | 1965.9377 | 0.016863 | 13 | Residential_2027_SC D_GWh_Before Competition Groups_13 | Energy Star Air Source Heat Pump | 1.686% | 0 | 33.1519 | Residential_2027_SC D_GWh_Before Competition Groups_Energy Star Air Source Heat Pump
Residential | Res ¦ Occupancy Sensors MF | 2027 | SC D | GWh | Before Competition Groups | 30.3694 | 0 | 0 | 1965.9377 | 0.015448 | 14 | Residential_2027_SC D_GWh_Before Competition Groups_14 | Occupancy Sensors MF | 1.545% | 0 | 30.3694 | Residential_2027_SC D_GWh_Before Competition Groups_Occupancy Sensors MF
Residential | Res ¦ LED Exterior Area Lights - LED Fixture (200W) | 2027 | SC D | GWh | Before Competition Groups | 27.6975 | 0 | 0 | 1965.9377 | 0.014089 | 15 | Residential_2027_SC D_GWh_Before Competition Groups_15 | LED Exterior Area Lights - LED Fixture (200W) | 1.409% | 0 | 27.6975 | Residential_2027_SC D_GWh_Before Competition Groups_LED Exterior Area Lights - LED Fixture (200W)
Residential | Res ¦ Air Sealing | 2027 | SC D | GWh | Before Competition Groups | 27.5196 | 0 | 0 | 1965.9377 | 0.013998 | 16 | Residential_2027_SC D_GWh_Before Competition Groups_16 | Air Sealing | 1.4% | 0 | 27.5196 | Residential_2027_SC D_GWh_Before Competition Groups_Air Sealing
Residential | Res ¦ Energy Star Clothes Dryer | 2027 | SC D | GWh | Before Competition Groups | 24.9828 | 0 | 0 | 1965.9377 | 0.012708 | 17 | Residential_2027_SC D_GWh_Before Competition Groups_17 | Energy Star Clothes Dryer | 1.271% | 0 | 24.9828 | Residential_2027_SC D_GWh_Before Competition Groups_Energy Star Clothes Dryer
Residential | Res ¦ Energy Star Light Fixture | 2027 | SC D | GWh | Before Competition Groups | 24.0694 | 0 | 0 | 1965.9377 | 0.012243 | 18 | Residential_2027_SC D_GWh_Before Competition Groups_18 | Energy Star Light Fixture | 1.224% | 0 | 24.0694 | Residential_2027_SC D_GWh_Before Competition Groups_Energy Star Light Fixture
Residential | Res ¦ LED Tube Re-Lamp | 2027 | SC D | GWh | Before Competition Groups | 21.9593 | 0 | 0 | 1965.9377 | 0.01117 | 19 | Residential_2027_SC D_GWh_Before Competition Groups_19 | LED Tube Re-Lamp | 1.117% | 0 | 21.9593 | Residential_2027_SC D_GWh_Before Competition Groups_LED Tube Re-Lamp
Residential | Res ¦ Energy Star Room Air Conditioner | 2027 | SC D | GWh | Before Competition Groups | 20.9655 | 0 | 0 | 1965.9377 | 0.010664 | 20 | Residential_2027_SC D_GWh_Before Competition Groups_20 | Energy Star Room Air Conditioner | 1.066% | 0 | 20.9655 | Residential_2027_SC D_GWh_Before Competition Groups_Energy Star Room Air Conditioner
Residential | Res ¦ Attic Insulation | 2027 | SC D | GWh | Before Competition Groups | 16.4788 | 0 | 0 | 1965.9377 | 0.0083822 | 21 | Residential_2027_SC D_GWh_Before Competition Groups_21 | Attic Insulation | 0.8382% | 0 | 16.4788 | Residential_2027_SC D_GWh_Before Competition Groups_Attic Insulation
Residential | Res ¦ Refrigerator Recycling | 2027 | SC D | GWh | Before Competition Groups | 15.2609 | 0 | 0 | 1965.9377 | 0.0077627 | 22 | Residential_2027_SC D_GWh_Before Competition Groups_22 | Refrigerator Recycling | 0.7763% | 0 | 15.2609 | Residential_2027_SC D_GWh_Before Competition Groups_Refrigerator Recycling
Residential | Res ¦ Advanced BAS/Controllers | 2027 | SC D | GWh | Before Competition Groups | 14.4538 | 0 | 0 | 1965.9377 | 0.0073521 | 23 | Residential_2027_SC D_GWh_Before Competition Groups_23 | Advanced BAS/Controllers | 0.7352% | 0 | 14.4538 | Residential_2027_SC D_GWh_Before Competition Groups_Advanced BAS/Controllers
Residential | Res ¦ Minimize Hot and Warm Clothes Wash | 2027 | SC D | GWh | Before Competition Groups | 14.1639 | 0 | 0 | 1965.9377 | 0.0072047 | 24 | Residential_2027_SC D_GWh_Before Competition Groups_24 | Minimize Hot and Warm Clothes Wash | 0.7205% | 0 | 14.1639 | Residential_2027_SC D_GWh_Before Competition Groups_Minimize Hot and Warm Clothes Wash
Residential | Res ¦ ENERGY STAR LED LAMPS (REFLECTOR LAMPs/MR16/PAR 16) | 2027 | SC D | GWh | Before Competition Groups | 13.9378 | 0 | 0 | 1965.9377 | 0.0070896 | 25 | Residential_2027_SC D_GWh_Before Competition Groups_25 | ENERGY STAR LED LAMPS (REFLECTOR LAMPs/MR16/PAR 16) | 0.709% | 0 | 13.9378 | Residential_2027_SC D_GWh_Before Competition Groups_ENERGY STAR LED LAMPS (REFLECTOR LAMPs/MR16/PAR 16)
Residential | Res ¦ Outside Air Economizer | 2027 | SC D | GWh | Before Competition Groups | 13.6738 | 0 | 0 | 1965.9377 | 0.0069554 | 26 | Residential_2027_SC D_GWh_Before Competition Groups_26 | Outside Air Economizer | 0.6955% | 0 | 13.6738 | Residential_2027_SC D_GWh_Before Competition Groups_Outside Air Economizer
Residential | Res ¦ Furnace Whistle | 2027 | SC D | GWh | Before Competition Groups | 12.4461 | 0 | 0 | 1965.9377 | 0.0063309 | 27 | Residential_2027_SC D_GWh_Before Competition Groups_27 | Furnace Whistle | 0.6331% | 0 | 12.4461 | Residential_2027_SC D_GWh_Before Competition Groups_Furnace Whistle
Residential | Res ¦ Home Energy Reports | 2027 | SC D | GWh | Before Competition Groups | 9.7625 | 0 | 0 | 1965.9377 | 0.0049658 | 28 | Residential_2027_SC D_GWh_Before Competition Groups_28 | Home Energy Reports | 0.4966% | 0 | 9.7625 | Residential_2027_SC D_GWh_Before Competition Groups_Home Energy Reports
Residential | Res ¦ Energy Star Freezer | 2027 | SC D | GWh | Before Competition Groups | 9.4907 | 0 | 0 | 1965.9377 | 0.0048275 | 29 | Residential_2027_SC D_GWh_Before Competition Groups_29 | Energy Star Freezer | 0.4828% | 0 | 9.4907 | Residential_2027_SC D_GWh_Before Competition Groups_Energy Star Freezer
Residential | Res ¦ High Efficiency Chiller (avg of water and air cooled) | 2027 | SC D | GWh | Before Competition Groups | 9.3494 | 0 | 0 | 1965.9377 | 0.0047557 | 30 | Residential_2027_SC D_GWh_Before Competition Groups_30 | High Efficiency Chiller (avg of water and air cooled) | 0.4756% | 0 | 9.3494 | Residential_2027_SC D_GWh_Before Competition Groups_High Efficiency Chiller (avg of water and air cooled)
Residential | Res ¦ Variable Frequency Drive (VFD) | 2027 | SC D | GWh | Before Competition Groups | 3.8963 | 0 | 0 | 1965.9377 | 0.0019819 | 31 | Residential_2027_SC D_GWh_Before Competition Groups_31 | Variable Frequency Drive (VFD) | 0.1982% | 0 | 3.8963 | Residential_2027_SC D_GWh_Before Competition Groups_Variable Frequency Drive (VFD)
Residential | Res ¦ Water Heater Temperature Setback | 2027 | SC D | GWh | Before Competition Groups | 3.5229 | 0 | 0 | 1965.9377 | 0.001792 | 32 | Residential_2027_SC D_GWh_Before Competition Groups_32 | Water Heater Temperature Setback | 0.1792% | 0 | 3.5229 | Residential_2027_SC D_GWh_Before Competition Groups_Water Heater Temperature Setback
Residential | Res ¦ CO Sensors for parking garage exhaust fans | 2027 | SC D | GWh | Before Competition Groups | 3.3883 | 0 | 0 | 1965.9377 | 0.0017235 | 33 | Residential_2027_SC D_GWh_Before Competition Groups_33 | CO Sensors for parking garage exhaust fans | 0.1724% | 0 | 3.3883 | Residential_2027_SC D_GWh_Before Competition Groups_CO Sensors for parking garage exhaust fans
Residential | Res ¦ ENERGY STAR LED Lamps (General Service Lamps) | 2027 | SC D | GWh | Before Competition Groups | 3.17 | 0 | 0 | 1965.9377 | 0.0016125 | 34 | Residential_2027_SC D_GWh_Before Competition Groups_34 | ENERGY STAR LED Lamps (General Service Lamps) | 0.1612% | 0 | 3.17 | Residential_2027_SC D_GWh_Before Competition Groups_ENERGY STAR LED Lamps (General Service Lamps)
Residential | Res ¦ Demand Control Ventilation | 2027 | SC D | GWh | Before Competition Groups | 2.5838 | 0 | 0 | 1965.9377 | 0.0013143 | 35 | Residential_2027_SC D_GWh_Before Competition Groups_35 | Demand Control Ventilation | 0.1314% | 0 | 2.5838 | Residential_2027_SC D_GWh_Before Competition Groups_Demand Control Ventilation
Residential | Res ¦ Energy Star Dehumidifier | 2027 | SC D | GWh | Before Competition Groups | 1.6617 | 0 | 0 | 1965.9377 | 0.00084527 | 36 | Residential_2027_SC D_GWh_Before Competition Groups_36 | Energy Star Dehumidifier | 0.08453% | 0 | 1.6617 | Residential_2027_SC D_GWh_Before Competition Groups_Energy Star Dehumidifier
Residential | Res ¦ Clothes Drying Racks | 2027 | SC D | GWh | Before Competition Groups | 1.6349 | 0 | 0 | 1965.9377 | 0.0008316 | 37 | Residential_2027_SC D_GWh_Before Competition Groups_37 | Clothes Drying Racks | 0.08316% | 0 | 1.6349 | Residential_2027_SC D_GWh_Before Competition Groups_Clothes Drying Racks
Residential | Res ¦ Condensing Make Up Air Unit | 2027 | SC D | GWh | Before Competition Groups | 1.2865 | 0 | 0 | 1965.9377 | 0.0006544 | 38 | Residential_2027_SC D_GWh_Before Competition Groups_38 | Condensing Make Up Air Unit | 0.06544% | 0 | 1.2865 | Residential_2027_SC D_GWh_Before Competition Groups_Condensing Make Up Air Unit
Residential | Res ¦ Tankless Water Heater | 2027 | SC D | GWh | Before Competition Groups | 1.192 | 0 | 0 | 1965.9377 | 0.00060631 | 39 | Residential_2027_SC D_GWh_Before Competition Groups_39 | Tankless Water Heater | 0.06063% | 0 | 1.192 | Residential_2027_SC D_GWh_Before Competition Groups_Tankless Water Heater
Residential | Res ¦ Floor Insulation | 2027 | SC D | GWh | Before Competition Groups | 1.1554 | 0 | 0 | 1965.9377 | 0.00058773 | 40 | Residential_2027_SC D_GWh_Before Competition Groups_40 | Floor Insulation | 0.05877% | 0 | 1.1554 | Residential_2027_SC D_GWh_Before Competition Groups_Floor Insulation
Residential | Res ¦ VFD on Pumps | 2027 | SC D | GWh | Before Competition Groups | 1.0968 | 0 | 0 | 1965.9377 | 0.00055789 | 41 | Residential_2027_SC D_GWh_Before Competition Groups_41 | VFD on Pumps | 0.05579% | 0 | 1.0968 | Residential_2027_SC D_GWh_Before Competition Groups_VFD on Pumps
Residential | Res ¦ ECM MOTORS FOR HVAC APPLICATION (FAN-POWERED VAV BOX) | 2027 | SC D | GWh | Before Competition Groups | 0.63892 | 0 | 0 | 1965.9377 | 0.000325 | 42 | Residential_2027_SC D_GWh_Before Competition Groups_42 | ECM MOTORS FOR HVAC APPLICATION (FAN-POWERED VAV BOX) | 0.0325% | 0 | 0.63892 | Residential_2027_SC D_GWh_Before Competition Groups_ECM MOTORS FOR HVAC APPLICATION (FAN-POWERED VAV BOX)
Residential | Res ¦ Duct Insulation | 2027 | SC D | GWh | Before Competition Groups | 0.61054 | 0 | 0 | 1965.9377 | 0.00031056 | 43 | Residential_2027_SC D_GWh_Before Competition Groups_43 | Duct Insulation | 0.03106% | 0 | 0.61054 | Residential_2027_SC D_GWh_Before Competition Groups_Duct Insulation
Residential | Res ¦ Heat Recovery Ventilator | 2027 | SC D | GWh | Before Competition Groups | 0.50043 | 0 | 0 | 1965.9377 | 0.00025455 | 44 | Residential_2027_SC D_GWh_Before Competition Groups_44 | Heat Recovery Ventilator | 0.02545% | 0 | 0.50043 | Residential_2027_SC D_GWh_Before Competition Groups_Heat Recovery Ventilator
Residential | Res ¦ Beverage Vending Machine Controls | 2027 | SC D | GWh | Before Competition Groups | 0.39229 | 0 | 0 | 1965.9377 | 0.00019954 | 45 | Residential_2027_SC D_GWh_Before Competition Groups_45 | Beverage Vending Machine Controls | 0.01995% | 0 | 0.39229 | Residential_2027_SC D_GWh_Before Competition Groups_Beverage Vending Machine Controls
Residential | Res ¦ Duct Insulation MF | 2027 | SC D | GWh | Before Competition Groups | 0.35923 | 0 | 0 | 1965.9377 | 0.00018273 | 46 | Residential_2027_SC D_GWh_Before Competition Groups_46 | Duct Insulation MF | 0.01827% | 0 | 0.35923 | Residential_2027_SC D_GWh_Before Competition Groups_Duct Insulation MF
Residential | Res ¦ Chilled Water Optimization | 2027 | SC D | GWh | Before Competition Groups | 0.099498 | 0 | 0 | 1965.9377 | 5.0611e-05 | 47 | Residential_2027_SC D_GWh_Before Competition Groups_47 | Chilled Water Optimization | 0.005061% | 0 | 0.099498 | Residential_2027_SC D_GWh_Before Competition Groups_Chilled Water Optimization
Residential | Res ¦ LED High Bay Fixture | 2027 | SC D | GWh | Before Competition Groups | 0.046735 | 0 | 0 | 1965.9377 | 2.3772e-05 | 48 | Residential_2027_SC D_GWh_Before Competition Groups_48 | LED High Bay Fixture | 0.002377% | 0 | 0.046735 | Residential_2027_SC D_GWh_Before Competition Groups_LED High Bay Fixture
Residential | Res ¦ Wall Insulation MF | 2027 | SC D | GWh | Before Competition Groups | 0.0044711 | 0 | 0 | 1965.9377 | 2.2743e-06 | 49 | Residential_2027_SC D_GWh_Before Competition Groups_49 | Wall Insulation MF | 0.0002274% | 0 | 0.0044711 | Residential_2027_SC D_GWh_Before Competition Groups_Wall Insulation MF
Residential | Res ¦ Wall Insulation | 2027 | SC D | GWh | Before Competition Groups | 0.0039635 | 0 | 0 | 1965.9377 | 2.0161e-06 | 50 | Residential_2027_SC D_GWh_Before Competition Groups_50 | Wall Insulation | 0.0002016% | 0 | 0.0039635 | Residential_2027_SC D_GWh_Before Competition Groups_Wall Insulation
Residential | Res ¦ Freezer Recycling | 2027 | SC D | GWh | Before Competition Groups | 0.0014187 | 0 | 0 | 1965.9377 | 7.2164e-07 | 51 | Residential_2027_SC D_GWh_Before Competition Groups_51 | Freezer Recycling | 7.216e-05% | 0 | 0.0014187 | Residential_2027_SC D_GWh_Before Competition Groups_Freezer Recycling
Residential | Res ¦ LED Downlight | 2027 | SC D | GWh | Before Competition Groups | 0 | 0 | 0 | 1965.9377 | 0 | 52 | Residential_2027_SC D_GWh_Before Competition Groups_52 | LED Downlight | 0% | 0 | 0 | Residential_2027_SC D_GWh_Before Competition Groups_LED Downlight
Residential | Res ¦ Smart Burners | 2027 | SC D | GWh | Before Competition Groups | 0 | 0 | 0 | 1965.9377 | 0 | 53 | Residential_2027_SC D_GWh_Before Competition Groups_53 | Smart Burners | 0% | 0 | 0 | Residential_2027_SC D_GWh_Before Competition Groups_Smart Burners
Residential | Res ¦ Smart Power Bar | 2027 | SC D | GWh | Before Competition Groups | 0 | 0 | 0 | 1965.9377 | 0 | 54 | Residential_2027_SC D_GWh_Before Competition Groups_54 | Smart Power Bar | 0% | 0 | 0 | Residential_2027_SC D_GWh_Before Competition Groups_Smart Power Bar
Residential | Res ¦ Energy Star A Line, PAR, MR Lamps | 2027 | Technical | GWh | Before Competition Groups | 1835.1736 | 0 | 0 | 19099.2998 | 0.096086 | 1 | Residential_2027_Technical_GWh_Before Competition Groups_1 | Energy Star A Line, PAR, MR Lamps | 9.609% | 0 | 1835.1736 | Residential_2027_Technical_GWh_Before Competition Groups_Energy Star A Line, PAR, MR Lamps
Residential | Res ¦ Energy Star LED Bulbs General Purpose LEDs | 2027 | Technical | GWh | Before Competition Groups | 1815.9798 | 0 | 0 | 19099.2998 | 0.095081 | 2 | Residential_2027_Technical_GWh_Before Competition Groups_2 | Energy Star LED Bulbs General Purpose LEDs | 9.508% | 0 | 1815.9798 | Residential_2027_Technical_GWh_Before Competition Groups_Energy Star LED Bulbs General Purpose LEDs
Residential | Res ¦ Energy Star LED Specialty Bulbs | 2027 | Technical | GWh | Before Competition Groups | 1661.9626 | 0 | 0 | 19099.2998 | 0.087017 | 3 | Residential_2027_Technical_GWh_Before Competition Groups_3 | Energy Star LED Specialty Bulbs | 8.702% | 0 | 1661.9626 | Residential_2027_Technical_GWh_Before Competition Groups_Energy Star LED Specialty Bulbs
Residential | Res ¦ Smart Power Bar | 2027 | Technical | GWh | Before Competition Groups | 1431.9113 | 0 | 0 | 19099.2998 | 0.074972 | 4 | Residential_2027_Technical_GWh_Before Competition Groups_4 | Smart Power Bar | 7.497% | 0 | 1431.9113 | Residential_2027_Technical_GWh_Before Competition Groups_Smart Power Bar
Residential | Res ¦ Networked/ Connected - Indoor LED Lamp | 2027 | Technical | GWh | Before Competition Groups | 1134.1351 | 0 | 0 | 19099.2998 | 0.059381 | 5 | Residential_2027_Technical_GWh_Before Competition Groups_5 | Networked/ Connected - Indoor LED Lamp | 5.938% | 0 | 1134.1351 | Residential_2027_Technical_GWh_Before Competition Groups_Networked/ Connected - Indoor LED Lamp
Residential | Res ¦ Adaptive Thermostat | 2027 | Technical | GWh | Before Competition Groups | 664.0537 | 0 | 0 | 19099.2998 | 0.034768 | 6 | Residential_2027_Technical_GWh_Before Competition Groups_6 | Adaptive Thermostat | 3.477% | 0 | 664.0537 | Residential_2027_Technical_GWh_Before Competition Groups_Adaptive Thermostat
Residential | Res ¦ Energy Star Refrigerator | 2027 | Technical | GWh | Before Competition Groups | 581.2448 | 0 | 0 | 19099.2998 | 0.030433 | 7 | Residential_2027_Technical_GWh_Before Competition Groups_7 | Energy Star Refrigerator | 3.043% | 0 | 581.2448 | Residential_2027_Technical_GWh_Before Competition Groups_Energy Star Refrigerator
Residential | Res ¦ Air Sealing | 2027 | Technical | GWh | Before Competition Groups | 515.0569 | 0 | 0 | 19099.2998 | 0.026967 | 8 | Residential_2027_Technical_GWh_Before Competition Groups_8 | Air Sealing | 2.697% | 0 | 515.0569 | Residential_2027_Technical_GWh_Before Competition Groups_Air Sealing
Residential | Res ¦ Smart Burners | 2027 | Technical | GWh | Before Competition Groups | 496.9397 | 0 | 0 | 19099.2998 | 0.026019 | 9 | Residential_2027_Technical_GWh_Before Competition Groups_9 | Smart Burners | 2.602% | 0 | 496.9397 | Residential_2027_Technical_GWh_Before Competition Groups_Smart Burners
Residential | Res ¦ Energy Star Clothes Washer | 2027 | Technical | GWh | Before Competition Groups | 489.9241 | 0 | 0 | 19099.2998 | 0.025651 | 10 | Residential_2027_Technical_GWh_Before Competition Groups_10 | Energy Star Clothes Washer | 2.565% | 0 | 489.9241 | Residential_2027_Technical_GWh_Before Competition Groups_Energy Star Clothes Washer
Residential | Res ¦ Energy Star Ground Source Heat Pump | 2027 | Technical | GWh | Before Competition Groups | 447.3469 | 0 | 0 | 19099.2998 | 0.023422 | 11 | Residential_2027_Technical_GWh_Before Competition Groups_11 | Energy Star Ground Source Heat Pump | 2.342% | 0 | 447.3469 | Residential_2027_Technical_GWh_Before Competition Groups_Energy Star Ground Source Heat Pump
Residential | Res ¦ Ductless Mini-Split Heat Pump | 2027 | Technical | GWh | Before Competition Groups | 443.3015 | 0 | 0 | 19099.2998 | 0.02321 | 12 | Residential_2027_Technical_GWh_Before Competition Groups_12 | Ductless Mini-Split Heat Pump | 2.321% | 0 | 443.3015 | Residential_2027_Technical_GWh_Before Competition Groups_Ductless Mini-Split Heat Pump
Residential | Res ¦ Energy Star Central Air Conditioner | 2027 | Technical | GWh | Before Competition Groups | 411.3123 | 0 | 0 | 19099.2998 | 0.021535 | 13 | Residential_2027_Technical_GWh_Before Competition Groups_13 | Energy Star Central Air Conditioner | 2.154% | 0 | 411.3123 | Residential_2027_Technical_GWh_Before Competition Groups_Energy Star Central Air Conditioner
Residential | Res ¦ Heat Pump Clothes Dryer | 2027 | Technical | GWh | Before Competition Groups | 408.676 | 0 | 0 | 19099.2998 | 0.021397 | 14 | Residential_2027_Technical_GWh_Before Competition Groups_14 | Heat Pump Clothes Dryer | 2.14% | 0 | 408.676 | Residential_2027_Technical_GWh_Before Competition Groups_Heat Pump Clothes Dryer
Residential | Res ¦ Variable Speed Pool Pump Motor | 2027 | Technical | GWh | Before Competition Groups | 378.244 | 0 | 0 | 19099.2998 | 0.019804 | 15 | Residential_2027_Technical_GWh_Before Competition Groups_15 | Variable Speed Pool Pump Motor | 1.98% | 0 | 378.244 | Residential_2027_Technical_GWh_Before Competition Groups_Variable Speed Pool Pump Motor
Residential | Res ¦ Car Block Heater Timer | 2027 | Technical | GWh | Before Competition Groups | 345.0658 | 0 | 0 | 19099.2998 | 0.018067 | 16 | Residential_2027_Technical_GWh_Before Competition Groups_16 | Car Block Heater Timer | 1.807% | 0 | 345.0658 | Residential_2027_Technical_GWh_Before Competition Groups_Car Block Heater Timer
Residential | Res ¦ Energy Star Light Fixture | 2027 | Technical | GWh | Before Competition Groups | 324.2595 | 0 | 0 | 19099.2998 | 0.016978 | 17 | Residential_2027_Technical_GWh_Before Competition Groups_17 | Energy Star Light Fixture | 1.698% | 0 | 324.2595 | Residential_2027_Technical_GWh_Before Competition Groups_Energy Star Light Fixture
Residential | Res ¦ Induction Cooking Stove Top | 2027 | Technical | GWh | Before Competition Groups | 306.1149 | 0 | 0 | 19099.2998 | 0.016028 | 18 | Residential_2027_Technical_GWh_Before Competition Groups_18 | Induction Cooking Stove Top | 1.603% | 0 | 306.1149 | Residential_2027_Technical_GWh_Before Competition Groups_Induction Cooking Stove Top
Residential | Res ¦ Passive Attic Ventilation | 2027 | Technical | GWh | Before Competition Groups | 304.9845 | 0 | 0 | 19099.2998 | 0.015968 | 19 | Residential_2027_Technical_GWh_Before Competition Groups_19 | Passive Attic Ventilation | 1.597% | 0 | 304.9845 | Residential_2027_Technical_GWh_Before Competition Groups_Passive Attic Ventilation
Residential | Res ¦ Building Recommissioning, Operations and Maintenance (O&M) Improvements | 2027 | Technical | GWh | Before Competition Groups | 293.1323 | 0 | 0 | 19099.2998 | 0.015348 | 20 | Residential_2027_Technical_GWh_Before Competition Groups_20 | Building Recommissioning, Operations and Maintenance (O&M) Improvements | 1.535% | 0 | 293.1323 | Residential_2027_Technical_GWh_Before Competition Groups_Building Recommissioning, Operations and Maintenance (O&M) Improvements
Residential | Res ¦ Energy Star Windows | 2027 | Technical | GWh | Before Competition Groups | 279.3532 | 0 | 0 | 19099.2998 | 0.014626 | 21 | Residential_2027_Technical_GWh_Before Competition Groups_21 | Energy Star Windows | 1.463% | 0 | 279.3532 | Residential_2027_Technical_GWh_Before Competition Groups_Energy Star Windows
Residential | Res ¦ Basement Wall Insulation | 2027 | Technical | GWh | Before Competition Groups | 270.3726 | 0 | 0 | 19099.2998 | 0.014156 | 22 | Residential_2027_Technical_GWh_Before Competition Groups_22 | Basement Wall Insulation | 1.416% | 0 | 270.3726 | Residential_2027_Technical_GWh_Before Competition Groups_Basement Wall Insulation
Residential | Res ¦ Energy Star Air Source Heat Pump | 2027 | Technical | GWh | Before Competition Groups | 253.5094 | 0 | 0 | 19099.2998 | 0.013273 | 23 | Residential_2027_Technical_GWh_Before Competition Groups_23 | Energy Star Air Source Heat Pump | 1.327% | 0 | 253.5094 | Residential_2027_Technical_GWh_Before Competition Groups_Energy Star Air Source Heat Pump
Residential | Res ¦ Energy Star Torchiere | 2027 | Technical | GWh | Before Competition Groups | 235.2094 | 0 | 0 | 19099.2998 | 0.012315 | 24 | Residential_2027_Technical_GWh_Before Competition Groups_24 | Energy Star Torchiere | 1.232% | 0 | 235.2094 | Residential_2027_Technical_GWh_Before Competition Groups_Energy Star Torchiere
Residential | Res ¦ Energy Star Clothes Dryer | 2027 | Technical | GWh | Before Competition Groups | 233.4229 | 0 | 0 | 19099.2998 | 0.012222 | 25 | Residential_2027_Technical_GWh_Before Competition Groups_25 | Energy Star Clothes Dryer | 1.222% | 0 | 233.4229 | Residential_2027_Technical_GWh_Before Competition Groups_Energy Star Clothes Dryer
Residential | Res ¦ Ductless Mini-Split Air Conditioner | 2027 | Technical | GWh | Before Competition Groups | 229.9246 | 0 | 0 | 19099.2998 | 0.012038 | 26 | Residential_2027_Technical_GWh_Before Competition Groups_26 | Ductless Mini-Split Air Conditioner | 1.204% | 0 | 229.9246 | Residential_2027_Technical_GWh_Before Competition Groups_Ductless Mini-Split Air Conditioner
Residential | Res ¦ Basement or Crawlspace Insulation | 2027 | Technical | GWh | Before Competition Groups | 224.525 | 0 | 0 | 19099.2998 | 0.011756 | 27 | Residential_2027_Technical_GWh_Before Competition Groups_27 | Basement or Crawlspace Insulation | 1.176% | 0 | 224.525 | Residential_2027_Technical_GWh_Before Competition Groups_Basement or Crawlspace Insulation
Residential | Res ¦ Attic Insulation | 2027 | Technical | GWh | Before Competition Groups | 208.5751 | 0 | 0 | 19099.2998 | 0.010921 | 28 | Residential_2027_Technical_GWh_Before Competition Groups_28 | Attic Insulation | 1.092% | 0 | 208.5751 | Residential_2027_Technical_GWh_Before Competition Groups_Attic Insulation
Residential | Res ¦ Wall Insulation | 2027 | Technical | GWh | Before Competition Groups | 162.961 | 0 | 0 | 19099.2998 | 0.0085323 | 29 | Residential_2027_Technical_GWh_Before Competition Groups_29 | Wall Insulation | 0.8532% | 0 | 162.961 | Residential_2027_Technical_GWh_Before Competition Groups_Wall Insulation
Residential | Res ¦ Comprehensive Draft Proofing | 2027 | Technical | GWh | Before Competition Groups | 149.0907 | 0 | 0 | 19099.2998 | 0.0078061 | 30 | Residential_2027_Technical_GWh_Before Competition Groups_30 | Comprehensive Draft Proofing | 0.7806% | 0 | 149.0907 | Residential_2027_Technical_GWh_Before Competition Groups_Comprehensive Draft Proofing
Residential | Res ¦ Heavy Duty Outdoor/Holiday Plug-in Timers | 2027 | Technical | GWh | Before Competition Groups | 121.2333 | 0 | 0 | 19099.2998 | 0.0063475 | 31 | Residential_2027_Technical_GWh_Before Competition Groups_31 | Heavy Duty Outdoor/Holiday Plug-in Timers | 0.6348% | 0 | 121.2333 | Residential_2027_Technical_GWh_Before Competition Groups_Heavy Duty Outdoor/Holiday Plug-in Timers
Residential | Res ¦ Lighting Motion Sensors, Timers, Dimmers | 2027 | Technical | GWh | Before Competition Groups | 119.492 | 0 | 0 | 19099.2998 | 0.0062564 | 32 | Residential_2027_Technical_GWh_Before Competition Groups_32 | Lighting Motion Sensors, Timers, Dimmers | 0.6256% | 0 | 119.492 | Residential_2027_Technical_GWh_Before Competition Groups_Lighting Motion Sensors, Timers, Dimmers
Residential | Res ¦ Furnace with ECM | 2027 | Technical | GWh | Before Competition Groups | 112.3356 | 0 | 0 | 19099.2998 | 0.0058817 | 33 | Residential_2027_Technical_GWh_Before Competition Groups_33 | Furnace with ECM | 0.5882% | 0 | 112.3356 | Residential_2027_Technical_GWh_Before Competition Groups_Furnace with ECM
Residential | Res ¦ Radiant Barrier | 2027 | Technical | GWh | Before Competition Groups | 104.29 | 0 | 0 | 19099.2998 | 0.0054604 | 34 | Residential_2027_Technical_GWh_Before Competition Groups_34 | Radiant Barrier | 0.546% | 0 | 104.29 | Residential_2027_Technical_GWh_Before Competition Groups_Radiant Barrier
Residential | Res ¦ Variable Refrigerant Flow Heat Pump | 2027 | Technical | GWh | Before Competition Groups | 93.4346 | 0 | 0 | 19099.2998 | 0.004892 | 35 | Residential_2027_Technical_GWh_Before Competition Groups_35 | Variable Refrigerant Flow Heat Pump | 0.4892% | 0 | 93.4346 | Residential_2027_Technical_GWh_Before Competition Groups_Variable Refrigerant Flow Heat Pump
Residential | Res ¦ Energy Star Room Air Conditioner | 2027 | Technical | GWh | Before Competition Groups | 88.92 | 0 | 0 | 19099.2998 | 0.0046557 | 36 | Residential_2027_Technical_GWh_Before Competition Groups_36 | Energy Star Room Air Conditioner | 0.4656% | 0 | 88.92 | Residential_2027_Technical_GWh_Before Competition Groups_Energy Star Room Air Conditioner
Residential | Res ¦ Networked/ Connected - Indoor LED Luminaire | 2027 | Technical | GWh | Before Competition Groups | 87.5723 | 0 | 0 | 19099.2998 | 0.0045851 | 37 | Residential_2027_Technical_GWh_Before Competition Groups_37 | Networked/ Connected - Indoor LED Luminaire | 0.4585% | 0 | 87.5723 | Residential_2027_Technical_GWh_Before Competition Groups_Networked/ Connected - Indoor LED Luminaire
Residential | Res ¦ Ceiling Insulation | 2027 | Technical | GWh | Before Competition Groups | 81.6879 | 0 | 0 | 19099.2998 | 0.004277 | 38 | Residential_2027_Technical_GWh_Before Competition Groups_38 | Ceiling Insulation | 0.4277% | 0 | 81.6879 | Residential_2027_Technical_GWh_Before Competition Groups_Ceiling Insulation
Residential | Res ¦ LED Parking Lot Fixture | 2027 | Technical | GWh | Before Competition Groups | 80.6875 | 0 | 0 | 19099.2998 | 0.0042246 | 39 | Residential_2027_Technical_GWh_Before Competition Groups_39 | LED Parking Lot Fixture | 0.4225% | 0 | 80.6875 | Residential_2027_Technical_GWh_Before Competition Groups_LED Parking Lot Fixture
Residential | Res ¦ Occupancy Sensors MF | 2027 | Technical | GWh | Before Competition Groups | 80.3682 | 0 | 0 | 19099.2998 | 0.0042079 | 40 | Residential_2027_Technical_GWh_Before Competition Groups_40 | Occupancy Sensors MF | 0.4208% | 0 | 80.3682 | Residential_2027_Technical_GWh_Before Competition Groups_Occupancy Sensors MF
Residential | Res ¦ Window Film | 2027 | Technical | GWh | Before Competition Groups | 80.058 | 0 | 0 | 19099.2998 | 0.0041917 | 41 | Residential_2027_Technical_GWh_Before Competition Groups_41 | Window Film | 0.4192% | 0 | 80.058 | Residential_2027_Technical_GWh_Before Competition Groups_Window Film
Residential | Res ¦ LED Downlight | 2027 | Technical | GWh | Before Competition Groups | 78.1631 | 0 | 0 | 19099.2998 | 0.0040925 | 42 | Residential_2027_Technical_GWh_Before Competition Groups_42 | LED Downlight | 0.4092% | 0 | 78.1631 | Residential_2027_Technical_GWh_Before Competition Groups_LED Downlight
Residential | Res ¦ Refrigerator Recycling | 2027 | Technical | GWh | Before Competition Groups | 76.8399 | 0 | 0 | 19099.2998 | 0.0040232 | 43 | Residential_2027_Technical_GWh_Before Competition Groups_43 | Refrigerator Recycling | 0.4023% | 0 | 76.8399 | Residential_2027_Technical_GWh_Before Competition Groups_Refrigerator Recycling
Residential | Res ¦ Solar Powered Attic Fan | 2027 | Technical | GWh | Before Competition Groups | 76.3901 | 0 | 0 | 19099.2998 | 0.0039996 | 44 | Residential_2027_Technical_GWh_Before Competition Groups_44 | Solar Powered Attic Fan | 0.4% | 0 | 76.3901 | Residential_2027_Technical_GWh_Before Competition Groups_Solar Powered Attic Fan
Residential | Res ¦ Clothes Drying Racks | 2027 | Technical | GWh | Before Competition Groups | 70.1659 | 0 | 0 | 19099.2998 | 0.0036737 | 45 | Residential_2027_Technical_GWh_Before Competition Groups_45 | Clothes Drying Racks | 0.3674% | 0 | 70.1659 | Residential_2027_Technical_GWh_Before Competition Groups_Clothes Drying Racks
Residential | Res ¦ Freezer Recycling | 2027 | Technical | GWh | Before Competition Groups | 67.4222 | 0 | 0 | 19099.2998 | 0.0035301 | 46 | Residential_2027_Technical_GWh_Before Competition Groups_46 | Freezer Recycling | 0.353% | 0 | 67.4222 | Residential_2027_Technical_GWh_Before Competition Groups_Freezer Recycling
Residential | Res ¦ Duct Insulation | 2027 | Technical | GWh | Before Competition Groups | 67.1537 | 0 | 0 | 19099.2998 | 0.003516 | 47 | Residential_2027_Technical_GWh_Before Competition Groups_47 | Duct Insulation | 0.3516% | 0 | 67.1537 | Residential_2027_Technical_GWh_Before Competition Groups_Duct Insulation
Residential | Res ¦ Air Source Heat Pump | 2027 | Technical | GWh | Before Competition Groups | 65.1938 | 0 | 0 | 19099.2998 | 0.0034134 | 48 | Residential_2027_Technical_GWh_Before Competition Groups_48 | Air Source Heat Pump | 0.3413% | 0 | 65.1938 | Residential_2027_Technical_GWh_Before Competition Groups_Air Source Heat Pump
Residential | Res ¦ Energy Star Ceiling Fan/Lighting | 2027 | Technical | GWh | Before Competition Groups | 62.4399 | 0 | 0 | 19099.2998 | 0.0032692 | 49 | Residential_2027_Technical_GWh_Before Competition Groups_49 | Energy Star Ceiling Fan/Lighting | 0.3269% | 0 | 62.4399 | Residential_2027_Technical_GWh_Before Competition Groups_Energy Star Ceiling Fan/Lighting
Residential | Res ¦ Home Energy Reports | 2027 | Technical | GWh | Before Competition Groups | 55.5782 | 0 | 0 | 19099.2998 | 0.00291 | 50 | Residential_2027_Technical_GWh_Before Competition Groups_50 | Home Energy Reports | 0.291% | 0 | 55.5782 | Residential_2027_Technical_GWh_Before Competition Groups_Home Energy Reports
Residential | Res ¦ Energy Star Freezer | 2027 | Technical | GWh | Before Competition Groups | 55.3729 | 0 | 0 | 19099.2998 | 0.0028992 | 51 | Residential_2027_Technical_GWh_Before Competition Groups_51 | Energy Star Freezer | 0.2899% | 0 | 55.3729 | Residential_2027_Technical_GWh_Before Competition Groups_Energy Star Freezer
Residential | Res ¦ Floor Insulation | 2027 | Technical | GWh | Before Competition Groups | 54.6645 | 0 | 0 | 19099.2998 | 0.0028621 | 52 | Residential_2027_Technical_GWh_Before Competition Groups_52 | Floor Insulation | 0.2862% | 0 | 54.6645 | Residential_2027_Technical_GWh_Before Competition Groups_Floor Insulation
Residential | Res ¦ Dehumidifier Recycling | 2027 | Technical | GWh | Before Competition Groups | 46.7517 | 0 | 0 | 19099.2998 | 0.0024478 | 53 | Residential_2027_Technical_GWh_Before Competition Groups_53 | Dehumidifier Recycling | 0.2448% | 0 | 46.7517 | Residential_2027_Technical_GWh_Before Competition Groups_Dehumidifier Recycling
Residential | Res ¦ Heat Pump Water Heater | 2027 | Technical | GWh | Before Competition Groups | 44.3079 | 0 | 0 | 19099.2998 | 0.0023199 | 54 | Residential_2027_Technical_GWh_Before Competition Groups_54 | Heat Pump Water Heater | 0.232% | 0 | 44.3079 | Residential_2027_Technical_GWh_Before Competition Groups_Heat Pump Water Heater
Residential | Res ¦ INTEGRAL LED TROFFERS | 2027 | Technical | GWh | Before Competition Groups | 43.9717 | 0 | 0 | 19099.2998 | 0.0023023 | 55 | Residential_2027_Technical_GWh_Before Competition Groups_55 | INTEGRAL LED TROFFERS | 0.2302% | 0 | 43.9717 | Residential_2027_Technical_GWh_Before Competition Groups_INTEGRAL LED TROFFERS
Residential | Res ¦ Advanced BAS/Controllers | 2027 | Technical | GWh | Before Competition Groups | 42.9034 | 0 | 0 | 19099.2998 | 0.0022463 | 56 | Residential_2027_Technical_GWh_Before Competition Groups_56 | Advanced BAS/Controllers | 0.2246% | 0 | 42.9034 | Residential_2027_Technical_GWh_Before Competition Groups_Advanced BAS/Controllers
Residential | Res ¦ Tankless Water Heater | 2027 | Technical | GWh | Before Competition Groups | 40.0094 | 0 | 0 | 19099.2998 | 0.0020948 | 57 | Residential_2027_Technical_GWh_Before Competition Groups_57 | Tankless Water Heater | 0.2095% | 0 | 40.0094 | Residential_2027_Technical_GWh_Before Competition Groups_Tankless Water Heater
Residential | Res ¦ Minimize Hot and Warm Clothes Wash | 2027 | Technical | GWh | Before Competition Groups | 37.502 | 0 | 0 | 19099.2998 | 0.0019635 | 58 | Residential_2027_Technical_GWh_Before Competition Groups_58 | Minimize Hot and Warm Clothes Wash | 0.1964% | 0 | 37.502 | Residential_2027_Technical_GWh_Before Competition Groups_Minimize Hot and Warm Clothes Wash
Residential | Res ¦ LED Exterior Area Lights - LED Fixture (200W) | 2027 | Technical | GWh | Before Competition Groups | 37.3532 | 0 | 0 | 19099.2998 | 0.0019557 | 59 | Residential_2027_Technical_GWh_Before Competition Groups_59 | LED Exterior Area Lights - LED Fixture (200W) | 0.1956% | 0 | 37.3532 | Residential_2027_Technical_GWh_Before Competition Groups_LED Exterior Area Lights - LED Fixture (200W)
Residential | Res ¦ Furnace Whistle | 2027 | Technical | GWh | Before Competition Groups | 36.9439 | 0 | 0 | 19099.2998 | 0.0019343 | 60 | Residential_2027_Technical_GWh_Before Competition Groups_60 | Furnace Whistle | 0.1934% | 0 | 36.9439 | Residential_2027_Technical_GWh_Before Competition Groups_Furnace Whistle
Residential | Res ¦ Early Hot Water Heater Replacement | 2027 | Technical | GWh | Before Competition Groups | 33.464 | 0 | 0 | 19099.2998 | 0.0017521 | 61 | Residential_2027_Technical_GWh_Before Competition Groups_61 | Early Hot Water Heater Replacement | 0.1752% | 0 | 33.464 | Residential_2027_Technical_GWh_Before Competition Groups_Early Hot Water Heater Replacement
Residential | Res ¦ Central Lighting Control System | 2027 | Technical | GWh | Before Competition Groups | 32.0562 | 0 | 0 | 19099.2998 | 0.0016784 | 62 | Residential_2027_Technical_GWh_Before Competition Groups_62 | Central Lighting Control System | 0.1678% | 0 | 32.0562 | Residential_2027_Technical_GWh_Before Competition Groups_Central Lighting Control System
Residential | Res ¦ Duct Insulation MF | 2027 | Technical | GWh | Before Competition Groups | 29.6252 | 0 | 0 | 19099.2998 | 0.0015511 | 63 | Residential_2027_Technical_GWh_Before Competition Groups_63 | Duct Insulation MF | 0.1551% | 0 | 29.6252 | Residential_2027_Technical_GWh_Before Competition Groups_Duct Insulation MF
Residential | Res ¦ Heat Recovery Ventilator | 2027 | Technical | GWh | Before Competition Groups | 28.7226 | 0 | 0 | 19099.2998 | 0.0015039 | 64 | Residential_2027_Technical_GWh_Before Competition Groups_64 | Heat Recovery Ventilator | 0.1504% | 0 | 28.7226 | Residential_2027_Technical_GWh_Before Competition Groups_Heat Recovery Ventilator
Residential | Res ¦ Outside Air Economizer | 2027 | Technical | GWh | Before Competition Groups | 27.9311 | 0 | 0 | 19099.2998 | 0.0014624 | 65 | Residential_2027_Technical_GWh_Before Competition Groups_65 | Outside Air Economizer | 0.1462% | 0 | 27.9311 | Residential_2027_Technical_GWh_Before Competition Groups_Outside Air Economizer
Residential | Res ¦ Energy Star Dehumidifier | 2027 | Technical | GWh | Before Competition Groups | 27.4696 | 0 | 0 | 19099.2998 | 0.0014383 | 66 | Residential_2027_Technical_GWh_Before Competition Groups_66 | Energy Star Dehumidifier | 0.1438% | 0 | 27.4696 | Residential_2027_Technical_GWh_Before Competition Groups_Energy Star Dehumidifier
Residential | Res ¦ Central Air Conditioner Maintenance | 2027 | Technical | GWh | Before Competition Groups | 27.3384 | 0 | 0 | 19099.2998 | 0.0014314 | 67 | Residential_2027_Technical_GWh_Before Competition Groups_67 | Central Air Conditioner Maintenance | 0.1431% | 0 | 27.3384 | Residential_2027_Technical_GWh_Before Competition Groups_Central Air Conditioner Maintenance
Residential | Res ¦ LED Tube Re-Lamp | 2027 | Technical | GWh | Before Competition Groups | 25.883 | 0 | 0 | 19099.2998 | 0.0013552 | 68 | Residential_2027_Technical_GWh_Before Competition Groups_68 | LED Tube Re-Lamp | 0.1355% | 0 | 25.883 | Residential_2027_Technical_GWh_Before Competition Groups_LED Tube Re-Lamp
Residential | Res ¦ Drain Water Heat Recovery | 2027 | Technical | GWh | Before Competition Groups | 22.4763 | 0 | 0 | 19099.2998 | 0.0011768 | 69 | Residential_2027_Technical_GWh_Before Competition Groups_69 | Drain Water Heat Recovery | 0.1177% | 0 | 22.4763 | Residential_2027_Technical_GWh_Before Competition Groups_Drain Water Heat Recovery
Residential | Res ¦ Solar Water Heating System | 2027 | Technical | GWh | Before Competition Groups | 21.8218 | 0 | 0 | 19099.2998 | 0.0011425 | 70 | Residential_2027_Technical_GWh_Before Competition Groups_70 | Solar Water Heating System | 0.1143% | 0 | 21.8218 | Residential_2027_Technical_GWh_Before Competition Groups_Solar Water Heating System
Residential | Res ¦ Demand Control Ventilation | 2027 | Technical | GWh | Before Competition Groups | 19.7871 | 0 | 0 | 19099.2998 | 0.001036 | 71 | Residential_2027_Technical_GWh_Before Competition Groups_71 | Demand Control Ventilation | 0.1036% | 0 | 19.7871 | Residential_2027_Technical_GWh_Before Competition Groups_Demand Control Ventilation
Residential | Res ¦ High Efficiency Storage Water Heater | 2027 | Technical | GWh | Before Competition Groups | 19.3621 | 0 | 0 | 19099.2998 | 0.0010138 | 72 | Residential_2027_Technical_GWh_Before Competition Groups_72 | High Efficiency Storage Water Heater | 0.1014% | 0 | 19.3621 | Residential_2027_Technical_GWh_Before Competition Groups_High Efficiency Storage Water Heater
Residential | Res ¦ Energy Star Dishwasher | 2027 | Technical | GWh | Before Competition Groups | 18.0261 | 0 | 0 | 19099.2998 | 0.00094381 | 73 | Residential_2027_Technical_GWh_Before Competition Groups_73 | Energy Star Dishwasher | 0.09438% | 0 | 18.0261 | Residential_2027_Technical_GWh_Before Competition Groups_Energy Star Dishwasher
Residential | Res ¦ CO Sensors for parking garage exhaust fans | 2027 | Technical | GWh | Before Competition Groups | 17.6224 | 0 | 0 | 19099.2998 | 0.00092267 | 74 | Residential_2027_Technical_GWh_Before Competition Groups_74 | CO Sensors for parking garage exhaust fans | 0.09227% | 0 | 17.6224 | Residential_2027_Technical_GWh_Before Competition Groups_CO Sensors for parking garage exhaust fans
Residential | Res ¦ Variable Frequency Drive (VFD) | 2027 | Technical | GWh | Before Competition Groups | 15.6716 | 0 | 0 | 19099.2998 | 0.00082053 | 75 | Residential_2027_Technical_GWh_Before Competition Groups_75 | Variable Frequency Drive (VFD) | 0.08205% | 0 | 15.6716 | Residential_2027_Technical_GWh_Before Competition Groups_Variable Frequency Drive (VFD)
Residential | Res ¦ ENERGY STAR LED LAMPS (REFLECTOR LAMPs/MR16/PAR 16) | 2027 | Technical | GWh | Before Competition Groups | 15.3618 | 0 | 0 | 19099.2998 | 0.00080431 | 76 | Residential_2027_Technical_GWh_Before Competition Groups_76 | ENERGY STAR LED LAMPS (REFLECTOR LAMPs/MR16/PAR 16) | 0.08043% | 0 | 15.3618 | Residential_2027_Technical_GWh_Before Competition Groups_ENERGY STAR LED LAMPS (REFLECTOR LAMPs/MR16/PAR 16)
Residential | Res ¦ Water Heater Temperature Setback | 2027 | Technical | GWh | Before Competition Groups | 11.7108 | 0 | 0 | 19099.2998 | 0.00061315 | 77 | Residential_2027_Technical_GWh_Before Competition Groups_77 | Water Heater Temperature Setback | 0.06132% | 0 | 11.7108 | Residential_2027_Technical_GWh_Before Competition Groups_Water Heater Temperature Setback
Residential | Res ¦ Condensing Make Up Air Unit | 2027 | Technical | GWh | Before Competition Groups | 11.7075 | 0 | 0 | 19099.2998 | 0.00061298 | 78 | Residential_2027_Technical_GWh_Before Competition Groups_78 | Condensing Make Up Air Unit | 0.0613% | 0 | 11.7075 | Residential_2027_Technical_GWh_Before Competition Groups_Condensing Make Up Air Unit
Residential | Res ¦ High Efficiency Chiller (avg of water and air cooled) | 2027 | Technical | GWh | Before Competition Groups | 10.9245 | 0 | 0 | 19099.2998 | 0.00057198 | 79 | Residential_2027_Technical_GWh_Before Competition Groups_79 | High Efficiency Chiller (avg of water and air cooled) | 0.0572% | 0 | 10.9245 | Residential_2027_Technical_GWh_Before Competition Groups_High Efficiency Chiller (avg of water and air cooled)
Residential | Res ¦ DHW Recirculation Systems | 2027 | Technical | GWh | Before Competition Groups | 10.5731 | 0 | 0 | 19099.2998 | 0.00055359 | 80 | Residential_2027_Technical_GWh_Before Competition Groups_80 | DHW Recirculation Systems | 0.05536% | 0 | 10.5731 | Residential_2027_Technical_GWh_Before Competition Groups_DHW Recirculation Systems
Residential | Res ¦ Air Source Heat Pump Maintenance | 2027 | Technical | GWh | Before Competition Groups | 9.562 | 0 | 0 | 19099.2998 | 0.00050065 | 81 | Residential_2027_Technical_GWh_Before Competition Groups_81 | Air Source Heat Pump Maintenance | 0.05006% | 0 | 9.562 | Residential_2027_Technical_GWh_Before Competition Groups_Air Source Heat Pump Maintenance
Residential | Res ¦ VFD on Pumps | 2027 | Technical | GWh | Before Competition Groups | 4.8192 | 0 | 0 | 19099.2998 | 0.00025232 | 82 | Residential_2027_Technical_GWh_Before Competition Groups_82 | VFD on Pumps | 0.02523% | 0 | 4.8192 | Residential_2027_Technical_GWh_Before Competition Groups_VFD on Pumps
Residential | Res ¦ ENERGY STAR LED Lamps (General Service Lamps) | 2027 | Technical | GWh | Before Competition Groups | 3.5295 | 0 | 0 | 19099.2998 | 0.0001848 | 83 | Residential_2027_Technical_GWh_Before Competition Groups_83 | ENERGY STAR LED Lamps (General Service Lamps) | 0.01848% | 0 | 3.5295 | Residential_2027_Technical_GWh_Before Competition Groups_ENERGY STAR LED Lamps (General Service Lamps)
Residential | Res ¦ ECM MOTORS FOR HVAC APPLICATION (FAN-POWERED VAV BOX) | 2027 | Technical | GWh | Before Competition Groups | 2.8449 | 0 | 0 | 19099.2998 | 0.00014895 | 84 | Residential_2027_Technical_GWh_Before Competition Groups_84 | ECM MOTORS FOR HVAC APPLICATION (FAN-POWERED VAV BOX) | 0.0149% | 0 | 2.8449 | Residential_2027_Technical_GWh_Before Competition Groups_ECM MOTORS FOR HVAC APPLICATION (FAN-POWERED VAV BOX)
Residential | Res ¦ HVAC Optimization | 2027 | Technical | GWh | Before Competition Groups | 2.6428 | 0 | 0 | 19099.2998 | 0.00013837 | 85 | Residential_2027_Technical_GWh_Before Competition Groups_85 | HVAC Optimization | 0.01384% | 0 | 2.6428 | Residential_2027_Technical_GWh_Before Competition Groups_HVAC Optimization
Residential | Res ¦ Beverage Vending Machine Controls | 2027 | Technical | GWh | Before Competition Groups | 2.017 | 0 | 0 | 19099.2998 | 0.00010561 | 86 | Residential_2027_Technical_GWh_Before Competition Groups_86 | Beverage Vending Machine Controls | 0.01056% | 0 | 2.017 | Residential_2027_Technical_GWh_Before Competition Groups_Beverage Vending Machine Controls
Residential | Res ¦ Wall Insulation MF | 2027 | Technical | GWh | Before Competition Groups | 0.595 | 0 | 0 | 19099.2998 | 3.1153e-05 | 87 | Residential_2027_Technical_GWh_Before Competition Groups_87 | Wall Insulation MF | 0.003115% | 0 | 0.595 | Residential_2027_Technical_GWh_Before Competition Groups_Wall Insulation MF
Residential | Res ¦ Chilled Water Optimization | 2027 | Technical | GWh | Before Competition Groups | 0.27957 | 0 | 0 | 19099.2998 | 1.4638e-05 | 88 | Residential_2027_Technical_GWh_Before Competition Groups_88 | Chilled Water Optimization | 0.001464% | 0 | 0.27957 | Residential_2027_Technical_GWh_Before Competition Groups_Chilled Water Optimization
Residential | Res ¦ LED Recessed Downlights | 2027 | Technical | GWh | Before Competition Groups | 0.23734 | 0 | 0 | 19099.2998 | 1.2427e-05 | 89 | Residential_2027_Technical_GWh_Before Competition Groups_89 | LED Recessed Downlights | 0.001243% | 0 | 0.23734 | Residential_2027_Technical_GWh_Before Competition Groups_LED Recessed Downlights
Residential | Res ¦ LED High Bay Fixture | 2027 | Technical | GWh | Before Competition Groups | 0.20282 | 0 | 0 | 19099.2998 | 1.0619e-05 | 90 | Residential_2027_Technical_GWh_Before Competition Groups_90 | LED High Bay Fixture | 0.001062% | 0 | 0.20282 | Residential_2027_Technical_GWh_Before Competition Groups_LED High Bay Fixture
Residential | Res ¦ Solar Water Preheat (Pools/DHW) | 2027 | Technical | GWh | Before Competition Groups | 0.064059 | 0 | 0 | 19099.2998 | 3.354e-06 | 91 | Residential_2027_Technical_GWh_Before Competition Groups_91 | Solar Water Preheat (Pools/DHW) | 0.0003354% | 0 | 0.064059 | Residential_2027_Technical_GWh_Before Competition Groups_Solar Water Preheat (Pools/DHW)
Residential | Res ¦ Photocell Controls (Outdoor) | 2027 | Technical | GWh | Before Competition Groups | 0.00025113 | 0 | 0 | 19099.2998 | 1.3149e-08 | 92 | Residential_2027_Technical_GWh_Before Competition Groups_92 | Photocell Controls (Outdoor) | 1.315e-06% | 0 | 0.00025113 | Residential_2027_Technical_GWh_Before Competition Groups_Photocell Controls (Outdoor)
Residential | Res ¦ Energy Star A Line, PAR, MR Lamps | 2028 | Economic | GWh | Before Competition Groups | 1878.944 | 0 | 0 | 11084.426 | 0.16951 | 1 | Residential_2028_Economic_GWh_Before Competition Groups_1 | Energy Star A Line, PAR, MR Lamps | 16.95% | 0 | 1878.944 | Residential_2028_Economic_GWh_Before Competition Groups_Energy Star A Line, PAR, MR Lamps
Residential | Res ¦ Energy Star LED Bulbs General Purpose LEDs | 2028 | Economic | GWh | Before Competition Groups | 1856.7465 | 0 | 0 | 11084.426 | 0.16751 | 2 | Residential_2028_Economic_GWh_Before Competition Groups_2 | Energy Star LED Bulbs General Purpose LEDs | 16.75% | 0 | 1856.7465 | Residential_2028_Economic_GWh_Before Competition Groups_Energy Star LED Bulbs General Purpose LEDs
Residential | Res ¦ Energy Star LED Specialty Bulbs | 2028 | Economic | GWh | Before Competition Groups | 1698.4345 | 0 | 0 | 11084.426 | 0.15323 | 3 | Residential_2028_Economic_GWh_Before Competition Groups_3 | Energy Star LED Specialty Bulbs | 15.32% | 0 | 1698.4345 | Residential_2028_Economic_GWh_Before Competition Groups_Energy Star LED Specialty Bulbs
Residential | Res ¦ Adaptive Thermostat | 2028 | Economic | GWh | Before Competition Groups | 668.0907 | 0 | 0 | 11084.426 | 0.060273 | 4 | Residential_2028_Economic_GWh_Before Competition Groups_4 | Adaptive Thermostat | 6.027% | 0 | 668.0907 | Residential_2028_Economic_GWh_Before Competition Groups_Adaptive Thermostat
Residential | Res ¦ Energy Star Clothes Washer | 2028 | Economic | GWh | Before Competition Groups | 527.9492 | 0 | 0 | 11084.426 | 0.04763 | 5 | Residential_2028_Economic_GWh_Before Competition Groups_5 | Energy Star Clothes Washer | 4.763% | 0 | 527.9492 | Residential_2028_Economic_GWh_Before Competition Groups_Energy Star Clothes Washer
Residential | Res ¦ Air Sealing | 2028 | Economic | GWh | Before Competition Groups | 506.919 | 0 | 0 | 11084.426 | 0.045733 | 6 | Residential_2028_Economic_GWh_Before Competition Groups_6 | Air Sealing | 4.573% | 0 | 506.919 | Residential_2028_Economic_GWh_Before Competition Groups_Air Sealing
Residential | Res ¦ Ductless Mini-Split Heat Pump | 2028 | Economic | GWh | Before Competition Groups | 483.1232 | 0 | 0 | 11084.426 | 0.043586 | 7 | Residential_2028_Economic_GWh_Before Competition Groups_7 | Ductless Mini-Split Heat Pump | 4.359% | 0 | 483.1232 | Residential_2028_Economic_GWh_Before Competition Groups_Ductless Mini-Split Heat Pump
Residential | Res ¦ Variable Speed Pool Pump Motor | 2028 | Economic | GWh | Before Competition Groups | 372.2678 | 0 | 0 | 11084.426 | 0.033585 | 8 | Residential_2028_Economic_GWh_Before Competition Groups_8 | Variable Speed Pool Pump Motor | 3.358% | 0 | 372.2678 | Residential_2028_Economic_GWh_Before Competition Groups_Variable Speed Pool Pump Motor
Residential | Res ¦ Car Block Heater Timer | 2028 | Economic | GWh | Before Competition Groups | 348.1841 | 0 | 0 | 11084.426 | 0.031412 | 9 | Residential_2028_Economic_GWh_Before Competition Groups_9 | Car Block Heater Timer | 3.141% | 0 | 348.1841 | Residential_2028_Economic_GWh_Before Competition Groups_Car Block Heater Timer
Residential | Res ¦ Building Recommissioning, Operations and Maintenance (O&M) Improvements | 2028 | Economic | GWh | Before Competition Groups | 288.5009 | 0 | 0 | 11084.426 | 0.026028 | 10 | Residential_2028_Economic_GWh_Before Competition Groups_10 | Building Recommissioning, Operations and Maintenance (O&M) Improvements | 2.603% | 0 | 288.5009 | Residential_2028_Economic_GWh_Before Competition Groups_Building Recommissioning, Operations and Maintenance (O&M) Improvements
Residential | Res ¦ Energy Star Air Source Heat Pump | 2028 | Economic | GWh | Before Competition Groups | 276.259 | 0 | 0 | 11084.426 | 0.024923 | 11 | Residential_2028_Economic_GWh_Before Competition Groups_11 | Energy Star Air Source Heat Pump | 2.492% | 0 | 276.259 | Residential_2028_Economic_GWh_Before Competition Groups_Energy Star Air Source Heat Pump
Residential | Res ¦ Basement Wall Insulation | 2028 | Economic | GWh | Before Competition Groups | 266.1007 | 0 | 0 | 11084.426 | 0.024007 | 12 | Residential_2028_Economic_GWh_Before Competition Groups_12 | Basement Wall Insulation | 2.401% | 0 | 266.1007 | Residential_2028_Economic_GWh_Before Competition Groups_Basement Wall Insulation
Residential | Res ¦ Energy Star Torchiere | 2028 | Economic | GWh | Before Competition Groups | 248.2176 | 0 | 0 | 11084.426 | 0.022393 | 13 | Residential_2028_Economic_GWh_Before Competition Groups_13 | Energy Star Torchiere | 2.239% | 0 | 248.2176 | Residential_2028_Economic_GWh_Before Competition Groups_Energy Star Torchiere
Residential | Res ¦ Attic Insulation | 2028 | Economic | GWh | Before Competition Groups | 205.2796 | 0 | 0 | 11084.426 | 0.01852 | 14 | Residential_2028_Economic_GWh_Before Competition Groups_14 | Attic Insulation | 1.852% | 0 | 205.2796 | Residential_2028_Economic_GWh_Before Competition Groups_Attic Insulation
Residential | Res ¦ Energy Star Clothes Dryer | 2028 | Economic | GWh | Before Competition Groups | 150.625 | 0 | 0 | 11084.426 | 0.013589 | 15 | Residential_2028_Economic_GWh_Before Competition Groups_15 | Energy Star Clothes Dryer | 1.359% | 0 | 150.625 | Residential_2028_Economic_GWh_Before Competition Groups_Energy Star Clothes Dryer
Residential | Res ¦ Comprehensive Draft Proofing | 2028 | Economic | GWh | Before Competition Groups | 146.7351 | 0 | 0 | 11084.426 | 0.013238 | 16 | Residential_2028_Economic_GWh_Before Competition Groups_16 | Comprehensive Draft Proofing | 1.324% | 0 | 146.7351 | Residential_2028_Economic_GWh_Before Competition Groups_Comprehensive Draft Proofing
Residential | Res ¦ Energy Star Light Fixture | 2028 | Economic | GWh | Before Competition Groups | 108.8403 | 0 | 0 | 11084.426 | 0.0098192 | 17 | Residential_2028_Economic_GWh_Before Competition Groups_17 | Energy Star Light Fixture | 0.9819% | 0 | 108.8403 | Residential_2028_Economic_GWh_Before Competition Groups_Energy Star Light Fixture
Residential | Res ¦ Energy Star Room Air Conditioner | 2028 | Economic | GWh | Before Competition Groups | 95.0576 | 0 | 0 | 11084.426 | 0.0085758 | 18 | Residential_2028_Economic_GWh_Before Competition Groups_18 | Energy Star Room Air Conditioner | 0.8576% | 0 | 95.0576 | Residential_2028_Economic_GWh_Before Competition Groups_Energy Star Room Air Conditioner
Residential | Res ¦ LED Parking Lot Fixture | 2028 | Economic | GWh | Before Competition Groups | 81.019 | 0 | 0 | 11084.426 | 0.0073093 | 19 | Residential_2028_Economic_GWh_Before Competition Groups_19 | LED Parking Lot Fixture | 0.7309% | 0 | 81.019 | Residential_2028_Economic_GWh_Before Competition Groups_LED Parking Lot Fixture
Residential | Res ¦ Occupancy Sensors MF | 2028 | Economic | GWh | Before Competition Groups | 76.9766 | 0 | 0 | 11084.426 | 0.0069446 | 20 | Residential_2028_Economic_GWh_Before Competition Groups_20 | Occupancy Sensors MF | 0.6945% | 0 | 76.9766 | Residential_2028_Economic_GWh_Before Competition Groups_Occupancy Sensors MF
Residential | Res ¦ Refrigerator Recycling | 2028 | Economic | GWh | Before Competition Groups | 75.6259 | 0 | 0 | 11084.426 | 0.0068227 | 21 | Residential_2028_Economic_GWh_Before Competition Groups_21 | Refrigerator Recycling | 0.6823% | 0 | 75.6259 | Residential_2028_Economic_GWh_Before Competition Groups_Refrigerator Recycling
Residential | Res ¦ Clothes Drying Racks | 2028 | Economic | GWh | Before Competition Groups | 69.0573 | 0 | 0 | 11084.426 | 0.0062301 | 22 | Residential_2028_Economic_GWh_Before Competition Groups_22 | Clothes Drying Racks | 0.623% | 0 | 69.0573 | Residential_2028_Economic_GWh_Before Competition Groups_Clothes Drying Racks
Residential | Res ¦ Freezer Recycling | 2028 | Economic | GWh | Before Competition Groups | 66.357 | 0 | 0 | 11084.426 | 0.0059865 | 23 | Residential_2028_Economic_GWh_Before Competition Groups_23 | Freezer Recycling | 0.5987% | 0 | 66.357 | Residential_2028_Economic_GWh_Before Competition Groups_Freezer Recycling
Residential | Res ¦ Duct Insulation | 2028 | Economic | GWh | Before Competition Groups | 54.9843 | 0 | 0 | 11084.426 | 0.0049605 | 24 | Residential_2028_Economic_GWh_Before Competition Groups_24 | Duct Insulation | 0.496% | 0 | 54.9843 | Residential_2028_Economic_GWh_Before Competition Groups_Duct Insulation
Residential | Res ¦ Floor Insulation | 2028 | Economic | GWh | Before Competition Groups | 53.8008 | 0 | 0 | 11084.426 | 0.0048537 | 25 | Residential_2028_Economic_GWh_Before Competition Groups_25 | Floor Insulation | 0.4854% | 0 | 53.8008 | Residential_2028_Economic_GWh_Before Competition Groups_Floor Insulation
Residential | Res ¦ Advanced BAS/Controllers | 2028 | Economic | GWh | Before Competition Groups | 42.2255 | 0 | 0 | 11084.426 | 0.0038094 | 26 | Residential_2028_Economic_GWh_Before Competition Groups_26 | Advanced BAS/Controllers | 0.3809% | 0 | 42.2255 | Residential_2028_Economic_GWh_Before Competition Groups_Advanced BAS/Controllers
Residential | Res ¦ LED Exterior Area Lights - LED Fixture (200W) | 2028 | Economic | GWh | Before Competition Groups | 37.627 | 0 | 0 | 11084.426 | 0.0033946 | 27 | Residential_2028_Economic_GWh_Before Competition Groups_27 | LED Exterior Area Lights - LED Fixture (200W) | 0.3395% | 0 | 37.627 | Residential_2028_Economic_GWh_Before Competition Groups_LED Exterior Area Lights - LED Fixture (200W)
Residential | Res ¦ Minimize Hot and Warm Clothes Wash | 2028 | Economic | GWh | Before Competition Groups | 36.9095 | 0 | 0 | 11084.426 | 0.0033298 | 28 | Residential_2028_Economic_GWh_Before Competition Groups_28 | Minimize Hot and Warm Clothes Wash | 0.333% | 0 | 36.9095 | Residential_2028_Economic_GWh_Before Competition Groups_Minimize Hot and Warm Clothes Wash
Residential | Res ¦ Furnace Whistle | 2028 | Economic | GWh | Before Competition Groups | 36.3602 | 0 | 0 | 11084.426 | 0.0032803 | 29 | Residential_2028_Economic_GWh_Before Competition Groups_29 | Furnace Whistle | 0.328% | 0 | 36.3602 | Residential_2028_Economic_GWh_Before Competition Groups_Furnace Whistle
Residential | Res ¦ Heat Recovery Ventilator | 2028 | Economic | GWh | Before Competition Groups | 30.6591 | 0 | 0 | 11084.426 | 0.002766 | 30 | Residential_2028_Economic_GWh_Before Competition Groups_30 | Heat Recovery Ventilator | 0.2766% | 0 | 30.6591 | Residential_2028_Economic_GWh_Before Competition Groups_Heat Recovery Ventilator
Residential | Res ¦ Energy Star Freezer | 2028 | Economic | GWh | Before Competition Groups | 30.5345 | 0 | 0 | 11084.426 | 0.0027547 | 31 | Residential_2028_Economic_GWh_Before Competition Groups_31 | Energy Star Freezer | 0.2755% | 0 | 30.5345 | Residential_2028_Economic_GWh_Before Competition Groups_Energy Star Freezer
Residential | Res ¦ Outside Air Economizer | 2028 | Economic | GWh | Before Competition Groups | 28.2975 | 0 | 0 | 11084.426 | 0.0025529 | 32 | Residential_2028_Economic_GWh_Before Competition Groups_32 | Outside Air Economizer | 0.2553% | 0 | 28.2975 | Residential_2028_Economic_GWh_Before Competition Groups_Outside Air Economizer
Residential | Res ¦ Home Energy Reports | 2028 | Economic | GWh | Before Competition Groups | 28.0294 | 0 | 0 | 11084.426 | 0.0025287 | 33 | Residential_2028_Economic_GWh_Before Competition Groups_33 | Home Energy Reports | 0.2529% | 0 | 28.0294 | Residential_2028_Economic_GWh_Before Competition Groups_Home Energy Reports
Residential | Res ¦ LED Tube Re-Lamp | 2028 | Economic | GWh | Before Competition Groups | 27.2388 | 0 | 0 | 11084.426 | 0.0024574 | 34 | Residential_2028_Economic_GWh_Before Competition Groups_34 | LED Tube Re-Lamp | 0.2457% | 0 | 27.2388 | Residential_2028_Economic_GWh_Before Competition Groups_LED Tube Re-Lamp
Residential | Res ¦ Energy Star Dehumidifier | 2028 | Economic | GWh | Before Competition Groups | 27.0356 | 0 | 0 | 11084.426 | 0.0024391 | 35 | Residential_2028_Economic_GWh_Before Competition Groups_35 | Energy Star Dehumidifier | 0.2439% | 0 | 27.0356 | Residential_2028_Economic_GWh_Before Competition Groups_Energy Star Dehumidifier
Residential | Res ¦ Duct Insulation MF | 2028 | Economic | GWh | Before Competition Groups | 20.749 | 0 | 0 | 11084.426 | 0.0018719 | 36 | Residential_2028_Economic_GWh_Before Competition Groups_36 | Duct Insulation MF | 0.1872% | 0 | 20.749 | Residential_2028_Economic_GWh_Before Competition Groups_Duct Insulation MF
Residential | Res ¦ Demand Control Ventilation | 2028 | Economic | GWh | Before Competition Groups | 19.4744 | 0 | 0 | 11084.426 | 0.0017569 | 37 | Residential_2028_Economic_GWh_Before Competition Groups_37 | Demand Control Ventilation | 0.1757% | 0 | 19.4744 | Residential_2028_Economic_GWh_Before Competition Groups_Demand Control Ventilation
Residential | Res ¦ CO Sensors for parking garage exhaust fans | 2028 | Economic | GWh | Before Competition Groups | 17.8536 | 0 | 0 | 11084.426 | 0.0016107 | 38 | Residential_2028_Economic_GWh_Before Competition Groups_38 | CO Sensors for parking garage exhaust fans | 0.1611% | 0 | 17.8536 | Residential_2028_Economic_GWh_Before Competition Groups_CO Sensors for parking garage exhaust fans
Residential | Res ¦ Tankless Water Heater | 2028 | Economic | GWh | Before Competition Groups | 15.8096 | 0 | 0 | 11084.426 | 0.0014263 | 39 | Residential_2028_Economic_GWh_Before Competition Groups_39 | Tankless Water Heater | 0.1426% | 0 | 15.8096 | Residential_2028_Economic_GWh_Before Competition Groups_Tankless Water Heater
Residential | Res ¦ Variable Frequency Drive (VFD) | 2028 | Economic | GWh | Before Competition Groups | 15.424 | 0 | 0 | 11084.426 | 0.0013915 | 40 | Residential_2028_Economic_GWh_Before Competition Groups_40 | Variable Frequency Drive (VFD) | 0.1392% | 0 | 15.424 | Residential_2028_Economic_GWh_Before Competition Groups_Variable Frequency Drive (VFD)
Residential | Res ¦ ENERGY STAR LED LAMPS (REFLECTOR LAMPs/MR16/PAR 16) | 2028 | Economic | GWh | Before Competition Groups | 15.3149 | 0 | 0 | 11084.426 | 0.0013817 | 41 | Residential_2028_Economic_GWh_Before Competition Groups_41 | ENERGY STAR LED LAMPS (REFLECTOR LAMPs/MR16/PAR 16) | 0.1382% | 0 | 15.3149 | Residential_2028_Economic_GWh_Before Competition Groups_ENERGY STAR LED LAMPS (REFLECTOR LAMPs/MR16/PAR 16)
Residential | Res ¦ Condensing Make Up Air Unit | 2028 | Economic | GWh | Before Competition Groups | 12.7737 | 0 | 0 | 11084.426 | 0.0011524 | 42 | Residential_2028_Economic_GWh_Before Competition Groups_42 | Condensing Make Up Air Unit | 0.1152% | 0 | 12.7737 | Residential_2028_Economic_GWh_Before Competition Groups_Condensing Make Up Air Unit
Residential | Res ¦ High Efficiency Chiller (avg of water and air cooled) | 2028 | Economic | GWh | Before Competition Groups | 11.95 | 0 | 0 | 11084.426 | 0.0010781 | 43 | Residential_2028_Economic_GWh_Before Competition Groups_43 | High Efficiency Chiller (avg of water and air cooled) | 0.1078% | 0 | 11.95 | Residential_2028_Economic_GWh_Before Competition Groups_High Efficiency Chiller (avg of water and air cooled)
Residential | Res ¦ Water Heater Temperature Setback | 2028 | Economic | GWh | Before Competition Groups | 11.5257 | 0 | 0 | 11084.426 | 0.0010398 | 44 | Residential_2028_Economic_GWh_Before Competition Groups_44 | Water Heater Temperature Setback | 0.104% | 0 | 11.5257 | Residential_2028_Economic_GWh_Before Competition Groups_Water Heater Temperature Setback
Residential | Res ¦ VFD on Pumps | 2028 | Economic | GWh | Before Competition Groups | 4.7431 | 0 | 0 | 11084.426 | 0.0004279 | 45 | Residential_2028_Economic_GWh_Before Competition Groups_45 | VFD on Pumps | 0.04279% | 0 | 4.7431 | Residential_2028_Economic_GWh_Before Competition Groups_VFD on Pumps
Residential | Res ¦ ENERGY STAR LED Lamps (General Service Lamps) | 2028 | Economic | GWh | Before Competition Groups | 3.5355 | 0 | 0 | 11084.426 | 0.00031896 | 46 | Residential_2028_Economic_GWh_Before Competition Groups_46 | ENERGY STAR LED Lamps (General Service Lamps) | 0.0319% | 0 | 3.5355 | Residential_2028_Economic_GWh_Before Competition Groups_ENERGY STAR LED Lamps (General Service Lamps)
Residential | Res ¦ ECM MOTORS FOR HVAC APPLICATION (FAN-POWERED VAV BOX) | 2028 | Economic | GWh | Before Competition Groups | 2.8819 | 0 | 0 | 11084.426 | 0.00026 | 47 | Residential_2028_Economic_GWh_Before Competition Groups_47 | ECM MOTORS FOR HVAC APPLICATION (FAN-POWERED VAV BOX) | 0.026% | 0 | 2.8819 | Residential_2028_Economic_GWh_Before Competition Groups_ECM MOTORS FOR HVAC APPLICATION (FAN-POWERED VAV BOX)
Residential | Res ¦ Beverage Vending Machine Controls | 2028 | Economic | GWh | Before Competition Groups | 2.0588 | 0 | 0 | 11084.426 | 0.00018574 | 48 | Residential_2028_Economic_GWh_Before Competition Groups_48 | Beverage Vending Machine Controls | 0.01857% | 0 | 2.0588 | Residential_2028_Economic_GWh_Before Competition Groups_Beverage Vending Machine Controls
Residential | Res ¦ Wall Insulation | 2028 | Economic | GWh | Before Competition Groups | 0.77336 | 0 | 0 | 11084.426 | 6.977e-05 | 49 | Residential_2028_Economic_GWh_Before Competition Groups_49 | Wall Insulation | 0.006977% | 0 | 0.77336 | Residential_2028_Economic_GWh_Before Competition Groups_Wall Insulation
Residential | Res ¦ Chilled Water Optimization | 2028 | Economic | GWh | Before Competition Groups | 0.30473 | 0 | 0 | 11084.426 | 2.7491e-05 | 50 | Residential_2028_Economic_GWh_Before Competition Groups_50 | Chilled Water Optimization | 0.002749% | 0 | 0.30473 | Residential_2028_Economic_GWh_Before Competition Groups_Chilled Water Optimization
Residential | Res ¦ LED High Bay Fixture | 2028 | Economic | GWh | Before Competition Groups | 0.19426 | 0 | 0 | 11084.426 | 1.7526e-05 | 51 | Residential_2028_Economic_GWh_Before Competition Groups_51 | LED High Bay Fixture | 0.001753% | 0 | 0.19426 | Residential_2028_Economic_GWh_Before Competition Groups_LED High Bay Fixture
Residential | Res ¦ Wall Insulation MF | 2028 | Economic | GWh | Before Competition Groups | 0.04687 | 0 | 0 | 11084.426 | 4.2285e-06 | 52 | Residential_2028_Economic_GWh_Before Competition Groups_52 | Wall Insulation MF | 0.0004228% | 0 | 0.04687 | Residential_2028_Economic_GWh_Before Competition Groups_Wall Insulation MF
Residential | Res ¦ Heavy Duty Outdoor/Holiday Plug-in Timers | 2028 | Economic | GWh | Before Competition Groups | 0 | 0 | 0 | 11084.426 | 0 | 53 | Residential_2028_Economic_GWh_Before Competition Groups_53 | Heavy Duty Outdoor/Holiday Plug-in Timers | 0% | 0 | 0 | Residential_2028_Economic_GWh_Before Competition Groups_Heavy Duty Outdoor/Holiday Plug-in Timers
Residential | Res ¦ LED Downlight | 2028 | Economic | GWh | Before Competition Groups | 0 | 0 | 0 | 11084.426 | 0 | 54 | Residential_2028_Economic_GWh_Before Competition Groups_54 | LED Downlight | 0% | 0 | 0 | Residential_2028_Economic_GWh_Before Competition Groups_LED Downlight
Residential | Res ¦ Smart Burners | 2028 | Economic | GWh | Before Competition Groups | 0 | 0 | 0 | 11084.426 | 0 | 55 | Residential_2028_Economic_GWh_Before Competition Groups_55 | Smart Burners | 0% | 0 | 0 | Residential_2028_Economic_GWh_Before Competition Groups_Smart Burners
Residential | Res ¦ Smart Power Bar | 2028 | Economic | GWh | Before Competition Groups | 0 | 0 | 0 | 11084.426 | 0 | 56 | Residential_2028_Economic_GWh_Before Competition Groups_56 | Smart Power Bar | 0% | 0 | 0 | Residential_2028_Economic_GWh_Before Competition Groups_Smart Power Bar
Residential | Res ¦ Energy Star LED Specialty Bulbs | 2028 | SC A | GWh | Before Competition Groups | 498.9533 | 0 | 0 | 2376.3874 | 0.20996 | 1 | Residential_2028_SC A_GWh_Before Competition Groups_1 | Energy Star LED Specialty Bulbs | 21% | 0 | 498.9533 | Residential_2028_SC A_GWh_Before Competition Groups_Energy Star LED Specialty Bulbs
Residential | Res ¦ Energy Star Clothes Washer | 2028 | SC A | GWh | Before Competition Groups | 244.4828 | 0 | 0 | 2376.3874 | 0.10288 | 2 | Residential_2028_SC A_GWh_Before Competition Groups_2 | Energy Star Clothes Washer | 10.29% | 0 | 244.4828 | Residential_2028_SC A_GWh_Before Competition Groups_Energy Star Clothes Washer
Residential | Res ¦ Energy Star A Line, PAR, MR Lamps | 2028 | SC A | GWh | Before Competition Groups | 203.4266 | 0 | 0 | 2376.3874 | 0.085603 | 3 | Residential_2028_SC A_GWh_Before Competition Groups_3 | Energy Star A Line, PAR, MR Lamps | 8.56% | 0 | 203.4266 | Residential_2028_SC A_GWh_Before Competition Groups_Energy Star A Line, PAR, MR Lamps
Residential | Res ¦ Ductless Mini-Split Heat Pump | 2028 | SC A | GWh | Before Competition Groups | 186.3704 | 0 | 0 | 2376.3874 | 0.078426 | 4 | Residential_2028_SC A_GWh_Before Competition Groups_4 | Ductless Mini-Split Heat Pump | 7.843% | 0 | 186.3704 | Residential_2028_SC A_GWh_Before Competition Groups_Ductless Mini-Split Heat Pump
Residential | Res ¦ Car Block Heater Timer | 2028 | SC A | GWh | Before Competition Groups | 139.4177 | 0 | 0 | 2376.3874 | 0.058668 | 5 | Residential_2028_SC A_GWh_Before Competition Groups_5 | Car Block Heater Timer | 5.867% | 0 | 139.4177 | Residential_2028_SC A_GWh_Before Competition Groups_Car Block Heater Timer
Residential | Res ¦ Energy Star LED Bulbs General Purpose LEDs | 2028 | SC A | GWh | Before Competition Groups | 125.3819 | 0 | 0 | 2376.3874 | 0.052762 | 6 | Residential_2028_SC A_GWh_Before Competition Groups_6 | Energy Star LED Bulbs General Purpose LEDs | 5.276% | 0 | 125.3819 | Residential_2028_SC A_GWh_Before Competition Groups_Energy Star LED Bulbs General Purpose LEDs
Residential | Res ¦ Building Recommissioning, Operations and Maintenance (O&M) Improvements | 2028 | SC A | GWh | Before Competition Groups | 114.0853 | 0 | 0 | 2376.3874 | 0.048008 | 7 | Residential_2028_SC A_GWh_Before Competition Groups_7 | Building Recommissioning, Operations and Maintenance (O&M) Improvements | 4.801% | 0 | 114.0853 | Residential_2028_SC A_GWh_Before Competition Groups_Building Recommissioning, Operations and Maintenance (O&M) Improvements
Residential | Res ¦ Variable Speed Pool Pump Motor | 2028 | SC A | GWh | Before Competition Groups | 103.0831 | 0 | 0 | 2376.3874 | 0.043378 | 8 | Residential_2028_SC A_GWh_Before Competition Groups_8 | Variable Speed Pool Pump Motor | 4.338% | 0 | 103.0831 | Residential_2028_SC A_GWh_Before Competition Groups_Variable Speed Pool Pump Motor
Residential | Res ¦ Energy Star Torchiere | 2028 | SC A | GWh | Before Competition Groups | 83.881 | 0 | 0 | 2376.3874 | 0.035298 | 9 | Residential_2028_SC A_GWh_Before Competition Groups_9 | Energy Star Torchiere | 3.53% | 0 | 83.881 | Residential_2028_SC A_GWh_Before Competition Groups_Energy Star Torchiere
Residential | Res ¦ Adaptive Thermostat | 2028 | SC A | GWh | Before Competition Groups | 68.9762 | 0 | 0 | 2376.3874 | 0.029026 | 10 | Residential_2028_SC A_GWh_Before Competition Groups_10 | Adaptive Thermostat | 2.903% | 0 | 68.9762 | Residential_2028_SC A_GWh_Before Competition Groups_Adaptive Thermostat
Residential | Res ¦ LED Parking Lot Fixture | 2028 | SC A | GWh | Before Competition Groups | 67.9842 | 0 | 0 | 2376.3874 | 0.028608 | 11 | Residential_2028_SC A_GWh_Before Competition Groups_11 | LED Parking Lot Fixture | 2.861% | 0 | 67.9842 | Residential_2028_SC A_GWh_Before Competition Groups_LED Parking Lot Fixture
Residential | Res ¦ Comprehensive Draft Proofing | 2028 | SC A | GWh | Before Competition Groups | 55.1102 | 0 | 0 | 2376.3874 | 0.023191 | 12 | Residential_2028_SC A_GWh_Before Competition Groups_12 | Comprehensive Draft Proofing | 2.319% | 0 | 55.1102 | Residential_2028_SC A_GWh_Before Competition Groups_Comprehensive Draft Proofing
Residential | Res ¦ Air Sealing | 2028 | SC A | GWh | Before Competition Groups | 47.9166 | 0 | 0 | 2376.3874 | 0.020164 | 13 | Residential_2028_SC A_GWh_Before Competition Groups_13 | Air Sealing | 2.016% | 0 | 47.9166 | Residential_2028_SC A_GWh_Before Competition Groups_Air Sealing
Residential | Res ¦ Basement Wall Insulation | 2028 | SC A | GWh | Before Competition Groups | 44.9365 | 0 | 0 | 2376.3874 | 0.01891 | 14 | Residential_2028_SC A_GWh_Before Competition Groups_14 | Basement Wall Insulation | 1.891% | 0 | 44.9365 | Residential_2028_SC A_GWh_Before Competition Groups_Basement Wall Insulation
Residential | Res ¦ Energy Star Air Source Heat Pump | 2028 | SC A | GWh | Before Competition Groups | 40.5108 | 0 | 0 | 2376.3874 | 0.017047 | 15 | Residential_2028_SC A_GWh_Before Competition Groups_15 | Energy Star Air Source Heat Pump | 1.705% | 0 | 40.5108 | Residential_2028_SC A_GWh_Before Competition Groups_Energy Star Air Source Heat Pump
Residential | Res ¦ Energy Star Light Fixture | 2028 | SC A | GWh | Before Competition Groups | 34.7795 | 0 | 0 | 2376.3874 | 0.014635 | 16 | Residential_2028_SC A_GWh_Before Competition Groups_16 | Energy Star Light Fixture | 1.464% | 0 | 34.7795 | Residential_2028_SC A_GWh_Before Competition Groups_Energy Star Light Fixture
Residential | Res ¦ Occupancy Sensors MF | 2028 | SC A | GWh | Before Competition Groups | 34.4669 | 0 | 0 | 2376.3874 | 0.014504 | 17 | Residential_2028_SC A_GWh_Before Competition Groups_17 | Occupancy Sensors MF | 1.45% | 0 | 34.4669 | Residential_2028_SC A_GWh_Before Competition Groups_Occupancy Sensors MF
Residential | Res ¦ LED Exterior Area Lights - LED Fixture (200W) | 2028 | SC A | GWh | Before Competition Groups | 33.5996 | 0 | 0 | 2376.3874 | 0.014139 | 18 | Residential_2028_SC A_GWh_Before Competition Groups_18 | LED Exterior Area Lights - LED Fixture (200W) | 1.414% | 0 | 33.5996 | Residential_2028_SC A_GWh_Before Competition Groups_LED Exterior Area Lights - LED Fixture (200W)
Residential | Res ¦ Energy Star Clothes Dryer | 2028 | SC A | GWh | Before Competition Groups | 31.0957 | 0 | 0 | 2376.3874 | 0.013085 | 19 | Residential_2028_SC A_GWh_Before Competition Groups_19 | Energy Star Clothes Dryer | 1.309% | 0 | 31.0957 | Residential_2028_SC A_GWh_Before Competition Groups_Energy Star Clothes Dryer
Residential | Res ¦ LED Tube Re-Lamp | 2028 | SC A | GWh | Before Competition Groups | 23.3012 | 0 | 0 | 2376.3874 | 0.0098053 | 20 | Residential_2028_SC A_GWh_Before Competition Groups_20 | LED Tube Re-Lamp | 0.9805% | 0 | 23.3012 | Residential_2028_SC A_GWh_Before Competition Groups_LED Tube Re-Lamp
Residential | Res ¦ Refrigerator Recycling | 2028 | SC A | GWh | Before Competition Groups | 21.2271 | 0 | 0 | 2376.3874 | 0.0089325 | 21 | Residential_2028_SC A_GWh_Before Competition Groups_21 | Refrigerator Recycling | 0.8933% | 0 | 21.2271 | Residential_2028_SC A_GWh_Before Competition Groups_Refrigerator Recycling
Residential | Res ¦ Minimize Hot and Warm Clothes Wash | 2028 | SC A | GWh | Before Competition Groups | 15.7377 | 0 | 0 | 2376.3874 | 0.0066225 | 22 | Residential_2028_SC A_GWh_Before Competition Groups_22 | Minimize Hot and Warm Clothes Wash | 0.6623% | 0 | 15.7377 | Residential_2028_SC A_GWh_Before Competition Groups_Minimize Hot and Warm Clothes Wash
Residential | Res ¦ Energy Star Room Air Conditioner | 2028 | SC A | GWh | Before Competition Groups | 15.4613 | 0 | 0 | 2376.3874 | 0.0065062 | 23 | Residential_2028_SC A_GWh_Before Competition Groups_23 | Energy Star Room Air Conditioner | 0.6506% | 0 | 15.4613 | Residential_2028_SC A_GWh_Before Competition Groups_Energy Star Room Air Conditioner
Residential | Res ¦ Outside Air Economizer | 2028 | SC A | GWh | Before Competition Groups | 15.459 | 0 | 0 | 2376.3874 | 0.0065052 | 24 | Residential_2028_SC A_GWh_Before Competition Groups_24 | Outside Air Economizer | 0.6505% | 0 | 15.459 | Residential_2028_SC A_GWh_Before Competition Groups_Outside Air Economizer
Residential | Res ¦ Attic Insulation | 2028 | SC A | GWh | Before Competition Groups | 14.7561 | 0 | 0 | 2376.3874 | 0.0062095 | 25 | Residential_2028_SC A_GWh_Before Competition Groups_25 | Attic Insulation | 0.6209% | 0 | 14.7561 | Residential_2028_SC A_GWh_Before Competition Groups_Attic Insulation
Residential | Res ¦ ENERGY STAR LED LAMPS (REFLECTOR LAMPs/MR16/PAR 16) | 2028 | SC A | GWh | Before Competition Groups | 14.5057 | 0 | 0 | 2376.3874 | 0.0061041 | 26 | Residential_2028_SC A_GWh_Before Competition Groups_26 | ENERGY STAR LED LAMPS (REFLECTOR LAMPs/MR16/PAR 16) | 0.6104% | 0 | 14.5057 | Residential_2028_SC A_GWh_Before Competition Groups_ENERGY STAR LED LAMPS (REFLECTOR LAMPs/MR16/PAR 16)
Residential | Res ¦ Furnace Whistle | 2028 | SC A | GWh | Before Competition Groups | 14.3815 | 0 | 0 | 2376.3874 | 0.0060519 | 27 | Residential_2028_SC A_GWh_Before Competition Groups_27 | Furnace Whistle | 0.6052% | 0 | 14.3815 | Residential_2028_SC A_GWh_Before Competition Groups_Furnace Whistle
Residential | Res ¦ Home Energy Reports | 2028 | SC A | GWh | Before Competition Groups | 12.9774 | 0 | 0 | 2376.3874 | 0.005461 | 28 | Residential_2028_SC A_GWh_Before Competition Groups_28 | Home Energy Reports | 0.5461% | 0 | 12.9774 | Residential_2028_SC A_GWh_Before Competition Groups_Home Energy Reports
Residential | Res ¦ Energy Star Freezer | 2028 | SC A | GWh | Before Competition Groups | 12.9404 | 0 | 0 | 2376.3874 | 0.0054454 | 29 | Residential_2028_SC A_GWh_Before Competition Groups_29 | Energy Star Freezer | 0.5445% | 0 | 12.9404 | Residential_2028_SC A_GWh_Before Competition Groups_Energy Star Freezer
Residential | Res ¦ Advanced BAS/Controllers | 2028 | SC A | GWh | Before Competition Groups | 10.8082 | 0 | 0 | 2376.3874 | 0.0045482 | 30 | Residential_2028_SC A_GWh_Before Competition Groups_30 | Advanced BAS/Controllers | 0.4548% | 0 | 10.8082 | Residential_2028_SC A_GWh_Before Competition Groups_Advanced BAS/Controllers
Residential | Res ¦ High Efficiency Chiller (avg of water and air cooled) | 2028 | SC A | GWh | Before Competition Groups | 10.3009 | 0 | 0 | 2376.3874 | 0.0043347 | 31 | Residential_2028_SC A_GWh_Before Competition Groups_31 | High Efficiency Chiller (avg of water and air cooled) | 0.4335% | 0 | 10.3009 | Residential_2028_SC A_GWh_Before Competition Groups_High Efficiency Chiller (avg of water and air cooled)
Residential | Res ¦ Variable Frequency Drive (VFD) | 2028 | SC A | GWh | Before Competition Groups | 6.1007 | 0 | 0 | 2376.3874 | 0.0025672 | 32 | Residential_2028_SC A_GWh_Before Competition Groups_32 | Variable Frequency Drive (VFD) | 0.2567% | 0 | 6.1007 | Residential_2028_SC A_GWh_Before Competition Groups_Variable Frequency Drive (VFD)
Residential | Res ¦ CO Sensors for parking garage exhaust fans | 2028 | SC A | GWh | Before Competition Groups | 4.774 | 0 | 0 | 2376.3874 | 0.0020089 | 33 | Residential_2028_SC A_GWh_Before Competition Groups_33 | CO Sensors for parking garage exhaust fans | 0.2009% | 0 | 4.774 | Residential_2028_SC A_GWh_Before Competition Groups_CO Sensors for parking garage exhaust fans
Residential | Res ¦ Water Heater Temperature Setback | 2028 | SC A | GWh | Before Competition Groups | 4.5262 | 0 | 0 | 2376.3874 | 0.0019046 | 34 | Residential_2028_SC A_GWh_Before Competition Groups_34 | Water Heater Temperature Setback | 0.1905% | 0 | 4.5262 | Residential_2028_SC A_GWh_Before Competition Groups_Water Heater Temperature Setback
Residential | Res ¦ Demand Control Ventilation | 2028 | SC A | GWh | Before Competition Groups | 4.0352 | 0 | 0 | 2376.3874 | 0.001698 | 35 | Residential_2028_SC A_GWh_Before Competition Groups_35 | Demand Control Ventilation | 0.1698% | 0 | 4.0352 | Residential_2028_SC A_GWh_Before Competition Groups_Demand Control Ventilation
Residential | Res ¦ ENERGY STAR LED Lamps (General Service Lamps) | 2028 | SC A | GWh | Before Competition Groups | 3.2713 | 0 | 0 | 2376.3874 | 0.0013766 | 36 | Residential_2028_SC A_GWh_Before Competition Groups_36 | ENERGY STAR LED Lamps (General Service Lamps) | 0.1377% | 0 | 3.2713 | Residential_2028_SC A_GWh_Before Competition Groups_ENERGY STAR LED Lamps (General Service Lamps)
Residential | Res ¦ Tankless Water Heater | 2028 | SC A | GWh | Before Competition Groups | 1.9472 | 0 | 0 | 2376.3874 | 0.00081938 | 37 | Residential_2028_SC A_GWh_Before Competition Groups_37 | Tankless Water Heater | 0.08194% | 0 | 1.9472 | Residential_2028_SC A_GWh_Before Competition Groups_Tankless Water Heater
Residential | Res ¦ Clothes Drying Racks | 2028 | SC A | GWh | Before Competition Groups | 1.877 | 0 | 0 | 2376.3874 | 0.00078986 | 38 | Residential_2028_SC A_GWh_Before Competition Groups_38 | Clothes Drying Racks | 0.07899% | 0 | 1.877 | Residential_2028_SC A_GWh_Before Competition Groups_Clothes Drying Racks
Residential | Res ¦ VFD on Pumps | 2028 | SC A | GWh | Before Competition Groups | 1.7425 | 0 | 0 | 2376.3874 | 0.00073325 | 39 | Residential_2028_SC A_GWh_Before Competition Groups_39 | VFD on Pumps | 0.07333% | 0 | 1.7425 | Residential_2028_SC A_GWh_Before Competition Groups_VFD on Pumps
Residential | Res ¦ Condensing Make Up Air Unit | 2028 | SC A | GWh | Before Competition Groups | 1.6961 | 0 | 0 | 2376.3874 | 0.00071371 | 40 | Residential_2028_SC A_GWh_Before Competition Groups_40 | Condensing Make Up Air Unit | 0.07137% | 0 | 1.6961 | Residential_2028_SC A_GWh_Before Competition Groups_Condensing Make Up Air Unit
Residential | Res ¦ Energy Star Dehumidifier | 2028 | SC A | GWh | Before Competition Groups | 1.5313 | 0 | 0 | 2376.3874 | 0.00064436 | 41 | Residential_2028_SC A_GWh_Before Competition Groups_41 | Energy Star Dehumidifier | 0.06444% | 0 | 1.5313 | Residential_2028_SC A_GWh_Before Competition Groups_Energy Star Dehumidifier
Residential | Res ¦ Floor Insulation | 2028 | SC A | GWh | Before Competition Groups | 1.0674 | 0 | 0 | 2376.3874 | 0.00044916 | 42 | Residential_2028_SC A_GWh_Before Competition Groups_42 | Floor Insulation | 0.04492% | 0 | 1.0674 | Residential_2028_SC A_GWh_Before Competition Groups_Floor Insulation
Residential | Res ¦ ECM MOTORS FOR HVAC APPLICATION (FAN-POWERED VAV BOX) | 2028 | SC A | GWh | Before Competition Groups | 0.98497 | 0 | 0 | 2376.3874 | 0.00041448 | 43 | Residential_2028_SC A_GWh_Before Competition Groups_43 | ECM MOTORS FOR HVAC APPLICATION (FAN-POWERED VAV BOX) | 0.04145% | 0 | 0.98497 | Residential_2028_SC A_GWh_Before Competition Groups_ECM MOTORS FOR HVAC APPLICATION (FAN-POWERED VAV BOX)
Residential | Res ¦ Heat Recovery Ventilator | 2028 | SC A | GWh | Before Competition Groups | 0.75868 | 0 | 0 | 2376.3874 | 0.00031926 | 44 | Residential_2028_SC A_GWh_Before Competition Groups_44 | Heat Recovery Ventilator | 0.03193% | 0 | 0.75868 | Residential_2028_SC A_GWh_Before Competition Groups_Heat Recovery Ventilator
Residential | Res ¦ Duct Insulation | 2028 | SC A | GWh | Before Competition Groups | 0.62782 | 0 | 0 | 2376.3874 | 0.00026419 | 45 | Residential_2028_SC A_GWh_Before Competition Groups_45 | Duct Insulation | 0.02642% | 0 | 0.62782 | Residential_2028_SC A_GWh_Before Competition Groups_Duct Insulation
Residential | Res ¦ Beverage Vending Machine Controls | 2028 | SC A | GWh | Before Competition Groups | 0.55034 | 0 | 0 | 2376.3874 | 0.00023159 | 46 | Residential_2028_SC A_GWh_Before Competition Groups_46 | Beverage Vending Machine Controls | 0.02316% | 0 | 0.55034 | Residential_2028_SC A_GWh_Before Competition Groups_Beverage Vending Machine Controls
Residential | Res ¦ Duct Insulation MF | 2028 | SC A | GWh | Before Competition Groups | 0.37065 | 0 | 0 | 2376.3874 | 0.00015597 | 47 | Residential_2028_SC A_GWh_Before Competition Groups_47 | Duct Insulation MF | 0.0156% | 0 | 0.37065 | Residential_2028_SC A_GWh_Before Competition Groups_Duct Insulation MF
Residential | Res ¦ Chilled Water Optimization | 2028 | SC A | GWh | Before Competition Groups | 0.11773 | 0 | 0 | 2376.3874 | 4.9541e-05 | 48 | Residential_2028_SC A_GWh_Before Competition Groups_48 | Chilled Water Optimization | 0.004954% | 0 | 0.11773 | Residential_2028_SC A_GWh_Before Competition Groups_Chilled Water Optimization
Residential | Res ¦ LED High Bay Fixture | 2028 | SC A | GWh | Before Competition Groups | 0.079282 | 0 | 0 | 2376.3874 | 3.3362e-05 | 49 | Residential_2028_SC A_GWh_Before Competition Groups_49 | LED High Bay Fixture | 0.003336% | 0 | 0.079282 | Residential_2028_SC A_GWh_Before Competition Groups_LED High Bay Fixture
Residential | Res ¦ Wall Insulation MF | 2028 | SC A | GWh | Before Competition Groups | 0.0074848 | 0 | 0 | 2376.3874 | 3.1497e-06 | 50 | Residential_2028_SC A_GWh_Before Competition Groups_50 | Wall Insulation MF | 0.000315% | 0 | 0.0074848 | Residential_2028_SC A_GWh_Before Competition Groups_Wall Insulation MF
Residential | Res ¦ Wall Insulation | 2028 | SC A | GWh | Before Competition Groups | 0.0052572 | 0 | 0 | 2376.3874 | 2.2123e-06 | 51 | Residential_2028_SC A_GWh_Before Competition Groups_51 | Wall Insulation | 0.0002212% | 0 | 0.0052572 | Residential_2028_SC A_GWh_Before Competition Groups_Wall Insulation
Residential | Res ¦ Freezer Recycling | 2028 | SC A | GWh | Before Competition Groups | 0.0016015 | 0 | 0 | 2376.3874 | 6.7391e-07 | 52 | Residential_2028_SC A_GWh_Before Competition Groups_52 | Freezer Recycling | 6.739e-05% | 0 | 0.0016015 | Residential_2028_SC A_GWh_Before Competition Groups_Freezer Recycling
Residential | Res ¦ Heavy Duty Outdoor/Holiday Plug-in Timers | 2028 | SC A | GWh | Before Competition Groups | 0 | 0 | 0 | 2376.3874 | 0 | 53 | Residential_2028_SC A_GWh_Before Competition Groups_53 | Heavy Duty Outdoor/Holiday Plug-in Timers | 0% | 0 | 0 | Residential_2028_SC A_GWh_Before Competition Groups_Heavy Duty Outdoor/Holiday Plug-in Timers
Residential | Res ¦ LED Downlight | 2028 | SC A | GWh | Before Competition Groups | 0 | 0 | 0 | 2376.3874 | 0 | 54 | Residential_2028_SC A_GWh_Before Competition Groups_54 | LED Downlight | 0% | 0 | 0 | Residential_2028_SC A_GWh_Before Competition Groups_LED Downlight
Residential | Res ¦ Smart Burners | 2028 | SC A | GWh | Before Competition Groups | 0 | 0 | 0 | 2376.3874 | 0 | 55 | Residential_2028_SC A_GWh_Before Competition Groups_55 | Smart Burners | 0% | 0 | 0 | Residential_2028_SC A_GWh_Before Competition Groups_Smart Burners
Residential | Res ¦ Smart Power Bar | 2028 | SC A | GWh | Before Competition Groups | 0 | 0 | 0 | 2376.3874 | 0 | 56 | Residential_2028_SC A_GWh_Before Competition Groups_56 | Smart Power Bar | 0% | 0 | 0 | Residential_2028_SC A_GWh_Before Competition Groups_Smart Power Bar
Residential | Res ¦ Energy Star Clothes Washer | 2028 | SC B | GWh | Before Competition Groups | 396.7653 | 0 | 0 | 3806.552 | 0.10423 | 1 | Residential_2028_SC B_GWh_Before Competition Groups_1 | Energy Star Clothes Washer | 10.42% | 0 | 396.7653 | Residential_2028_SC B_GWh_Before Competition Groups_Energy Star Clothes Washer
Residential | Res ¦ Variable Speed Pool Pump Motor | 2028 | SC B | GWh | Before Competition Groups | 312.0175 | 0 | 0 | 3806.552 | 0.081969 | 2 | Residential_2028_SC B_GWh_Before Competition Groups_2 | Variable Speed Pool Pump Motor | 8.197% | 0 | 312.0175 | Residential_2028_SC B_GWh_Before Competition Groups_Variable Speed Pool Pump Motor
Residential | Res ¦ Energy Star LED Bulbs General Purpose LEDs | 2028 | SC B | GWh | Before Competition Groups | 303.6898 | 0 | 0 | 3806.552 | 0.079781 | 3 | Residential_2028_SC B_GWh_Before Competition Groups_3 | Energy Star LED Bulbs General Purpose LEDs | 7.978% | 0 | 303.6898 | Residential_2028_SC B_GWh_Before Competition Groups_Energy Star LED Bulbs General Purpose LEDs
Residential | Res ¦ Energy Star A Line, PAR, MR Lamps | 2028 | SC B | GWh | Before Competition Groups | 299.1925 | 0 | 0 | 3806.552 | 0.078599 | 4 | Residential_2028_SC B_GWh_Before Competition Groups_4 | Energy Star A Line, PAR, MR Lamps | 7.86% | 0 | 299.1925 | Residential_2028_SC B_GWh_Before Competition Groups_Energy Star A Line, PAR, MR Lamps
Residential | Res ¦ Energy Star LED Specialty Bulbs | 2028 | SC B | GWh | Before Competition Groups | 275.3906 | 0 | 0 | 3806.552 | 0.072346 | 5 | Residential_2028_SC B_GWh_Before Competition Groups_5 | Energy Star LED Specialty Bulbs | 7.235% | 0 | 275.3906 | Residential_2028_SC B_GWh_Before Competition Groups_Energy Star LED Specialty Bulbs
Residential | Res ¦ Car Block Heater Timer | 2028 | SC B | GWh | Before Competition Groups | 266.9 | 0 | 0 | 3806.552 | 0.070116 | 6 | Residential_2028_SC B_GWh_Before Competition Groups_6 | Car Block Heater Timer | 7.012% | 0 | 266.9 | Residential_2028_SC B_GWh_Before Competition Groups_Car Block Heater Timer
Residential | Res ¦ Ductless Mini-Split Heat Pump | 2028 | SC B | GWh | Before Competition Groups | 245.5539 | 0 | 0 | 3806.552 | 0.064508 | 7 | Residential_2028_SC B_GWh_Before Competition Groups_7 | Ductless Mini-Split Heat Pump | 6.451% | 0 | 245.5539 | Residential_2028_SC B_GWh_Before Competition Groups_Ductless Mini-Split Heat Pump
Residential | Res ¦ Building Recommissioning, Operations and Maintenance (O&M) Improvements | 2028 | SC B | GWh | Before Competition Groups | 241.822 | 0 | 0 | 3806.552 | 0.063528 | 8 | Residential_2028_SC B_GWh_Before Competition Groups_8 | Building Recommissioning, Operations and Maintenance (O&M) Improvements | 6.353% | 0 | 241.822 | Residential_2028_SC B_GWh_Before Competition Groups_Building Recommissioning, Operations and Maintenance (O&M) Improvements
Residential | Res ¦ Adaptive Thermostat | 2028 | SC B | GWh | Before Competition Groups | 163.8997 | 0 | 0 | 3806.552 | 0.043057 | 9 | Residential_2028_SC B_GWh_Before Competition Groups_9 | Adaptive Thermostat | 4.306% | 0 | 163.8997 | Residential_2028_SC B_GWh_Before Competition Groups_Adaptive Thermostat
Residential | Res ¦ Energy Star Torchiere | 2028 | SC B | GWh | Before Competition Groups | 127.5767 | 0 | 0 | 3806.552 | 0.033515 | 10 | Residential_2028_SC B_GWh_Before Competition Groups_10 | Energy Star Torchiere | 3.352% | 0 | 127.5767 | Residential_2028_SC B_GWh_Before Competition Groups_Energy Star Torchiere
Residential | Res ¦ Comprehensive Draft Proofing | 2028 | SC B | GWh | Before Competition Groups | 122.9941 | 0 | 0 | 3806.552 | 0.032311 | 11 | Residential_2028_SC B_GWh_Before Competition Groups_11 | Comprehensive Draft Proofing | 3.231% | 0 | 122.9941 | Residential_2028_SC B_GWh_Before Competition Groups_Comprehensive Draft Proofing
Residential | Res ¦ Air Sealing | 2028 | SC B | GWh | Before Competition Groups | 86.958 | 0 | 0 | 3806.552 | 0.022844 | 12 | Residential_2028_SC B_GWh_Before Competition Groups_12 | Air Sealing | 2.284% | 0 | 86.958 | Residential_2028_SC B_GWh_Before Competition Groups_Air Sealing
Residential | Res ¦ LED Parking Lot Fixture | 2028 | SC B | GWh | Before Competition Groups | 75.3833 | 0 | 0 | 3806.552 | 0.019804 | 13 | Residential_2028_SC B_GWh_Before Competition Groups_13 | LED Parking Lot Fixture | 1.98% | 0 | 75.3833 | Residential_2028_SC B_GWh_Before Competition Groups_LED Parking Lot Fixture
Residential | Res ¦ Occupancy Sensors MF | 2028 | SC B | GWh | Before Competition Groups | 74.632 | 0 | 0 | 3806.552 | 0.019606 | 14 | Residential_2028_SC B_GWh_Before Competition Groups_14 | Occupancy Sensors MF | 1.961% | 0 | 74.632 | Residential_2028_SC B_GWh_Before Competition Groups_Occupancy Sensors MF
Residential | Res ¦ Energy Star Air Source Heat Pump | 2028 | SC B | GWh | Before Competition Groups | 65.6665 | 0 | 0 | 3806.552 | 0.017251 | 15 | Residential_2028_SC B_GWh_Before Competition Groups_15 | Energy Star Air Source Heat Pump | 1.725% | 0 | 65.6665 | Residential_2028_SC B_GWh_Before Competition Groups_Energy Star Air Source Heat Pump
Residential | Res ¦ Refrigerator Recycling | 2028 | SC B | GWh | Before Competition Groups | 63.3855 | 0 | 0 | 3806.552 | 0.016652 | 16 | Residential_2028_SC B_GWh_Before Competition Groups_16 | Refrigerator Recycling | 1.665% | 0 | 63.3855 | Residential_2028_SC B_GWh_Before Competition Groups_Refrigerator Recycling
Residential | Res ¦ Clothes Drying Racks | 2028 | SC B | GWh | Before Competition Groups | 57.8634 | 0 | 0 | 3806.552 | 0.015201 | 17 | Residential_2028_SC B_GWh_Before Competition Groups_17 | Clothes Drying Racks | 1.52% | 0 | 57.8634 | Residential_2028_SC B_GWh_Before Competition Groups_Clothes Drying Racks
Residential | Res ¦ Energy Star Clothes Dryer | 2028 | SC B | GWh | Before Competition Groups | 57.3647 | 0 | 0 | 3806.552 | 0.01507 | 18 | Residential_2028_SC B_GWh_Before Competition Groups_18 | Energy Star Clothes Dryer | 1.507% | 0 | 57.3647 | Residential_2028_SC B_GWh_Before Competition Groups_Energy Star Clothes Dryer
Residential | Res ¦ Freezer Recycling | 2028 | SC B | GWh | Before Competition Groups | 55.5143 | 0 | 0 | 3806.552 | 0.014584 | 19 | Residential_2028_SC B_GWh_Before Competition Groups_19 | Freezer Recycling | 1.458% | 0 | 55.5143 | Residential_2028_SC B_GWh_Before Competition Groups_Freezer Recycling
Residential | Res ¦ Energy Star Light Fixture | 2028 | SC B | GWh | Before Competition Groups | 49.9862 | 0 | 0 | 3806.552 | 0.013132 | 20 | Residential_2028_SC B_GWh_Before Competition Groups_20 | Energy Star Light Fixture | 1.313% | 0 | 49.9862 | Residential_2028_SC B_GWh_Before Competition Groups_Energy Star Light Fixture
Residential | Res ¦ Basement Wall Insulation | 2028 | SC B | GWh | Before Competition Groups | 45.6506 | 0 | 0 | 3806.552 | 0.011993 | 21 | Residential_2028_SC B_GWh_Before Competition Groups_21 | Basement Wall Insulation | 1.199% | 0 | 45.6506 | Residential_2028_SC B_GWh_Before Competition Groups_Basement Wall Insulation
Residential | Res ¦ Advanced BAS/Controllers | 2028 | SC B | GWh | Before Competition Groups | 35.3904 | 0 | 0 | 3806.552 | 0.0092972 | 22 | Residential_2028_SC B_GWh_Before Competition Groups_22 | Advanced BAS/Controllers | 0.9297% | 0 | 35.3904 | Residential_2028_SC B_GWh_Before Competition Groups_Advanced BAS/Controllers
Residential | Res ¦ Attic Insulation | 2028 | SC B | GWh | Before Competition Groups | 35.21 | 0 | 0 | 3806.552 | 0.0092499 | 23 | Residential_2028_SC B_GWh_Before Competition Groups_23 | Attic Insulation | 0.925% | 0 | 35.21 | Residential_2028_SC B_GWh_Before Competition Groups_Attic Insulation
Residential | Res ¦ LED Exterior Area Lights - LED Fixture (200W) | 2028 | SC B | GWh | Before Competition Groups | 33.5996 | 0 | 0 | 3806.552 | 0.0088268 | 24 | Residential_2028_SC B_GWh_Before Competition Groups_24 | LED Exterior Area Lights - LED Fixture (200W) | 0.8827% | 0 | 33.5996 | Residential_2028_SC B_GWh_Before Competition Groups_LED Exterior Area Lights - LED Fixture (200W)
Residential | Res ¦ Energy Star Room Air Conditioner | 2028 | SC B | GWh | Before Competition Groups | 31 | 0 | 0 | 3806.552 | 0.0081438 | 25 | Residential_2028_SC B_GWh_Before Competition Groups_25 | Energy Star Room Air Conditioner | 0.8144% | 0 | 31 | Residential_2028_SC B_GWh_Before Competition Groups_Energy Star Room Air Conditioner
Residential | Res ¦ Furnace Whistle | 2028 | SC B | GWh | Before Competition Groups | 30.4774 | 0 | 0 | 3806.552 | 0.0080066 | 26 | Residential_2028_SC B_GWh_Before Competition Groups_26 | Furnace Whistle | 0.8007% | 0 | 30.4774 | Residential_2028_SC B_GWh_Before Competition Groups_Furnace Whistle
Residential | Res ¦ Energy Star Freezer | 2028 | SC B | GWh | Before Competition Groups | 29.5259 | 0 | 0 | 3806.552 | 0.0077566 | 27 | Residential_2028_SC B_GWh_Before Competition Groups_27 | Energy Star Freezer | 0.7757% | 0 | 29.5259 | Residential_2028_SC B_GWh_Before Competition Groups_Energy Star Freezer
Residential | Res ¦ Outside Air Economizer | 2028 | SC B | GWh | Before Competition Groups | 24.6675 | 0 | 0 | 3806.552 | 0.0064803 | 28 | Residential_2028_SC B_GWh_Before Competition Groups_28 | Outside Air Economizer | 0.648% | 0 | 24.6675 | Residential_2028_SC B_GWh_Before Competition Groups_Outside Air Economizer
Residential | Res ¦ LED Tube Re-Lamp | 2028 | SC B | GWh | Before Competition Groups | 23.3012 | 0 | 0 | 3806.552 | 0.0061213 | 29 | Residential_2028_SC B_GWh_Before Competition Groups_29 | LED Tube Re-Lamp | 0.6121% | 0 | 23.3012 | Residential_2028_SC B_GWh_Before Competition Groups_LED Tube Re-Lamp
Residential | Res ¦ Demand Control Ventilation | 2028 | SC B | GWh | Before Competition Groups | 16.3213 | 0 | 0 | 3806.552 | 0.0042877 | 30 | Residential_2028_SC B_GWh_Before Competition Groups_30 | Demand Control Ventilation | 0.4288% | 0 | 16.3213 | Residential_2028_SC B_GWh_Before Competition Groups_Demand Control Ventilation
Residential | Res ¦ Energy Star Dehumidifier | 2028 | SC B | GWh | Before Competition Groups | 16.1569 | 0 | 0 | 3806.552 | 0.0042445 | 31 | Residential_2028_SC B_GWh_Before Competition Groups_31 | Energy Star Dehumidifier | 0.4244% | 0 | 16.1569 | Residential_2028_SC B_GWh_Before Competition Groups_Energy Star Dehumidifier
Residential | Res ¦ Minimize Hot and Warm Clothes Wash | 2028 | SC B | GWh | Before Competition Groups | 15.7377 | 0 | 0 | 3806.552 | 0.0041344 | 32 | Residential_2028_SC B_GWh_Before Competition Groups_32 | Minimize Hot and Warm Clothes Wash | 0.4134% | 0 | 15.7377 | Residential_2028_SC B_GWh_Before Competition Groups_Minimize Hot and Warm Clothes Wash
Residential | Res ¦ ENERGY STAR LED LAMPS (REFLECTOR LAMPs/MR16/PAR 16) | 2028 | SC B | GWh | Before Competition Groups | 14.5057 | 0 | 0 | 3806.552 | 0.0038107 | 33 | Residential_2028_SC B_GWh_Before Competition Groups_33 | ENERGY STAR LED LAMPS (REFLECTOR LAMPs/MR16/PAR 16) | 0.3811% | 0 | 14.5057 | Residential_2028_SC B_GWh_Before Competition Groups_ENERGY STAR LED LAMPS (REFLECTOR LAMPs/MR16/PAR 16)
Residential | Res ¦ Home Energy Reports | 2028 | SC B | GWh | Before Competition Groups | 12.9774 | 0 | 0 | 3806.552 | 0.0034092 | 34 | Residential_2028_SC B_GWh_Before Competition Groups_34 | Home Energy Reports | 0.3409% | 0 | 12.9774 | Residential_2028_SC B_GWh_Before Competition Groups_Home Energy Reports
Residential | Res ¦ Variable Frequency Drive (VFD) | 2028 | SC B | GWh | Before Competition Groups | 12.928 | 0 | 0 | 3806.552 | 0.0033962 | 35 | Residential_2028_SC B_GWh_Before Competition Groups_35 | Variable Frequency Drive (VFD) | 0.3396% | 0 | 12.928 | Residential_2028_SC B_GWh_Before Competition Groups_Variable Frequency Drive (VFD)
Residential | Res ¦ CO Sensors for parking garage exhaust fans | 2028 | SC B | GWh | Before Competition Groups | 12.8867 | 0 | 0 | 3806.552 | 0.0033854 | 36 | Residential_2028_SC B_GWh_Before Competition Groups_36 | CO Sensors for parking garage exhaust fans | 0.3385% | 0 | 12.8867 | Residential_2028_SC B_GWh_Before Competition Groups_CO Sensors for parking garage exhaust fans
Residential | Res ¦ High Efficiency Chiller (avg of water and air cooled) | 2028 | SC B | GWh | Before Competition Groups | 10.6183 | 0 | 0 | 3806.552 | 0.0027895 | 37 | Residential_2028_SC B_GWh_Before Competition Groups_37 | High Efficiency Chiller (avg of water and air cooled) | 0.2789% | 0 | 10.6183 | Residential_2028_SC B_GWh_Before Competition Groups_High Efficiency Chiller (avg of water and air cooled)
Residential | Res ¦ Water Heater Temperature Setback | 2028 | SC B | GWh | Before Competition Groups | 9.6609 | 0 | 0 | 3806.552 | 0.002538 | 38 | Residential_2028_SC B_GWh_Before Competition Groups_38 | Water Heater Temperature Setback | 0.2538% | 0 | 9.6609 | Residential_2028_SC B_GWh_Before Competition Groups_Water Heater Temperature Setback
Residential | Res ¦ Floor Insulation | 2028 | SC B | GWh | Before Competition Groups | 9.2242 | 0 | 0 | 3806.552 | 0.0024233 | 39 | Residential_2028_SC B_GWh_Before Competition Groups_39 | Floor Insulation | 0.2423% | 0 | 9.2242 | Residential_2028_SC B_GWh_Before Competition Groups_Floor Insulation
Residential | Res ¦ Heat Recovery Ventilator | 2028 | SC B | GWh | Before Competition Groups | 8.9724 | 0 | 0 | 3806.552 | 0.0023571 | 40 | Residential_2028_SC B_GWh_Before Competition Groups_40 | Heat Recovery Ventilator | 0.2357% | 0 | 8.9724 | Residential_2028_SC B_GWh_Before Competition Groups_Heat Recovery Ventilator
Residential | Res ¦ Duct Insulation | 2028 | SC B | GWh | Before Competition Groups | 8.2276 | 0 | 0 | 3806.552 | 0.0021614 | 41 | Residential_2028_SC B_GWh_Before Competition Groups_41 | Duct Insulation | 0.2161% | 0 | 8.2276 | Residential_2028_SC B_GWh_Before Competition Groups_Duct Insulation
Residential | Res ¦ Condensing Make Up Air Unit | 2028 | SC B | GWh | Before Competition Groups | 6.6897 | 0 | 0 | 3806.552 | 0.0017574 | 42 | Residential_2028_SC B_GWh_Before Competition Groups_42 | Condensing Make Up Air Unit | 0.1757% | 0 | 6.6897 | Residential_2028_SC B_GWh_Before Competition Groups_Condensing Make Up Air Unit
Residential | Res ¦ Tankless Water Heater | 2028 | SC B | GWh | Before Competition Groups | 5.6591 | 0 | 0 | 3806.552 | 0.0014867 | 43 | Residential_2028_SC B_GWh_Before Competition Groups_43 | Tankless Water Heater | 0.1487% | 0 | 5.6591 | Residential_2028_SC B_GWh_Before Competition Groups_Tankless Water Heater
Residential | Res ¦ VFD on Pumps | 2028 | SC B | GWh | Before Competition Groups | 3.9755 | 0 | 0 | 3806.552 | 0.0010444 | 44 | Residential_2028_SC B_GWh_Before Competition Groups_44 | VFD on Pumps | 0.1044% | 0 | 3.9755 | Residential_2028_SC B_GWh_Before Competition Groups_VFD on Pumps
Residential | Res ¦ Duct Insulation MF | 2028 | SC B | GWh | Before Competition Groups | 3.5572 | 0 | 0 | 3806.552 | 0.0009345 | 45 | Residential_2028_SC B_GWh_Before Competition Groups_45 | Duct Insulation MF | 0.09345% | 0 | 3.5572 | Residential_2028_SC B_GWh_Before Competition Groups_Duct Insulation MF
Residential | Res ¦ ENERGY STAR LED Lamps (General Service Lamps) | 2028 | SC B | GWh | Before Competition Groups | 3.2713 | 0 | 0 | 3806.552 | 0.00085938 | 46 | Residential_2028_SC B_GWh_Before Competition Groups_46 | ENERGY STAR LED Lamps (General Service Lamps) | 0.08594% | 0 | 3.2713 | Residential_2028_SC B_GWh_Before Competition Groups_ENERGY STAR LED Lamps (General Service Lamps)
Residential | Res ¦ ECM MOTORS FOR HVAC APPLICATION (FAN-POWERED VAV BOX) | 2028 | SC B | GWh | Before Competition Groups | 2.0319 | 0 | 0 | 3806.552 | 0.00053378 | 47 | Residential_2028_SC B_GWh_Before Competition Groups_47 | ECM MOTORS FOR HVAC APPLICATION (FAN-POWERED VAV BOX) | 0.05338% | 0 | 2.0319 | Residential_2028_SC B_GWh_Before Competition Groups_ECM MOTORS FOR HVAC APPLICATION (FAN-POWERED VAV BOX)
Residential | Res ¦ Beverage Vending Machine Controls | 2028 | SC B | GWh | Before Competition Groups | 1.2979 | 0 | 0 | 3806.552 | 0.00034097 | 48 | Residential_2028_SC B_GWh_Before Competition Groups_48 | Beverage Vending Machine Controls | 0.0341% | 0 | 1.2979 | Residential_2028_SC B_GWh_Before Competition Groups_Beverage Vending Machine Controls
Residential | Res ¦ LED High Bay Fixture | 2028 | SC B | GWh | Before Competition Groups | 0.16844 | 0 | 0 | 3806.552 | 4.425e-05 | 49 | Residential_2028_SC B_GWh_Before Competition Groups_49 | LED High Bay Fixture | 0.004425% | 0 | 0.16844 | Residential_2028_SC B_GWh_Before Competition Groups_LED High Bay Fixture
Residential | Res ¦ Chilled Water Optimization | 2028 | SC B | GWh | Before Competition Groups | 0.16473 | 0 | 0 | 3806.552 | 4.3276e-05 | 50 | Residential_2028_SC B_GWh_Before Competition Groups_50 | Chilled Water Optimization | 0.004328% | 0 | 0.16473 | Residential_2028_SC B_GWh_Before Competition Groups_Chilled Water Optimization
Residential | Res ¦ Wall Insulation | 2028 | SC B | GWh | Before Competition Groups | 0.13258 | 0 | 0 | 3806.552 | 3.4829e-05 | 51 | Residential_2028_SC B_GWh_Before Competition Groups_51 | Wall Insulation | 0.003483% | 0 | 0.13258 | Residential_2028_SC B_GWh_Before Competition Groups_Wall Insulation
Residential | Res ¦ Wall Insulation MF | 2028 | SC B | GWh | Before Competition Groups | 0.0080414 | 0 | 0 | 3806.552 | 2.1125e-06 | 52 | Residential_2028_SC B_GWh_Before Competition Groups_52 | Wall Insulation MF | 0.0002113% | 0 | 0.0080414 | Residential_2028_SC B_GWh_Before Competition Groups_Wall Insulation MF
Residential | Res ¦ Heavy Duty Outdoor/Holiday Plug-in Timers | 2028 | SC B | GWh | Before Competition Groups | 0 | 0 | 0 | 3806.552 | 0 | 53 | Residential_2028_SC B_GWh_Before Competition Groups_53 | Heavy Duty Outdoor/Holiday Plug-in Timers | 0% | 0 | 0 | Residential_2028_SC B_GWh_Before Competition Groups_Heavy Duty Outdoor/Holiday Plug-in Timers
Residential | Res ¦ LED Downlight | 2028 | SC B | GWh | Before Competition Groups | 0 | 0 | 0 | 3806.552 | 0 | 54 | Residential_2028_SC B_GWh_Before Competition Groups_54 | LED Downlight | 0% | 0 | 0 | Residential_2028_SC B_GWh_Before Competition Groups_LED Downlight
Residential | Res ¦ Smart Burners | 2028 | SC B | GWh | Before Competition Groups | 0 | 0 | 0 | 3806.552 | 0 | 55 | Residential_2028_SC B_GWh_Before Competition Groups_55 | Smart Burners | 0% | 0 | 0 | Residential_2028_SC B_GWh_Before Competition Groups_Smart Burners
Residential | Res ¦ Smart Power Bar | 2028 | SC B | GWh | Before Competition Groups | 0 | 0 | 0 | 3806.552 | 0 | 56 | Residential_2028_SC B_GWh_Before Competition Groups_56 | Smart Power Bar | 0% | 0 | 0 | Residential_2028_SC B_GWh_Before Competition Groups_Smart Power Bar
Residential | Res ¦ Energy Star LED Specialty Bulbs | 2028 | SC C | GWh | Before Competition Groups | 498.9533 | 0 | 0 | 2722.2275 | 0.18329 | 1 | Residential_2028_SC C_GWh_Before Competition Groups_1 | Energy Star LED Specialty Bulbs | 18.33% | 0 | 498.9533 | Residential_2028_SC C_GWh_Before Competition Groups_Energy Star LED Specialty Bulbs
Residential | Res ¦ Energy Star Clothes Washer | 2028 | SC C | GWh | Before Competition Groups | 348.75 | 0 | 0 | 2722.2275 | 0.12811 | 2 | Residential_2028_SC C_GWh_Before Competition Groups_2 | Energy Star Clothes Washer | 12.81% | 0 | 348.75 | Residential_2028_SC C_GWh_Before Competition Groups_Energy Star Clothes Washer
Residential | Res ¦ Energy Star A Line, PAR, MR Lamps | 2028 | SC C | GWh | Before Competition Groups | 203.4266 | 0 | 0 | 2722.2275 | 0.074728 | 3 | Residential_2028_SC C_GWh_Before Competition Groups_3 | Energy Star A Line, PAR, MR Lamps | 7.473% | 0 | 203.4266 | Residential_2028_SC C_GWh_Before Competition Groups_Energy Star A Line, PAR, MR Lamps
Residential | Res ¦ Ductless Mini-Split Heat Pump | 2028 | SC C | GWh | Before Competition Groups | 186.3663 | 0 | 0 | 2722.2275 | 0.068461 | 4 | Residential_2028_SC C_GWh_Before Competition Groups_4 | Ductless Mini-Split Heat Pump | 6.846% | 0 | 186.3663 | Residential_2028_SC C_GWh_Before Competition Groups_Ductless Mini-Split Heat Pump
Residential | Res ¦ Variable Speed Pool Pump Motor | 2028 | SC C | GWh | Before Competition Groups | 147.243 | 0 | 0 | 2722.2275 | 0.054089 | 5 | Residential_2028_SC C_GWh_Before Competition Groups_5 | Variable Speed Pool Pump Motor | 5.409% | 0 | 147.243 | Residential_2028_SC C_GWh_Before Competition Groups_Variable Speed Pool Pump Motor
Residential | Res ¦ Car Block Heater Timer | 2028 | SC C | GWh | Before Competition Groups | 139.4177 | 0 | 0 | 2722.2275 | 0.051215 | 6 | Residential_2028_SC C_GWh_Before Competition Groups_6 | Car Block Heater Timer | 5.121% | 0 | 139.4177 | Residential_2028_SC C_GWh_Before Competition Groups_Car Block Heater Timer
Residential | Res ¦ Energy Star LED Bulbs General Purpose LEDs | 2028 | SC C | GWh | Before Competition Groups | 125.3819 | 0 | 0 | 2722.2275 | 0.046059 | 7 | Residential_2028_SC C_GWh_Before Competition Groups_7 | Energy Star LED Bulbs General Purpose LEDs | 4.606% | 0 | 125.3819 | Residential_2028_SC C_GWh_Before Competition Groups_Energy Star LED Bulbs General Purpose LEDs
Residential | Res ¦ Building Recommissioning, Operations and Maintenance (O&M) Improvements | 2028 | SC C | GWh | Before Competition Groups | 114.1107 | 0 | 0 | 2722.2275 | 0.041918 | 8 | Residential_2028_SC C_GWh_Before Competition Groups_8 | Building Recommissioning, Operations and Maintenance (O&M) Improvements | 4.192% | 0 | 114.1107 | Residential_2028_SC C_GWh_Before Competition Groups_Building Recommissioning, Operations and Maintenance (O&M) Improvements
Residential | Res ¦ Adaptive Thermostat | 2028 | SC C | GWh | Before Competition Groups | 113.4575 | 0 | 0 | 2722.2275 | 0.041678 | 9 | Residential_2028_SC C_GWh_Before Competition Groups_9 | Adaptive Thermostat | 4.168% | 0 | 113.4575 | Residential_2028_SC C_GWh_Before Competition Groups_Adaptive Thermostat
Residential | Res ¦ Energy Star Torchiere | 2028 | SC C | GWh | Before Competition Groups | 83.881 | 0 | 0 | 2722.2275 | 0.030813 | 10 | Residential_2028_SC C_GWh_Before Competition Groups_10 | Energy Star Torchiere | 3.081% | 0 | 83.881 | Residential_2028_SC C_GWh_Before Competition Groups_Energy Star Torchiere
Residential | Res ¦ Air Sealing | 2028 | SC C | GWh | Before Competition Groups | 79.538 | 0 | 0 | 2722.2275 | 0.029218 | 11 | Residential_2028_SC C_GWh_Before Competition Groups_11 | Air Sealing | 2.922% | 0 | 79.538 | Residential_2028_SC C_GWh_Before Competition Groups_Air Sealing
Residential | Res ¦ LED Parking Lot Fixture | 2028 | SC C | GWh | Before Competition Groups | 67.9842 | 0 | 0 | 2722.2275 | 0.024974 | 12 | Residential_2028_SC C_GWh_Before Competition Groups_12 | LED Parking Lot Fixture | 2.497% | 0 | 67.9842 | Residential_2028_SC C_GWh_Before Competition Groups_LED Parking Lot Fixture
Residential | Res ¦ Comprehensive Draft Proofing | 2028 | SC C | GWh | Before Competition Groups | 58.0381 | 0 | 0 | 2722.2275 | 0.02132 | 13 | Residential_2028_SC C_GWh_Before Competition Groups_13 | Comprehensive Draft Proofing | 2.132% | 0 | 58.0381 | Residential_2028_SC C_GWh_Before Competition Groups_Comprehensive Draft Proofing
Residential | Res ¦ Energy Star Clothes Dryer | 2028 | SC C | GWh | Before Competition Groups | 57.3829 | 0 | 0 | 2722.2275 | 0.021079 | 14 | Residential_2028_SC C_GWh_Before Competition Groups_14 | Energy Star Clothes Dryer | 2.108% | 0 | 57.3829 | Residential_2028_SC C_GWh_Before Competition Groups_Energy Star Clothes Dryer
Residential | Res ¦ Basement Wall Insulation | 2028 | SC C | GWh | Before Competition Groups | 45.6571 | 0 | 0 | 2722.2275 | 0.016772 | 15 | Residential_2028_SC C_GWh_Before Competition Groups_15 | Basement Wall Insulation | 1.677% | 0 | 45.6571 | Residential_2028_SC C_GWh_Before Competition Groups_Basement Wall Insulation
Residential | Res ¦ Energy Star Light Fixture | 2028 | SC C | GWh | Before Competition Groups | 45.5986 | 0 | 0 | 2722.2275 | 0.01675 | 16 | Residential_2028_SC C_GWh_Before Competition Groups_16 | Energy Star Light Fixture | 1.675% | 0 | 45.5986 | Residential_2028_SC C_GWh_Before Competition Groups_Energy Star Light Fixture
Residential | Res ¦ Energy Star Air Source Heat Pump | 2028 | SC C | GWh | Before Competition Groups | 40.5108 | 0 | 0 | 2722.2275 | 0.014881 | 17 | Residential_2028_SC C_GWh_Before Competition Groups_17 | Energy Star Air Source Heat Pump | 1.488% | 0 | 40.5108 | Residential_2028_SC C_GWh_Before Competition Groups_Energy Star Air Source Heat Pump
Residential | Res ¦ Occupancy Sensors MF | 2028 | SC C | GWh | Before Competition Groups | 34.4669 | 0 | 0 | 2722.2275 | 0.012661 | 18 | Residential_2028_SC C_GWh_Before Competition Groups_18 | Occupancy Sensors MF | 1.266% | 0 | 34.4669 | Residential_2028_SC C_GWh_Before Competition Groups_Occupancy Sensors MF
Residential | Res ¦ Attic Insulation | 2028 | SC C | GWh | Before Competition Groups | 34.4091 | 0 | 0 | 2722.2275 | 0.01264 | 19 | Residential_2028_SC C_GWh_Before Competition Groups_19 | Attic Insulation | 1.264% | 0 | 34.4091 | Residential_2028_SC C_GWh_Before Competition Groups_Attic Insulation
Residential | Res ¦ LED Exterior Area Lights - LED Fixture (200W) | 2028 | SC C | GWh | Before Competition Groups | 33.5996 | 0 | 0 | 2722.2275 | 0.012343 | 20 | Residential_2028_SC C_GWh_Before Competition Groups_20 | LED Exterior Area Lights - LED Fixture (200W) | 1.234% | 0 | 33.5996 | Residential_2028_SC C_GWh_Before Competition Groups_LED Exterior Area Lights - LED Fixture (200W)
Residential | Res ¦ Refrigerator Recycling | 2028 | SC C | GWh | Before Competition Groups | 29.9123 | 0 | 0 | 2722.2275 | 0.010988 | 21 | Residential_2028_SC C_GWh_Before Competition Groups_21 | Refrigerator Recycling | 1.099% | 0 | 29.9123 | Residential_2028_SC C_GWh_Before Competition Groups_Refrigerator Recycling
Residential | Res ¦ Energy Star Room Air Conditioner | 2028 | SC C | GWh | Before Competition Groups | 24.5618 | 0 | 0 | 2722.2275 | 0.0090227 | 22 | Residential_2028_SC C_GWh_Before Competition Groups_22 | Energy Star Room Air Conditioner | 0.9023% | 0 | 24.5618 | Residential_2028_SC C_GWh_Before Competition Groups_Energy Star Room Air Conditioner
Residential | Res ¦ LED Tube Re-Lamp | 2028 | SC C | GWh | Before Competition Groups | 23.3012 | 0 | 0 | 2722.2275 | 0.0085596 | 23 | Residential_2028_SC C_GWh_Before Competition Groups_23 | LED Tube Re-Lamp | 0.856% | 0 | 23.3012 | Residential_2028_SC C_GWh_Before Competition Groups_LED Tube Re-Lamp
Residential | Res ¦ Energy Star Freezer | 2028 | SC C | GWh | Before Competition Groups | 22.9606 | 0 | 0 | 2722.2275 | 0.0084345 | 24 | Residential_2028_SC C_GWh_Before Competition Groups_24 | Energy Star Freezer | 0.8434% | 0 | 22.9606 | Residential_2028_SC C_GWh_Before Competition Groups_Energy Star Freezer
Residential | Res ¦ Advanced BAS/Controllers | 2028 | SC C | GWh | Before Competition Groups | 16.7015 | 0 | 0 | 2722.2275 | 0.0061352 | 25 | Residential_2028_SC C_GWh_Before Competition Groups_25 | Advanced BAS/Controllers | 0.6135% | 0 | 16.7015 | Residential_2028_SC C_GWh_Before Competition Groups_Advanced BAS/Controllers
Residential | Res ¦ Minimize Hot and Warm Clothes Wash | 2028 | SC C | GWh | Before Competition Groups | 15.7377 | 0 | 0 | 2722.2275 | 0.0057812 | 26 | Residential_2028_SC C_GWh_Before Competition Groups_26 | Minimize Hot and Warm Clothes Wash | 0.5781% | 0 | 15.7377 | Residential_2028_SC C_GWh_Before Competition Groups_Minimize Hot and Warm Clothes Wash
Residential | Res ¦ Outside Air Economizer | 2028 | SC C | GWh | Before Competition Groups | 15.459 | 0 | 0 | 2722.2275 | 0.0056788 | 27 | Residential_2028_SC C_GWh_Before Competition Groups_27 | Outside Air Economizer | 0.5679% | 0 | 15.459 | Residential_2028_SC C_GWh_Before Competition Groups_Outside Air Economizer
Residential | Res ¦ ENERGY STAR LED LAMPS (REFLECTOR LAMPs/MR16/PAR 16) | 2028 | SC C | GWh | Before Competition Groups | 14.5057 | 0 | 0 | 2722.2275 | 0.0053286 | 28 | Residential_2028_SC C_GWh_Before Competition Groups_28 | ENERGY STAR LED LAMPS (REFLECTOR LAMPs/MR16/PAR 16) | 0.5329% | 0 | 14.5057 | Residential_2028_SC C_GWh_Before Competition Groups_ENERGY STAR LED LAMPS (REFLECTOR LAMPs/MR16/PAR 16)
Residential | Res ¦ Furnace Whistle | 2028 | SC C | GWh | Before Competition Groups | 14.3815 | 0 | 0 | 2722.2275 | 0.005283 | 29 | Residential_2028_SC C_GWh_Before Competition Groups_29 | Furnace Whistle | 0.5283% | 0 | 14.3815 | Residential_2028_SC C_GWh_Before Competition Groups_Furnace Whistle
Residential | Res ¦ Home Energy Reports | 2028 | SC C | GWh | Before Competition Groups | 12.9774 | 0 | 0 | 2722.2275 | 0.0047672 | 30 | Residential_2028_SC C_GWh_Before Competition Groups_30 | Home Energy Reports | 0.4767% | 0 | 12.9774 | Residential_2028_SC C_GWh_Before Competition Groups_Home Energy Reports
Residential | Res ¦ High Efficiency Chiller (avg of water and air cooled) | 2028 | SC C | GWh | Before Competition Groups | 10.3009 | 0 | 0 | 2722.2275 | 0.003784 | 31 | Residential_2028_SC C_GWh_Before Competition Groups_31 | High Efficiency Chiller (avg of water and air cooled) | 0.3784% | 0 | 10.3009 | Residential_2028_SC C_GWh_Before Competition Groups_High Efficiency Chiller (avg of water and air cooled)
Residential | Res ¦ Demand Control Ventilation | 2028 | SC C | GWh | Before Competition Groups | 7.7027 | 0 | 0 | 2722.2275 | 0.0028296 | 32 | Residential_2028_SC C_GWh_Before Competition Groups_32 | Demand Control Ventilation | 0.283% | 0 | 7.7027 | Residential_2028_SC C_GWh_Before Competition Groups_Demand Control Ventilation
Residential | Res ¦ Floor Insulation | 2028 | SC C | GWh | Before Competition Groups | 7.2298 | 0 | 0 | 2722.2275 | 0.0026558 | 33 | Residential_2028_SC C_GWh_Before Competition Groups_33 | Floor Insulation | 0.2656% | 0 | 7.2298 | Residential_2028_SC C_GWh_Before Competition Groups_Floor Insulation
Residential | Res ¦ Energy Star Dehumidifier | 2028 | SC C | GWh | Before Competition Groups | 6.6223 | 0 | 0 | 2722.2275 | 0.0024327 | 34 | Residential_2028_SC C_GWh_Before Competition Groups_34 | Energy Star Dehumidifier | 0.2433% | 0 | 6.6223 | Residential_2028_SC C_GWh_Before Competition Groups_Energy Star Dehumidifier
Residential | Res ¦ CO Sensors for parking garage exhaust fans | 2028 | SC C | GWh | Before Competition Groups | 6.4763 | 0 | 0 | 2722.2275 | 0.0023791 | 35 | Residential_2028_SC C_GWh_Before Competition Groups_35 | CO Sensors for parking garage exhaust fans | 0.2379% | 0 | 6.4763 | Residential_2028_SC C_GWh_Before Competition Groups_CO Sensors for parking garage exhaust fans
Residential | Res ¦ Variable Frequency Drive (VFD) | 2028 | SC C | GWh | Before Competition Groups | 6.1007 | 0 | 0 | 2722.2275 | 0.0022411 | 36 | Residential_2028_SC C_GWh_Before Competition Groups_36 | Variable Frequency Drive (VFD) | 0.2241% | 0 | 6.1007 | Residential_2028_SC C_GWh_Before Competition Groups_Variable Frequency Drive (VFD)
Residential | Res ¦ Condensing Make Up Air Unit | 2028 | SC C | GWh | Before Competition Groups | 4.7007 | 0 | 0 | 2722.2275 | 0.0017268 | 37 | Residential_2028_SC C_GWh_Before Competition Groups_37 | Condensing Make Up Air Unit | 0.1727% | 0 | 4.7007 | Residential_2028_SC C_GWh_Before Competition Groups_Condensing Make Up Air Unit
Residential | Res ¦ Water Heater Temperature Setback | 2028 | SC C | GWh | Before Competition Groups | 4.5588 | 0 | 0 | 2722.2275 | 0.0016746 | 38 | Residential_2028_SC C_GWh_Before Competition Groups_38 | Water Heater Temperature Setback | 0.1675% | 0 | 4.5588 | Residential_2028_SC C_GWh_Before Competition Groups_Water Heater Temperature Setback
Residential | Res ¦ Tankless Water Heater | 2028 | SC C | GWh | Before Competition Groups | 3.2883 | 0 | 0 | 2722.2275 | 0.0012079 | 39 | Residential_2028_SC C_GWh_Before Competition Groups_39 | Tankless Water Heater | 0.1208% | 0 | 3.2883 | Residential_2028_SC C_GWh_Before Competition Groups_Tankless Water Heater
Residential | Res ¦ ENERGY STAR LED Lamps (General Service Lamps) | 2028 | SC C | GWh | Before Competition Groups | 3.2713 | 0 | 0 | 2722.2275 | 0.0012017 | 40 | Residential_2028_SC C_GWh_Before Competition Groups_40 | ENERGY STAR LED Lamps (General Service Lamps) | 0.1202% | 0 | 3.2713 | Residential_2028_SC C_GWh_Before Competition Groups_ENERGY STAR LED Lamps (General Service Lamps)
Residential | Res ¦ Duct Insulation MF | 2028 | SC C | GWh | Before Competition Groups | 3.2593 | 0 | 0 | 2722.2275 | 0.0011973 | 41 | Residential_2028_SC C_GWh_Before Competition Groups_41 | Duct Insulation MF | 0.1197% | 0 | 3.2593 | Residential_2028_SC C_GWh_Before Competition Groups_Duct Insulation MF
Residential | Res ¦ Duct Insulation | 2028 | SC C | GWh | Before Competition Groups | 2.5198 | 0 | 0 | 2722.2275 | 0.00092564 | 42 | Residential_2028_SC C_GWh_Before Competition Groups_42 | Duct Insulation | 0.09256% | 0 | 2.5198 | Residential_2028_SC C_GWh_Before Competition Groups_Duct Insulation
Residential | Res ¦ Clothes Drying Racks | 2028 | SC C | GWh | Before Competition Groups | 1.877 | 0 | 0 | 2722.2275 | 0.00068951 | 43 | Residential_2028_SC C_GWh_Before Competition Groups_43 | Clothes Drying Racks | 0.06895% | 0 | 1.877 | Residential_2028_SC C_GWh_Before Competition Groups_Clothes Drying Racks
Residential | Res ¦ Heat Recovery Ventilator | 2028 | SC C | GWh | Before Competition Groups | 1.8768 | 0 | 0 | 2722.2275 | 0.00068943 | 44 | Residential_2028_SC C_GWh_Before Competition Groups_44 | Heat Recovery Ventilator | 0.06894% | 0 | 1.8768 | Residential_2028_SC C_GWh_Before Competition Groups_Heat Recovery Ventilator
Residential | Res ¦ VFD on Pumps | 2028 | SC C | GWh | Before Competition Groups | 1.876 | 0 | 0 | 2722.2275 | 0.00068915 | 45 | Residential_2028_SC C_GWh_Before Competition Groups_45 | VFD on Pumps | 0.06891% | 0 | 1.876 | Residential_2028_SC C_GWh_Before Competition Groups_VFD on Pumps
Residential | Res ¦ ECM MOTORS FOR HVAC APPLICATION (FAN-POWERED VAV BOX) | 2028 | SC C | GWh | Before Competition Groups | 0.9873 | 0 | 0 | 2722.2275 | 0.00036268 | 46 | Residential_2028_SC C_GWh_Before Competition Groups_46 | ECM MOTORS FOR HVAC APPLICATION (FAN-POWERED VAV BOX) | 0.03627% | 0 | 0.9873 | Residential_2028_SC C_GWh_Before Competition Groups_ECM MOTORS FOR HVAC APPLICATION (FAN-POWERED VAV BOX)
Residential | Res ¦ Beverage Vending Machine Controls | 2028 | SC C | GWh | Before Competition Groups | 0.60291 | 0 | 0 | 2722.2275 | 0.00022148 | 47 | Residential_2028_SC C_GWh_Before Competition Groups_47 | Beverage Vending Machine Controls | 0.02215% | 0 | 0.60291 | Residential_2028_SC C_GWh_Before Competition Groups_Beverage Vending Machine Controls
Residential | Res ¦ LED High Bay Fixture | 2028 | SC C | GWh | Before Competition Groups | 0.16844 | 0 | 0 | 2722.2275 | 6.1876e-05 | 48 | Residential_2028_SC C_GWh_Before Competition Groups_48 | LED High Bay Fixture | 0.006188% | 0 | 0.16844 | Residential_2028_SC C_GWh_Before Competition Groups_LED High Bay Fixture
Residential | Res ¦ Chilled Water Optimization | 2028 | SC C | GWh | Before Competition Groups | 0.11773 | 0 | 0 | 2722.2275 | 4.3247e-05 | 49 | Residential_2028_SC C_GWh_Before Competition Groups_49 | Chilled Water Optimization | 0.004325% | 0 | 0.11773 | Residential_2028_SC C_GWh_Before Competition Groups_Chilled Water Optimization
Residential | Res ¦ Wall Insulation | 2028 | SC C | GWh | Before Competition Groups | 0.0090668 | 0 | 0 | 2722.2275 | 3.3307e-06 | 50 | Residential_2028_SC C_GWh_Before Competition Groups_50 | Wall Insulation | 0.0003331% | 0 | 0.0090668 | Residential_2028_SC C_GWh_Before Competition Groups_Wall Insulation
Residential | Res ¦ Wall Insulation MF | 2028 | SC C | GWh | Before Competition Groups | 0.0080419 | 0 | 0 | 2722.2275 | 2.9542e-06 | 51 | Residential_2028_SC C_GWh_Before Competition Groups_51 | Wall Insulation MF | 0.0002954% | 0 | 0.0080419 | Residential_2028_SC C_GWh_Before Competition Groups_Wall Insulation MF
Residential | Res ¦ Freezer Recycling | 2028 | SC C | GWh | Before Competition Groups | 0.0016015 | 0 | 0 | 2722.2275 | 5.883e-07 | 52 | Residential_2028_SC C_GWh_Before Competition Groups_52 | Freezer Recycling | 5.883e-05% | 0 | 0.0016015 | Residential_2028_SC C_GWh_Before Competition Groups_Freezer Recycling
Residential | Res ¦ Heavy Duty Outdoor/Holiday Plug-in Timers | 2028 | SC C | GWh | Before Competition Groups | 0 | 0 | 0 | 2722.2275 | 0 | 53 | Residential_2028_SC C_GWh_Before Competition Groups_53 | Heavy Duty Outdoor/Holiday Plug-in Timers | 0% | 0 | 0 | Residential_2028_SC C_GWh_Before Competition Groups_Heavy Duty Outdoor/Holiday Plug-in Timers
Residential | Res ¦ LED Downlight | 2028 | SC C | GWh | Before Competition Groups | 0 | 0 | 0 | 2722.2275 | 0 | 54 | Residential_2028_SC C_GWh_Before Competition Groups_54 | LED Downlight | 0% | 0 | 0 | Residential_2028_SC C_GWh_Before Competition Groups_LED Downlight
Residential | Res ¦ Smart Burners | 2028 | SC C | GWh | Before Competition Groups | 0 | 0 | 0 | 2722.2275 | 0 | 55 | Residential_2028_SC C_GWh_Before Competition Groups_55 | Smart Burners | 0% | 0 | 0 | Residential_2028_SC C_GWh_Before Competition Groups_Smart Burners
Residential | Res ¦ Smart Power Bar | 2028 | SC C | GWh | Before Competition Groups | 0 | 0 | 0 | 2722.2275 | 0 | 56 | Residential_2028_SC C_GWh_Before Competition Groups_56 | Smart Power Bar | 0% | 0 | 0 | Residential_2028_SC C_GWh_Before Competition Groups_Smart Power Bar
Residential | Res ¦ Energy Star LED Bulbs General Purpose LEDs | 2028 | SC D | GWh | Before Competition Groups | 323.081 | 0 | 0 | 2186.7122 | 0.14775 | 1 | Residential_2028_SC D_GWh_Before Competition Groups_1 | Energy Star LED Bulbs General Purpose LEDs | 14.77% | 0 | 323.081 | Residential_2028_SC D_GWh_Before Competition Groups_Energy Star LED Bulbs General Purpose LEDs
Residential | Res ¦ Energy Star LED Specialty Bulbs | 2028 | SC D | GWh | Before Competition Groups | 314.9254 | 0 | 0 | 2186.7122 | 0.14402 | 2 | Residential_2028_SC D_GWh_Before Competition Groups_2 | Energy Star LED Specialty Bulbs | 14.4% | 0 | 314.9254 | Residential_2028_SC D_GWh_Before Competition Groups_Energy Star LED Specialty Bulbs
Residential | Res ¦ Energy Star Clothes Washer | 2028 | SC D | GWh | Before Competition Groups | 224.5271 | 0 | 0 | 2186.7122 | 0.10268 | 3 | Residential_2028_SC D_GWh_Before Competition Groups_3 | Energy Star Clothes Washer | 10.27% | 0 | 224.5271 | Residential_2028_SC D_GWh_Before Competition Groups_Energy Star Clothes Washer
Residential | Res ¦ Energy Star A Line, PAR, MR Lamps | 2028 | SC D | GWh | Before Competition Groups | 203.8765 | 0 | 0 | 2186.7122 | 0.093234 | 4 | Residential_2028_SC D_GWh_Before Competition Groups_4 | Energy Star A Line, PAR, MR Lamps | 9.323% | 0 | 203.8765 | Residential_2028_SC D_GWh_Before Competition Groups_Energy Star A Line, PAR, MR Lamps
Residential | Res ¦ Ductless Mini-Split Heat Pump | 2028 | SC D | GWh | Before Competition Groups | 186.3704 | 0 | 0 | 2186.7122 | 0.085229 | 5 | Residential_2028_SC D_GWh_Before Competition Groups_5 | Ductless Mini-Split Heat Pump | 8.523% | 0 | 186.3704 | Residential_2028_SC D_GWh_Before Competition Groups_Ductless Mini-Split Heat Pump
Residential | Res ¦ Building Recommissioning, Operations and Maintenance (O&M) Improvements | 2028 | SC D | GWh | Before Competition Groups | 114.1107 | 0 | 0 | 2186.7122 | 0.052184 | 6 | Residential_2028_SC D_GWh_Before Competition Groups_6 | Building Recommissioning, Operations and Maintenance (O&M) Improvements | 5.218% | 0 | 114.1107 | Residential_2028_SC D_GWh_Before Competition Groups_Building Recommissioning, Operations and Maintenance (O&M) Improvements
Residential | Res ¦ Variable Speed Pool Pump Motor | 2028 | SC D | GWh | Before Competition Groups | 93.3211 | 0 | 0 | 2186.7122 | 0.042676 | 7 | Residential_2028_SC D_GWh_Before Competition Groups_7 | Variable Speed Pool Pump Motor | 4.268% | 0 | 93.3211 | Residential_2028_SC D_GWh_Before Competition Groups_Variable Speed Pool Pump Motor
Residential | Res ¦ Energy Star Torchiere | 2028 | SC D | GWh | Before Competition Groups | 74.3849 | 0 | 0 | 2186.7122 | 0.034017 | 8 | Residential_2028_SC D_GWh_Before Competition Groups_8 | Energy Star Torchiere | 3.402% | 0 | 74.3849 | Residential_2028_SC D_GWh_Before Competition Groups_Energy Star Torchiere
Residential | Res ¦ Adaptive Thermostat | 2028 | SC D | GWh | Before Competition Groups | 68.0048 | 0 | 0 | 2186.7122 | 0.031099 | 9 | Residential_2028_SC D_GWh_Before Competition Groups_9 | Adaptive Thermostat | 3.11% | 0 | 68.0048 | Residential_2028_SC D_GWh_Before Competition Groups_Adaptive Thermostat
Residential | Res ¦ LED Parking Lot Fixture | 2028 | SC D | GWh | Before Competition Groups | 67.9842 | 0 | 0 | 2186.7122 | 0.03109 | 10 | Residential_2028_SC D_GWh_Before Competition Groups_10 | LED Parking Lot Fixture | 3.109% | 0 | 67.9842 | Residential_2028_SC D_GWh_Before Competition Groups_LED Parking Lot Fixture
Residential | Res ¦ Comprehensive Draft Proofing | 2028 | SC D | GWh | Before Competition Groups | 51.7374 | 0 | 0 | 2186.7122 | 0.02366 | 11 | Residential_2028_SC D_GWh_Before Competition Groups_11 | Comprehensive Draft Proofing | 2.366% | 0 | 51.7374 | Residential_2028_SC D_GWh_Before Competition Groups_Comprehensive Draft Proofing
Residential | Res ¦ Basement Wall Insulation | 2028 | SC D | GWh | Before Competition Groups | 43.9236 | 0 | 0 | 2186.7122 | 0.020087 | 12 | Residential_2028_SC D_GWh_Before Competition Groups_12 | Basement Wall Insulation | 2.009% | 0 | 43.9236 | Residential_2028_SC D_GWh_Before Competition Groups_Basement Wall Insulation
Residential | Res ¦ Energy Star Air Source Heat Pump | 2028 | SC D | GWh | Before Competition Groups | 40.5108 | 0 | 0 | 2186.7122 | 0.018526 | 13 | Residential_2028_SC D_GWh_Before Competition Groups_13 | Energy Star Air Source Heat Pump | 1.853% | 0 | 40.5108 | Residential_2028_SC D_GWh_Before Competition Groups_Energy Star Air Source Heat Pump
Residential | Res ¦ Occupancy Sensors MF | 2028 | SC D | GWh | Before Competition Groups | 34.4669 | 0 | 0 | 2186.7122 | 0.015762 | 14 | Residential_2028_SC D_GWh_Before Competition Groups_14 | Occupancy Sensors MF | 1.576% | 0 | 34.4669 | Residential_2028_SC D_GWh_Before Competition Groups_Occupancy Sensors MF
Residential | Res ¦ Air Sealing | 2028 | SC D | GWh | Before Competition Groups | 31.4197 | 0 | 0 | 2186.7122 | 0.014368 | 15 | Residential_2028_SC D_GWh_Before Competition Groups_15 | Air Sealing | 1.437% | 0 | 31.4197 | Residential_2028_SC D_GWh_Before Competition Groups_Air Sealing
Residential | Res ¦ LED Exterior Area Lights - LED Fixture (200W) | 2028 | SC D | GWh | Before Competition Groups | 29.5884 | 0 | 0 | 2186.7122 | 0.013531 | 16 | Residential_2028_SC D_GWh_Before Competition Groups_16 | LED Exterior Area Lights - LED Fixture (200W) | 1.353% | 0 | 29.5884 | Residential_2028_SC D_GWh_Before Competition Groups_LED Exterior Area Lights - LED Fixture (200W)
Residential | Res ¦ Energy Star Clothes Dryer | 2028 | SC D | GWh | Before Competition Groups | 29.4777 | 0 | 0 | 2186.7122 | 0.01348 | 17 | Residential_2028_SC D_GWh_Before Competition Groups_17 | Energy Star Clothes Dryer | 1.348% | 0 | 29.4777 | Residential_2028_SC D_GWh_Before Competition Groups_Energy Star Clothes Dryer
Residential | Res ¦ Energy Star Light Fixture | 2028 | SC D | GWh | Before Competition Groups | 27.2567 | 0 | 0 | 2186.7122 | 0.012465 | 18 | Residential_2028_SC D_GWh_Before Competition Groups_18 | Energy Star Light Fixture | 1.246% | 0 | 27.2567 | Residential_2028_SC D_GWh_Before Competition Groups_Energy Star Light Fixture
Residential | Res ¦ Energy Star Room Air Conditioner | 2028 | SC D | GWh | Before Competition Groups | 24.4505 | 0 | 0 | 2186.7122 | 0.011181 | 19 | Residential_2028_SC D_GWh_Before Competition Groups_19 | Energy Star Room Air Conditioner | 1.118% | 0 | 24.4505 | Residential_2028_SC D_GWh_Before Competition Groups_Energy Star Room Air Conditioner
Residential | Res ¦ LED Tube Re-Lamp | 2028 | SC D | GWh | Before Competition Groups | 23.2285 | 0 | 0 | 2186.7122 | 0.010623 | 20 | Residential_2028_SC D_GWh_Before Competition Groups_20 | LED Tube Re-Lamp | 1.062% | 0 | 23.2285 | Residential_2028_SC D_GWh_Before Competition Groups_LED Tube Re-Lamp
Residential | Res ¦ Attic Insulation | 2028 | SC D | GWh | Before Competition Groups | 18.9115 | 0 | 0 | 2186.7122 | 0.0086484 | 21 | Residential_2028_SC D_GWh_Before Competition Groups_21 | Attic Insulation | 0.8648% | 0 | 18.9115 | Residential_2028_SC D_GWh_Before Competition Groups_Attic Insulation
Residential | Res ¦ Refrigerator Recycling | 2028 | SC D | GWh | Before Competition Groups | 17.6239 | 0 | 0 | 2186.7122 | 0.0080595 | 22 | Residential_2028_SC D_GWh_Before Competition Groups_22 | Refrigerator Recycling | 0.806% | 0 | 17.6239 | Residential_2028_SC D_GWh_Before Competition Groups_Refrigerator Recycling
Residential | Res ¦ Advanced BAS/Controllers | 2028 | SC D | GWh | Before Competition Groups | 16.7015 | 0 | 0 | 2186.7122 | 0.0076377 | 23 | Residential_2028_SC D_GWh_Before Competition Groups_23 | Advanced BAS/Controllers | 0.7638% | 0 | 16.7015 | Residential_2028_SC D_GWh_Before Competition Groups_Advanced BAS/Controllers
Residential | Res ¦ Minimize Hot and Warm Clothes Wash | 2028 | SC D | GWh | Before Competition Groups | 15.7377 | 0 | 0 | 2186.7122 | 0.007197 | 24 | Residential_2028_SC D_GWh_Before Competition Groups_24 | Minimize Hot and Warm Clothes Wash | 0.7197% | 0 | 15.7377 | Residential_2028_SC D_GWh_Before Competition Groups_Minimize Hot and Warm Clothes Wash
Residential | Res ¦ Outside Air Economizer | 2028 | SC D | GWh | Before Competition Groups | 15.459 | 0 | 0 | 2186.7122 | 0.0070695 | 25 | Residential_2028_SC D_GWh_Before Competition Groups_25 | Outside Air Economizer | 0.707% | 0 | 15.459 | Residential_2028_SC D_GWh_Before Competition Groups_Outside Air Economizer
Residential | Res ¦ ENERGY STAR LED LAMPS (REFLECTOR LAMPs/MR16/PAR 16) | 2028 | SC D | GWh | Before Competition Groups | 14.5057 | 0 | 0 | 2186.7122 | 0.0066336 | 26 | Residential_2028_SC D_GWh_Before Competition Groups_26 | ENERGY STAR LED LAMPS (REFLECTOR LAMPs/MR16/PAR 16) | 0.6634% | 0 | 14.5057 | Residential_2028_SC D_GWh_Before Competition Groups_ENERGY STAR LED LAMPS (REFLECTOR LAMPs/MR16/PAR 16)
Residential | Res ¦ Furnace Whistle | 2028 | SC D | GWh | Before Competition Groups | 14.3815 | 0 | 0 | 2186.7122 | 0.0065768 | 27 | Residential_2028_SC D_GWh_Before Competition Groups_27 | Furnace Whistle | 0.6577% | 0 | 14.3815 | Residential_2028_SC D_GWh_Before Competition Groups_Furnace Whistle
Residential | Res ¦ Home Energy Reports | 2028 | SC D | GWh | Before Competition Groups | 12.9774 | 0 | 0 | 2186.7122 | 0.0059347 | 28 | Residential_2028_SC D_GWh_Before Competition Groups_28 | Home Energy Reports | 0.5935% | 0 | 12.9774 | Residential_2028_SC D_GWh_Before Competition Groups_Home Energy Reports
Residential | Res ¦ Energy Star Freezer | 2028 | SC D | GWh | Before Competition Groups | 11.7965 | 0 | 0 | 2186.7122 | 0.0053946 | 29 | Residential_2028_SC D_GWh_Before Competition Groups_29 | Energy Star Freezer | 0.5395% | 0 | 11.7965 | Residential_2028_SC D_GWh_Before Competition Groups_Energy Star Freezer
Residential | Res ¦ High Efficiency Chiller (avg of water and air cooled) | 2028 | SC D | GWh | Before Competition Groups | 10.3009 | 0 | 0 | 2186.7122 | 0.0047107 | 30 | Residential_2028_SC D_GWh_Before Competition Groups_30 | High Efficiency Chiller (avg of water and air cooled) | 0.4711% | 0 | 10.3009 | Residential_2028_SC D_GWh_Before Competition Groups_High Efficiency Chiller (avg of water and air cooled)
Residential | Res ¦ Variable Frequency Drive (VFD) | 2028 | SC D | GWh | Before Competition Groups | 4.5029 | 0 | 0 | 2186.7122 | 0.0020592 | 31 | Residential_2028_SC D_GWh_Before Competition Groups_31 | Variable Frequency Drive (VFD) | 0.2059% | 0 | 4.5029 | Residential_2028_SC D_GWh_Before Competition Groups_Variable Frequency Drive (VFD)
Residential | Res ¦ Water Heater Temperature Setback | 2028 | SC D | GWh | Before Competition Groups | 4.077 | 0 | 0 | 2186.7122 | 0.0018644 | 32 | Residential_2028_SC D_GWh_Before Competition Groups_32 | Water Heater Temperature Setback | 0.1864% | 0 | 4.077 | Residential_2028_SC D_GWh_Before Competition Groups_Water Heater Temperature Setback
Residential | Res ¦ CO Sensors for parking garage exhaust fans | 2028 | SC D | GWh | Before Competition Groups | 3.9607 | 0 | 0 | 2186.7122 | 0.0018113 | 33 | Residential_2028_SC D_GWh_Before Competition Groups_33 | CO Sensors for parking garage exhaust fans | 0.1811% | 0 | 3.9607 | Residential_2028_SC D_GWh_Before Competition Groups_CO Sensors for parking garage exhaust fans
Residential | Res ¦ ENERGY STAR LED Lamps (General Service Lamps) | 2028 | SC D | GWh | Before Competition Groups | 3.2713 | 0 | 0 | 2186.7122 | 0.001496 | 34 | Residential_2028_SC D_GWh_Before Competition Groups_34 | ENERGY STAR LED Lamps (General Service Lamps) | 0.1496% | 0 | 3.2713 | Residential_2028_SC D_GWh_Before Competition Groups_ENERGY STAR LED Lamps (General Service Lamps)
Residential | Res ¦ Demand Control Ventilation | 2028 | SC D | GWh | Before Competition Groups | 2.9677 | 0 | 0 | 2186.7122 | 0.0013571 | 35 | Residential_2028_SC D_GWh_Before Competition Groups_35 | Demand Control Ventilation | 0.1357% | 0 | 2.9677 | Residential_2028_SC D_GWh_Before Competition Groups_Demand Control Ventilation
Residential | Res ¦ Energy Star Dehumidifier | 2028 | SC D | GWh | Before Competition Groups | 1.9983 | 0 | 0 | 2186.7122 | 0.00091383 | 36 | Residential_2028_SC D_GWh_Before Competition Groups_36 | Energy Star Dehumidifier | 0.09138% | 0 | 1.9983 | Residential_2028_SC D_GWh_Before Competition Groups_Energy Star Dehumidifier
Residential | Res ¦ Clothes Drying Racks | 2028 | SC D | GWh | Before Competition Groups | 1.877 | 0 | 0 | 2186.7122 | 0.00085837 | 37 | Residential_2028_SC D_GWh_Before Competition Groups_37 | Clothes Drying Racks | 0.08584% | 0 | 1.877 | Residential_2028_SC D_GWh_Before Competition Groups_Clothes Drying Racks
Residential | Res ¦ Tankless Water Heater | 2028 | SC D | GWh | Before Competition Groups | 1.7245 | 0 | 0 | 2186.7122 | 0.00078864 | 38 | Residential_2028_SC D_GWh_Before Competition Groups_38 | Tankless Water Heater | 0.07886% | 0 | 1.7245 | Residential_2028_SC D_GWh_Before Competition Groups_Tankless Water Heater
Residential | Res ¦ Condensing Make Up Air Unit | 2028 | SC D | GWh | Before Competition Groups | 1.5609 | 0 | 0 | 2186.7122 | 0.00071381 | 39 | Residential_2028_SC D_GWh_Before Competition Groups_39 | Condensing Make Up Air Unit | 0.07138% | 0 | 1.5609 | Residential_2028_SC D_GWh_Before Competition Groups_Condensing Make Up Air Unit
Residential | Res ¦ Floor Insulation | 2028 | SC D | GWh | Before Competition Groups | 1.3153 | 0 | 0 | 2186.7122 | 0.00060152 | 40 | Residential_2028_SC D_GWh_Before Competition Groups_40 | Floor Insulation | 0.06015% | 0 | 1.3153 | Residential_2028_SC D_GWh_Before Competition Groups_Floor Insulation
Residential | Res ¦ VFD on Pumps | 2028 | SC D | GWh | Before Competition Groups | 1.268 | 0 | 0 | 2186.7122 | 0.00057986 | 41 | Residential_2028_SC D_GWh_Before Competition Groups_41 | VFD on Pumps | 0.05799% | 0 | 1.268 | Residential_2028_SC D_GWh_Before Competition Groups_VFD on Pumps
Residential | Res ¦ ECM MOTORS FOR HVAC APPLICATION (FAN-POWERED VAV BOX) | 2028 | SC D | GWh | Before Competition Groups | 0.74713 | 0 | 0 | 2186.7122 | 0.00034167 | 42 | Residential_2028_SC D_GWh_Before Competition Groups_42 | ECM MOTORS FOR HVAC APPLICATION (FAN-POWERED VAV BOX) | 0.03417% | 0 | 0.74713 | Residential_2028_SC D_GWh_Before Competition Groups_ECM MOTORS FOR HVAC APPLICATION (FAN-POWERED VAV BOX)
Residential | Res ¦ Duct Insulation | 2028 | SC D | GWh | Before Competition Groups | 0.69637 | 0 | 0 | 2186.7122 | 0.00031846 | 43 | Residential_2028_SC D_GWh_Before Competition Groups_43 | Duct Insulation | 0.03185% | 0 | 0.69637 | Residential_2028_SC D_GWh_Before Competition Groups_Duct Insulation
Residential | Res ¦ Heat Recovery Ventilator | 2028 | SC D | GWh | Before Competition Groups | 0.64137 | 0 | 0 | 2186.7122 | 0.0002933 | 44 | Residential_2028_SC D_GWh_Before Competition Groups_44 | Heat Recovery Ventilator | 0.02933% | 0 | 0.64137 | Residential_2028_SC D_GWh_Before Competition Groups_Heat Recovery Ventilator
Residential | Res ¦ Beverage Vending Machine Controls | 2028 | SC D | GWh | Before Competition Groups | 0.47054 | 0 | 0 | 2186.7122 | 0.00021518 | 45 | Residential_2028_SC D_GWh_Before Competition Groups_45 | Beverage Vending Machine Controls | 0.02152% | 0 | 0.47054 | Residential_2028_SC D_GWh_Before Competition Groups_Beverage Vending Machine Controls
Residential | Res ¦ Duct Insulation MF | 2028 | SC D | GWh | Before Competition Groups | 0.40921 | 0 | 0 | 2186.7122 | 0.00018713 | 46 | Residential_2028_SC D_GWh_Before Competition Groups_46 | Duct Insulation MF | 0.01871% | 0 | 0.40921 | Residential_2028_SC D_GWh_Before Competition Groups_Duct Insulation MF
Residential | Res ¦ Chilled Water Optimization | 2028 | SC D | GWh | Before Competition Groups | 0.11773 | 0 | 0 | 2186.7122 | 5.3839e-05 | 47 | Residential_2028_SC D_GWh_Before Competition Groups_47 | Chilled Water Optimization | 0.005384% | 0 | 0.11773 | Residential_2028_SC D_GWh_Before Competition Groups_Chilled Water Optimization
Residential | Res ¦ LED High Bay Fixture | 2028 | SC D | GWh | Before Competition Groups | 0.053285 | 0 | 0 | 2186.7122 | 2.4368e-05 | 48 | Residential_2028_SC D_GWh_Before Competition Groups_48 | LED High Bay Fixture | 0.002437% | 0 | 0.053285 | Residential_2028_SC D_GWh_Before Competition Groups_LED High Bay Fixture
Residential | Res ¦ Wall Insulation MF | 2028 | SC D | GWh | Before Competition Groups | 0.0051282 | 0 | 0 | 2186.7122 | 2.3452e-06 | 49 | Residential_2028_SC D_GWh_Before Competition Groups_49 | Wall Insulation MF | 0.0002345% | 0 | 0.0051282 | Residential_2028_SC D_GWh_Before Competition Groups_Wall Insulation MF
Residential | Res ¦ Wall Insulation | 2028 | SC D | GWh | Before Competition Groups | 0.0044023 | 0 | 0 | 2186.7122 | 2.0132e-06 | 50 | Residential_2028_SC D_GWh_Before Competition Groups_50 | Wall Insulation | 0.0002013% | 0 | 0.0044023 | Residential_2028_SC D_GWh_Before Competition Groups_Wall Insulation
Residential | Res ¦ Freezer Recycling | 2028 | SC D | GWh | Before Competition Groups | 0.0016015 | 0 | 0 | 2186.7122 | 7.3237e-07 | 51 | Residential_2028_SC D_GWh_Before Competition Groups_51 | Freezer Recycling | 7.324e-05% | 0 | 0.0016015 | Residential_2028_SC D_GWh_Before Competition Groups_Freezer Recycling
Residential | Res ¦ LED Downlight | 2028 | SC D | GWh | Before Competition Groups | 0 | 0 | 0 | 2186.7122 | 0 | 52 | Residential_2028_SC D_GWh_Before Competition Groups_52 | LED Downlight | 0% | 0 | 0 | Residential_2028_SC D_GWh_Before Competition Groups_LED Downlight
Residential | Res ¦ Smart Burners | 2028 | SC D | GWh | Before Competition Groups | 0 | 0 | 0 | 2186.7122 | 0 | 53 | Residential_2028_SC D_GWh_Before Competition Groups_53 | Smart Burners | 0% | 0 | 0 | Residential_2028_SC D_GWh_Before Competition Groups_Smart Burners
Residential | Res ¦ Smart Power Bar | 2028 | SC D | GWh | Before Competition Groups | 0 | 0 | 0 | 2186.7122 | 0 | 54 | Residential_2028_SC D_GWh_Before Competition Groups_54 | Smart Power Bar | 0% | 0 | 0 | Residential_2028_SC D_GWh_Before Competition Groups_Smart Power Bar
Residential | Res ¦ Energy Star A Line, PAR, MR Lamps | 2028 | Technical | GWh | Before Competition Groups | 1878.944 | 0 | 0 | 19590.8632 | 0.095909 | 1 | Residential_2028_Technical_GWh_Before Competition Groups_1 | Energy Star A Line, PAR, MR Lamps | 9.591% | 0 | 1878.944 | Residential_2028_Technical_GWh_Before Competition Groups_Energy Star A Line, PAR, MR Lamps
Residential | Res ¦ Energy Star LED Bulbs General Purpose LEDs | 2028 | Technical | GWh | Before Competition Groups | 1856.7465 | 0 | 0 | 19590.8632 | 0.094776 | 2 | Residential_2028_Technical_GWh_Before Competition Groups_2 | Energy Star LED Bulbs General Purpose LEDs | 9.478% | 0 | 1856.7465 | Residential_2028_Technical_GWh_Before Competition Groups_Energy Star LED Bulbs General Purpose LEDs
Residential | Res ¦ Energy Star LED Specialty Bulbs | 2028 | Technical | GWh | Before Competition Groups | 1698.4345 | 0 | 0 | 19590.8632 | 0.086695 | 3 | Residential_2028_Technical_GWh_Before Competition Groups_3 | Energy Star LED Specialty Bulbs | 8.67% | 0 | 1698.4345 | Residential_2028_Technical_GWh_Before Competition Groups_Energy Star LED Specialty Bulbs
Residential | Res ¦ Smart Power Bar | 2028 | Technical | GWh | Before Competition Groups | 1409.2871 | 0 | 0 | 19590.8632 | 0.071936 | 4 | Residential_2028_Technical_GWh_Before Competition Groups_4 | Smart Power Bar | 7.194% | 0 | 1409.2871 | Residential_2028_Technical_GWh_Before Competition Groups_Smart Power Bar
Residential | Res ¦ Networked/ Connected - Indoor LED Lamp | 2028 | Technical | GWh | Before Competition Groups | 1160.8218 | 0 | 0 | 19590.8632 | 0.059253 | 5 | Residential_2028_Technical_GWh_Before Competition Groups_5 | Networked/ Connected - Indoor LED Lamp | 5.925% | 0 | 1160.8218 | Residential_2028_Technical_GWh_Before Competition Groups_Networked/ Connected - Indoor LED Lamp
Residential | Res ¦ Adaptive Thermostat | 2028 | Technical | GWh | Before Competition Groups | 668.0907 | 0 | 0 | 19590.8632 | 0.034102 | 6 | Residential_2028_Technical_GWh_Before Competition Groups_6 | Adaptive Thermostat | 3.41% | 0 | 668.0907 | Residential_2028_Technical_GWh_Before Competition Groups_Adaptive Thermostat
Residential | Res ¦ Energy Star Refrigerator | 2028 | Technical | GWh | Before Competition Groups | 630.3265 | 0 | 0 | 19590.8632 | 0.032175 | 7 | Residential_2028_Technical_GWh_Before Competition Groups_7 | Energy Star Refrigerator | 3.217% | 0 | 630.3265 | Residential_2028_Technical_GWh_Before Competition Groups_Energy Star Refrigerator
Residential | Res ¦ Smart Burners | 2028 | Technical | GWh | Before Competition Groups | 542.5019 | 0 | 0 | 19590.8632 | 0.027692 | 8 | Residential_2028_Technical_GWh_Before Competition Groups_8 | Smart Burners | 2.769% | 0 | 542.5019 | Residential_2028_Technical_GWh_Before Competition Groups_Smart Burners
Residential | Res ¦ Energy Star Clothes Washer | 2028 | Technical | GWh | Before Competition Groups | 527.9492 | 0 | 0 | 19590.8632 | 0.026949 | 9 | Residential_2028_Technical_GWh_Before Competition Groups_9 | Energy Star Clothes Washer | 2.695% | 0 | 527.9492 | Residential_2028_Technical_GWh_Before Competition Groups_Energy Star Clothes Washer
Residential | Res ¦ Air Sealing | 2028 | Technical | GWh | Before Competition Groups | 506.919 | 0 | 0 | 19590.8632 | 0.025875 | 10 | Residential_2028_Technical_GWh_Before Competition Groups_10 | Air Sealing | 2.588% | 0 | 506.919 | Residential_2028_Technical_GWh_Before Competition Groups_Air Sealing
Residential | Res ¦ Energy Star Ground Source Heat Pump | 2028 | Technical | GWh | Before Competition Groups | 487.4344 | 0 | 0 | 19590.8632 | 0.024881 | 11 | Residential_2028_Technical_GWh_Before Competition Groups_11 | Energy Star Ground Source Heat Pump | 2.488% | 0 | 487.4344 | Residential_2028_Technical_GWh_Before Competition Groups_Energy Star Ground Source Heat Pump
Residential | Res ¦ Ductless Mini-Split Heat Pump | 2028 | Technical | GWh | Before Competition Groups | 483.1232 | 0 | 0 | 19590.8632 | 0.024661 | 12 | Residential_2028_Technical_GWh_Before Competition Groups_12 | Ductless Mini-Split Heat Pump | 2.466% | 0 | 483.1232 | Residential_2028_Technical_GWh_Before Competition Groups_Ductless Mini-Split Heat Pump
Residential | Res ¦ Heat Pump Clothes Dryer | 2028 | Technical | GWh | Before Competition Groups | 441.4695 | 0 | 0 | 19590.8632 | 0.022534 | 13 | Residential_2028_Technical_GWh_Before Competition Groups_13 | Heat Pump Clothes Dryer | 2.253% | 0 | 441.4695 | Residential_2028_Technical_GWh_Before Competition Groups_Heat Pump Clothes Dryer
Residential | Res ¦ Energy Star Central Air Conditioner | 2028 | Technical | GWh | Before Competition Groups | 414.8581 | 0 | 0 | 19590.8632 | 0.021176 | 14 | Residential_2028_Technical_GWh_Before Competition Groups_14 | Energy Star Central Air Conditioner | 2.118% | 0 | 414.8581 | Residential_2028_Technical_GWh_Before Competition Groups_Energy Star Central Air Conditioner
Residential | Res ¦ Variable Speed Pool Pump Motor | 2028 | Technical | GWh | Before Competition Groups | 372.2678 | 0 | 0 | 19590.8632 | 0.019002 | 15 | Residential_2028_Technical_GWh_Before Competition Groups_15 | Variable Speed Pool Pump Motor | 1.9% | 0 | 372.2678 | Residential_2028_Technical_GWh_Before Competition Groups_Variable Speed Pool Pump Motor
Residential | Res ¦ Car Block Heater Timer | 2028 | Technical | GWh | Before Competition Groups | 348.1841 | 0 | 0 | 19590.8632 | 0.017773 | 16 | Residential_2028_Technical_GWh_Before Competition Groups_16 | Car Block Heater Timer | 1.777% | 0 | 348.1841 | Residential_2028_Technical_GWh_Before Competition Groups_Car Block Heater Timer
Residential | Res ¦ Energy Star Light Fixture | 2028 | Technical | GWh | Before Competition Groups | 335.891 | 0 | 0 | 19590.8632 | 0.017145 | 17 | Residential_2028_Technical_GWh_Before Competition Groups_17 | Energy Star Light Fixture | 1.715% | 0 | 335.891 | Residential_2028_Technical_GWh_Before Competition Groups_Energy Star Light Fixture
Residential | Res ¦ Induction Cooking Stove Top | 2028 | Technical | GWh | Before Competition Groups | 334.1812 | 0 | 0 | 19590.8632 | 0.017058 | 18 | Residential_2028_Technical_GWh_Before Competition Groups_18 | Induction Cooking Stove Top | 1.706% | 0 | 334.1812 | Residential_2028_Technical_GWh_Before Competition Groups_Induction Cooking Stove Top
Residential | Res ¦ Passive Attic Ventilation | 2028 | Technical | GWh | Before Competition Groups | 300.1657 | 0 | 0 | 19590.8632 | 0.015322 | 19 | Residential_2028_Technical_GWh_Before Competition Groups_19 | Passive Attic Ventilation | 1.532% | 0 | 300.1657 | Residential_2028_Technical_GWh_Before Competition Groups_Passive Attic Ventilation
Residential | Res ¦ Building Recommissioning, Operations and Maintenance (O&M) Improvements | 2028 | Technical | GWh | Before Competition Groups | 288.5009 | 0 | 0 | 19590.8632 | 0.014726 | 20 | Residential_2028_Technical_GWh_Before Competition Groups_20 | Building Recommissioning, Operations and Maintenance (O&M) Improvements | 1.473% | 0 | 288.5009 | Residential_2028_Technical_GWh_Before Competition Groups_Building Recommissioning, Operations and Maintenance (O&M) Improvements
Residential | Res ¦ Energy Star Air Source Heat Pump | 2028 | Technical | GWh | Before Competition Groups | 276.259 | 0 | 0 | 19590.8632 | 0.014101 | 21 | Residential_2028_Technical_GWh_Before Competition Groups_21 | Energy Star Air Source Heat Pump | 1.41% | 0 | 276.259 | Residential_2028_Technical_GWh_Before Competition Groups_Energy Star Air Source Heat Pump
Residential | Res ¦ Energy Star Windows | 2028 | Technical | GWh | Before Competition Groups | 274.9394 | 0 | 0 | 19590.8632 | 0.014034 | 22 | Residential_2028_Technical_GWh_Before Competition Groups_22 | Energy Star Windows | 1.403% | 0 | 274.9394 | Residential_2028_Technical_GWh_Before Competition Groups_Energy Star Windows
Residential | Res ¦ Basement Wall Insulation | 2028 | Technical | GWh | Before Competition Groups | 266.1007 | 0 | 0 | 19590.8632 | 0.013583 | 23 | Residential_2028_Technical_GWh_Before Competition Groups_23 | Basement Wall Insulation | 1.358% | 0 | 266.1007 | Residential_2028_Technical_GWh_Before Competition Groups_Basement Wall Insulation
Residential | Res ¦ Energy Star Clothes Dryer | 2028 | Technical | GWh | Before Competition Groups | 252.1535 | 0 | 0 | 19590.8632 | 0.012871 | 24 | Residential_2028_Technical_GWh_Before Competition Groups_24 | Energy Star Clothes Dryer | 1.287% | 0 | 252.1535 | Residential_2028_Technical_GWh_Before Competition Groups_Energy Star Clothes Dryer
Residential | Res ¦ Energy Star Torchiere | 2028 | Technical | GWh | Before Competition Groups | 248.2176 | 0 | 0 | 19590.8632 | 0.01267 | 25 | Residential_2028_Technical_GWh_Before Competition Groups_25 | Energy Star Torchiere | 1.267% | 0 | 248.2176 | Residential_2028_Technical_GWh_Before Competition Groups_Energy Star Torchiere
Residential | Res ¦ Ductless Mini-Split Air Conditioner | 2028 | Technical | GWh | Before Competition Groups | 247.1426 | 0 | 0 | 19590.8632 | 0.012615 | 26 | Residential_2028_Technical_GWh_Before Competition Groups_26 | Ductless Mini-Split Air Conditioner | 1.262% | 0 | 247.1426 | Residential_2028_Technical_GWh_Before Competition Groups_Ductless Mini-Split Air Conditioner
Residential | Res ¦ Basement or Crawlspace Insulation | 2028 | Technical | GWh | Before Competition Groups | 220.9775 | 0 | 0 | 19590.8632 | 0.01128 | 27 | Residential_2028_Technical_GWh_Before Competition Groups_27 | Basement or Crawlspace Insulation | 1.128% | 0 | 220.9775 | Residential_2028_Technical_GWh_Before Competition Groups_Basement or Crawlspace Insulation
Residential | Res ¦ Attic Insulation | 2028 | Technical | GWh | Before Competition Groups | 205.2796 | 0 | 0 | 19590.8632 | 0.010478 | 28 | Residential_2028_Technical_GWh_Before Competition Groups_28 | Attic Insulation | 1.048% | 0 | 205.2796 | Residential_2028_Technical_GWh_Before Competition Groups_Attic Insulation
Residential | Res ¦ Wall Insulation | 2028 | Technical | GWh | Before Competition Groups | 160.3862 | 0 | 0 | 19590.8632 | 0.0081868 | 29 | Residential_2028_Technical_GWh_Before Competition Groups_29 | Wall Insulation | 0.8187% | 0 | 160.3862 | Residential_2028_Technical_GWh_Before Competition Groups_Wall Insulation
Residential | Res ¦ Comprehensive Draft Proofing | 2028 | Technical | GWh | Before Competition Groups | 146.7351 | 0 | 0 | 19590.8632 | 0.00749 | 30 | Residential_2028_Technical_GWh_Before Competition Groups_30 | Comprehensive Draft Proofing | 0.749% | 0 | 146.7351 | Residential_2028_Technical_GWh_Before Competition Groups_Comprehensive Draft Proofing
Residential | Res ¦ Lighting Motion Sensors, Timers, Dimmers | 2028 | Technical | GWh | Before Competition Groups | 126.9312 | 0 | 0 | 19590.8632 | 0.0064791 | 31 | Residential_2028_Technical_GWh_Before Competition Groups_31 | Lighting Motion Sensors, Timers, Dimmers | 0.6479% | 0 | 126.9312 | Residential_2028_Technical_GWh_Before Competition Groups_Lighting Motion Sensors, Timers, Dimmers
Residential | Res ¦ Heavy Duty Outdoor/Holiday Plug-in Timers | 2028 | Technical | GWh | Before Competition Groups | 116.1173 | 0 | 0 | 19590.8632 | 0.0059271 | 32 | Residential_2028_Technical_GWh_Before Competition Groups_32 | Heavy Duty Outdoor/Holiday Plug-in Timers | 0.5927% | 0 | 116.1173 | Residential_2028_Technical_GWh_Before Competition Groups_Heavy Duty Outdoor/Holiday Plug-in Timers
Residential | Res ¦ Furnace with ECM | 2028 | Technical | GWh | Before Competition Groups | 110.5607 | 0 | 0 | 19590.8632 | 0.0056435 | 33 | Residential_2028_Technical_GWh_Before Competition Groups_33 | Furnace with ECM | 0.5643% | 0 | 110.5607 | Residential_2028_Technical_GWh_Before Competition Groups_Furnace with ECM
Residential | Res ¦ Radiant Barrier | 2028 | Technical | GWh | Before Competition Groups | 102.6422 | 0 | 0 | 19590.8632 | 0.0052393 | 34 | Residential_2028_Technical_GWh_Before Competition Groups_34 | Radiant Barrier | 0.5239% | 0 | 102.6422 | Residential_2028_Technical_GWh_Before Competition Groups_Radiant Barrier
Residential | Res ¦ Variable Refrigerant Flow Heat Pump | 2028 | Technical | GWh | Before Competition Groups | 96.2753 | 0 | 0 | 19590.8632 | 0.0049143 | 35 | Residential_2028_Technical_GWh_Before Competition Groups_35 | Variable Refrigerant Flow Heat Pump | 0.4914% | 0 | 96.2753 | Residential_2028_Technical_GWh_Before Competition Groups_Variable Refrigerant Flow Heat Pump
Residential | Res ¦ Energy Star Room Air Conditioner | 2028 | Technical | GWh | Before Competition Groups | 95.5782 | 0 | 0 | 19590.8632 | 0.0048787 | 36 | Residential_2028_Technical_GWh_Before Competition Groups_36 | Energy Star Room Air Conditioner | 0.4879% | 0 | 95.5782 | Residential_2028_Technical_GWh_Before Competition Groups_Energy Star Room Air Conditioner
Residential | Res ¦ Networked/ Connected - Indoor LED Luminaire | 2028 | Technical | GWh | Before Competition Groups | 90.7168 | 0 | 0 | 19590.8632 | 0.0046306 | 37 | Residential_2028_Technical_GWh_Before Competition Groups_37 | Networked/ Connected - Indoor LED Luminaire | 0.4631% | 0 | 90.7168 | Residential_2028_Technical_GWh_Before Competition Groups_Networked/ Connected - Indoor LED Luminaire
Residential | Res ¦ Solar Powered Attic Fan | 2028 | Technical | GWh | Before Competition Groups | 84.0743 | 0 | 0 | 19590.8632 | 0.0042915 | 38 | Residential_2028_Technical_GWh_Before Competition Groups_38 | Solar Powered Attic Fan | 0.4292% | 0 | 84.0743 | Residential_2028_Technical_GWh_Before Competition Groups_Solar Powered Attic Fan
Residential | Res ¦ LED Parking Lot Fixture | 2028 | Technical | GWh | Before Competition Groups | 81.019 | 0 | 0 | 19590.8632 | 0.0041355 | 39 | Residential_2028_Technical_GWh_Before Competition Groups_39 | LED Parking Lot Fixture | 0.4136% | 0 | 81.019 | Residential_2028_Technical_GWh_Before Competition Groups_LED Parking Lot Fixture
Residential | Res ¦ Ceiling Insulation | 2028 | Technical | GWh | Before Competition Groups | 80.3973 | 0 | 0 | 19590.8632 | 0.0041038 | 40 | Residential_2028_Technical_GWh_Before Competition Groups_40 | Ceiling Insulation | 0.4104% | 0 | 80.3973 | Residential_2028_Technical_GWh_Before Competition Groups_Ceiling Insulation
Residential | Res ¦ LED Downlight | 2028 | Technical | GWh | Before Competition Groups | 79.5039 | 0 | 0 | 19590.8632 | 0.0040582 | 41 | Residential_2028_Technical_GWh_Before Competition Groups_41 | LED Downlight | 0.4058% | 0 | 79.5039 | Residential_2028_Technical_GWh_Before Competition Groups_LED Downlight
Residential | Res ¦ Window Film | 2028 | Technical | GWh | Before Competition Groups | 78.7931 | 0 | 0 | 19590.8632 | 0.0040219 | 42 | Residential_2028_Technical_GWh_Before Competition Groups_42 | Window Film | 0.4022% | 0 | 78.7931 | Residential_2028_Technical_GWh_Before Competition Groups_Window Film
Residential | Res ¦ Occupancy Sensors MF | 2028 | Technical | GWh | Before Competition Groups | 76.9766 | 0 | 0 | 19590.8632 | 0.0039292 | 43 | Residential_2028_Technical_GWh_Before Competition Groups_43 | Occupancy Sensors MF | 0.3929% | 0 | 76.9766 | Residential_2028_Technical_GWh_Before Competition Groups_Occupancy Sensors MF
Residential | Res ¦ Refrigerator Recycling | 2028 | Technical | GWh | Before Competition Groups | 75.6259 | 0 | 0 | 19590.8632 | 0.0038603 | 44 | Residential_2028_Technical_GWh_Before Competition Groups_44 | Refrigerator Recycling | 0.386% | 0 | 75.6259 | Residential_2028_Technical_GWh_Before Competition Groups_Refrigerator Recycling
Residential | Res ¦ Air Source Heat Pump | 2028 | Technical | GWh | Before Competition Groups | 71.0276 | 0 | 0 | 19590.8632 | 0.0036255 | 45 | Residential_2028_Technical_GWh_Before Competition Groups_45 | Air Source Heat Pump | 0.3626% | 0 | 71.0276 | Residential_2028_Technical_GWh_Before Competition Groups_Air Source Heat Pump
Residential | Res ¦ Clothes Drying Racks | 2028 | Technical | GWh | Before Competition Groups | 69.0573 | 0 | 0 | 19590.8632 | 0.003525 | 46 | Residential_2028_Technical_GWh_Before Competition Groups_46 | Clothes Drying Racks | 0.3525% | 0 | 69.0573 | Residential_2028_Technical_GWh_Before Competition Groups_Clothes Drying Racks
Residential | Res ¦ Energy Star Ceiling Fan/Lighting | 2028 | Technical | GWh | Before Competition Groups | 67.0932 | 0 | 0 | 19590.8632 | 0.0034247 | 47 | Residential_2028_Technical_GWh_Before Competition Groups_47 | Energy Star Ceiling Fan/Lighting | 0.3425% | 0 | 67.0932 | Residential_2028_Technical_GWh_Before Competition Groups_Energy Star Ceiling Fan/Lighting
Residential | Res ¦ Freezer Recycling | 2028 | Technical | GWh | Before Competition Groups | 66.357 | 0 | 0 | 19590.8632 | 0.0033871 | 48 | Residential_2028_Technical_GWh_Before Competition Groups_48 | Freezer Recycling | 0.3387% | 0 | 66.357 | Residential_2028_Technical_GWh_Before Competition Groups_Freezer Recycling
Residential | Res ¦ Duct Insulation | 2028 | Technical | GWh | Before Competition Groups | 66.0927 | 0 | 0 | 19590.8632 | 0.0033736 | 49 | Residential_2028_Technical_GWh_Before Competition Groups_49 | Duct Insulation | 0.3374% | 0 | 66.0927 | Residential_2028_Technical_GWh_Before Competition Groups_Duct Insulation
Residential | Res ¦ Home Energy Reports | 2028 | Technical | GWh | Before Competition Groups | 61.1332 | 0 | 0 | 19590.8632 | 0.0031205 | 50 | Residential_2028_Technical_GWh_Before Competition Groups_50 | Home Energy Reports | 0.312% | 0 | 61.1332 | Residential_2028_Technical_GWh_Before Competition Groups_Home Energy Reports
Residential | Res ¦ Energy Star Freezer | 2028 | Technical | GWh | Before Competition Groups | 59.6703 | 0 | 0 | 19590.8632 | 0.0030458 | 51 | Residential_2028_Technical_GWh_Before Competition Groups_51 | Energy Star Freezer | 0.3046% | 0 | 59.6703 | Residential_2028_Technical_GWh_Before Competition Groups_Energy Star Freezer
Residential | Res ¦ Floor Insulation | 2028 | Technical | GWh | Before Competition Groups | 53.8008 | 0 | 0 | 19590.8632 | 0.0027462 | 52 | Residential_2028_Technical_GWh_Before Competition Groups_52 | Floor Insulation | 0.2746% | 0 | 53.8008 | Residential_2028_Technical_GWh_Before Competition Groups_Floor Insulation
Residential | Res ¦ Heat Pump Water Heater | 2028 | Technical | GWh | Before Competition Groups | 47.9322 | 0 | 0 | 19590.8632 | 0.0024467 | 53 | Residential_2028_Technical_GWh_Before Competition Groups_53 | Heat Pump Water Heater | 0.2447% | 0 | 47.9322 | Residential_2028_Technical_GWh_Before Competition Groups_Heat Pump Water Heater
Residential | Res ¦ Dehumidifier Recycling | 2028 | Technical | GWh | Before Competition Groups | 46.0131 | 0 | 0 | 19590.8632 | 0.0023487 | 54 | Residential_2028_Technical_GWh_Before Competition Groups_54 | Dehumidifier Recycling | 0.2349% | 0 | 46.0131 | Residential_2028_Technical_GWh_Before Competition Groups_Dehumidifier Recycling
Residential | Res ¦ Tankless Water Heater | 2028 | Technical | GWh | Before Competition Groups | 43.2848 | 0 | 0 | 19590.8632 | 0.0022094 | 55 | Residential_2028_Technical_GWh_Before Competition Groups_55 | Tankless Water Heater | 0.2209% | 0 | 43.2848 | Residential_2028_Technical_GWh_Before Competition Groups_Tankless Water Heater
Residential | Res ¦ Advanced BAS/Controllers | 2028 | Technical | GWh | Before Competition Groups | 42.2255 | 0 | 0 | 19590.8632 | 0.0021554 | 56 | Residential_2028_Technical_GWh_Before Competition Groups_56 | Advanced BAS/Controllers | 0.2155% | 0 | 42.2255 | Residential_2028_Technical_GWh_Before Competition Groups_Advanced BAS/Controllers
Residential | Res ¦ INTEGRAL LED TROFFERS | 2028 | Technical | GWh | Before Competition Groups | 42.1161 | 0 | 0 | 19590.8632 | 0.0021498 | 57 | Residential_2028_Technical_GWh_Before Competition Groups_57 | INTEGRAL LED TROFFERS | 0.215% | 0 | 42.1161 | Residential_2028_Technical_GWh_Before Competition Groups_INTEGRAL LED TROFFERS
Residential | Res ¦ LED Exterior Area Lights - LED Fixture (200W) | 2028 | Technical | GWh | Before Competition Groups | 37.627 | 0 | 0 | 19590.8632 | 0.0019206 | 58 | Residential_2028_Technical_GWh_Before Competition Groups_58 | LED Exterior Area Lights - LED Fixture (200W) | 0.1921% | 0 | 37.627 | Residential_2028_Technical_GWh_Before Competition Groups_LED Exterior Area Lights - LED Fixture (200W)
Residential | Res ¦ Minimize Hot and Warm Clothes Wash | 2028 | Technical | GWh | Before Competition Groups | 36.9095 | 0 | 0 | 19590.8632 | 0.001884 | 59 | Residential_2028_Technical_GWh_Before Competition Groups_59 | Minimize Hot and Warm Clothes Wash | 0.1884% | 0 | 36.9095 | Residential_2028_Technical_GWh_Before Competition Groups_Minimize Hot and Warm Clothes Wash
Residential | Res ¦ Furnace Whistle | 2028 | Technical | GWh | Before Competition Groups | 36.3602 | 0 | 0 | 19590.8632 | 0.001856 | 60 | Residential_2028_Technical_GWh_Before Competition Groups_60 | Furnace Whistle | 0.1856% | 0 | 36.3602 | Residential_2028_Technical_GWh_Before Competition Groups_Furnace Whistle
Residential | Res ¦ Central Lighting Control System | 2028 | Technical | GWh | Before Competition Groups | 33.8486 | 0 | 0 | 19590.8632 | 0.0017278 | 61 | Residential_2028_Technical_GWh_Before Competition Groups_61 | Central Lighting Control System | 0.1728% | 0 | 33.8486 | Residential_2028_Technical_GWh_Before Competition Groups_Central Lighting Control System
Residential | Res ¦ Early Hot Water Heater Replacement | 2028 | Technical | GWh | Before Competition Groups | 32.9353 | 0 | 0 | 19590.8632 | 0.0016812 | 62 | Residential_2028_Technical_GWh_Before Competition Groups_62 | Early Hot Water Heater Replacement | 0.1681% | 0 | 32.9353 | Residential_2028_Technical_GWh_Before Competition Groups_Early Hot Water Heater Replacement
Residential | Res ¦ Heat Recovery Ventilator | 2028 | Technical | GWh | Before Competition Groups | 31.6058 | 0 | 0 | 19590.8632 | 0.0016133 | 63 | Residential_2028_Technical_GWh_Before Competition Groups_63 | Heat Recovery Ventilator | 0.1613% | 0 | 31.6058 | Residential_2028_Technical_GWh_Before Competition Groups_Heat Recovery Ventilator
Residential | Res ¦ Duct Insulation MF | 2028 | Technical | GWh | Before Competition Groups | 29.1571 | 0 | 0 | 19590.8632 | 0.0014883 | 64 | Residential_2028_Technical_GWh_Before Competition Groups_64 | Duct Insulation MF | 0.1488% | 0 | 29.1571 | Residential_2028_Technical_GWh_Before Competition Groups_Duct Insulation MF
Residential | Res ¦ Outside Air Economizer | 2028 | Technical | GWh | Before Competition Groups | 28.2975 | 0 | 0 | 19590.8632 | 0.0014444 | 65 | Residential_2028_Technical_GWh_Before Competition Groups_65 | Outside Air Economizer | 0.1444% | 0 | 28.2975 | Residential_2028_Technical_GWh_Before Competition Groups_Outside Air Economizer
Residential | Res ¦ LED Tube Re-Lamp | 2028 | Technical | GWh | Before Competition Groups | 27.2388 | 0 | 0 | 19590.8632 | 0.0013904 | 66 | Residential_2028_Technical_GWh_Before Competition Groups_66 | LED Tube Re-Lamp | 0.139% | 0 | 27.2388 | Residential_2028_Technical_GWh_Before Competition Groups_LED Tube Re-Lamp
Residential | Res ¦ Energy Star Dehumidifier | 2028 | Technical | GWh | Before Competition Groups | 27.0356 | 0 | 0 | 19590.8632 | 0.00138 | 67 | Residential_2028_Technical_GWh_Before Competition Groups_67 | Energy Star Dehumidifier | 0.138% | 0 | 27.0356 | Residential_2028_Technical_GWh_Before Competition Groups_Energy Star Dehumidifier
Residential | Res ¦ Central Air Conditioner Maintenance | 2028 | Technical | GWh | Before Competition Groups | 26.9064 | 0 | 0 | 19590.8632 | 0.0013734 | 68 | Residential_2028_Technical_GWh_Before Competition Groups_68 | Central Air Conditioner Maintenance | 0.1373% | 0 | 26.9064 | Residential_2028_Technical_GWh_Before Competition Groups_Central Air Conditioner Maintenance
Residential | Res ¦ Solar Water Heating System | 2028 | Technical | GWh | Before Competition Groups | 23.6075 | 0 | 0 | 19590.8632 | 0.001205 | 69 | Residential_2028_Technical_GWh_Before Competition Groups_69 | Solar Water Heating System | 0.1205% | 0 | 23.6075 | Residential_2028_Technical_GWh_Before Competition Groups_Solar Water Heating System
Residential | Res ¦ Drain Water Heat Recovery | 2028 | Technical | GWh | Before Competition Groups | 22.1212 | 0 | 0 | 19590.8632 | 0.0011292 | 70 | Residential_2028_Technical_GWh_Before Competition Groups_70 | Drain Water Heat Recovery | 0.1129% | 0 | 22.1212 | Residential_2028_Technical_GWh_Before Competition Groups_Drain Water Heat Recovery
Residential | Res ¦ High Efficiency Storage Water Heater | 2028 | Technical | GWh | Before Competition Groups | 20.9437 | 0 | 0 | 19590.8632 | 0.0010691 | 71 | Residential_2028_Technical_GWh_Before Competition Groups_71 | High Efficiency Storage Water Heater | 0.1069% | 0 | 20.9437 | Residential_2028_Technical_GWh_Before Competition Groups_High Efficiency Storage Water Heater
Residential | Res ¦ Energy Star Dishwasher | 2028 | Technical | GWh | Before Competition Groups | 19.5127 | 0 | 0 | 19590.8632 | 0.00099601 | 72 | Residential_2028_Technical_GWh_Before Competition Groups_72 | Energy Star Dishwasher | 0.0996% | 0 | 19.5127 | Residential_2028_Technical_GWh_Before Competition Groups_Energy Star Dishwasher
Residential | Res ¦ Demand Control Ventilation | 2028 | Technical | GWh | Before Competition Groups | 19.4744 | 0 | 0 | 19590.8632 | 0.00099406 | 73 | Residential_2028_Technical_GWh_Before Competition Groups_73 | Demand Control Ventilation | 0.09941% | 0 | 19.4744 | Residential_2028_Technical_GWh_Before Competition Groups_Demand Control Ventilation
Residential | Res ¦ CO Sensors for parking garage exhaust fans | 2028 | Technical | GWh | Before Competition Groups | 17.8536 | 0 | 0 | 19590.8632 | 0.00091132 | 74 | Residential_2028_Technical_GWh_Before Competition Groups_74 | CO Sensors for parking garage exhaust fans | 0.09113% | 0 | 17.8536 | Residential_2028_Technical_GWh_Before Competition Groups_CO Sensors for parking garage exhaust fans
Residential | Res ¦ Variable Frequency Drive (VFD) | 2028 | Technical | GWh | Before Competition Groups | 15.424 | 0 | 0 | 19590.8632 | 0.00078731 | 75 | Residential_2028_Technical_GWh_Before Competition Groups_75 | Variable Frequency Drive (VFD) | 0.07873% | 0 | 15.424 | Residential_2028_Technical_GWh_Before Competition Groups_Variable Frequency Drive (VFD)
Residential | Res ¦ ENERGY STAR LED LAMPS (REFLECTOR LAMPs/MR16/PAR 16) | 2028 | Technical | GWh | Before Competition Groups | 15.3149 | 0 | 0 | 19590.8632 | 0.00078173 | 76 | Residential_2028_Technical_GWh_Before Competition Groups_76 | ENERGY STAR LED LAMPS (REFLECTOR LAMPs/MR16/PAR 16) | 0.07817% | 0 | 15.3149 | Residential_2028_Technical_GWh_Before Competition Groups_ENERGY STAR LED LAMPS (REFLECTOR LAMPs/MR16/PAR 16)
Residential | Res ¦ Condensing Make Up Air Unit | 2028 | Technical | GWh | Before Competition Groups | 12.7737 | 0 | 0 | 19590.8632 | 0.00065203 | 77 | Residential_2028_Technical_GWh_Before Competition Groups_77 | Condensing Make Up Air Unit | 0.0652% | 0 | 12.7737 | Residential_2028_Technical_GWh_Before Competition Groups_Condensing Make Up Air Unit
Residential | Res ¦ High Efficiency Chiller (avg of water and air cooled) | 2028 | Technical | GWh | Before Competition Groups | 11.95 | 0 | 0 | 19590.8632 | 0.00060998 | 78 | Residential_2028_Technical_GWh_Before Competition Groups_78 | High Efficiency Chiller (avg of water and air cooled) | 0.061% | 0 | 11.95 | Residential_2028_Technical_GWh_Before Competition Groups_High Efficiency Chiller (avg of water and air cooled)
Residential | Res ¦ Water Heater Temperature Setback | 2028 | Technical | GWh | Before Competition Groups | 11.5257 | 0 | 0 | 19590.8632 | 0.00058832 | 79 | Residential_2028_Technical_GWh_Before Competition Groups_79 | Water Heater Temperature Setback | 0.05883% | 0 | 11.5257 | Residential_2028_Technical_GWh_Before Competition Groups_Water Heater Temperature Setback
Residential | Res ¦ DHW Recirculation Systems | 2028 | Technical | GWh | Before Competition Groups | 10.406 | 0 | 0 | 19590.8632 | 0.00053117 | 80 | Residential_2028_Technical_GWh_Before Competition Groups_80 | DHW Recirculation Systems | 0.05312% | 0 | 10.406 | Residential_2028_Technical_GWh_Before Competition Groups_DHW Recirculation Systems
Residential | Res ¦ Air Source Heat Pump Maintenance | 2028 | Technical | GWh | Before Competition Groups | 9.4109 | 0 | 0 | 19590.8632 | 0.00048037 | 81 | Residential_2028_Technical_GWh_Before Competition Groups_81 | Air Source Heat Pump Maintenance | 0.04804% | 0 | 9.4109 | Residential_2028_Technical_GWh_Before Competition Groups_Air Source Heat Pump Maintenance
Residential | Res ¦ VFD on Pumps | 2028 | Technical | GWh | Before Competition Groups | 4.7431 | 0 | 0 | 19590.8632 | 0.00024211 | 82 | Residential_2028_Technical_GWh_Before Competition Groups_82 | VFD on Pumps | 0.02421% | 0 | 4.7431 | Residential_2028_Technical_GWh_Before Competition Groups_VFD on Pumps
Residential | Res ¦ ENERGY STAR LED Lamps (General Service Lamps) | 2028 | Technical | GWh | Before Competition Groups | 3.5355 | 0 | 0 | 19590.8632 | 0.00018047 | 83 | Residential_2028_Technical_GWh_Before Competition Groups_83 | ENERGY STAR LED Lamps (General Service Lamps) | 0.01805% | 0 | 3.5355 | Residential_2028_Technical_GWh_Before Competition Groups_ENERGY STAR LED Lamps (General Service Lamps)
Residential | Res ¦ ECM MOTORS FOR HVAC APPLICATION (FAN-POWERED VAV BOX) | 2028 | Technical | GWh | Before Competition Groups | 2.8819 | 0 | 0 | 19590.8632 | 0.0001471 | 84 | Residential_2028_Technical_GWh_Before Competition Groups_84 | ECM MOTORS FOR HVAC APPLICATION (FAN-POWERED VAV BOX) | 0.01471% | 0 | 2.8819 | Residential_2028_Technical_GWh_Before Competition Groups_ECM MOTORS FOR HVAC APPLICATION (FAN-POWERED VAV BOX)
Residential | Res ¦ HVAC Optimization | 2028 | Technical | GWh | Before Competition Groups | 2.7172 | 0 | 0 | 19590.8632 | 0.0001387 | 85 | Residential_2028_Technical_GWh_Before Competition Groups_85 | HVAC Optimization | 0.01387% | 0 | 2.7172 | Residential_2028_Technical_GWh_Before Competition Groups_HVAC Optimization
Residential | Res ¦ Beverage Vending Machine Controls | 2028 | Technical | GWh | Before Competition Groups | 2.0588 | 0 | 0 | 19590.8632 | 0.00010509 | 86 | Residential_2028_Technical_GWh_Before Competition Groups_86 | Beverage Vending Machine Controls | 0.01051% | 0 | 2.0588 | Residential_2028_Technical_GWh_Before Competition Groups_Beverage Vending Machine Controls
Residential | Res ¦ Wall Insulation MF | 2028 | Technical | GWh | Before Competition Groups | 0.5856 | 0 | 0 | 19590.8632 | 2.9891e-05 | 87 | Residential_2028_Technical_GWh_Before Competition Groups_87 | Wall Insulation MF | 0.002989% | 0 | 0.5856 | Residential_2028_Technical_GWh_Before Competition Groups_Wall Insulation MF
Residential | Res ¦ Chilled Water Optimization | 2028 | Technical | GWh | Before Competition Groups | 0.30473 | 0 | 0 | 19590.8632 | 1.5555e-05 | 88 | Residential_2028_Technical_GWh_Before Competition Groups_88 | Chilled Water Optimization | 0.001555% | 0 | 0.30473 | Residential_2028_Technical_GWh_Before Competition Groups_Chilled Water Optimization
Residential | Res ¦ LED Recessed Downlights | 2028 | Technical | GWh | Before Competition Groups | 0.22733 | 0 | 0 | 19590.8632 | 1.1604e-05 | 89 | Residential_2028_Technical_GWh_Before Competition Groups_89 | LED Recessed Downlights | 0.00116% | 0 | 0.22733 | Residential_2028_Technical_GWh_Before Competition Groups_LED Recessed Downlights
Residential | Res ¦ LED High Bay Fixture | 2028 | Technical | GWh | Before Competition Groups | 0.19426 | 0 | 0 | 19590.8632 | 9.916e-06 | 90 | Residential_2028_Technical_GWh_Before Competition Groups_90 | LED High Bay Fixture | 0.0009916% | 0 | 0.19426 | Residential_2028_Technical_GWh_Before Competition Groups_LED High Bay Fixture
Residential | Res ¦ Solar Water Preheat (Pools/DHW) | 2028 | Technical | GWh | Before Competition Groups | 0.070442 | 0 | 0 | 19590.8632 | 3.5957e-06 | 91 | Residential_2028_Technical_GWh_Before Competition Groups_91 | Solar Water Preheat (Pools/DHW) | 0.0003596% | 0 | 0.070442 | Residential_2028_Technical_GWh_Before Competition Groups_Solar Water Preheat (Pools/DHW)
Residential | Res ¦ Photocell Controls (Outdoor) | 2028 | Technical | GWh | Before Competition Groups | 0.00024053 | 0 | 0 | 19590.8632 | 1.2278e-08 | 92 | Residential_2028_Technical_GWh_Before Competition Groups_92 | Photocell Controls (Outdoor) | 1.228e-06% | 0 | 0.00024053 | Residential_2028_Technical_GWh_Before Competition Groups_Photocell Controls (Outdoor)
Residential | Res ¦ Energy Star A Line, PAR, MR Lamps | 2029 | Economic | GWh | Before Competition Groups | 1916.9148 | 0 | 0 | 11307.0762 | 0.16953 | 1 | Residential_2029_Economic_GWh_Before Competition Groups_1 | Energy Star A Line, PAR, MR Lamps | 16.95% | 0 | 1916.9148 | Residential_2029_Economic_GWh_Before Competition Groups_Energy Star A Line, PAR, MR Lamps
Residential | Res ¦ Energy Star LED Bulbs General Purpose LEDs | 2029 | Economic | GWh | Before Competition Groups | 1892.4576 | 0 | 0 | 11307.0762 | 0.16737 | 2 | Residential_2029_Economic_GWh_Before Competition Groups_2 | Energy Star LED Bulbs General Purpose LEDs | 16.74% | 0 | 1892.4576 | Residential_2029_Economic_GWh_Before Competition Groups_Energy Star LED Bulbs General Purpose LEDs
Residential | Res ¦ Energy Star LED Specialty Bulbs | 2029 | Economic | GWh | Before Competition Groups | 1730.5041 | 0 | 0 | 11307.0762 | 0.15305 | 3 | Residential_2029_Economic_GWh_Before Competition Groups_3 | Energy Star LED Specialty Bulbs | 15.3% | 0 | 1730.5041 | Residential_2029_Economic_GWh_Before Competition Groups_Energy Star LED Specialty Bulbs
Residential | Res ¦ Adaptive Thermostat | 2029 | Economic | GWh | Before Competition Groups | 672.0405 | 0 | 0 | 11307.0762 | 0.059435 | 4 | Residential_2029_Economic_GWh_Before Competition Groups_4 | Adaptive Thermostat | 5.944% | 0 | 672.0405 | Residential_2029_Economic_GWh_Before Competition Groups_Adaptive Thermostat
Residential | Res ¦ Energy Star Clothes Washer | 2029 | Economic | GWh | Before Competition Groups | 563.54 | 0 | 0 | 11307.0762 | 0.04984 | 5 | Residential_2029_Economic_GWh_Before Competition Groups_5 | Energy Star Clothes Washer | 4.984% | 0 | 563.54 | Residential_2029_Economic_GWh_Before Competition Groups_Energy Star Clothes Washer
Residential | Res ¦ Ductless Mini-Split Heat Pump | 2029 | Economic | GWh | Before Competition Groups | 521.4419 | 0 | 0 | 11307.0762 | 0.046116 | 6 | Residential_2029_Economic_GWh_Before Competition Groups_6 | Ductless Mini-Split Heat Pump | 4.612% | 0 | 521.4419 | Residential_2029_Economic_GWh_Before Competition Groups_Ductless Mini-Split Heat Pump
Residential | Res ¦ Air Sealing | 2029 | Economic | GWh | Before Competition Groups | 498.9097 | 0 | 0 | 11307.0762 | 0.044124 | 7 | Residential_2029_Economic_GWh_Before Competition Groups_7 | Air Sealing | 4.412% | 0 | 498.9097 | Residential_2029_Economic_GWh_Before Competition Groups_Air Sealing
Residential | Res ¦ Variable Speed Pool Pump Motor | 2029 | Economic | GWh | Before Competition Groups | 366.386 | 0 | 0 | 11307.0762 | 0.032403 | 8 | Residential_2029_Economic_GWh_Before Competition Groups_8 | Variable Speed Pool Pump Motor | 3.24% | 0 | 366.386 | Residential_2029_Economic_GWh_Before Competition Groups_Variable Speed Pool Pump Motor
Residential | Res ¦ Car Block Heater Timer | 2029 | Economic | GWh | Before Competition Groups | 350.9032 | 0 | 0 | 11307.0762 | 0.031034 | 9 | Residential_2029_Economic_GWh_Before Competition Groups_9 | Car Block Heater Timer | 3.103% | 0 | 350.9032 | Residential_2029_Economic_GWh_Before Competition Groups_Car Block Heater Timer
Residential | Res ¦ Energy Star Air Source Heat Pump | 2029 | Economic | GWh | Before Competition Groups | 298.1088 | 0 | 0 | 11307.0762 | 0.026365 | 10 | Residential_2029_Economic_GWh_Before Competition Groups_10 | Energy Star Air Source Heat Pump | 2.636% | 0 | 298.1088 | Residential_2029_Economic_GWh_Before Competition Groups_Energy Star Air Source Heat Pump
Residential | Res ¦ Building Recommissioning, Operations and Maintenance (O&M) Improvements | 2029 | Economic | GWh | Before Competition Groups | 283.9425 | 0 | 0 | 11307.0762 | 0.025112 | 11 | Residential_2029_Economic_GWh_Before Competition Groups_11 | Building Recommissioning, Operations and Maintenance (O&M) Improvements | 2.511% | 0 | 283.9425 | Residential_2029_Economic_GWh_Before Competition Groups_Building Recommissioning, Operations and Maintenance (O&M) Improvements
Residential | Res ¦ Basement Wall Insulation | 2029 | Economic | GWh | Before Competition Groups | 261.8963 | 0 | 0 | 11307.0762 | 0.023162 | 12 | Residential_2029_Economic_GWh_Before Competition Groups_12 | Basement Wall Insulation | 2.316% | 0 | 261.8963 | Residential_2029_Economic_GWh_Before Competition Groups_Basement Wall Insulation
Residential | Res ¦ Energy Star Torchiere | 2029 | Economic | GWh | Before Competition Groups | 259.8482 | 0 | 0 | 11307.0762 | 0.022981 | 13 | Residential_2029_Economic_GWh_Before Competition Groups_13 | Energy Star Torchiere | 2.298% | 0 | 259.8482 | Residential_2029_Economic_GWh_Before Competition Groups_Energy Star Torchiere
Residential | Res ¦ Attic Insulation | 2029 | Economic | GWh | Before Competition Groups | 202.0362 | 0 | 0 | 11307.0762 | 0.017868 | 14 | Residential_2029_Economic_GWh_Before Competition Groups_14 | Attic Insulation | 1.787% | 0 | 202.0362 | Residential_2029_Economic_GWh_Before Competition Groups_Attic Insulation
Residential | Res ¦ Energy Star Clothes Dryer | 2029 | Economic | GWh | Before Competition Groups | 164.7604 | 0 | 0 | 11307.0762 | 0.014571 | 15 | Residential_2029_Economic_GWh_Before Competition Groups_15 | Energy Star Clothes Dryer | 1.457% | 0 | 164.7604 | Residential_2029_Economic_GWh_Before Competition Groups_Energy Star Clothes Dryer
Residential | Res ¦ Comprehensive Draft Proofing | 2029 | Economic | GWh | Before Competition Groups | 144.4167 | 0 | 0 | 11307.0762 | 0.012772 | 16 | Residential_2029_Economic_GWh_Before Competition Groups_16 | Comprehensive Draft Proofing | 1.277% | 0 | 144.4167 | Residential_2029_Economic_GWh_Before Competition Groups_Comprehensive Draft Proofing
Residential | Res ¦ Energy Star Light Fixture | 2029 | Economic | GWh | Before Competition Groups | 113.3615 | 0 | 0 | 11307.0762 | 0.010026 | 17 | Residential_2029_Economic_GWh_Before Competition Groups_17 | Energy Star Light Fixture | 1.003% | 0 | 113.3615 | Residential_2029_Economic_GWh_Before Competition Groups_Energy Star Light Fixture
Residential | Res ¦ Energy Star Room Air Conditioner | 2029 | Economic | GWh | Before Competition Groups | 101.2872 | 0 | 0 | 11307.0762 | 0.0089579 | 18 | Residential_2029_Economic_GWh_Before Competition Groups_18 | Energy Star Room Air Conditioner | 0.8958% | 0 | 101.2872 | Residential_2029_Economic_GWh_Before Competition Groups_Energy Star Room Air Conditioner
Residential | Res ¦ LED Parking Lot Fixture | 2029 | Economic | GWh | Before Competition Groups | 81.2267 | 0 | 0 | 11307.0762 | 0.0071837 | 19 | Residential_2029_Economic_GWh_Before Competition Groups_19 | LED Parking Lot Fixture | 0.7184% | 0 | 81.2267 | Residential_2029_Economic_GWh_Before Competition Groups_LED Parking Lot Fixture
Residential | Res ¦ Refrigerator Recycling | 2029 | Economic | GWh | Before Competition Groups | 74.431 | 0 | 0 | 11307.0762 | 0.0065827 | 20 | Residential_2029_Economic_GWh_Before Competition Groups_20 | Refrigerator Recycling | 0.6583% | 0 | 74.431 | Residential_2029_Economic_GWh_Before Competition Groups_Refrigerator Recycling
Residential | Res ¦ Occupancy Sensors MF | 2029 | Economic | GWh | Before Competition Groups | 73.8035 | 0 | 0 | 11307.0762 | 0.0065272 | 21 | Residential_2029_Economic_GWh_Before Competition Groups_21 | Occupancy Sensors MF | 0.6527% | 0 | 73.8035 | Residential_2029_Economic_GWh_Before Competition Groups_Occupancy Sensors MF
Residential | Res ¦ Clothes Drying Racks | 2029 | Economic | GWh | Before Competition Groups | 67.9662 | 0 | 0 | 11307.0762 | 0.0060109 | 22 | Residential_2029_Economic_GWh_Before Competition Groups_22 | Clothes Drying Racks | 0.6011% | 0 | 67.9662 | Residential_2029_Economic_GWh_Before Competition Groups_Clothes Drying Racks
Residential | Res ¦ Freezer Recycling | 2029 | Economic | GWh | Before Competition Groups | 65.3085 | 0 | 0 | 11307.0762 | 0.0057759 | 23 | Residential_2029_Economic_GWh_Before Competition Groups_23 | Freezer Recycling | 0.5776% | 0 | 65.3085 | Residential_2029_Economic_GWh_Before Competition Groups_Freezer Recycling
Residential | Res ¦ Duct Insulation | 2029 | Economic | GWh | Before Competition Groups | 54.1155 | 0 | 0 | 11307.0762 | 0.004786 | 24 | Residential_2029_Economic_GWh_Before Competition Groups_24 | Duct Insulation | 0.4786% | 0 | 54.1155 | Residential_2029_Economic_GWh_Before Competition Groups_Duct Insulation
Residential | Res ¦ Floor Insulation | 2029 | Economic | GWh | Before Competition Groups | 52.9507 | 0 | 0 | 11307.0762 | 0.004683 | 25 | Residential_2029_Economic_GWh_Before Competition Groups_25 | Floor Insulation | 0.4683% | 0 | 52.9507 | Residential_2029_Economic_GWh_Before Competition Groups_Floor Insulation
Residential | Res ¦ Advanced BAS/Controllers | 2029 | Economic | GWh | Before Competition Groups | 41.5584 | 0 | 0 | 11307.0762 | 0.0036754 | 26 | Residential_2029_Economic_GWh_Before Competition Groups_26 | Advanced BAS/Controllers | 0.3675% | 0 | 41.5584 | Residential_2029_Economic_GWh_Before Competition Groups_Advanced BAS/Controllers
Residential | Res ¦ LED Exterior Area Lights - LED Fixture (200W) | 2029 | Economic | GWh | Before Competition Groups | 37.8286 | 0 | 0 | 11307.0762 | 0.0033456 | 27 | Residential_2029_Economic_GWh_Before Competition Groups_27 | LED Exterior Area Lights - LED Fixture (200W) | 0.3346% | 0 | 37.8286 | Residential_2029_Economic_GWh_Before Competition Groups_LED Exterior Area Lights - LED Fixture (200W)
Residential | Res ¦ Minimize Hot and Warm Clothes Wash | 2029 | Economic | GWh | Before Competition Groups | 36.3263 | 0 | 0 | 11307.0762 | 0.0032127 | 28 | Residential_2029_Economic_GWh_Before Competition Groups_28 | Minimize Hot and Warm Clothes Wash | 0.3213% | 0 | 36.3263 | Residential_2029_Economic_GWh_Before Competition Groups_Minimize Hot and Warm Clothes Wash
Residential | Res ¦ Furnace Whistle | 2029 | Economic | GWh | Before Competition Groups | 35.7857 | 0 | 0 | 11307.0762 | 0.0031649 | 29 | Residential_2029_Economic_GWh_Before Competition Groups_29 | Furnace Whistle | 0.3165% | 0 | 35.7857 | Residential_2029_Economic_GWh_Before Competition Groups_Furnace Whistle
Residential | Res ¦ Energy Star Freezer | 2029 | Economic | GWh | Before Competition Groups | 34.5548 | 0 | 0 | 11307.0762 | 0.003056 | 30 | Residential_2029_Economic_GWh_Before Competition Groups_30 | Energy Star Freezer | 0.3056% | 0 | 34.5548 | Residential_2029_Economic_GWh_Before Competition Groups_Energy Star Freezer
Residential | Res ¦ Heat Recovery Ventilator | 2029 | Economic | GWh | Before Competition Groups | 33.4031 | 0 | 0 | 11307.0762 | 0.0029542 | 31 | Residential_2029_Economic_GWh_Before Competition Groups_31 | Heat Recovery Ventilator | 0.2954% | 0 | 33.4031 | Residential_2029_Economic_GWh_Before Competition Groups_Heat Recovery Ventilator
Residential | Res ¦ Home Energy Reports | 2029 | Economic | GWh | Before Competition Groups | 31.9055 | 0 | 0 | 11307.0762 | 0.0028217 | 32 | Residential_2029_Economic_GWh_Before Competition Groups_32 | Home Energy Reports | 0.2822% | 0 | 31.9055 | Residential_2029_Economic_GWh_Before Competition Groups_Home Energy Reports
Residential | Res ¦ Outside Air Economizer | 2029 | Economic | GWh | Before Competition Groups | 28.6609 | 0 | 0 | 11307.0762 | 0.0025348 | 33 | Residential_2029_Economic_GWh_Before Competition Groups_33 | Outside Air Economizer | 0.2535% | 0 | 28.6609 | Residential_2029_Economic_GWh_Before Competition Groups_Outside Air Economizer
Residential | Res ¦ LED Tube Re-Lamp | 2029 | Economic | GWh | Before Competition Groups | 28.4275 | 0 | 0 | 11307.0762 | 0.0025141 | 34 | Residential_2029_Economic_GWh_Before Competition Groups_34 | LED Tube Re-Lamp | 0.2514% | 0 | 28.4275 | Residential_2029_Economic_GWh_Before Competition Groups_LED Tube Re-Lamp
Residential | Res ¦ Energy Star Dehumidifier | 2029 | Economic | GWh | Before Competition Groups | 26.6084 | 0 | 0 | 11307.0762 | 0.0023533 | 35 | Residential_2029_Economic_GWh_Before Competition Groups_35 | Energy Star Dehumidifier | 0.2353% | 0 | 26.6084 | Residential_2029_Economic_GWh_Before Competition Groups_Energy Star Dehumidifier
Residential | Res ¦ Duct Insulation MF | 2029 | Economic | GWh | Before Competition Groups | 20.4212 | 0 | 0 | 11307.0762 | 0.0018061 | 36 | Residential_2029_Economic_GWh_Before Competition Groups_36 | Duct Insulation MF | 0.1806% | 0 | 20.4212 | Residential_2029_Economic_GWh_Before Competition Groups_Duct Insulation MF
Residential | Res ¦ Demand Control Ventilation | 2029 | Economic | GWh | Before Competition Groups | 19.1667 | 0 | 0 | 11307.0762 | 0.0016951 | 37 | Residential_2029_Economic_GWh_Before Competition Groups_37 | Demand Control Ventilation | 0.1695% | 0 | 19.1667 | Residential_2029_Economic_GWh_Before Competition Groups_Demand Control Ventilation
Residential | Res ¦ Tankless Water Heater | 2029 | Economic | GWh | Before Competition Groups | 18.6958 | 0 | 0 | 11307.0762 | 0.0016535 | 38 | Residential_2029_Economic_GWh_Before Competition Groups_38 | Tankless Water Heater | 0.1653% | 0 | 18.6958 | Residential_2029_Economic_GWh_Before Competition Groups_Tankless Water Heater
Residential | Res ¦ CO Sensors for parking garage exhaust fans | 2029 | Economic | GWh | Before Competition Groups | 18.0828 | 0 | 0 | 11307.0762 | 0.0015992 | 39 | Residential_2029_Economic_GWh_Before Competition Groups_39 | CO Sensors for parking garage exhaust fans | 0.1599% | 0 | 18.0828 | Residential_2029_Economic_GWh_Before Competition Groups_CO Sensors for parking garage exhaust fans
Residential | Res ¦ ENERGY STAR LED LAMPS (REFLECTOR LAMPs/MR16/PAR 16) | 2029 | Economic | GWh | Before Competition Groups | 15.2728 | 0 | 0 | 11307.0762 | 0.0013507 | 40 | Residential_2029_Economic_GWh_Before Competition Groups_40 | ENERGY STAR LED LAMPS (REFLECTOR LAMPs/MR16/PAR 16) | 0.1351% | 0 | 15.2728 | Residential_2029_Economic_GWh_Before Competition Groups_ENERGY STAR LED LAMPS (REFLECTOR LAMPs/MR16/PAR 16)
Residential | Res ¦ Variable Frequency Drive (VFD) | 2029 | Economic | GWh | Before Competition Groups | 15.1803 | 0 | 0 | 11307.0762 | 0.0013425 | 41 | Residential_2029_Economic_GWh_Before Competition Groups_41 | Variable Frequency Drive (VFD) | 0.1343% | 0 | 15.1803 | Residential_2029_Economic_GWh_Before Competition Groups_Variable Frequency Drive (VFD)
Residential | Res ¦ Condensing Make Up Air Unit | 2029 | Economic | GWh | Before Competition Groups | 13.8033 | 0 | 0 | 11307.0762 | 0.0012208 | 42 | Residential_2029_Economic_GWh_Before Competition Groups_42 | Condensing Make Up Air Unit | 0.1221% | 0 | 13.8033 | Residential_2029_Economic_GWh_Before Competition Groups_Condensing Make Up Air Unit
Residential | Res ¦ High Efficiency Chiller (avg of water and air cooled) | 2029 | Economic | GWh | Before Competition Groups | 12.9471 | 0 | 0 | 11307.0762 | 0.001145 | 43 | Residential_2029_Economic_GWh_Before Competition Groups_43 | High Efficiency Chiller (avg of water and air cooled) | 0.1145% | 0 | 12.9471 | Residential_2029_Economic_GWh_Before Competition Groups_High Efficiency Chiller (avg of water and air cooled)
Residential | Res ¦ Water Heater Temperature Setback | 2029 | Economic | GWh | Before Competition Groups | 11.3436 | 0 | 0 | 11307.0762 | 0.0010032 | 44 | Residential_2029_Economic_GWh_Before Competition Groups_44 | Water Heater Temperature Setback | 0.1003% | 0 | 11.3436 | Residential_2029_Economic_GWh_Before Competition Groups_Water Heater Temperature Setback
Residential | Res ¦ VFD on Pumps | 2029 | Economic | GWh | Before Competition Groups | 4.6681 | 0 | 0 | 11307.0762 | 0.00041285 | 45 | Residential_2029_Economic_GWh_Before Competition Groups_45 | VFD on Pumps | 0.04128% | 0 | 4.6681 | Residential_2029_Economic_GWh_Before Competition Groups_VFD on Pumps
Residential | Res ¦ ENERGY STAR LED Lamps (General Service Lamps) | 2029 | Economic | GWh | Before Competition Groups | 3.5412 | 0 | 0 | 11307.0762 | 0.00031318 | 46 | Residential_2029_Economic_GWh_Before Competition Groups_46 | ENERGY STAR LED Lamps (General Service Lamps) | 0.03132% | 0 | 3.5412 | Residential_2029_Economic_GWh_Before Competition Groups_ENERGY STAR LED Lamps (General Service Lamps)
Residential | Res ¦ ECM MOTORS FOR HVAC APPLICATION (FAN-POWERED VAV BOX) | 2029 | Economic | GWh | Before Competition Groups | 2.9186 | 0 | 0 | 11307.0762 | 0.00025812 | 47 | Residential_2029_Economic_GWh_Before Competition Groups_47 | ECM MOTORS FOR HVAC APPLICATION (FAN-POWERED VAV BOX) | 0.02581% | 0 | 2.9186 | Residential_2029_Economic_GWh_Before Competition Groups_ECM MOTORS FOR HVAC APPLICATION (FAN-POWERED VAV BOX)
Residential | Res ¦ Beverage Vending Machine Controls | 2029 | Economic | GWh | Before Competition Groups | 2.0952 | 0 | 0 | 11307.0762 | 0.0001853 | 48 | Residential_2029_Economic_GWh_Before Competition Groups_48 | Beverage Vending Machine Controls | 0.01853% | 0 | 2.0952 | Residential_2029_Economic_GWh_Before Competition Groups_Beverage Vending Machine Controls
Residential | Res ¦ Wall Insulation | 2029 | Economic | GWh | Before Competition Groups | 0.76114 | 0 | 0 | 11307.0762 | 6.7316e-05 | 49 | Residential_2029_Economic_GWh_Before Competition Groups_49 | Wall Insulation | 0.006732% | 0 | 0.76114 | Residential_2029_Economic_GWh_Before Competition Groups_Wall Insulation
Residential | Res ¦ Chilled Water Optimization | 2029 | Economic | GWh | Before Competition Groups | 0.329 | 0 | 0 | 11307.0762 | 2.9097e-05 | 50 | Residential_2029_Economic_GWh_Before Competition Groups_50 | Chilled Water Optimization | 0.00291% | 0 | 0.329 | Residential_2029_Economic_GWh_Before Competition Groups_Chilled Water Optimization
Residential | Res ¦ LED High Bay Fixture | 2029 | Economic | GWh | Before Competition Groups | 0.18625 | 0 | 0 | 11307.0762 | 1.6472e-05 | 51 | Residential_2029_Economic_GWh_Before Competition Groups_51 | LED High Bay Fixture | 0.001647% | 0 | 0.18625 | Residential_2029_Economic_GWh_Before Competition Groups_LED High Bay Fixture
Residential | Res ¦ Wall Insulation MF | 2029 | Economic | GWh | Before Competition Groups | 0.04613 | 0 | 0 | 11307.0762 | 4.0797e-06 | 52 | Residential_2029_Economic_GWh_Before Competition Groups_52 | Wall Insulation MF | 0.000408% | 0 | 0.04613 | Residential_2029_Economic_GWh_Before Competition Groups_Wall Insulation MF
Residential | Res ¦ Heavy Duty Outdoor/Holiday Plug-in Timers | 2029 | Economic | GWh | Before Competition Groups | 0 | 0 | 0 | 11307.0762 | 0 | 53 | Residential_2029_Economic_GWh_Before Competition Groups_53 | Heavy Duty Outdoor/Holiday Plug-in Timers | 0% | 0 | 0 | Residential_2029_Economic_GWh_Before Competition Groups_Heavy Duty Outdoor/Holiday Plug-in Timers
Residential | Res ¦ LED Downlight | 2029 | Economic | GWh | Before Competition Groups | 0 | 0 | 0 | 11307.0762 | 0 | 54 | Residential_2029_Economic_GWh_Before Competition Groups_54 | LED Downlight | 0% | 0 | 0 | Residential_2029_Economic_GWh_Before Competition Groups_LED Downlight
Residential | Res ¦ Smart Burners | 2029 | Economic | GWh | Before Competition Groups | 0 | 0 | 0 | 11307.0762 | 0 | 55 | Residential_2029_Economic_GWh_Before Competition Groups_55 | Smart Burners | 0% | 0 | 0 | Residential_2029_Economic_GWh_Before Competition Groups_Smart Burners
Residential | Res ¦ Smart Power Bar | 2029 | Economic | GWh | Before Competition Groups | 0 | 0 | 0 | 11307.0762 | 0 | 56 | Residential_2029_Economic_GWh_Before Competition Groups_56 | Smart Power Bar | 0% | 0 | 0 | Residential_2029_Economic_GWh_Before Competition Groups_Smart Power Bar
Residential | Res ¦ Energy Star LED Specialty Bulbs | 2029 | SC A | GWh | Before Competition Groups | 516.2905 | 0 | 0 | 2624.5645 | 0.19671 | 1 | Residential_2029_SC A_GWh_Before Competition Groups_1 | Energy Star LED Specialty Bulbs | 19.67% | 0 | 516.2905 | Residential_2029_SC A_GWh_Before Competition Groups_Energy Star LED Specialty Bulbs
Residential | Res ¦ Energy Star Clothes Washer | 2029 | SC A | GWh | Before Competition Groups | 271.6288 | 0 | 0 | 2624.5645 | 0.10349 | 2 | Residential_2029_SC A_GWh_Before Competition Groups_2 | Energy Star Clothes Washer | 10.35% | 0 | 271.6288 | Residential_2029_SC A_GWh_Before Competition Groups_Energy Star Clothes Washer
Residential | Res ¦ Energy Star A Line, PAR, MR Lamps | 2029 | SC A | GWh | Before Competition Groups | 215.9667 | 0 | 0 | 2624.5645 | 0.082287 | 3 | Residential_2029_SC A_GWh_Before Competition Groups_3 | Energy Star A Line, PAR, MR Lamps | 8.229% | 0 | 215.9667 | Residential_2029_SC A_GWh_Before Competition Groups_Energy Star A Line, PAR, MR Lamps
Residential | Res ¦ Ductless Mini-Split Heat Pump | 2029 | SC A | GWh | Before Competition Groups | 214.1183 | 0 | 0 | 2624.5645 | 0.081582 | 4 | Residential_2029_SC A_GWh_Before Competition Groups_4 | Ductless Mini-Split Heat Pump | 8.158% | 0 | 214.1183 | Residential_2029_SC A_GWh_Before Competition Groups_Ductless Mini-Split Heat Pump
Residential | Res ¦ Car Block Heater Timer | 2029 | SC A | GWh | Before Competition Groups | 158.8725 | 0 | 0 | 2624.5645 | 0.060533 | 5 | Residential_2029_SC A_GWh_Before Competition Groups_5 | Car Block Heater Timer | 6.053% | 0 | 158.8725 | Residential_2029_SC A_GWh_Before Competition Groups_Car Block Heater Timer
Residential | Res ¦ Energy Star LED Bulbs General Purpose LEDs | 2029 | SC A | GWh | Before Competition Groups | 144.6876 | 0 | 0 | 2624.5645 | 0.055128 | 6 | Residential_2029_SC A_GWh_Before Competition Groups_6 | Energy Star LED Bulbs General Purpose LEDs | 5.513% | 0 | 144.6876 | Residential_2029_SC A_GWh_Before Competition Groups_Energy Star LED Bulbs General Purpose LEDs
Residential | Res ¦ Building Recommissioning, Operations and Maintenance (O&M) Improvements | 2029 | SC A | GWh | Before Competition Groups | 129.6342 | 0 | 0 | 2624.5645 | 0.049393 | 7 | Residential_2029_SC A_GWh_Before Competition Groups_7 | Building Recommissioning, Operations and Maintenance (O&M) Improvements | 4.939% | 0 | 129.6342 | Residential_2029_SC A_GWh_Before Competition Groups_Building Recommissioning, Operations and Maintenance (O&M) Improvements
Residential | Res ¦ Variable Speed Pool Pump Motor | 2029 | SC A | GWh | Before Competition Groups | 117.7185 | 0 | 0 | 2624.5645 | 0.044853 | 8 | Residential_2029_SC A_GWh_Before Competition Groups_8 | Variable Speed Pool Pump Motor | 4.485% | 0 | 117.7185 | Residential_2029_SC A_GWh_Before Competition Groups_Variable Speed Pool Pump Motor
Residential | Res ¦ Energy Star Torchiere | 2029 | SC A | GWh | Before Competition Groups | 95.8858 | 0 | 0 | 2624.5645 | 0.036534 | 9 | Residential_2029_SC A_GWh_Before Competition Groups_9 | Energy Star Torchiere | 3.653% | 0 | 95.8858 | Residential_2029_SC A_GWh_Before Competition Groups_Energy Star Torchiere
Residential | Res ¦ Adaptive Thermostat | 2029 | SC A | GWh | Before Competition Groups | 77.5747 | 0 | 0 | 2624.5645 | 0.029557 | 10 | Residential_2029_SC A_GWh_Before Competition Groups_10 | Adaptive Thermostat | 2.956% | 0 | 77.5747 | Residential_2029_SC A_GWh_Before Competition Groups_Adaptive Thermostat
Residential | Res ¦ LED Parking Lot Fixture | 2029 | SC A | GWh | Before Competition Groups | 71.3588 | 0 | 0 | 2624.5645 | 0.027189 | 11 | Residential_2029_SC A_GWh_Before Competition Groups_11 | LED Parking Lot Fixture | 2.719% | 0 | 71.3588 | Residential_2029_SC A_GWh_Before Competition Groups_LED Parking Lot Fixture
Residential | Res ¦ Comprehensive Draft Proofing | 2029 | SC A | GWh | Before Competition Groups | 62.5707 | 0 | 0 | 2624.5645 | 0.02384 | 12 | Residential_2029_SC A_GWh_Before Competition Groups_12 | Comprehensive Draft Proofing | 2.384% | 0 | 62.5707 | Residential_2029_SC A_GWh_Before Competition Groups_Comprehensive Draft Proofing
Residential | Res ¦ Air Sealing | 2029 | SC A | GWh | Before Competition Groups | 54.3102 | 0 | 0 | 2624.5645 | 0.020693 | 13 | Residential_2029_SC A_GWh_Before Competition Groups_13 | Air Sealing | 2.069% | 0 | 54.3102 | Residential_2029_SC A_GWh_Before Competition Groups_Air Sealing
Residential | Res ¦ Basement Wall Insulation | 2029 | SC A | GWh | Before Competition Groups | 51.4004 | 0 | 0 | 2624.5645 | 0.019584 | 14 | Residential_2029_SC A_GWh_Before Competition Groups_14 | Basement Wall Insulation | 1.958% | 0 | 51.4004 | Residential_2029_SC A_GWh_Before Competition Groups_Basement Wall Insulation
Residential | Res ¦ Energy Star Air Source Heat Pump | 2029 | SC A | GWh | Before Competition Groups | 48.6197 | 0 | 0 | 2624.5645 | 0.018525 | 15 | Residential_2029_SC A_GWh_Before Competition Groups_15 | Energy Star Air Source Heat Pump | 1.852% | 0 | 48.6197 | Residential_2029_SC A_GWh_Before Competition Groups_Energy Star Air Source Heat Pump
Residential | Res ¦ Occupancy Sensors MF | 2029 | SC A | GWh | Before Competition Groups | 38.5251 | 0 | 0 | 2624.5645 | 0.014679 | 16 | Residential_2029_SC A_GWh_Before Competition Groups_16 | Occupancy Sensors MF | 1.468% | 0 | 38.5251 | Residential_2029_SC A_GWh_Before Competition Groups_Occupancy Sensors MF
Residential | Res ¦ Energy Star Light Fixture | 2029 | SC A | GWh | Before Competition Groups | 38.5242 | 0 | 0 | 2624.5645 | 0.014678 | 17 | Residential_2029_SC A_GWh_Before Competition Groups_17 | Energy Star Light Fixture | 1.468% | 0 | 38.5242 | Residential_2029_SC A_GWh_Before Competition Groups_Energy Star Light Fixture
Residential | Res ¦ Energy Star Clothes Dryer | 2029 | SC A | GWh | Before Competition Groups | 35.8793 | 0 | 0 | 2624.5645 | 0.013671 | 18 | Residential_2029_SC A_GWh_Before Competition Groups_18 | Energy Star Clothes Dryer | 1.367% | 0 | 35.8793 | Residential_2029_SC A_GWh_Before Competition Groups_Energy Star Clothes Dryer
Residential | Res ¦ LED Exterior Area Lights - LED Fixture (200W) | 2029 | SC A | GWh | Before Competition Groups | 35.2026 | 0 | 0 | 2624.5645 | 0.013413 | 19 | Residential_2029_SC A_GWh_Before Competition Groups_19 | LED Exterior Area Lights - LED Fixture (200W) | 1.341% | 0 | 35.2026 | Residential_2029_SC A_GWh_Before Competition Groups_LED Exterior Area Lights - LED Fixture (200W)
Residential | Res ¦ LED Tube Re-Lamp | 2029 | SC A | GWh | Before Competition Groups | 24.4027 | 0 | 0 | 2624.5645 | 0.0092978 | 20 | Residential_2029_SC A_GWh_Before Competition Groups_20 | LED Tube Re-Lamp | 0.9298% | 0 | 24.4027 | Residential_2029_SC A_GWh_Before Competition Groups_LED Tube Re-Lamp
Residential | Res ¦ Refrigerator Recycling | 2029 | SC A | GWh | Before Competition Groups | 24.1854 | 0 | 0 | 2624.5645 | 0.009215 | 21 | Residential_2029_SC A_GWh_Before Competition Groups_21 | Refrigerator Recycling | 0.9215% | 0 | 24.1854 | Residential_2029_SC A_GWh_Before Competition Groups_Refrigerator Recycling
Residential | Res ¦ Energy Star Room Air Conditioner | 2029 | SC A | GWh | Before Competition Groups | 17.8885 | 0 | 0 | 2624.5645 | 0.0068158 | 22 | Residential_2029_SC A_GWh_Before Competition Groups_22 | Energy Star Room Air Conditioner | 0.6816% | 0 | 17.8885 | Residential_2029_SC A_GWh_Before Competition Groups_Energy Star Room Air Conditioner
Residential | Res ¦ Minimize Hot and Warm Clothes Wash | 2029 | SC A | GWh | Before Competition Groups | 17.3115 | 0 | 0 | 2624.5645 | 0.0065959 | 23 | Residential_2029_SC A_GWh_Before Competition Groups_23 | Minimize Hot and Warm Clothes Wash | 0.6596% | 0 | 17.3115 | Residential_2029_SC A_GWh_Before Competition Groups_Minimize Hot and Warm Clothes Wash
Residential | Res ¦ Outside Air Economizer | 2029 | SC A | GWh | Before Competition Groups | 17.2563 | 0 | 0 | 2624.5645 | 0.0065749 | 24 | Residential_2029_SC A_GWh_Before Competition Groups_24 | Outside Air Economizer | 0.6575% | 0 | 17.2563 | Residential_2029_SC A_GWh_Before Competition Groups_Outside Air Economizer
Residential | Res ¦ Attic Insulation | 2029 | SC A | GWh | Before Competition Groups | 16.6443 | 0 | 0 | 2624.5645 | 0.0063417 | 25 | Residential_2029_SC A_GWh_Before Competition Groups_25 | Attic Insulation | 0.6342% | 0 | 16.6443 | Residential_2029_SC A_GWh_Before Competition Groups_Attic Insulation
Residential | Res ¦ Home Energy Reports | 2029 | SC A | GWh | Before Competition Groups | 16.4888 | 0 | 0 | 2624.5645 | 0.0062825 | 26 | Residential_2029_SC A_GWh_Before Competition Groups_26 | Home Energy Reports | 0.6282% | 0 | 16.4888 | Residential_2029_SC A_GWh_Before Competition Groups_Home Energy Reports
Residential | Res ¦ Furnace Whistle | 2029 | SC A | GWh | Before Competition Groups | 16.3493 | 0 | 0 | 2624.5645 | 0.0062293 | 27 | Residential_2029_SC A_GWh_Before Competition Groups_27 | Furnace Whistle | 0.6229% | 0 | 16.3493 | Residential_2029_SC A_GWh_Before Competition Groups_Furnace Whistle
Residential | Res ¦ Energy Star Freezer | 2029 | SC A | GWh | Before Competition Groups | 15.4966 | 0 | 0 | 2624.5645 | 0.0059045 | 28 | Residential_2029_SC A_GWh_Before Competition Groups_28 | Energy Star Freezer | 0.5904% | 0 | 15.4966 | Residential_2029_SC A_GWh_Before Competition Groups_Energy Star Freezer
Residential | Res ¦ ENERGY STAR LED LAMPS (REFLECTOR LAMPs/MR16/PAR 16) | 2029 | SC A | GWh | Before Competition Groups | 14.9739 | 0 | 0 | 2624.5645 | 0.0057053 | 29 | Residential_2029_SC A_GWh_Before Competition Groups_29 | ENERGY STAR LED LAMPS (REFLECTOR LAMPs/MR16/PAR 16) | 0.5705% | 0 | 14.9739 | Residential_2029_SC A_GWh_Before Competition Groups_ENERGY STAR LED LAMPS (REFLECTOR LAMPs/MR16/PAR 16)
Residential | Res ¦ Advanced BAS/Controllers | 2029 | SC A | GWh | Before Competition Groups | 12.3071 | 0 | 0 | 2624.5645 | 0.0046892 | 30 | Residential_2029_SC A_GWh_Before Competition Groups_30 | Advanced BAS/Controllers | 0.4689% | 0 | 12.3071 | Residential_2029_SC A_GWh_Before Competition Groups_Advanced BAS/Controllers
Residential | Res ¦ High Efficiency Chiller (avg of water and air cooled) | 2029 | SC A | GWh | Before Competition Groups | 11.2299 | 0 | 0 | 2624.5645 | 0.0042788 | 31 | Residential_2029_SC A_GWh_Before Competition Groups_31 | High Efficiency Chiller (avg of water and air cooled) | 0.4279% | 0 | 11.2299 | Residential_2029_SC A_GWh_Before Competition Groups_High Efficiency Chiller (avg of water and air cooled)
Residential | Res ¦ Variable Frequency Drive (VFD) | 2029 | SC A | GWh | Before Competition Groups | 6.9354 | 0 | 0 | 2624.5645 | 0.0026425 | 32 | Residential_2029_SC A_GWh_Before Competition Groups_32 | Variable Frequency Drive (VFD) | 0.2642% | 0 | 6.9354 | Residential_2029_SC A_GWh_Before Competition Groups_Variable Frequency Drive (VFD)
Residential | Res ¦ CO Sensors for parking garage exhaust fans | 2029 | SC A | GWh | Before Competition Groups | 5.4956 | 0 | 0 | 2624.5645 | 0.0020939 | 33 | Residential_2029_SC A_GWh_Before Competition Groups_33 | CO Sensors for parking garage exhaust fans | 0.2094% | 0 | 5.4956 | Residential_2029_SC A_GWh_Before Competition Groups_CO Sensors for parking garage exhaust fans
Residential | Res ¦ Water Heater Temperature Setback | 2029 | SC A | GWh | Before Competition Groups | 5.1464 | 0 | 0 | 2624.5645 | 0.0019609 | 34 | Residential_2029_SC A_GWh_Before Competition Groups_34 | Water Heater Temperature Setback | 0.1961% | 0 | 5.1464 | Residential_2029_SC A_GWh_Before Competition Groups_Water Heater Temperature Setback
Residential | Res ¦ Demand Control Ventilation | 2029 | SC A | GWh | Before Competition Groups | 4.5384 | 0 | 0 | 2624.5645 | 0.0017292 | 35 | Residential_2029_SC A_GWh_Before Competition Groups_35 | Demand Control Ventilation | 0.1729% | 0 | 4.5384 | Residential_2029_SC A_GWh_Before Competition Groups_Demand Control Ventilation
Residential | Res ¦ ENERGY STAR LED Lamps (General Service Lamps) | 2029 | SC A | GWh | Before Competition Groups | 3.3559 | 0 | 0 | 2624.5645 | 0.0012787 | 36 | Residential_2029_SC A_GWh_Before Competition Groups_36 | ENERGY STAR LED Lamps (General Service Lamps) | 0.1279% | 0 | 3.3559 | Residential_2029_SC A_GWh_Before Competition Groups_ENERGY STAR LED Lamps (General Service Lamps)
Residential | Res ¦ Tankless Water Heater | 2029 | SC A | GWh | Before Competition Groups | 2.6142 | 0 | 0 | 2624.5645 | 0.00099604 | 37 | Residential_2029_SC A_GWh_Before Competition Groups_37 | Tankless Water Heater | 0.0996% | 0 | 2.6142 | Residential_2029_SC A_GWh_Before Competition Groups_Tankless Water Heater
Residential | Res ¦ Clothes Drying Racks | 2029 | SC A | GWh | Before Competition Groups | 2.1242 | 0 | 0 | 2624.5645 | 0.00080936 | 38 | Residential_2029_SC A_GWh_Before Competition Groups_38 | Clothes Drying Racks | 0.08094% | 0 | 2.1242 | Residential_2029_SC A_GWh_Before Competition Groups_Clothes Drying Racks
Residential | Res ¦ Condensing Make Up Air Unit | 2029 | SC A | GWh | Before Competition Groups | 2.0166 | 0 | 0 | 2624.5645 | 0.00076836 | 39 | Residential_2029_SC A_GWh_Before Competition Groups_39 | Condensing Make Up Air Unit | 0.07684% | 0 | 2.0166 | Residential_2029_SC A_GWh_Before Competition Groups_Condensing Make Up Air Unit
Residential | Res ¦ VFD on Pumps | 2029 | SC A | GWh | Before Competition Groups | 1.9843 | 0 | 0 | 2624.5645 | 0.00075605 | 40 | Residential_2029_SC A_GWh_Before Competition Groups_40 | VFD on Pumps | 0.07561% | 0 | 1.9843 | Residential_2029_SC A_GWh_Before Competition Groups_VFD on Pumps
Residential | Res ¦ Energy Star Dehumidifier | 2029 | SC A | GWh | Before Competition Groups | 1.7955 | 0 | 0 | 2624.5645 | 0.0006841 | 41 | Residential_2029_SC A_GWh_Before Competition Groups_41 | Energy Star Dehumidifier | 0.06841% | 0 | 1.7955 | Residential_2029_SC A_GWh_Before Competition Groups_Energy Star Dehumidifier
Residential | Res ¦ Floor Insulation | 2029 | SC A | GWh | Before Competition Groups | 1.1983 | 0 | 0 | 2624.5645 | 0.00045656 | 42 | Residential_2029_SC A_GWh_Before Competition Groups_42 | Floor Insulation | 0.04566% | 0 | 1.1983 | Residential_2029_SC A_GWh_Before Competition Groups_Floor Insulation
Residential | Res ¦ ECM MOTORS FOR HVAC APPLICATION (FAN-POWERED VAV BOX) | 2029 | SC A | GWh | Before Competition Groups | 1.1319 | 0 | 0 | 2624.5645 | 0.00043129 | 43 | Residential_2029_SC A_GWh_Before Competition Groups_43 | ECM MOTORS FOR HVAC APPLICATION (FAN-POWERED VAV BOX) | 0.04313% | 0 | 1.1319 | Residential_2029_SC A_GWh_Before Competition Groups_ECM MOTORS FOR HVAC APPLICATION (FAN-POWERED VAV BOX)
Residential | Res ¦ Heat Recovery Ventilator | 2029 | SC A | GWh | Before Competition Groups | 0.91979 | 0 | 0 | 2624.5645 | 0.00035045 | 44 | Residential_2029_SC A_GWh_Before Competition Groups_44 | Heat Recovery Ventilator | 0.03505% | 0 | 0.91979 | Residential_2029_SC A_GWh_Before Competition Groups_Heat Recovery Ventilator
Residential | Res ¦ Duct Insulation | 2029 | SC A | GWh | Before Competition Groups | 0.70177 | 0 | 0 | 2624.5645 | 0.00026739 | 45 | Residential_2029_SC A_GWh_Before Competition Groups_45 | Duct Insulation | 0.02674% | 0 | 0.70177 | Residential_2029_SC A_GWh_Before Competition Groups_Duct Insulation
Residential | Res ¦ Beverage Vending Machine Controls | 2029 | SC A | GWh | Before Competition Groups | 0.64817 | 0 | 0 | 2624.5645 | 0.00024696 | 46 | Residential_2029_SC A_GWh_Before Competition Groups_46 | Beverage Vending Machine Controls | 0.0247% | 0 | 0.64817 | Residential_2029_SC A_GWh_Before Competition Groups_Beverage Vending Machine Controls
Residential | Res ¦ Duct Insulation MF | 2029 | SC A | GWh | Before Competition Groups | 0.41416 | 0 | 0 | 2624.5645 | 0.0001578 | 47 | Residential_2029_SC A_GWh_Before Competition Groups_47 | Duct Insulation MF | 0.01578% | 0 | 0.41416 | Residential_2029_SC A_GWh_Before Competition Groups_Duct Insulation MF
Residential | Res ¦ Chilled Water Optimization | 2029 | SC A | GWh | Before Competition Groups | 0.1371 | 0 | 0 | 2624.5645 | 5.2237e-05 | 48 | Residential_2029_SC A_GWh_Before Competition Groups_48 | Chilled Water Optimization | 0.005224% | 0 | 0.1371 | Residential_2029_SC A_GWh_Before Competition Groups_Chilled Water Optimization
Residential | Res ¦ LED High Bay Fixture | 2029 | SC A | GWh | Before Competition Groups | 0.087982 | 0 | 0 | 2624.5645 | 3.3522e-05 | 49 | Residential_2029_SC A_GWh_Before Competition Groups_49 | LED High Bay Fixture | 0.003352% | 0 | 0.087982 | Residential_2029_SC A_GWh_Before Competition Groups_LED High Bay Fixture
Residential | Res ¦ Wall Insulation MF | 2029 | SC A | GWh | Before Competition Groups | 0.0084246 | 0 | 0 | 2624.5645 | 3.2099e-06 | 50 | Residential_2029_SC A_GWh_Before Competition Groups_50 | Wall Insulation MF | 0.000321% | 0 | 0.0084246 | Residential_2029_SC A_GWh_Before Competition Groups_Wall Insulation MF
Residential | Res ¦ Wall Insulation | 2029 | SC A | GWh | Before Competition Groups | 0.0056924 | 0 | 0 | 2624.5645 | 2.1689e-06 | 51 | Residential_2029_SC A_GWh_Before Competition Groups_51 | Wall Insulation | 0.0002169% | 0 | 0.0056924 | Residential_2029_SC A_GWh_Before Competition Groups_Wall Insulation
Residential | Res ¦ Freezer Recycling | 2029 | SC A | GWh | Before Competition Groups | 0.0021336 | 0 | 0 | 2624.5645 | 8.1294e-07 | 52 | Residential_2029_SC A_GWh_Before Competition Groups_52 | Freezer Recycling | 8.129e-05% | 0 | 0.0021336 | Residential_2029_SC A_GWh_Before Competition Groups_Freezer Recycling
Residential | Res ¦ Heavy Duty Outdoor/Holiday Plug-in Timers | 2029 | SC A | GWh | Before Competition Groups | 0 | 0 | 0 | 2624.5645 | 0 | 53 | Residential_2029_SC A_GWh_Before Competition Groups_53 | Heavy Duty Outdoor/Holiday Plug-in Timers | 0% | 0 | 0 | Residential_2029_SC A_GWh_Before Competition Groups_Heavy Duty Outdoor/Holiday Plug-in Timers
Residential | Res ¦ LED Downlight | 2029 | SC A | GWh | Before Competition Groups | 0 | 0 | 0 | 2624.5645 | 0 | 54 | Residential_2029_SC A_GWh_Before Competition Groups_54 | LED Downlight | 0% | 0 | 0 | Residential_2029_SC A_GWh_Before Competition Groups_LED Downlight
Residential | Res ¦ Smart Burners | 2029 | SC A | GWh | Before Competition Groups | 0 | 0 | 0 | 2624.5645 | 0 | 55 | Residential_2029_SC A_GWh_Before Competition Groups_55 | Smart Burners | 0% | 0 | 0 | Residential_2029_SC A_GWh_Before Competition Groups_Smart Burners
Residential | Res ¦ Smart Power Bar | 2029 | SC A | GWh | Before Competition Groups | 0 | 0 | 0 | 2624.5645 | 0 | 56 | Residential_2029_SC A_GWh_Before Competition Groups_56 | Smart Power Bar | 0% | 0 | 0 | Residential_2029_SC A_GWh_Before Competition Groups_Smart Power Bar
Residential | Res ¦ Energy Star Clothes Washer | 2029 | SC B | GWh | Before Competition Groups | 435.4336 | 0 | 0 | 4138.628 | 0.10521 | 1 | Residential_2029_SC B_GWh_Before Competition Groups_1 | Energy Star Clothes Washer | 10.52% | 0 | 435.4336 | Residential_2029_SC B_GWh_Before Competition Groups_Energy Star Clothes Washer
Residential | Res ¦ Variable Speed Pool Pump Motor | 2029 | SC B | GWh | Before Competition Groups | 331.361 | 0 | 0 | 4138.628 | 0.080065 | 2 | Residential_2029_SC B_GWh_Before Competition Groups_2 | Variable Speed Pool Pump Motor | 8.007% | 0 | 331.361 | Residential_2029_SC B_GWh_Before Competition Groups_Variable Speed Pool Pump Motor
Residential | Res ¦ Energy Star LED Bulbs General Purpose LEDs | 2029 | SC B | GWh | Before Competition Groups | 321.426 | 0 | 0 | 4138.628 | 0.077665 | 3 | Residential_2029_SC B_GWh_Before Competition Groups_3 | Energy Star LED Bulbs General Purpose LEDs | 7.766% | 0 | 321.426 | Residential_2029_SC B_GWh_Before Competition Groups_Energy Star LED Bulbs General Purpose LEDs
Residential | Res ¦ Energy Star A Line, PAR, MR Lamps | 2029 | SC B | GWh | Before Competition Groups | 316.1752 | 0 | 0 | 4138.628 | 0.076396 | 4 | Residential_2029_SC B_GWh_Before Competition Groups_4 | Energy Star A Line, PAR, MR Lamps | 7.64% | 0 | 316.1752 | Residential_2029_SC B_GWh_Before Competition Groups_Energy Star A Line, PAR, MR Lamps
Residential | Res ¦ Energy Star LED Specialty Bulbs | 2029 | SC B | GWh | Before Competition Groups | 291.3182 | 0 | 0 | 4138.628 | 0.07039 | 5 | Residential_2029_SC B_GWh_Before Competition Groups_5 | Energy Star LED Specialty Bulbs | 7.039% | 0 | 291.3182 | Residential_2029_SC B_GWh_Before Competition Groups_Energy Star LED Specialty Bulbs
Residential | Res ¦ Car Block Heater Timer | 2029 | SC B | GWh | Before Competition Groups | 287.081 | 0 | 0 | 4138.628 | 0.069366 | 6 | Residential_2029_SC B_GWh_Before Competition Groups_6 | Car Block Heater Timer | 6.937% | 0 | 287.081 | Residential_2029_SC B_GWh_Before Competition Groups_Car Block Heater Timer
Residential | Res ¦ Ductless Mini-Split Heat Pump | 2029 | SC B | GWh | Before Competition Groups | 280.6505 | 0 | 0 | 4138.628 | 0.067812 | 7 | Residential_2029_SC B_GWh_Before Competition Groups_7 | Ductless Mini-Split Heat Pump | 6.781% | 0 | 280.6505 | Residential_2029_SC B_GWh_Before Competition Groups_Ductless Mini-Split Heat Pump
Residential | Res ¦ Building Recommissioning, Operations and Maintenance (O&M) Improvements | 2029 | SC B | GWh | Before Competition Groups | 256.8113 | 0 | 0 | 4138.628 | 0.062052 | 8 | Residential_2029_SC B_GWh_Before Competition Groups_8 | Building Recommissioning, Operations and Maintenance (O&M) Improvements | 6.205% | 0 | 256.8113 | Residential_2029_SC B_GWh_Before Competition Groups_Building Recommissioning, Operations and Maintenance (O&M) Improvements
Residential | Res ¦ Adaptive Thermostat | 2029 | SC B | GWh | Before Competition Groups | 186.0507 | 0 | 0 | 4138.628 | 0.044955 | 9 | Residential_2029_SC B_GWh_Before Competition Groups_9 | Adaptive Thermostat | 4.495% | 0 | 186.0507 | Residential_2029_SC B_GWh_Before Competition Groups_Adaptive Thermostat
Residential | Res ¦ Energy Star Torchiere | 2029 | SC B | GWh | Before Competition Groups | 143.6547 | 0 | 0 | 4138.628 | 0.034711 | 10 | Residential_2029_SC B_GWh_Before Competition Groups_10 | Energy Star Torchiere | 3.471% | 0 | 143.6547 | Residential_2029_SC B_GWh_Before Competition Groups_Energy Star Torchiere
Residential | Res ¦ Comprehensive Draft Proofing | 2029 | SC B | GWh | Before Competition Groups | 130.6177 | 0 | 0 | 4138.628 | 0.031561 | 11 | Residential_2029_SC B_GWh_Before Competition Groups_11 | Comprehensive Draft Proofing | 3.156% | 0 | 130.6177 | Residential_2029_SC B_GWh_Before Competition Groups_Comprehensive Draft Proofing
Residential | Res ¦ Air Sealing | 2029 | SC B | GWh | Before Competition Groups | 99.6152 | 0 | 0 | 4138.628 | 0.02407 | 12 | Residential_2029_SC B_GWh_Before Competition Groups_12 | Air Sealing | 2.407% | 0 | 99.6152 | Residential_2029_SC B_GWh_Before Competition Groups_Air Sealing
Residential | Res ¦ Occupancy Sensors MF | 2029 | SC B | GWh | Before Competition Groups | 78.5281 | 0 | 0 | 4138.628 | 0.018974 | 13 | Residential_2029_SC B_GWh_Before Competition Groups_13 | Occupancy Sensors MF | 1.897% | 0 | 78.5281 | Residential_2029_SC B_GWh_Before Competition Groups_Occupancy Sensors MF
Residential | Res ¦ LED Parking Lot Fixture | 2029 | SC B | GWh | Before Competition Groups | 78.4402 | 0 | 0 | 4138.628 | 0.018953 | 14 | Residential_2029_SC B_GWh_Before Competition Groups_14 | LED Parking Lot Fixture | 1.895% | 0 | 78.4402 | Residential_2029_SC B_GWh_Before Competition Groups_LED Parking Lot Fixture
Residential | Res ¦ Energy Star Air Source Heat Pump | 2029 | SC B | GWh | Before Competition Groups | 78.2697 | 0 | 0 | 4138.628 | 0.018912 | 15 | Residential_2029_SC B_GWh_Before Competition Groups_15 | Energy Star Air Source Heat Pump | 1.891% | 0 | 78.2697 | Residential_2029_SC B_GWh_Before Competition Groups_Energy Star Air Source Heat Pump
Residential | Res ¦ Refrigerator Recycling | 2029 | SC B | GWh | Before Competition Groups | 67.3152 | 0 | 0 | 4138.628 | 0.016265 | 16 | Residential_2029_SC B_GWh_Before Competition Groups_16 | Refrigerator Recycling | 1.627% | 0 | 67.3152 | Residential_2029_SC B_GWh_Before Competition Groups_Refrigerator Recycling
Residential | Res ¦ Energy Star Clothes Dryer | 2029 | SC B | GWh | Before Competition Groups | 65.6059 | 0 | 0 | 4138.628 | 0.015852 | 17 | Residential_2029_SC B_GWh_Before Competition Groups_17 | Energy Star Clothes Dryer | 1.585% | 0 | 65.6059 | Residential_2029_SC B_GWh_Before Competition Groups_Energy Star Clothes Dryer
Residential | Res ¦ Clothes Drying Racks | 2029 | SC B | GWh | Before Competition Groups | 61.4537 | 0 | 0 | 4138.628 | 0.014849 | 18 | Residential_2029_SC B_GWh_Before Competition Groups_18 | Clothes Drying Racks | 1.485% | 0 | 61.4537 | Residential_2029_SC B_GWh_Before Competition Groups_Clothes Drying Racks
Residential | Res ¦ Freezer Recycling | 2029 | SC B | GWh | Before Competition Groups | 58.9741 | 0 | 0 | 4138.628 | 0.01425 | 19 | Residential_2029_SC B_GWh_Before Competition Groups_19 | Freezer Recycling | 1.425% | 0 | 58.9741 | Residential_2029_SC B_GWh_Before Competition Groups_Freezer Recycling
Residential | Res ¦ Energy Star Light Fixture | 2029 | SC B | GWh | Before Competition Groups | 55.2734 | 0 | 0 | 4138.628 | 0.013355 | 20 | Residential_2029_SC B_GWh_Before Competition Groups_20 | Energy Star Light Fixture | 1.336% | 0 | 55.2734 | Residential_2029_SC B_GWh_Before Competition Groups_Energy Star Light Fixture
Residential | Res ¦ Basement Wall Insulation | 2029 | SC B | GWh | Before Competition Groups | 52.2954 | 0 | 0 | 4138.628 | 0.012636 | 21 | Residential_2029_SC B_GWh_Before Competition Groups_21 | Basement Wall Insulation | 1.264% | 0 | 52.2954 | Residential_2029_SC B_GWh_Before Competition Groups_Basement Wall Insulation
Residential | Res ¦ Attic Insulation | 2029 | SC B | GWh | Before Competition Groups | 40.335 | 0 | 0 | 4138.628 | 0.009746 | 22 | Residential_2029_SC B_GWh_Before Competition Groups_22 | Attic Insulation | 0.9746% | 0 | 40.335 | Residential_2029_SC B_GWh_Before Competition Groups_Attic Insulation
Residential | Res ¦ Advanced BAS/Controllers | 2029 | SC B | GWh | Before Competition Groups | 37.5846 | 0 | 0 | 4138.628 | 0.0090814 | 23 | Residential_2029_SC B_GWh_Before Competition Groups_23 | Advanced BAS/Controllers | 0.9081% | 0 | 37.5846 | Residential_2029_SC B_GWh_Before Competition Groups_Advanced BAS/Controllers
Residential | Res ¦ Energy Star Room Air Conditioner | 2029 | SC B | GWh | Before Competition Groups | 35.4565 | 0 | 0 | 4138.628 | 0.0085672 | 24 | Residential_2029_SC B_GWh_Before Competition Groups_24 | Energy Star Room Air Conditioner | 0.8567% | 0 | 35.4565 | Residential_2029_SC B_GWh_Before Competition Groups_Energy Star Room Air Conditioner
Residential | Res ¦ LED Exterior Area Lights - LED Fixture (200W) | 2029 | SC B | GWh | Before Competition Groups | 35.2026 | 0 | 0 | 4138.628 | 0.0085059 | 25 | Residential_2029_SC B_GWh_Before Competition Groups_25 | LED Exterior Area Lights - LED Fixture (200W) | 0.8506% | 0 | 35.2026 | Residential_2029_SC B_GWh_Before Competition Groups_LED Exterior Area Lights - LED Fixture (200W)
Residential | Res ¦ Energy Star Freezer | 2029 | SC B | GWh | Before Competition Groups | 34.4936 | 0 | 0 | 4138.628 | 0.0083346 | 26 | Residential_2029_SC B_GWh_Before Competition Groups_26 | Energy Star Freezer | 0.8335% | 0 | 34.4936 | Residential_2029_SC B_GWh_Before Competition Groups_Energy Star Freezer
Residential | Res ¦ Furnace Whistle | 2029 | SC B | GWh | Before Competition Groups | 32.3665 | 0 | 0 | 4138.628 | 0.0078206 | 27 | Residential_2029_SC B_GWh_Before Competition Groups_27 | Furnace Whistle | 0.7821% | 0 | 32.3665 | Residential_2029_SC B_GWh_Before Competition Groups_Furnace Whistle
Residential | Res ¦ Outside Air Economizer | 2029 | SC B | GWh | Before Competition Groups | 26.4263 | 0 | 0 | 4138.628 | 0.0063853 | 28 | Residential_2029_SC B_GWh_Before Competition Groups_28 | Outside Air Economizer | 0.6385% | 0 | 26.4263 | Residential_2029_SC B_GWh_Before Competition Groups_Outside Air Economizer
Residential | Res ¦ LED Tube Re-Lamp | 2029 | SC B | GWh | Before Competition Groups | 24.4027 | 0 | 0 | 4138.628 | 0.0058963 | 29 | Residential_2029_SC B_GWh_Before Competition Groups_29 | LED Tube Re-Lamp | 0.5896% | 0 | 24.4027 | Residential_2029_SC B_GWh_Before Competition Groups_LED Tube Re-Lamp
Residential | Res ¦ Energy Star Dehumidifier | 2029 | SC B | GWh | Before Competition Groups | 18.3365 | 0 | 0 | 4138.628 | 0.0044306 | 30 | Residential_2029_SC B_GWh_Before Competition Groups_30 | Energy Star Dehumidifier | 0.4431% | 0 | 18.3365 | Residential_2029_SC B_GWh_Before Competition Groups_Energy Star Dehumidifier
Residential | Res ¦ Demand Control Ventilation | 2029 | SC B | GWh | Before Competition Groups | 17.3334 | 0 | 0 | 4138.628 | 0.0041882 | 31 | Residential_2029_SC B_GWh_Before Competition Groups_31 | Demand Control Ventilation | 0.4188% | 0 | 17.3334 | Residential_2029_SC B_GWh_Before Competition Groups_Demand Control Ventilation
Residential | Res ¦ Minimize Hot and Warm Clothes Wash | 2029 | SC B | GWh | Before Competition Groups | 17.3115 | 0 | 0 | 4138.628 | 0.0041829 | 32 | Residential_2029_SC B_GWh_Before Competition Groups_32 | Minimize Hot and Warm Clothes Wash | 0.4183% | 0 | 17.3115 | Residential_2029_SC B_GWh_Before Competition Groups_Minimize Hot and Warm Clothes Wash
Residential | Res ¦ Home Energy Reports | 2029 | SC B | GWh | Before Competition Groups | 16.4888 | 0 | 0 | 4138.628 | 0.0039841 | 33 | Residential_2029_SC B_GWh_Before Competition Groups_33 | Home Energy Reports | 0.3984% | 0 | 16.4888 | Residential_2029_SC B_GWh_Before Competition Groups_Home Energy Reports
Residential | Res ¦ ENERGY STAR LED LAMPS (REFLECTOR LAMPs/MR16/PAR 16) | 2029 | SC B | GWh | Before Competition Groups | 14.9739 | 0 | 0 | 4138.628 | 0.0036181 | 34 | Residential_2029_SC B_GWh_Before Competition Groups_34 | ENERGY STAR LED LAMPS (REFLECTOR LAMPs/MR16/PAR 16) | 0.3618% | 0 | 14.9739 | Residential_2029_SC B_GWh_Before Competition Groups_ENERGY STAR LED LAMPS (REFLECTOR LAMPs/MR16/PAR 16)
Residential | Res ¦ CO Sensors for parking garage exhaust fans | 2029 | SC B | GWh | Before Competition Groups | 13.932 | 0 | 0 | 4138.628 | 0.0033663 | 35 | Residential_2029_SC B_GWh_Before Competition Groups_35 | CO Sensors for parking garage exhaust fans | 0.3366% | 0 | 13.932 | Residential_2029_SC B_GWh_Before Competition Groups_CO Sensors for parking garage exhaust fans
Residential | Res ¦ Variable Frequency Drive (VFD) | 2029 | SC B | GWh | Before Competition Groups | 13.7294 | 0 | 0 | 4138.628 | 0.0033174 | 36 | Residential_2029_SC B_GWh_Before Competition Groups_36 | Variable Frequency Drive (VFD) | 0.3317% | 0 | 13.7294 | Residential_2029_SC B_GWh_Before Competition Groups_Variable Frequency Drive (VFD)
Residential | Res ¦ High Efficiency Chiller (avg of water and air cooled) | 2029 | SC B | GWh | Before Competition Groups | 11.5619 | 0 | 0 | 4138.628 | 0.0027937 | 37 | Residential_2029_SC B_GWh_Before Competition Groups_37 | High Efficiency Chiller (avg of water and air cooled) | 0.2794% | 0 | 11.5619 | Residential_2029_SC B_GWh_Before Competition Groups_High Efficiency Chiller (avg of water and air cooled)
Residential | Res ¦ Heat Recovery Ventilator | 2029 | SC B | GWh | Before Competition Groups | 11.0536 | 0 | 0 | 4138.628 | 0.0026708 | 38 | Residential_2029_SC B_GWh_Before Competition Groups_38 | Heat Recovery Ventilator | 0.2671% | 0 | 11.0536 | Residential_2029_SC B_GWh_Before Competition Groups_Heat Recovery Ventilator
Residential | Res ¦ Floor Insulation | 2029 | SC B | GWh | Before Competition Groups | 10.5668 | 0 | 0 | 4138.628 | 0.0025532 | 39 | Residential_2029_SC B_GWh_Before Competition Groups_39 | Floor Insulation | 0.2553% | 0 | 10.5668 | Residential_2029_SC B_GWh_Before Competition Groups_Floor Insulation
Residential | Res ¦ Water Heater Temperature Setback | 2029 | SC B | GWh | Before Competition Groups | 10.2597 | 0 | 0 | 4138.628 | 0.002479 | 40 | Residential_2029_SC B_GWh_Before Competition Groups_40 | Water Heater Temperature Setback | 0.2479% | 0 | 10.2597 | Residential_2029_SC B_GWh_Before Competition Groups_Water Heater Temperature Setback
Residential | Res ¦ Duct Insulation | 2029 | SC B | GWh | Before Competition Groups | 9.5069 | 0 | 0 | 4138.628 | 0.0022971 | 41 | Residential_2029_SC B_GWh_Before Competition Groups_41 | Duct Insulation | 0.2297% | 0 | 9.5069 | Residential_2029_SC B_GWh_Before Competition Groups_Duct Insulation
Residential | Res ¦ Condensing Make Up Air Unit | 2029 | SC B | GWh | Before Competition Groups | 7.7348 | 0 | 0 | 4138.628 | 0.0018689 | 42 | Residential_2029_SC B_GWh_Before Competition Groups_42 | Condensing Make Up Air Unit | 0.1869% | 0 | 7.7348 | Residential_2029_SC B_GWh_Before Competition Groups_Condensing Make Up Air Unit
Residential | Res ¦ Tankless Water Heater | 2029 | SC B | GWh | Before Competition Groups | 7.3961 | 0 | 0 | 4138.628 | 0.0017871 | 43 | Residential_2029_SC B_GWh_Before Competition Groups_43 | Tankless Water Heater | 0.1787% | 0 | 7.3961 | Residential_2029_SC B_GWh_Before Competition Groups_Tankless Water Heater
Residential | Res ¦ VFD on Pumps | 2029 | SC B | GWh | Before Competition Groups | 4.2219 | 0 | 0 | 4138.628 | 0.0010201 | 44 | Residential_2029_SC B_GWh_Before Competition Groups_44 | VFD on Pumps | 0.102% | 0 | 4.2219 | Residential_2029_SC B_GWh_Before Competition Groups_VFD on Pumps
Residential | Res ¦ Duct Insulation MF | 2029 | SC B | GWh | Before Competition Groups | 4.075 | 0 | 0 | 4138.628 | 0.00098462 | 45 | Residential_2029_SC B_GWh_Before Competition Groups_45 | Duct Insulation MF | 0.09846% | 0 | 4.075 | Residential_2029_SC B_GWh_Before Competition Groups_Duct Insulation MF
Residential | Res ¦ ENERGY STAR LED Lamps (General Service Lamps) | 2029 | SC B | GWh | Before Competition Groups | 3.3559 | 0 | 0 | 4138.628 | 0.00081088 | 46 | Residential_2029_SC B_GWh_Before Competition Groups_46 | ENERGY STAR LED Lamps (General Service Lamps) | 0.08109% | 0 | 3.3559 | Residential_2029_SC B_GWh_Before Competition Groups_ENERGY STAR LED Lamps (General Service Lamps)
Residential | Res ¦ ECM MOTORS FOR HVAC APPLICATION (FAN-POWERED VAV BOX) | 2029 | SC B | GWh | Before Competition Groups | 2.1976 | 0 | 0 | 4138.628 | 0.00053099 | 47 | Residential_2029_SC B_GWh_Before Competition Groups_47 | ECM MOTORS FOR HVAC APPLICATION (FAN-POWERED VAV BOX) | 0.0531% | 0 | 2.1976 | Residential_2029_SC B_GWh_Before Competition Groups_ECM MOTORS FOR HVAC APPLICATION (FAN-POWERED VAV BOX)
Residential | Res ¦ Beverage Vending Machine Controls | 2029 | SC B | GWh | Before Competition Groups | 1.4426 | 0 | 0 | 4138.628 | 0.00034856 | 48 | Residential_2029_SC B_GWh_Before Competition Groups_48 | Beverage Vending Machine Controls | 0.03486% | 0 | 1.4426 | Residential_2029_SC B_GWh_Before Competition Groups_Beverage Vending Machine Controls
Residential | Res ¦ Chilled Water Optimization | 2029 | SC B | GWh | Before Competition Groups | 0.18997 | 0 | 0 | 4138.628 | 4.5903e-05 | 49 | Residential_2029_SC B_GWh_Before Competition Groups_49 | Chilled Water Optimization | 0.00459% | 0 | 0.18997 | Residential_2029_SC B_GWh_Before Competition Groups_Chilled Water Optimization
Residential | Res ¦ LED High Bay Fixture | 2029 | SC B | GWh | Before Competition Groups | 0.18016 | 0 | 0 | 4138.628 | 4.3532e-05 | 50 | Residential_2029_SC B_GWh_Before Competition Groups_50 | LED High Bay Fixture | 0.004353% | 0 | 0.18016 | Residential_2029_SC B_GWh_Before Competition Groups_LED High Bay Fixture
Residential | Res ¦ Wall Insulation | 2029 | SC B | GWh | Before Competition Groups | 0.15187 | 0 | 0 | 4138.628 | 3.6697e-05 | 51 | Residential_2029_SC B_GWh_Before Competition Groups_51 | Wall Insulation | 0.00367% | 0 | 0.15187 | Residential_2029_SC B_GWh_Before Competition Groups_Wall Insulation
Residential | Res ¦ Wall Insulation MF | 2029 | SC B | GWh | Before Competition Groups | 0.0092118 | 0 | 0 | 4138.628 | 2.2258e-06 | 52 | Residential_2029_SC B_GWh_Before Competition Groups_52 | Wall Insulation MF | 0.0002226% | 0 | 0.0092118 | Residential_2029_SC B_GWh_Before Competition Groups_Wall Insulation MF
Residential | Res ¦ Heavy Duty Outdoor/Holiday Plug-in Timers | 2029 | SC B | GWh | Before Competition Groups | 0 | 0 | 0 | 4138.628 | 0 | 53 | Residential_2029_SC B_GWh_Before Competition Groups_53 | Heavy Duty Outdoor/Holiday Plug-in Timers | 0% | 0 | 0 | Residential_2029_SC B_GWh_Before Competition Groups_Heavy Duty Outdoor/Holiday Plug-in Timers
Residential | Res ¦ LED Downlight | 2029 | SC B | GWh | Before Competition Groups | 0 | 0 | 0 | 4138.628 | 0 | 54 | Residential_2029_SC B_GWh_Before Competition Groups_54 | LED Downlight | 0% | 0 | 0 | Residential_2029_SC B_GWh_Before Competition Groups_LED Downlight
Residential | Res ¦ Smart Burners | 2029 | SC B | GWh | Before Competition Groups | 0 | 0 | 0 | 4138.628 | 0 | 55 | Residential_2029_SC B_GWh_Before Competition Groups_55 | Smart Burners | 0% | 0 | 0 | Residential_2029_SC B_GWh_Before Competition Groups_Smart Burners
Residential | Res ¦ Smart Power Bar | 2029 | SC B | GWh | Before Competition Groups | 0 | 0 | 0 | 4138.628 | 0 | 56 | Residential_2029_SC B_GWh_Before Competition Groups_56 | Smart Power Bar | 0% | 0 | 0 | Residential_2029_SC B_GWh_Before Competition Groups_Smart Power Bar
Residential | Res ¦ Energy Star LED Specialty Bulbs | 2029 | SC C | GWh | Before Competition Groups | 516.2905 | 0 | 0 | 3014.4755 | 0.17127 | 1 | Residential_2029_SC C_GWh_Before Competition Groups_1 | Energy Star LED Specialty Bulbs | 17.13% | 0 | 516.2905 | Residential_2029_SC C_GWh_Before Competition Groups_Energy Star LED Specialty Bulbs
Residential | Res ¦ Energy Star Clothes Washer | 2029 | SC C | GWh | Before Competition Groups | 385.0486 | 0 | 0 | 3014.4755 | 0.12773 | 2 | Residential_2029_SC C_GWh_Before Competition Groups_2 | Energy Star Clothes Washer | 12.77% | 0 | 385.0486 | Residential_2029_SC C_GWh_Before Competition Groups_Energy Star Clothes Washer
Residential | Res ¦ Energy Star A Line, PAR, MR Lamps | 2029 | SC C | GWh | Before Competition Groups | 215.9667 | 0 | 0 | 3014.4755 | 0.071643 | 3 | Residential_2029_SC C_GWh_Before Competition Groups_3 | Energy Star A Line, PAR, MR Lamps | 7.164% | 0 | 215.9667 | Residential_2029_SC C_GWh_Before Competition Groups_Energy Star A Line, PAR, MR Lamps
Residential | Res ¦ Ductless Mini-Split Heat Pump | 2029 | SC C | GWh | Before Competition Groups | 214.1127 | 0 | 0 | 3014.4755 | 0.071028 | 4 | Residential_2029_SC C_GWh_Before Competition Groups_4 | Ductless Mini-Split Heat Pump | 7.103% | 0 | 214.1127 | Residential_2029_SC C_GWh_Before Competition Groups_Ductless Mini-Split Heat Pump
Residential | Res ¦ Variable Speed Pool Pump Motor | 2029 | SC C | GWh | Before Competition Groups | 167.3894 | 0 | 0 | 3014.4755 | 0.055529 | 5 | Residential_2029_SC C_GWh_Before Competition Groups_5 | Variable Speed Pool Pump Motor | 5.553% | 0 | 167.3894 | Residential_2029_SC C_GWh_Before Competition Groups_Variable Speed Pool Pump Motor
Residential | Res ¦ Car Block Heater Timer | 2029 | SC C | GWh | Before Competition Groups | 158.8725 | 0 | 0 | 3014.4755 | 0.052703 | 6 | Residential_2029_SC C_GWh_Before Competition Groups_6 | Car Block Heater Timer | 5.27% | 0 | 158.8725 | Residential_2029_SC C_GWh_Before Competition Groups_Car Block Heater Timer
Residential | Res ¦ Energy Star LED Bulbs General Purpose LEDs | 2029 | SC C | GWh | Before Competition Groups | 144.6876 | 0 | 0 | 3014.4755 | 0.047998 | 7 | Residential_2029_SC C_GWh_Before Competition Groups_7 | Energy Star LED Bulbs General Purpose LEDs | 4.8% | 0 | 144.6876 | Residential_2029_SC C_GWh_Before Competition Groups_Energy Star LED Bulbs General Purpose LEDs
Residential | Res ¦ Building Recommissioning, Operations and Maintenance (O&M) Improvements | 2029 | SC C | GWh | Before Competition Groups | 129.7237 | 0 | 0 | 3014.4755 | 0.043034 | 8 | Residential_2029_SC C_GWh_Before Competition Groups_8 | Building Recommissioning, Operations and Maintenance (O&M) Improvements | 4.303% | 0 | 129.7237 | Residential_2029_SC C_GWh_Before Competition Groups_Building Recommissioning, Operations and Maintenance (O&M) Improvements
Residential | Res ¦ Adaptive Thermostat | 2029 | SC C | GWh | Before Competition Groups | 128.2728 | 0 | 0 | 3014.4755 | 0.042552 | 9 | Residential_2029_SC C_GWh_Before Competition Groups_9 | Adaptive Thermostat | 4.255% | 0 | 128.2728 | Residential_2029_SC C_GWh_Before Competition Groups_Adaptive Thermostat
Residential | Res ¦ Energy Star Torchiere | 2029 | SC C | GWh | Before Competition Groups | 95.8858 | 0 | 0 | 3014.4755 | 0.031808 | 10 | Residential_2029_SC C_GWh_Before Competition Groups_10 | Energy Star Torchiere | 3.181% | 0 | 95.8858 | Residential_2029_SC C_GWh_Before Competition Groups_Energy Star Torchiere
Residential | Res ¦ Air Sealing | 2029 | SC C | GWh | Before Competition Groups | 90.9936 | 0 | 0 | 3014.4755 | 0.030186 | 11 | Residential_2029_SC C_GWh_Before Competition Groups_11 | Air Sealing | 3.019% | 0 | 90.9936 | Residential_2029_SC C_GWh_Before Competition Groups_Air Sealing
Residential | Res ¦ LED Parking Lot Fixture | 2029 | SC C | GWh | Before Competition Groups | 71.3588 | 0 | 0 | 3014.4755 | 0.023672 | 12 | Residential_2029_SC C_GWh_Before Competition Groups_12 | LED Parking Lot Fixture | 2.367% | 0 | 71.3588 | Residential_2029_SC C_GWh_Before Competition Groups_LED Parking Lot Fixture
Residential | Res ¦ Comprehensive Draft Proofing | 2029 | SC C | GWh | Before Competition Groups | 65.9791 | 0 | 0 | 3014.4755 | 0.021887 | 13 | Residential_2029_SC C_GWh_Before Competition Groups_13 | Comprehensive Draft Proofing | 2.189% | 0 | 65.9791 | Residential_2029_SC C_GWh_Before Competition Groups_Comprehensive Draft Proofing
Residential | Res ¦ Energy Star Clothes Dryer | 2029 | SC C | GWh | Before Competition Groups | 65.6273 | 0 | 0 | 3014.4755 | 0.021771 | 14 | Residential_2029_SC C_GWh_Before Competition Groups_14 | Energy Star Clothes Dryer | 2.177% | 0 | 65.6273 | Residential_2029_SC C_GWh_Before Competition Groups_Energy Star Clothes Dryer
Residential | Res ¦ Basement Wall Insulation | 2029 | SC C | GWh | Before Competition Groups | 52.3029 | 0 | 0 | 3014.4755 | 0.017351 | 15 | Residential_2029_SC C_GWh_Before Competition Groups_15 | Basement Wall Insulation | 1.735% | 0 | 52.3029 | Residential_2029_SC C_GWh_Before Competition Groups_Basement Wall Insulation
Residential | Res ¦ Energy Star Light Fixture | 2029 | SC C | GWh | Before Competition Groups | 50.6201 | 0 | 0 | 3014.4755 | 0.016792 | 16 | Residential_2029_SC C_GWh_Before Competition Groups_16 | Energy Star Light Fixture | 1.679% | 0 | 50.6201 | Residential_2029_SC C_GWh_Before Competition Groups_Energy Star Light Fixture
Residential | Res ¦ Energy Star Air Source Heat Pump | 2029 | SC C | GWh | Before Competition Groups | 48.6197 | 0 | 0 | 3014.4755 | 0.016129 | 17 | Residential_2029_SC C_GWh_Before Competition Groups_17 | Energy Star Air Source Heat Pump | 1.613% | 0 | 48.6197 | Residential_2029_SC C_GWh_Before Competition Groups_Energy Star Air Source Heat Pump
Residential | Res ¦ Attic Insulation | 2029 | SC C | GWh | Before Competition Groups | 39.4016 | 0 | 0 | 3014.4755 | 0.013071 | 18 | Residential_2029_SC C_GWh_Before Competition Groups_18 | Attic Insulation | 1.307% | 0 | 39.4016 | Residential_2029_SC C_GWh_Before Competition Groups_Attic Insulation
Residential | Res ¦ Occupancy Sensors MF | 2029 | SC C | GWh | Before Competition Groups | 38.5251 | 0 | 0 | 3014.4755 | 0.01278 | 19 | Residential_2029_SC C_GWh_Before Competition Groups_19 | Occupancy Sensors MF | 1.278% | 0 | 38.5251 | Residential_2029_SC C_GWh_Before Competition Groups_Occupancy Sensors MF
Residential | Res ¦ LED Exterior Area Lights - LED Fixture (200W) | 2029 | SC C | GWh | Before Competition Groups | 35.2026 | 0 | 0 | 3014.4755 | 0.011678 | 20 | Residential_2029_SC C_GWh_Before Competition Groups_20 | LED Exterior Area Lights - LED Fixture (200W) | 1.168% | 0 | 35.2026 | Residential_2029_SC C_GWh_Before Competition Groups_LED Exterior Area Lights - LED Fixture (200W)
Residential | Res ¦ Refrigerator Recycling | 2029 | SC C | GWh | Before Competition Groups | 34.005 | 0 | 0 | 3014.4755 | 0.011281 | 21 | Residential_2029_SC C_GWh_Before Competition Groups_21 | Refrigerator Recycling | 1.128% | 0 | 34.005 | Residential_2029_SC C_GWh_Before Competition Groups_Refrigerator Recycling
Residential | Res ¦ Energy Star Room Air Conditioner | 2029 | SC C | GWh | Before Competition Groups | 28.2257 | 0 | 0 | 3014.4755 | 0.0093634 | 22 | Residential_2029_SC C_GWh_Before Competition Groups_22 | Energy Star Room Air Conditioner | 0.9363% | 0 | 28.2257 | Residential_2029_SC C_GWh_Before Competition Groups_Energy Star Room Air Conditioner
Residential | Res ¦ Energy Star Freezer | 2029 | SC C | GWh | Before Competition Groups | 27.225 | 0 | 0 | 3014.4755 | 0.0090314 | 23 | Residential_2029_SC C_GWh_Before Competition Groups_23 | Energy Star Freezer | 0.9031% | 0 | 27.225 | Residential_2029_SC C_GWh_Before Competition Groups_Energy Star Freezer
Residential | Res ¦ LED Tube Re-Lamp | 2029 | SC C | GWh | Before Competition Groups | 24.4027 | 0 | 0 | 3014.4755 | 0.0080952 | 24 | Residential_2029_SC C_GWh_Before Competition Groups_24 | LED Tube Re-Lamp | 0.8095% | 0 | 24.4027 | Residential_2029_SC C_GWh_Before Competition Groups_LED Tube Re-Lamp
Residential | Res ¦ Advanced BAS/Controllers | 2029 | SC C | GWh | Before Competition Groups | 18.9866 | 0 | 0 | 3014.4755 | 0.0062985 | 25 | Residential_2029_SC C_GWh_Before Competition Groups_25 | Advanced BAS/Controllers | 0.6298% | 0 | 18.9866 | Residential_2029_SC C_GWh_Before Competition Groups_Advanced BAS/Controllers
Residential | Res ¦ Minimize Hot and Warm Clothes Wash | 2029 | SC C | GWh | Before Competition Groups | 17.3115 | 0 | 0 | 3014.4755 | 0.0057428 | 26 | Residential_2029_SC C_GWh_Before Competition Groups_26 | Minimize Hot and Warm Clothes Wash | 0.5743% | 0 | 17.3115 | Residential_2029_SC C_GWh_Before Competition Groups_Minimize Hot and Warm Clothes Wash
Residential | Res ¦ Outside Air Economizer | 2029 | SC C | GWh | Before Competition Groups | 17.2563 | 0 | 0 | 3014.4755 | 0.0057245 | 27 | Residential_2029_SC C_GWh_Before Competition Groups_27 | Outside Air Economizer | 0.5724% | 0 | 17.2563 | Residential_2029_SC C_GWh_Before Competition Groups_Outside Air Economizer
Residential | Res ¦ Home Energy Reports | 2029 | SC C | GWh | Before Competition Groups | 16.4888 | 0 | 0 | 3014.4755 | 0.0054699 | 28 | Residential_2029_SC C_GWh_Before Competition Groups_28 | Home Energy Reports | 0.547% | 0 | 16.4888 | Residential_2029_SC C_GWh_Before Competition Groups_Home Energy Reports
Residential | Res ¦ Furnace Whistle | 2029 | SC C | GWh | Before Competition Groups | 16.3493 | 0 | 0 | 3014.4755 | 0.0054236 | 29 | Residential_2029_SC C_GWh_Before Competition Groups_29 | Furnace Whistle | 0.5424% | 0 | 16.3493 | Residential_2029_SC C_GWh_Before Competition Groups_Furnace Whistle
Residential | Res ¦ ENERGY STAR LED LAMPS (REFLECTOR LAMPs/MR16/PAR 16) | 2029 | SC C | GWh | Before Competition Groups | 14.9739 | 0 | 0 | 3014.4755 | 0.0049673 | 30 | Residential_2029_SC C_GWh_Before Competition Groups_30 | ENERGY STAR LED LAMPS (REFLECTOR LAMPs/MR16/PAR 16) | 0.4967% | 0 | 14.9739 | Residential_2029_SC C_GWh_Before Competition Groups_ENERGY STAR LED LAMPS (REFLECTOR LAMPs/MR16/PAR 16)
Residential | Res ¦ High Efficiency Chiller (avg of water and air cooled) | 2029 | SC C | GWh | Before Competition Groups | 11.2299 | 0 | 0 | 3014.4755 | 0.0037253 | 31 | Residential_2029_SC C_GWh_Before Competition Groups_31 | High Efficiency Chiller (avg of water and air cooled) | 0.3725% | 0 | 11.2299 | Residential_2029_SC C_GWh_Before Competition Groups_High Efficiency Chiller (avg of water and air cooled)
Residential | Res ¦ Demand Control Ventilation | 2029 | SC C | GWh | Before Competition Groups | 8.7566 | 0 | 0 | 3014.4755 | 0.0029049 | 32 | Residential_2029_SC C_GWh_Before Competition Groups_32 | Demand Control Ventilation | 0.2905% | 0 | 8.7566 | Residential_2029_SC C_GWh_Before Competition Groups_Demand Control Ventilation
Residential | Res ¦ Floor Insulation | 2029 | SC C | GWh | Before Competition Groups | 8.2762 | 0 | 0 | 3014.4755 | 0.0027455 | 33 | Residential_2029_SC C_GWh_Before Competition Groups_33 | Floor Insulation | 0.2745% | 0 | 8.2762 | Residential_2029_SC C_GWh_Before Competition Groups_Floor Insulation
Residential | Res ¦ Energy Star Dehumidifier | 2029 | SC C | GWh | Before Competition Groups | 7.927 | 0 | 0 | 3014.4755 | 0.0026296 | 34 | Residential_2029_SC C_GWh_Before Competition Groups_34 | Energy Star Dehumidifier | 0.263% | 0 | 7.927 | Residential_2029_SC C_GWh_Before Competition Groups_Energy Star Dehumidifier
Residential | Res ¦ CO Sensors for parking garage exhaust fans | 2029 | SC C | GWh | Before Competition Groups | 7.4307 | 0 | 0 | 3014.4755 | 0.002465 | 35 | Residential_2029_SC C_GWh_Before Competition Groups_35 | CO Sensors for parking garage exhaust fans | 0.2465% | 0 | 7.4307 | Residential_2029_SC C_GWh_Before Competition Groups_CO Sensors for parking garage exhaust fans
Residential | Res ¦ Variable Frequency Drive (VFD) | 2029 | SC C | GWh | Before Competition Groups | 6.9354 | 0 | 0 | 3014.4755 | 0.0023007 | 36 | Residential_2029_SC C_GWh_Before Competition Groups_36 | Variable Frequency Drive (VFD) | 0.2301% | 0 | 6.9354 | Residential_2029_SC C_GWh_Before Competition Groups_Variable Frequency Drive (VFD)
Residential | Res ¦ Condensing Make Up Air Unit | 2029 | SC C | GWh | Before Competition Groups | 5.4878 | 0 | 0 | 3014.4755 | 0.0018205 | 37 | Residential_2029_SC C_GWh_Before Competition Groups_37 | Condensing Make Up Air Unit | 0.182% | 0 | 5.4878 | Residential_2029_SC C_GWh_Before Competition Groups_Condensing Make Up Air Unit
Residential | Res ¦ Water Heater Temperature Setback | 2029 | SC C | GWh | Before Competition Groups | 5.1825 | 0 | 0 | 3014.4755 | 0.0017192 | 38 | Residential_2029_SC C_GWh_Before Competition Groups_38 | Water Heater Temperature Setback | 0.1719% | 0 | 5.1825 | Residential_2029_SC C_GWh_Before Competition Groups_Water Heater Temperature Setback
Residential | Res ¦ Tankless Water Heater | 2029 | SC C | GWh | Before Competition Groups | 4.3924 | 0 | 0 | 3014.4755 | 0.0014571 | 39 | Residential_2029_SC C_GWh_Before Competition Groups_39 | Tankless Water Heater | 0.1457% | 0 | 4.3924 | Residential_2029_SC C_GWh_Before Competition Groups_Tankless Water Heater
Residential | Res ¦ Duct Insulation MF | 2029 | SC C | GWh | Before Competition Groups | 3.7303 | 0 | 0 | 3014.4755 | 0.0012375 | 40 | Residential_2029_SC C_GWh_Before Competition Groups_40 | Duct Insulation MF | 0.1237% | 0 | 3.7303 | Residential_2029_SC C_GWh_Before Competition Groups_Duct Insulation MF
Residential | Res ¦ ENERGY STAR LED Lamps (General Service Lamps) | 2029 | SC C | GWh | Before Competition Groups | 3.3559 | 0 | 0 | 3014.4755 | 0.0011133 | 41 | Residential_2029_SC C_GWh_Before Competition Groups_41 | ENERGY STAR LED Lamps (General Service Lamps) | 0.1113% | 0 | 3.3559 | Residential_2029_SC C_GWh_Before Competition Groups_ENERGY STAR LED Lamps (General Service Lamps)
Residential | Res ¦ Duct Insulation | 2029 | SC C | GWh | Before Competition Groups | 2.8845 | 0 | 0 | 3014.4755 | 0.00095687 | 42 | Residential_2029_SC C_GWh_Before Competition Groups_42 | Duct Insulation | 0.09569% | 0 | 2.8845 | Residential_2029_SC C_GWh_Before Competition Groups_Duct Insulation
Residential | Res ¦ Heat Recovery Ventilator | 2029 | SC C | GWh | Before Competition Groups | 2.3423 | 0 | 0 | 3014.4755 | 0.00077701 | 43 | Residential_2029_SC C_GWh_Before Competition Groups_43 | Heat Recovery Ventilator | 0.0777% | 0 | 2.3423 | Residential_2029_SC C_GWh_Before Competition Groups_Heat Recovery Ventilator
Residential | Res ¦ VFD on Pumps | 2029 | SC C | GWh | Before Competition Groups | 2.1327 | 0 | 0 | 3014.4755 | 0.00070749 | 44 | Residential_2029_SC C_GWh_Before Competition Groups_44 | VFD on Pumps | 0.07075% | 0 | 2.1327 | Residential_2029_SC C_GWh_Before Competition Groups_VFD on Pumps
Residential | Res ¦ Clothes Drying Racks | 2029 | SC C | GWh | Before Competition Groups | 2.1242 | 0 | 0 | 3014.4755 | 0.00070467 | 45 | Residential_2029_SC C_GWh_Before Competition Groups_45 | Clothes Drying Racks | 0.07047% | 0 | 2.1242 | Residential_2029_SC C_GWh_Before Competition Groups_Clothes Drying Racks
Residential | Res ¦ ECM MOTORS FOR HVAC APPLICATION (FAN-POWERED VAV BOX) | 2029 | SC C | GWh | Before Competition Groups | 1.1346 | 0 | 0 | 3014.4755 | 0.00037638 | 46 | Residential_2029_SC C_GWh_Before Competition Groups_46 | ECM MOTORS FOR HVAC APPLICATION (FAN-POWERED VAV BOX) | 0.03764% | 0 | 1.1346 | Residential_2029_SC C_GWh_Before Competition Groups_ECM MOTORS FOR HVAC APPLICATION (FAN-POWERED VAV BOX)
Residential | Res ¦ Beverage Vending Machine Controls | 2029 | SC C | GWh | Before Competition Groups | 0.70825 | 0 | 0 | 3014.4755 | 0.00023495 | 47 | Residential_2029_SC C_GWh_Before Competition Groups_47 | Beverage Vending Machine Controls | 0.02349% | 0 | 0.70825 | Residential_2029_SC C_GWh_Before Competition Groups_Beverage Vending Machine Controls
Residential | Res ¦ LED High Bay Fixture | 2029 | SC C | GWh | Before Competition Groups | 0.18016 | 0 | 0 | 3014.4755 | 5.9766e-05 | 48 | Residential_2029_SC C_GWh_Before Competition Groups_48 | LED High Bay Fixture | 0.005977% | 0 | 0.18016 | Residential_2029_SC C_GWh_Before Competition Groups_LED High Bay Fixture
Residential | Res ¦ Chilled Water Optimization | 2029 | SC C | GWh | Before Competition Groups | 0.1371 | 0 | 0 | 3014.4755 | 4.548e-05 | 49 | Residential_2029_SC C_GWh_Before Competition Groups_49 | Chilled Water Optimization | 0.004548% | 0 | 0.1371 | Residential_2029_SC C_GWh_Before Competition Groups_Chilled Water Optimization
Residential | Res ¦ Wall Insulation | 2029 | SC C | GWh | Before Competition Groups | 0.0099761 | 0 | 0 | 3014.4755 | 3.3094e-06 | 50 | Residential_2029_SC C_GWh_Before Competition Groups_50 | Wall Insulation | 0.0003309% | 0 | 0.0099761 | Residential_2029_SC C_GWh_Before Competition Groups_Wall Insulation
Residential | Res ¦ Wall Insulation MF | 2029 | SC C | GWh | Before Competition Groups | 0.0092125 | 0 | 0 | 3014.4755 | 3.0561e-06 | 51 | Residential_2029_SC C_GWh_Before Competition Groups_51 | Wall Insulation MF | 0.0003056% | 0 | 0.0092125 | Residential_2029_SC C_GWh_Before Competition Groups_Wall Insulation MF
Residential | Res ¦ Freezer Recycling | 2029 | SC C | GWh | Before Competition Groups | 0.0021336 | 0 | 0 | 3014.4755 | 7.0779e-07 | 52 | Residential_2029_SC C_GWh_Before Competition Groups_52 | Freezer Recycling | 7.078e-05% | 0 | 0.0021336 | Residential_2029_SC C_GWh_Before Competition Groups_Freezer Recycling
Residential | Res ¦ Heavy Duty Outdoor/Holiday Plug-in Timers | 2029 | SC C | GWh | Before Competition Groups | 0 | 0 | 0 | 3014.4755 | 0 | 53 | Residential_2029_SC C_GWh_Before Competition Groups_53 | Heavy Duty Outdoor/Holiday Plug-in Timers | 0% | 0 | 0 | Residential_2029_SC C_GWh_Before Competition Groups_Heavy Duty Outdoor/Holiday Plug-in Timers
Residential | Res ¦ LED Downlight | 2029 | SC C | GWh | Before Competition Groups | 0 | 0 | 0 | 3014.4755 | 0 | 54 | Residential_2029_SC C_GWh_Before Competition Groups_54 | LED Downlight | 0% | 0 | 0 | Residential_2029_SC C_GWh_Before Competition Groups_LED Downlight
Residential | Res ¦ Smart Burners | 2029 | SC C | GWh | Before Competition Groups | 0 | 0 | 0 | 3014.4755 | 0 | 55 | Residential_2029_SC C_GWh_Before Competition Groups_55 | Smart Burners | 0% | 0 | 0 | Residential_2029_SC C_GWh_Before Competition Groups_Smart Burners
Residential | Res ¦ Smart Power Bar | 2029 | SC C | GWh | Before Competition Groups | 0 | 0 | 0 | 3014.4755 | 0 | 56 | Residential_2029_SC C_GWh_Before Competition Groups_56 | Smart Power Bar | 0% | 0 | 0 | Residential_2029_SC C_GWh_Before Competition Groups_Smart Power Bar
Residential | Res ¦ Energy Star LED Bulbs General Purpose LEDs | 2029 | SC D | GWh | Before Competition Groups | 342.3894 | 0 | 0 | 2408.6894 | 0.14215 | 1 | Residential_2029_SC D_GWh_Before Competition Groups_1 | Energy Star LED Bulbs General Purpose LEDs | 14.21% | 0 | 342.3894 | Residential_2029_SC D_GWh_Before Competition Groups_Energy Star LED Bulbs General Purpose LEDs
Residential | Res ¦ Energy Star LED Specialty Bulbs | 2029 | SC D | GWh | Before Competition Groups | 332.2649 | 0 | 0 | 2408.6894 | 0.13794 | 2 | Residential_2029_SC D_GWh_Before Competition Groups_2 | Energy Star LED Specialty Bulbs | 13.79% | 0 | 332.2649 | Residential_2029_SC D_GWh_Before Competition Groups_Energy Star LED Specialty Bulbs
Residential | Res ¦ Energy Star Clothes Washer | 2029 | SC D | GWh | Before Competition Groups | 249.8605 | 0 | 0 | 2408.6894 | 0.10373 | 3 | Residential_2029_SC D_GWh_Before Competition Groups_3 | Energy Star Clothes Washer | 10.37% | 0 | 249.8605 | Residential_2029_SC D_GWh_Before Competition Groups_Energy Star Clothes Washer
Residential | Res ¦ Energy Star A Line, PAR, MR Lamps | 2029 | SC D | GWh | Before Competition Groups | 216.4184 | 0 | 0 | 2408.6894 | 0.089849 | 4 | Residential_2029_SC D_GWh_Before Competition Groups_4 | Energy Star A Line, PAR, MR Lamps | 8.985% | 0 | 216.4184 | Residential_2029_SC D_GWh_Before Competition Groups_Energy Star A Line, PAR, MR Lamps
Residential | Res ¦ Ductless Mini-Split Heat Pump | 2029 | SC D | GWh | Before Competition Groups | 214.1183 | 0 | 0 | 2408.6894 | 0.088894 | 5 | Residential_2029_SC D_GWh_Before Competition Groups_5 | Ductless Mini-Split Heat Pump | 8.889% | 0 | 214.1183 | Residential_2029_SC D_GWh_Before Competition Groups_Ductless Mini-Split Heat Pump
Residential | Res ¦ Building Recommissioning, Operations and Maintenance (O&M) Improvements | 2029 | SC D | GWh | Before Competition Groups | 129.7237 | 0 | 0 | 2408.6894 | 0.053857 | 6 | Residential_2029_SC D_GWh_Before Competition Groups_6 | Building Recommissioning, Operations and Maintenance (O&M) Improvements | 5.386% | 0 | 129.7237 | Residential_2029_SC D_GWh_Before Competition Groups_Building Recommissioning, Operations and Maintenance (O&M) Improvements
Residential | Res ¦ Variable Speed Pool Pump Motor | 2029 | SC D | GWh | Before Competition Groups | 106.2831 | 0 | 0 | 2408.6894 | 0.044125 | 7 | Residential_2029_SC D_GWh_Before Competition Groups_7 | Variable Speed Pool Pump Motor | 4.412% | 0 | 106.2831 | Residential_2029_SC D_GWh_Before Competition Groups_Variable Speed Pool Pump Motor
Residential | Res ¦ Energy Star Torchiere | 2029 | SC D | GWh | Before Competition Groups | 85.0686 | 0 | 0 | 2408.6894 | 0.035317 | 8 | Residential_2029_SC D_GWh_Before Competition Groups_8 | Energy Star Torchiere | 3.532% | 0 | 85.0686 | Residential_2029_SC D_GWh_Before Competition Groups_Energy Star Torchiere
Residential | Res ¦ Adaptive Thermostat | 2029 | SC D | GWh | Before Competition Groups | 76.69 | 0 | 0 | 2408.6894 | 0.031839 | 9 | Residential_2029_SC D_GWh_Before Competition Groups_9 | Adaptive Thermostat | 3.184% | 0 | 76.69 | Residential_2029_SC D_GWh_Before Competition Groups_Adaptive Thermostat