Residential | Res ¦ ENERGY STAR LED Lamps (General Service Lamps) | 2033 | SC D | MW | Before Competition Groups | 0.44651 | 0 | 0 | 478.7169 | 0.00093273 | 39 | Residential_2033_SC D_MW_Before Competition Groups_39 | ENERGY STAR LED Lamps (General Service Lamps) | 0.09327% | 0 | 0.44651 | Residential_2033_SC D_MW_Before Competition Groups_ENERGY STAR LED Lamps (General Service Lamps)
Residential | Res ¦ LED Exterior Area Lights - LED Fixture (200W) | 2033 | SC D | MW | Before Competition Groups | 0.3864 | 0 | 0 | 478.7169 | 0.00080715 | 40 | Residential_2033_SC D_MW_Before Competition Groups_40 | LED Exterior Area Lights - LED Fixture (200W) | 0.08072% | 0 | 0.3864 | Residential_2033_SC D_MW_Before Competition Groups_LED Exterior Area Lights - LED Fixture (200W)
Residential | Res ¦ Condensing Make Up Air Unit | 2033 | SC D | MW | Before Competition Groups | 0.34894 | 0 | 0 | 478.7169 | 0.0007289 | 41 | Residential_2033_SC D_MW_Before Competition Groups_41 | Condensing Make Up Air Unit | 0.07289% | 0 | 0.34894 | Residential_2033_SC D_MW_Before Competition Groups_Condensing Make Up Air Unit
Residential | Res ¦ Duct Insulation | 2033 | SC D | MW | Before Competition Groups | 0.33563 | 0 | 0 | 478.7169 | 0.00070111 | 42 | Residential_2033_SC D_MW_Before Competition Groups_42 | Duct Insulation | 0.07011% | 0 | 0.33563 | Residential_2033_SC D_MW_Before Competition Groups_Duct Insulation
Residential | Res ¦ VFD on Pumps | 2033 | SC D | MW | Before Competition Groups | 0.2424 | 0 | 0 | 478.7169 | 0.00050635 | 43 | Residential_2033_SC D_MW_Before Competition Groups_43 | VFD on Pumps | 0.05063% | 0 | 0.2424 | Residential_2033_SC D_MW_Before Competition Groups_VFD on Pumps
Residential | Res ¦ Duct Insulation MF | 2033 | SC D | MW | Before Competition Groups | 0.19814 | 0 | 0 | 478.7169 | 0.00041389 | 44 | Residential_2033_SC D_MW_Before Competition Groups_44 | Duct Insulation MF | 0.04139% | 0 | 0.19814 | Residential_2033_SC D_MW_Before Competition Groups_Duct Insulation MF
Residential | Res ¦ Heat Recovery Ventilator | 2033 | SC D | MW | Before Competition Groups | 0.18596 | 0 | 0 | 478.7169 | 0.00038845 | 45 | Residential_2033_SC D_MW_Before Competition Groups_45 | Heat Recovery Ventilator | 0.03885% | 0 | 0.18596 | Residential_2033_SC D_MW_Before Competition Groups_Heat Recovery Ventilator
Residential | Res ¦ ECM MOTORS FOR HVAC APPLICATION (FAN-POWERED VAV BOX) | 2033 | SC D | MW | Before Competition Groups | 0.15422 | 0 | 0 | 478.7169 | 0.00032216 | 46 | Residential_2033_SC D_MW_Before Competition Groups_46 | ECM MOTORS FOR HVAC APPLICATION (FAN-POWERED VAV BOX) | 0.03222% | 0 | 0.15422 | Residential_2033_SC D_MW_Before Competition Groups_ECM MOTORS FOR HVAC APPLICATION (FAN-POWERED VAV BOX)
Residential | Res ¦ Chilled Water Optimization | 2033 | SC D | MW | Before Competition Groups | 0.14419 | 0 | 0 | 478.7169 | 0.0003012 | 47 | Residential_2033_SC D_MW_Before Competition Groups_47 | Chilled Water Optimization | 0.03012% | 0 | 0.14419 | Residential_2033_SC D_MW_Before Competition Groups_Chilled Water Optimization
Residential | Res ¦ Beverage Vending Machine Controls | 2033 | SC D | MW | Before Competition Groups | 0.1065 | 0 | 0 | 478.7169 | 0.00022247 | 48 | Residential_2033_SC D_MW_Before Competition Groups_48 | Beverage Vending Machine Controls | 0.02225% | 0 | 0.1065 | Residential_2033_SC D_MW_Before Competition Groups_Beverage Vending Machine Controls
Residential | Res ¦ LED High Bay Fixture | 2033 | SC D | MW | Before Competition Groups | 0.010424 | 0 | 0 | 478.7169 | 2.1775e-05 | 49 | Residential_2033_SC D_MW_Before Competition Groups_49 | LED High Bay Fixture | 0.002177% | 0 | 0.010424 | Residential_2033_SC D_MW_Before Competition Groups_LED High Bay Fixture
Residential | Res ¦ Wall Insulation | 2033 | SC D | MW | Before Competition Groups | 0.0073362 | 0 | 0 | 478.7169 | 1.5325e-05 | 50 | Residential_2033_SC D_MW_Before Competition Groups_50 | Wall Insulation | 0.001532% | 0 | 0.0073362 | Residential_2033_SC D_MW_Before Competition Groups_Wall Insulation
Residential | Res ¦ Wall Insulation MF | 2033 | SC D | MW | Before Competition Groups | 0.0025922 | 0 | 0 | 478.7169 | 5.4149e-06 | 51 | Residential_2033_SC D_MW_Before Competition Groups_51 | Wall Insulation MF | 0.0005415% | 0 | 0.0025922 | Residential_2033_SC D_MW_Before Competition Groups_Wall Insulation MF
Residential | Res ¦ Freezer Recycling | 2033 | SC D | MW | Before Competition Groups | 0.00045713 | 0 | 0 | 478.7169 | 9.549e-07 | 52 | Residential_2033_SC D_MW_Before Competition Groups_52 | Freezer Recycling | 9.549e-05% | 0 | 0.00045713 | Residential_2033_SC D_MW_Before Competition Groups_Freezer Recycling
Residential | Res ¦ LED Downlight | 2033 | SC D | MW | Before Competition Groups | 0 | 0 | 0 | 478.7169 | 0 | 53 | Residential_2033_SC D_MW_Before Competition Groups_53 | LED Downlight | 0% | 0 | 0 | Residential_2033_SC D_MW_Before Competition Groups_LED Downlight
Residential | Res ¦ Smart Power Bar | 2033 | SC D | MW | Before Competition Groups | 0 | 0 | 0 | 478.7169 | 0 | 54 | Residential_2033_SC D_MW_Before Competition Groups_54 | Smart Power Bar | 0% | 0 | 0 | Residential_2033_SC D_MW_Before Competition Groups_Smart Power Bar
Residential | Res ¦ Energy Star Central Air Conditioner | 2033 | Technical | MW | Before Competition Groups | 249.5992 | 0 | 0 | 2994.5263 | 0.083352 | 1 | Residential_2033_Technical_MW_Before Competition Groups_1 | Energy Star Central Air Conditioner | 8.335% | 0 | 249.5992 | Residential_2033_Technical_MW_Before Competition Groups_Energy Star Central Air Conditioner
Residential | Res ¦ Adaptive Thermostat | 2033 | Technical | MW | Before Competition Groups | 199.9476 | 0 | 0 | 2994.5263 | 0.066771 | 2 | Residential_2033_Technical_MW_Before Competition Groups_2 | Adaptive Thermostat | 6.677% | 0 | 199.9476 | Residential_2033_Technical_MW_Before Competition Groups_Adaptive Thermostat
Residential | Res ¦ Energy Star Ground Source Heat Pump | 2033 | Technical | MW | Before Competition Groups | 193.7221 | 0 | 0 | 2994.5263 | 0.064692 | 3 | Residential_2033_Technical_MW_Before Competition Groups_3 | Energy Star Ground Source Heat Pump | 6.469% | 0 | 193.7221 | Residential_2033_Technical_MW_Before Competition Groups_Energy Star Ground Source Heat Pump
Residential | Res ¦ Ductless Mini-Split Heat Pump | 2033 | Technical | MW | Before Competition Groups | 192.5274 | 0 | 0 | 2994.5263 | 0.064293 | 4 | Residential_2033_Technical_MW_Before Competition Groups_4 | Ductless Mini-Split Heat Pump | 6.429% | 0 | 192.5274 | Residential_2033_Technical_MW_Before Competition Groups_Ductless Mini-Split Heat Pump
Residential | Res ¦ Ductless Mini-Split Air Conditioner | 2033 | Technical | MW | Before Competition Groups | 185.2898 | 0 | 0 | 2994.5263 | 0.061876 | 5 | Residential_2033_Technical_MW_Before Competition Groups_5 | Ductless Mini-Split Air Conditioner | 6.188% | 0 | 185.2898 | Residential_2033_Technical_MW_Before Competition Groups_Ductless Mini-Split Air Conditioner
Residential | Res ¦ Smart Burners | 2033 | Technical | MW | Before Competition Groups | 129.3955 | 0 | 0 | 2994.5263 | 0.043211 | 6 | Residential_2033_Technical_MW_Before Competition Groups_6 | Smart Burners | 4.321% | 0 | 129.3955 | Residential_2033_Technical_MW_Before Competition Groups_Smart Burners
Residential | Res ¦ Energy Star Air Source Heat Pump | 2033 | Technical | MW | Before Competition Groups | 109.8576 | 0 | 0 | 2994.5263 | 0.036686 | 7 | Residential_2033_Technical_MW_Before Competition Groups_7 | Energy Star Air Source Heat Pump | 3.669% | 0 | 109.8576 | Residential_2033_Technical_MW_Before Competition Groups_Energy Star Air Source Heat Pump
Residential | Res ¦ Energy Star Refrigerator | 2033 | Technical | MW | Before Competition Groups | 107.4497 | 0 | 0 | 2994.5263 | 0.035882 | 8 | Residential_2033_Technical_MW_Before Competition Groups_8 | Energy Star Refrigerator | 3.588% | 0 | 107.4497 | Residential_2033_Technical_MW_Before Competition Groups_Energy Star Refrigerator
Residential | Res ¦ Energy Star A Line, PAR, MR Lamps | 2033 | Technical | MW | Before Competition Groups | 106.2533 | 0 | 0 | 2994.5263 | 0.035483 | 9 | Residential_2033_Technical_MW_Before Competition Groups_9 | Energy Star A Line, PAR, MR Lamps | 3.548% | 0 | 106.2533 | Residential_2033_Technical_MW_Before Competition Groups_Energy Star A Line, PAR, MR Lamps
Residential | Res ¦ Energy Star LED Bulbs General Purpose LEDs | 2033 | Technical | MW | Before Competition Groups | 104.7243 | 0 | 0 | 2994.5263 | 0.034972 | 10 | Residential_2033_Technical_MW_Before Competition Groups_10 | Energy Star LED Bulbs General Purpose LEDs | 3.497% | 0 | 104.7243 | Residential_2033_Technical_MW_Before Competition Groups_Energy Star LED Bulbs General Purpose LEDs
Residential | Res ¦ Energy Star LED Specialty Bulbs | 2033 | Technical | MW | Before Competition Groups | 95.7049 | 0 | 0 | 2994.5263 | 0.03196 | 11 | Residential_2033_Technical_MW_Before Competition Groups_11 | Energy Star LED Specialty Bulbs | 3.196% | 0 | 95.7049 | Residential_2033_Technical_MW_Before Competition Groups_Energy Star LED Specialty Bulbs
Residential | Res ¦ Heat Pump Clothes Dryer | 2033 | Technical | MW | Before Competition Groups | 95.5564 | 0 | 0 | 2994.5263 | 0.03191 | 12 | Residential_2033_Technical_MW_Before Competition Groups_12 | Heat Pump Clothes Dryer | 3.191% | 0 | 95.5564 | Residential_2033_Technical_MW_Before Competition Groups_Heat Pump Clothes Dryer
Residential | Res ¦ Energy Star Clothes Washer | 2033 | Technical | MW | Before Competition Groups | 88.5827 | 0 | 0 | 2994.5263 | 0.029582 | 13 | Residential_2033_Technical_MW_Before Competition Groups_13 | Energy Star Clothes Washer | 2.958% | 0 | 88.5827 | Residential_2033_Technical_MW_Before Competition Groups_Energy Star Clothes Washer
Residential | Res ¦ Induction Cooking Stove Top | 2033 | Technical | MW | Before Competition Groups | 79.7076 | 0 | 0 | 2994.5263 | 0.026618 | 14 | Residential_2033_Technical_MW_Before Competition Groups_14 | Induction Cooking Stove Top | 2.662% | 0 | 79.7076 | Residential_2033_Technical_MW_Before Competition Groups_Induction Cooking Stove Top
Residential | Res ¦ Building Recommissioning, Operations and Maintenance (O&M) Improvements | 2033 | Technical | MW | Before Competition Groups | 77.6213 | 0 | 0 | 2994.5263 | 0.025921 | 15 | Residential_2033_Technical_MW_Before Competition Groups_15 | Building Recommissioning, Operations and Maintenance (O&M) Improvements | 2.592% | 0 | 77.6213 | Residential_2033_Technical_MW_Before Competition Groups_Building Recommissioning, Operations and Maintenance (O&M) Improvements
Residential | Res ¦ Energy Star Room Air Conditioner | 2033 | Technical | MW | Before Competition Groups | 71.6472 | 0 | 0 | 2994.5263 | 0.023926 | 16 | Residential_2033_Technical_MW_Before Competition Groups_16 | Energy Star Room Air Conditioner | 2.393% | 0 | 71.6472 | Residential_2033_Technical_MW_Before Competition Groups_Energy Star Room Air Conditioner
Residential | Res ¦ Basement Wall Insulation | 2033 | Technical | MW | Before Competition Groups | 71.5945 | 0 | 0 | 2994.5263 | 0.023908 | 17 | Residential_2033_Technical_MW_Before Competition Groups_17 | Basement Wall Insulation | 2.391% | 0 | 71.5945 | Residential_2033_Technical_MW_Before Competition Groups_Basement Wall Insulation
Residential | Res ¦ Networked/ Connected - Indoor LED Lamp | 2033 | Technical | MW | Before Competition Groups | 65.6039 | 0 | 0 | 2994.5263 | 0.021908 | 18 | Residential_2033_Technical_MW_Before Competition Groups_18 | Networked/ Connected - Indoor LED Lamp | 2.191% | 0 | 65.6039 | Residential_2033_Technical_MW_Before Competition Groups_Networked/ Connected - Indoor LED Lamp
Residential | Res ¦ Basement or Crawlspace Insulation | 2033 | Technical | MW | Before Competition Groups | 59.4541 | 0 | 0 | 2994.5263 | 0.019854 | 19 | Residential_2033_Technical_MW_Before Competition Groups_19 | Basement or Crawlspace Insulation | 1.985% | 0 | 59.4541 | Residential_2033_Technical_MW_Before Competition Groups_Basement or Crawlspace Insulation
Residential | Res ¦ Smart Power Bar | 2033 | Technical | MW | Before Competition Groups | 57.5595 | 0 | 0 | 2994.5263 | 0.019222 | 20 | Residential_2033_Technical_MW_Before Competition Groups_20 | Smart Power Bar | 1.922% | 0 | 57.5595 | Residential_2033_Technical_MW_Before Competition Groups_Smart Power Bar
Residential | Res ¦ Variable Speed Pool Pump Motor | 2033 | Technical | MW | Before Competition Groups | 55.4441 | 0 | 0 | 2994.5263 | 0.018515 | 21 | Residential_2033_Technical_MW_Before Competition Groups_21 | Variable Speed Pool Pump Motor | 1.852% | 0 | 55.4441 | Residential_2033_Technical_MW_Before Competition Groups_Variable Speed Pool Pump Motor
Residential | Res ¦ Attic Insulation | 2033 | Technical | MW | Before Competition Groups | 55.2306 | 0 | 0 | 2994.5263 | 0.018444 | 22 | Residential_2033_Technical_MW_Before Competition Groups_22 | Attic Insulation | 1.844% | 0 | 55.2306 | Residential_2033_Technical_MW_Before Competition Groups_Attic Insulation
Residential | Res ¦ Energy Star Clothes Dryer | 2033 | Technical | MW | Before Competition Groups | 54.5788 | 0 | 0 | 2994.5263 | 0.018226 | 23 | Residential_2033_Technical_MW_Before Competition Groups_23 | Energy Star Clothes Dryer | 1.823% | 0 | 54.5788 | Residential_2033_Technical_MW_Before Competition Groups_Energy Star Clothes Dryer
Residential | Res ¦ Wall Insulation | 2033 | Technical | MW | Before Competition Groups | 43.152 | 0 | 0 | 2994.5263 | 0.01441 | 24 | Residential_2033_Technical_MW_Before Competition Groups_24 | Wall Insulation | 1.441% | 0 | 43.152 | Residential_2033_Technical_MW_Before Competition Groups_Wall Insulation
Residential | Res ¦ Lighting Motion Sensors, Timers, Dimmers | 2033 | Technical | MW | Before Competition Groups | 36.7519 | 0 | 0 | 2994.5263 | 0.012273 | 25 | Residential_2033_Technical_MW_Before Competition Groups_25 | Lighting Motion Sensors, Timers, Dimmers | 1.227% | 0 | 36.7519 | Residential_2033_Technical_MW_Before Competition Groups_Lighting Motion Sensors, Timers, Dimmers
Residential | Res ¦ Variable Refrigerant Flow Heat Pump | 2033 | Technical | MW | Before Competition Groups | 31.7405 | 0 | 0 | 2994.5263 | 0.010599 | 26 | Residential_2033_Technical_MW_Before Competition Groups_26 | Variable Refrigerant Flow Heat Pump | 1.06% | 0 | 31.7405 | Residential_2033_Technical_MW_Before Competition Groups_Variable Refrigerant Flow Heat Pump
Residential | Res ¦ Air Source Heat Pump | 2033 | Technical | MW | Before Competition Groups | 28.1549 | 0 | 0 | 2994.5263 | 0.0094021 | 27 | Residential_2033_Technical_MW_Before Competition Groups_27 | Air Source Heat Pump | 0.9402% | 0 | 28.1549 | Residential_2033_Technical_MW_Before Competition Groups_Air Source Heat Pump
Residential | Res ¦ Home Energy Reports | 2033 | Technical | MW | Before Competition Groups | 25.3007 | 0 | 0 | 2994.5263 | 0.008449 | 28 | Residential_2033_Technical_MW_Before Competition Groups_28 | Home Energy Reports | 0.8449% | 0 | 25.3007 | Residential_2033_Technical_MW_Before Competition Groups_Home Energy Reports
Residential | Res ¦ Ceiling Insulation | 2033 | Technical | MW | Before Competition Groups | 21.6309 | 0 | 0 | 2994.5263 | 0.0072235 | 29 | Residential_2033_Technical_MW_Before Competition Groups_29 | Ceiling Insulation | 0.7223% | 0 | 21.6309 | Residential_2033_Technical_MW_Before Competition Groups_Ceiling Insulation
Residential | Res ¦ Energy Star Light Fixture | 2033 | Technical | MW | Before Competition Groups | 19.6618 | 0 | 0 | 2994.5263 | 0.0065659 | 30 | Residential_2033_Technical_MW_Before Competition Groups_30 | Energy Star Light Fixture | 0.6566% | 0 | 19.6618 | Residential_2033_Technical_MW_Before Competition Groups_Energy Star Light Fixture
Residential | Res ¦ Duct Insulation | 2033 | Technical | MW | Before Competition Groups | 17.7823 | 0 | 0 | 2994.5263 | 0.0059383 | 31 | Residential_2033_Technical_MW_Before Competition Groups_31 | Duct Insulation | 0.5938% | 0 | 17.7823 | Residential_2033_Technical_MW_Before Competition Groups_Duct Insulation
Residential | Res ¦ Energy Star Torchiere | 2033 | Technical | MW | Before Competition Groups | 15.488 | 0 | 0 | 2994.5263 | 0.0051721 | 32 | Residential_2033_Technical_MW_Before Competition Groups_32 | Energy Star Torchiere | 0.5172% | 0 | 15.488 | Residential_2033_Technical_MW_Before Competition Groups_Energy Star Torchiere
Residential | Res ¦ Air Sealing | 2033 | Technical | MW | Before Competition Groups | 15.229 | 0 | 0 | 2994.5263 | 0.0050856 | 33 | Residential_2033_Technical_MW_Before Competition Groups_33 | Air Sealing | 0.5086% | 0 | 15.229 | Residential_2033_Technical_MW_Before Competition Groups_Air Sealing
Residential | Res ¦ Central Air Conditioner Maintenance | 2033 | Technical | MW | Before Competition Groups | 14.4752 | 0 | 0 | 2994.5263 | 0.0048339 | 34 | Residential_2033_Technical_MW_Before Competition Groups_34 | Central Air Conditioner Maintenance | 0.4834% | 0 | 14.4752 | Residential_2033_Technical_MW_Before Competition Groups_Central Air Conditioner Maintenance
Residential | Res ¦ Floor Insulation | 2033 | Technical | MW | Before Competition Groups | 14.4751 | 0 | 0 | 2994.5263 | 0.0048339 | 35 | Residential_2033_Technical_MW_Before Competition Groups_35 | Floor Insulation | 0.4834% | 0 | 14.4751 | Residential_2033_Technical_MW_Before Competition Groups_Floor Insulation
Residential | Res ¦ Dehumidifier Recycling | 2033 | Technical | MW | Before Competition Groups | 13.352 | 0 | 0 | 2994.5263 | 0.0044588 | 36 | Residential_2033_Technical_MW_Before Competition Groups_36 | Dehumidifier Recycling | 0.4459% | 0 | 13.352 | Residential_2033_Technical_MW_Before Competition Groups_Dehumidifier Recycling
Residential | Res ¦ Advanced BAS/Controllers | 2033 | Technical | MW | Before Competition Groups | 11.3608 | 0 | 0 | 2994.5263 | 0.0037939 | 37 | Residential_2033_Technical_MW_Before Competition Groups_37 | Advanced BAS/Controllers | 0.3794% | 0 | 11.3608 | Residential_2033_Technical_MW_Before Competition Groups_Advanced BAS/Controllers
Residential | Res ¦ High Efficiency Chiller (avg of water and air cooled) | 2033 | Technical | MW | Before Competition Groups | 10.8358 | 0 | 0 | 2994.5263 | 0.0036185 | 38 | Residential_2033_Technical_MW_Before Competition Groups_38 | High Efficiency Chiller (avg of water and air cooled) | 0.3619% | 0 | 10.8358 | Residential_2033_Technical_MW_Before Competition Groups_High Efficiency Chiller (avg of water and air cooled)
Residential | Res ¦ Clothes Drying Racks | 2033 | Technical | MW | Before Competition Groups | 10.5132 | 0 | 0 | 2994.5263 | 0.0035108 | 39 | Residential_2033_Technical_MW_Before Competition Groups_39 | Clothes Drying Racks | 0.3511% | 0 | 10.5132 | Residential_2033_Technical_MW_Before Competition Groups_Clothes Drying Racks
Residential | Res ¦ Energy Star Freezer | 2033 | Technical | MW | Before Competition Groups | 10.4967 | 0 | 0 | 2994.5263 | 0.0035053 | 40 | Residential_2033_Technical_MW_Before Competition Groups_40 | Energy Star Freezer | 0.3505% | 0 | 10.4967 | Residential_2033_Technical_MW_Before Competition Groups_Energy Star Freezer
Residential | Res ¦ Refrigerator Recycling | 2033 | Technical | MW | Before Competition Groups | 8.9092 | 0 | 0 | 2994.5263 | 0.0029752 | 41 | Residential_2033_Technical_MW_Before Competition Groups_41 | Refrigerator Recycling | 0.2975% | 0 | 8.9092 | Residential_2033_Technical_MW_Before Competition Groups_Refrigerator Recycling
Residential | Res ¦ Freezer Recycling | 2033 | Technical | MW | Before Competition Groups | 8.2997 | 0 | 0 | 2994.5263 | 0.0027716 | 42 | Residential_2033_Technical_MW_Before Competition Groups_42 | Freezer Recycling | 0.2772% | 0 | 8.2997 | Residential_2033_Technical_MW_Before Competition Groups_Freezer Recycling
Residential | Res ¦ Occupancy Sensors MF | 2033 | Technical | MW | Before Competition Groups | 7.9554 | 0 | 0 | 2994.5263 | 0.0026566 | 43 | Residential_2033_Technical_MW_Before Competition Groups_43 | Occupancy Sensors MF | 0.2657% | 0 | 7.9554 | Residential_2033_Technical_MW_Before Competition Groups_Occupancy Sensors MF
Residential | Res ¦ Energy Star Dehumidifier | 2033 | Technical | MW | Before Competition Groups | 7.8451 | 0 | 0 | 2994.5263 | 0.0026198 | 44 | Residential_2033_Technical_MW_Before Competition Groups_44 | Energy Star Dehumidifier | 0.262% | 0 | 7.8451 | Residential_2033_Technical_MW_Before Competition Groups_Energy Star Dehumidifier
Residential | Res ¦ Duct Insulation MF | 2033 | Technical | MW | Before Competition Groups | 7.8447 | 0 | 0 | 2994.5263 | 0.0026197 | 45 | Residential_2033_Technical_MW_Before Competition Groups_45 | Duct Insulation MF | 0.262% | 0 | 7.8447 | Residential_2033_Technical_MW_Before Competition Groups_Duct Insulation MF
Residential | Res ¦ Energy Star Windows | 2033 | Technical | MW | Before Competition Groups | 6.1607 | 0 | 0 | 2994.5263 | 0.0020573 | 46 | Residential_2033_Technical_MW_Before Competition Groups_46 | Energy Star Windows | 0.2057% | 0 | 6.1607 | Residential_2033_Technical_MW_Before Competition Groups_Energy Star Windows
Residential | Res ¦ Heat Pump Water Heater | 2033 | Technical | MW | Before Competition Groups | 5.9384 | 0 | 0 | 2994.5263 | 0.0019831 | 47 | Residential_2033_Technical_MW_Before Competition Groups_47 | Heat Pump Water Heater | 0.1983% | 0 | 5.9384 | Residential_2033_Technical_MW_Before Competition Groups_Heat Pump Water Heater
Residential | Res ¦ Furnace with ECM | 2033 | Technical | MW | Before Competition Groups | 5.8341 | 0 | 0 | 2994.5263 | 0.0019482 | 48 | Residential_2033_Technical_MW_Before Competition Groups_48 | Furnace with ECM | 0.1948% | 0 | 5.8341 | Residential_2033_Technical_MW_Before Competition Groups_Furnace with ECM
Residential | Res ¦ Tankless Water Heater | 2033 | Technical | MW | Before Competition Groups | 5.3656 | 0 | 0 | 2994.5263 | 0.0017918 | 49 | Residential_2033_Technical_MW_Before Competition Groups_49 | Tankless Water Heater | 0.1792% | 0 | 5.3656 | Residential_2033_Technical_MW_Before Competition Groups_Tankless Water Heater
Residential | Res ¦ Networked/ Connected - Indoor LED Luminaire | 2033 | Technical | MW | Before Competition Groups | 5.3126 | 0 | 0 | 2994.5263 | 0.0017741 | 50 | Residential_2033_Technical_MW_Before Competition Groups_50 | Networked/ Connected - Indoor LED Luminaire | 0.1774% | 0 | 5.3126 | Residential_2033_Technical_MW_Before Competition Groups_Networked/ Connected - Indoor LED Luminaire
Residential | Res ¦ Heat Recovery Ventilator | 2033 | Technical | MW | Before Competition Groups | 5.1566 | 0 | 0 | 2994.5263 | 0.001722 | 51 | Residential_2033_Technical_MW_Before Competition Groups_51 | Heat Recovery Ventilator | 0.1722% | 0 | 5.1566 | Residential_2033_Technical_MW_Before Competition Groups_Heat Recovery Ventilator
Residential | Res ¦ Central Lighting Control System | 2033 | Technical | MW | Before Competition Groups | 5.0671 | 0 | 0 | 2994.5263 | 0.0016921 | 52 | Residential_2033_Technical_MW_Before Competition Groups_52 | Central Lighting Control System | 0.1692% | 0 | 5.0671 | Residential_2033_Technical_MW_Before Competition Groups_Central Lighting Control System
Residential | Res ¦ Energy Star Ceiling Fan/Lighting | 2033 | Technical | MW | Before Competition Groups | 4.5028 | 0 | 0 | 2994.5263 | 0.0015037 | 53 | Residential_2033_Technical_MW_Before Competition Groups_53 | Energy Star Ceiling Fan/Lighting | 0.1504% | 0 | 4.5028 | Residential_2033_Technical_MW_Before Competition Groups_Energy Star Ceiling Fan/Lighting
Residential | Res ¦ LED Downlight | 2033 | Technical | MW | Before Competition Groups | 4.4556 | 0 | 0 | 2994.5263 | 0.0014879 | 54 | Residential_2033_Technical_MW_Before Competition Groups_54 | LED Downlight | 0.1488% | 0 | 4.4556 | Residential_2033_Technical_MW_Before Competition Groups_LED Downlight
Residential | Res ¦ Minimize Hot and Warm Clothes Wash | 2033 | Technical | MW | Before Competition Groups | 4.4037 | 0 | 0 | 2994.5263 | 0.0014706 | 55 | Residential_2033_Technical_MW_Before Competition Groups_55 | Minimize Hot and Warm Clothes Wash | 0.1471% | 0 | 4.4037 | Residential_2033_Technical_MW_Before Competition Groups_Minimize Hot and Warm Clothes Wash
Residential | Res ¦ INTEGRAL LED TROFFERS | 2033 | Technical | MW | Before Competition Groups | 4.3526 | 0 | 0 | 2994.5263 | 0.0014535 | 56 | Residential_2033_Technical_MW_Before Competition Groups_56 | INTEGRAL LED TROFFERS | 0.1454% | 0 | 4.3526 | Residential_2033_Technical_MW_Before Competition Groups_INTEGRAL LED TROFFERS
Residential | Res ¦ LED Tube Re-Lamp | 2033 | Technical | MW | Before Competition Groups | 3.9857 | 0 | 0 | 2994.5263 | 0.001331 | 57 | Residential_2033_Technical_MW_Before Competition Groups_57 | LED Tube Re-Lamp | 0.1331% | 0 | 3.9857 | Residential_2033_Technical_MW_Before Competition Groups_LED Tube Re-Lamp
Residential | Res ¦ Passive Attic Ventilation | 2033 | Technical | MW | Before Competition Groups | 3.7668 | 0 | 0 | 2994.5263 | 0.0012579 | 58 | Residential_2033_Technical_MW_Before Competition Groups_58 | Passive Attic Ventilation | 0.1258% | 0 | 3.7668 | Residential_2033_Technical_MW_Before Competition Groups_Passive Attic Ventilation
Residential | Res ¦ Outside Air Economizer | 2033 | Technical | MW | Before Competition Groups | 3.3364 | 0 | 0 | 2994.5263 | 0.0011142 | 59 | Residential_2033_Technical_MW_Before Competition Groups_59 | Outside Air Economizer | 0.1114% | 0 | 3.3364 | Residential_2033_Technical_MW_Before Competition Groups_Outside Air Economizer
Residential | Res ¦ Solar Water Heating System | 2033 | Technical | MW | Before Competition Groups | 2.9257 | 0 | 0 | 2994.5263 | 0.00097701 | 60 | Residential_2033_Technical_MW_Before Competition Groups_60 | Solar Water Heating System | 0.0977% | 0 | 2.9257 | Residential_2033_Technical_MW_Before Competition Groups_Solar Water Heating System
Residential | Res ¦ Early Hot Water Heater Replacement | 2033 | Technical | MW | Before Competition Groups | 2.8579 | 0 | 0 | 2994.5263 | 0.00095437 | 61 | Residential_2033_Technical_MW_Before Competition Groups_61 | Early Hot Water Heater Replacement | 0.09544% | 0 | 2.8579 | Residential_2033_Technical_MW_Before Competition Groups_Early Hot Water Heater Replacement
Residential | Res ¦ Energy Star Dishwasher | 2033 | Technical | MW | Before Competition Groups | 2.8506 | 0 | 0 | 2994.5263 | 0.00095193 | 62 | Residential_2033_Technical_MW_Before Competition Groups_62 | Energy Star Dishwasher | 0.09519% | 0 | 2.8506 | Residential_2033_Technical_MW_Before Competition Groups_Energy Star Dishwasher
Residential | Res ¦ High Efficiency Storage Water Heater | 2033 | Technical | MW | Before Competition Groups | 2.5919 | 0 | 0 | 2994.5263 | 0.00086554 | 63 | Residential_2033_Technical_MW_Before Competition Groups_63 | High Efficiency Storage Water Heater | 0.08655% | 0 | 2.5919 | Residential_2033_Technical_MW_Before Competition Groups_High Efficiency Storage Water Heater
Residential | Res ¦ Air Source Heat Pump Maintenance | 2033 | Technical | MW | Before Competition Groups | 2.532 | 0 | 0 | 2994.5263 | 0.00084555 | 64 | Residential_2033_Technical_MW_Before Competition Groups_64 | Air Source Heat Pump Maintenance | 0.08455% | 0 | 2.532 | Residential_2033_Technical_MW_Before Competition Groups_Air Source Heat Pump Maintenance
Residential | Res ¦ CO Sensors for parking garage exhaust fans | 2033 | Technical | MW | Before Competition Groups | 2.105 | 0 | 0 | 2994.5263 | 0.00070296 | 65 | Residential_2033_Technical_MW_Before Competition Groups_65 | CO Sensors for parking garage exhaust fans | 0.0703% | 0 | 2.105 | Residential_2033_Technical_MW_Before Competition Groups_CO Sensors for parking garage exhaust fans
Residential | Res ¦ Demand Control Ventilation | 2033 | Technical | MW | Before Competition Groups | 1.9966 | 0 | 0 | 2994.5263 | 0.00066676 | 66 | Residential_2033_Technical_MW_Before Competition Groups_66 | Demand Control Ventilation | 0.06668% | 0 | 1.9966 | Residential_2033_Technical_MW_Before Competition Groups_Demand Control Ventilation
Residential | Res ¦ Condensing Make Up Air Unit | 2033 | Technical | MW | Before Competition Groups | 1.9482 | 0 | 0 | 2994.5263 | 0.0006506 | 67 | Residential_2033_Technical_MW_Before Competition Groups_67 | Condensing Make Up Air Unit | 0.06506% | 0 | 1.9482 | Residential_2033_Technical_MW_Before Competition Groups_Condensing Make Up Air Unit
Residential | Res ¦ Drain Water Heat Recovery | 2033 | Technical | MW | Before Competition Groups | 1.9195 | 0 | 0 | 2994.5263 | 0.00064101 | 68 | Residential_2033_Technical_MW_Before Competition Groups_68 | Drain Water Heat Recovery | 0.0641% | 0 | 1.9195 | Residential_2033_Technical_MW_Before Competition Groups_Drain Water Heat Recovery
Residential | Res ¦ Furnace Whistle | 2033 | Technical | MW | Before Competition Groups | 1.9187 | 0 | 0 | 2994.5263 | 0.00064072 | 69 | Residential_2033_Technical_MW_Before Competition Groups_69 | Furnace Whistle | 0.06407% | 0 | 1.9187 | Residential_2033_Technical_MW_Before Competition Groups_Furnace Whistle
Residential | Res ¦ ENERGY STAR LED LAMPS (REFLECTOR LAMPs/MR16/PAR 16) | 2033 | Technical | MW | Before Competition Groups | 1.8989 | 0 | 0 | 2994.5263 | 0.00063413 | 70 | Residential_2033_Technical_MW_Before Competition Groups_70 | ENERGY STAR LED LAMPS (REFLECTOR LAMPs/MR16/PAR 16) | 0.06341% | 0 | 1.8989 | Residential_2033_Technical_MW_Before Competition Groups_ENERGY STAR LED LAMPS (REFLECTOR LAMPs/MR16/PAR 16)
Residential | Res ¦ Window Film | 2033 | Technical | MW | Before Competition Groups | 1.7656 | 0 | 0 | 2994.5263 | 0.00058959 | 71 | Residential_2033_Technical_MW_Before Competition Groups_71 | Window Film | 0.05896% | 0 | 1.7656 | Residential_2033_Technical_MW_Before Competition Groups_Window Film
Residential | Res ¦ Comprehensive Draft Proofing | 2033 | Technical | MW | Before Competition Groups | 1.6304 | 0 | 0 | 2994.5263 | 0.00054445 | 72 | Residential_2033_Technical_MW_Before Competition Groups_72 | Comprehensive Draft Proofing | 0.05445% | 0 | 1.6304 | Residential_2033_Technical_MW_Before Competition Groups_Comprehensive Draft Proofing
Residential | Res ¦ Solar Powered Attic Fan | 2033 | Technical | MW | Before Competition Groups | 1.6281 | 0 | 0 | 2994.5263 | 0.00054368 | 73 | Residential_2033_Technical_MW_Before Competition Groups_73 | Solar Powered Attic Fan | 0.05437% | 0 | 1.6281 | Residential_2033_Technical_MW_Before Competition Groups_Solar Powered Attic Fan
Residential | Res ¦ Variable Frequency Drive (VFD) | 2033 | Technical | MW | Before Competition Groups | 1.5814 | 0 | 0 | 2994.5263 | 0.00052808 | 74 | Residential_2033_Technical_MW_Before Competition Groups_74 | Variable Frequency Drive (VFD) | 0.05281% | 0 | 1.5814 | Residential_2033_Technical_MW_Before Competition Groups_Variable Frequency Drive (VFD)
Residential | Res ¦ DHW Recirculation Systems | 2033 | Technical | MW | Before Competition Groups | 1.2416 | 0 | 0 | 2994.5263 | 0.00041461 | 75 | Residential_2033_Technical_MW_Before Competition Groups_75 | DHW Recirculation Systems | 0.04146% | 0 | 1.2416 | Residential_2033_Technical_MW_Before Competition Groups_DHW Recirculation Systems
Residential | Res ¦ Water Heater Temperature Setback | 2033 | Technical | MW | Before Competition Groups | 1.0001 | 0 | 0 | 2994.5263 | 0.00033398 | 76 | Residential_2033_Technical_MW_Before Competition Groups_76 | Water Heater Temperature Setback | 0.0334% | 0 | 1.0001 | Residential_2033_Technical_MW_Before Competition Groups_Water Heater Temperature Setback
Residential | Res ¦ HVAC Optimization | 2033 | Technical | MW | Before Competition Groups | 0.87756 | 0 | 0 | 2994.5263 | 0.00029305 | 77 | Residential_2033_Technical_MW_Before Competition Groups_77 | HVAC Optimization | 0.02931% | 0 | 0.87756 | Residential_2033_Technical_MW_Before Competition Groups_HVAC Optimization
Residential | Res ¦ LED Parking Lot Fixture | 2033 | Technical | MW | Before Competition Groups | 0.87282 | 0 | 0 | 2994.5263 | 0.00029147 | 78 | Residential_2033_Technical_MW_Before Competition Groups_78 | LED Parking Lot Fixture | 0.02915% | 0 | 0.87282 | Residential_2033_Technical_MW_Before Competition Groups_LED Parking Lot Fixture
Residential | Res ¦ VFD on Pumps | 2033 | Technical | MW | Before Competition Groups | 0.48628 | 0 | 0 | 2994.5263 | 0.00016239 | 79 | Residential_2033_Technical_MW_Before Competition Groups_79 | VFD on Pumps | 0.01624% | 0 | 0.48628 | Residential_2033_Technical_MW_Before Competition Groups_VFD on Pumps
Residential | Res ¦ ENERGY STAR LED Lamps (General Service Lamps) | 2033 | Technical | MW | Before Competition Groups | 0.44549 | 0 | 0 | 2994.5263 | 0.00014877 | 80 | Residential_2033_Technical_MW_Before Competition Groups_80 | ENERGY STAR LED Lamps (General Service Lamps) | 0.01488% | 0 | 0.44549 | Residential_2033_Technical_MW_Before Competition Groups_ENERGY STAR LED Lamps (General Service Lamps)
Residential | Res ¦ LED Exterior Area Lights - LED Fixture (200W) | 2033 | Technical | MW | Before Competition Groups | 0.40959 | 0 | 0 | 2994.5263 | 0.00013678 | 81 | Residential_2033_Technical_MW_Before Competition Groups_81 | LED Exterior Area Lights - LED Fixture (200W) | 0.01368% | 0 | 0.40959 | Residential_2033_Technical_MW_Before Competition Groups_LED Exterior Area Lights - LED Fixture (200W)
Residential | Res ¦ ECM MOTORS FOR HVAC APPLICATION (FAN-POWERED VAV BOX) | 2033 | Technical | MW | Before Competition Groups | 0.34959 | 0 | 0 | 2994.5263 | 0.00011674 | 82 | Residential_2033_Technical_MW_Before Competition Groups_82 | ECM MOTORS FOR HVAC APPLICATION (FAN-POWERED VAV BOX) | 0.01167% | 0 | 0.34959 | Residential_2033_Technical_MW_Before Competition Groups_ECM MOTORS FOR HVAC APPLICATION (FAN-POWERED VAV BOX)
Residential | Res ¦ Chilled Water Optimization | 2033 | Technical | MW | Before Competition Groups | 0.27178 | 0 | 0 | 2994.5263 | 9.0759e-05 | 83 | Residential_2033_Technical_MW_Before Competition Groups_83 | Chilled Water Optimization | 0.009076% | 0 | 0.27178 | Residential_2033_Technical_MW_Before Competition Groups_Chilled Water Optimization
Residential | Res ¦ Beverage Vending Machine Controls | 2033 | Technical | MW | Before Competition Groups | 0.25176 | 0 | 0 | 2994.5263 | 8.4075e-05 | 84 | Residential_2033_Technical_MW_Before Competition Groups_84 | Beverage Vending Machine Controls | 0.008408% | 0 | 0.25176 | Residential_2033_Technical_MW_Before Competition Groups_Beverage Vending Machine Controls
Residential | Res ¦ Wall Insulation MF | 2033 | Technical | MW | Before Competition Groups | 0.15756 | 0 | 0 | 2994.5263 | 5.2615e-05 | 85 | Residential_2033_Technical_MW_Before Competition Groups_85 | Wall Insulation MF | 0.005261% | 0 | 0.15756 | Residential_2033_Technical_MW_Before Competition Groups_Wall Insulation MF
Residential | Res ¦ LED Recessed Downlights | 2033 | Technical | MW | Before Competition Groups | 0.023494 | 0 | 0 | 2994.5263 | 7.8456e-06 | 86 | Residential_2033_Technical_MW_Before Competition Groups_86 | LED Recessed Downlights | 0.0007846% | 0 | 0.023494 | Residential_2033_Technical_MW_Before Competition Groups_LED Recessed Downlights
Residential | Res ¦ LED High Bay Fixture | 2033 | Technical | MW | Before Competition Groups | 0.020077 | 0 | 0 | 2994.5263 | 6.7045e-06 | 87 | Residential_2033_Technical_MW_Before Competition Groups_87 | LED High Bay Fixture | 0.0006704% | 0 | 0.020077 | Residential_2033_Technical_MW_Before Competition Groups_LED High Bay Fixture
Residential | Res ¦ Radiant Barrier | 2033 | Technical | MW | Before Competition Groups | 0.012163 | 0 | 0 | 2994.5263 | 4.0619e-06 | 88 | Residential_2033_Technical_MW_Before Competition Groups_88 | Radiant Barrier | 0.0004062% | 0 | 0.012163 | Residential_2033_Technical_MW_Before Competition Groups_Radiant Barrier
Residential | Res ¦ Solar Water Preheat (Pools/DHW) | 2033 | Technical | MW | Before Competition Groups | 0.010241 | 0 | 0 | 2994.5263 | 3.4199e-06 | 89 | Residential_2033_Technical_MW_Before Competition Groups_89 | Solar Water Preheat (Pools/DHW) | 0.000342% | 0 | 0.010241 | Residential_2033_Technical_MW_Before Competition Groups_Solar Water Preheat (Pools/DHW)
Residential | Res ¦ Photocell Controls (Outdoor) | 2033 | Technical | MW | Before Competition Groups | 4.7062e-05 | 0 | 0 | 2994.5263 | 1.5716e-08 | 90 | Residential_2033_Technical_MW_Before Competition Groups_90 | Photocell Controls (Outdoor) | 1.572e-06% | 0 | 4.7062e-05 | Residential_2033_Technical_MW_Before Competition Groups_Photocell Controls (Outdoor)
Residential | Res ¦ Ductless Mini-Split Heat Pump | 2034 | Economic | MW | Before Competition Groups | 201.6348 | 0 | 0 | 1511.7674 | 0.13338 | 1 | Residential_2034_Economic_MW_Before Competition Groups_1 | Ductless Mini-Split Heat Pump | 13.34% | 0 | 201.6348 | Residential_2034_Economic_MW_Before Competition Groups_Ductless Mini-Split Heat Pump
Residential | Res ¦ Adaptive Thermostat | 2034 | Economic | MW | Before Competition Groups | 200.786 | 0 | 0 | 1511.7674 | 0.13282 | 2 | Residential_2034_Economic_MW_Before Competition Groups_2 | Adaptive Thermostat | 13.28% | 0 | 200.786 | Residential_2034_Economic_MW_Before Competition Groups_Adaptive Thermostat
Residential | Res ¦ Energy Star Air Source Heat Pump | 2034 | Economic | MW | Before Competition Groups | 114.9638 | 0 | 0 | 1511.7674 | 0.076046 | 3 | Residential_2034_Economic_MW_Before Competition Groups_3 | Energy Star Air Source Heat Pump | 7.605% | 0 | 114.9638 | Residential_2034_Economic_MW_Before Competition Groups_Energy Star Air Source Heat Pump
Residential | Res ¦ Energy Star A Line, PAR, MR Lamps | 2034 | Economic | MW | Before Competition Groups | 107.4259 | 0 | 0 | 1511.7674 | 0.07106 | 4 | Residential_2034_Economic_MW_Before Competition Groups_4 | Energy Star A Line, PAR, MR Lamps | 7.106% | 0 | 107.4259 | Residential_2034_Economic_MW_Before Competition Groups_Energy Star A Line, PAR, MR Lamps
Residential | Res ¦ Energy Star LED Bulbs General Purpose LEDs | 2034 | Economic | MW | Before Competition Groups | 105.8682 | 0 | 0 | 1511.7674 | 0.070029 | 5 | Residential_2034_Economic_MW_Before Competition Groups_5 | Energy Star LED Bulbs General Purpose LEDs | 7.003% | 0 | 105.8682 | Residential_2034_Economic_MW_Before Competition Groups_Energy Star LED Bulbs General Purpose LEDs
Residential | Res ¦ Energy Star LED Specialty Bulbs | 2034 | Economic | MW | Before Competition Groups | 96.7465 | 0 | 0 | 1511.7674 | 0.063996 | 6 | Residential_2034_Economic_MW_Before Competition Groups_6 | Energy Star LED Specialty Bulbs | 6.4% | 0 | 96.7465 | Residential_2034_Economic_MW_Before Competition Groups_Energy Star LED Specialty Bulbs
Residential | Res ¦ Energy Star Clothes Washer | 2034 | Economic | MW | Before Competition Groups | 91.9164 | 0 | 0 | 1511.7674 | 0.060801 | 7 | Residential_2034_Economic_MW_Before Competition Groups_7 | Energy Star Clothes Washer | 6.08% | 0 | 91.9164 | Residential_2034_Economic_MW_Before Competition Groups_Energy Star Clothes Washer
Residential | Res ¦ Building Recommissioning, Operations and Maintenance (O&M) Improvements | 2034 | Economic | MW | Before Competition Groups | 76.3949 | 0 | 0 | 1511.7674 | 0.050533 | 8 | Residential_2034_Economic_MW_Before Competition Groups_8 | Building Recommissioning, Operations and Maintenance (O&M) Improvements | 5.053% | 0 | 76.3949 | Residential_2034_Economic_MW_Before Competition Groups_Building Recommissioning, Operations and Maintenance (O&M) Improvements
Residential | Res ¦ Energy Star Room Air Conditioner | 2034 | Economic | MW | Before Competition Groups | 73.9321 | 0 | 0 | 1511.7674 | 0.048904 | 9 | Residential_2034_Economic_MW_Before Competition Groups_9 | Energy Star Room Air Conditioner | 4.89% | 0 | 73.9321 | Residential_2034_Economic_MW_Before Competition Groups_Energy Star Room Air Conditioner
Residential | Res ¦ Basement Wall Insulation | 2034 | Economic | MW | Before Competition Groups | 70.4633 | 0 | 0 | 1511.7674 | 0.04661 | 10 | Residential_2034_Economic_MW_Before Competition Groups_10 | Basement Wall Insulation | 4.661% | 0 | 70.4633 | Residential_2034_Economic_MW_Before Competition Groups_Basement Wall Insulation
Residential | Res ¦ Variable Speed Pool Pump Motor | 2034 | Economic | MW | Before Competition Groups | 54.5681 | 0 | 0 | 1511.7674 | 0.036096 | 11 | Residential_2034_Economic_MW_Before Competition Groups_11 | Variable Speed Pool Pump Motor | 3.61% | 0 | 54.5681 | Residential_2034_Economic_MW_Before Competition Groups_Variable Speed Pool Pump Motor
Residential | Res ¦ Attic Insulation | 2034 | Economic | MW | Before Competition Groups | 54.3579 | 0 | 0 | 1511.7674 | 0.035957 | 12 | Residential_2034_Economic_MW_Before Competition Groups_12 | Attic Insulation | 3.596% | 0 | 54.3579 | Residential_2034_Economic_MW_Before Competition Groups_Attic Insulation
Residential | Res ¦ Energy Star Clothes Dryer | 2034 | Economic | MW | Before Competition Groups | 36.9637 | 0 | 0 | 1511.7674 | 0.024451 | 13 | Residential_2034_Economic_MW_Before Competition Groups_13 | Energy Star Clothes Dryer | 2.445% | 0 | 36.9637 | Residential_2034_Economic_MW_Before Competition Groups_Energy Star Clothes Dryer
Residential | Res ¦ Smart Burners | 2034 | Economic | MW | Before Competition Groups | 26.6741 | 0 | 0 | 1511.7674 | 0.017644 | 14 | Residential_2034_Economic_MW_Before Competition Groups_14 | Smart Burners | 1.764% | 0 | 26.6741 | Residential_2034_Economic_MW_Before Competition Groups_Smart Burners
Residential | Res ¦ Energy Star Torchiere | 2034 | Economic | MW | Before Competition Groups | 15.8572 | 0 | 0 | 1511.7674 | 0.010489 | 15 | Residential_2034_Economic_MW_Before Competition Groups_15 | Energy Star Torchiere | 1.049% | 0 | 15.8572 | Residential_2034_Economic_MW_Before Competition Groups_Energy Star Torchiere
Residential | Res ¦ Duct Insulation | 2034 | Economic | MW | Before Competition Groups | 15.6274 | 0 | 0 | 1511.7674 | 0.010337 | 16 | Residential_2034_Economic_MW_Before Competition Groups_16 | Duct Insulation | 1.034% | 0 | 15.6274 | Residential_2034_Economic_MW_Before Competition Groups_Duct Insulation
Residential | Res ¦ Air Sealing | 2034 | Economic | MW | Before Competition Groups | 14.9884 | 0 | 0 | 1511.7674 | 0.0099145 | 17 | Residential_2034_Economic_MW_Before Competition Groups_17 | Air Sealing | 0.9914% | 0 | 14.9884 | Residential_2034_Economic_MW_Before Competition Groups_Air Sealing
Residential | Res ¦ Home Energy Reports | 2034 | Economic | MW | Before Competition Groups | 14.5386 | 0 | 0 | 1511.7674 | 0.009617 | 18 | Residential_2034_Economic_MW_Before Competition Groups_18 | Home Energy Reports | 0.9617% | 0 | 14.5386 | Residential_2034_Economic_MW_Before Competition Groups_Home Energy Reports
Residential | Res ¦ Floor Insulation | 2034 | Economic | MW | Before Competition Groups | 14.2464 | 0 | 0 | 1511.7674 | 0.0094237 | 19 | Residential_2034_Economic_MW_Before Competition Groups_19 | Floor Insulation | 0.9424% | 0 | 14.2464 | Residential_2034_Economic_MW_Before Competition Groups_Floor Insulation
Residential | Res ¦ High Efficiency Chiller (avg of water and air cooled) | 2034 | Economic | MW | Before Competition Groups | 11.3871 | 0 | 0 | 1511.7674 | 0.0075323 | 20 | Residential_2034_Economic_MW_Before Competition Groups_20 | High Efficiency Chiller (avg of water and air cooled) | 0.7532% | 0 | 11.3871 | Residential_2034_Economic_MW_Before Competition Groups_High Efficiency Chiller (avg of water and air cooled)
Residential | Res ¦ Advanced BAS/Controllers | 2034 | Economic | MW | Before Competition Groups | 11.1813 | 0 | 0 | 1511.7674 | 0.0073962 | 21 | Residential_2034_Economic_MW_Before Competition Groups_21 | Advanced BAS/Controllers | 0.7396% | 0 | 11.1813 | Residential_2034_Economic_MW_Before Competition Groups_Advanced BAS/Controllers
Residential | Res ¦ Clothes Drying Racks | 2034 | Economic | MW | Before Competition Groups | 10.3471 | 0 | 0 | 1511.7674 | 0.0068444 | 22 | Residential_2034_Economic_MW_Before Competition Groups_22 | Clothes Drying Racks | 0.6844% | 0 | 10.3471 | Residential_2034_Economic_MW_Before Competition Groups_Clothes Drying Racks
Residential | Res ¦ Refrigerator Recycling | 2034 | Economic | MW | Before Competition Groups | 8.7685 | 0 | 0 | 1511.7674 | 0.0058001 | 23 | Residential_2034_Economic_MW_Before Competition Groups_23 | Refrigerator Recycling | 0.58% | 0 | 8.7685 | Residential_2034_Economic_MW_Before Competition Groups_Refrigerator Recycling
Residential | Res ¦ Freezer Recycling | 2034 | Economic | MW | Before Competition Groups | 8.1686 | 0 | 0 | 1511.7674 | 0.0054033 | 24 | Residential_2034_Economic_MW_Before Competition Groups_24 | Freezer Recycling | 0.5403% | 0 | 8.1686 | Residential_2034_Economic_MW_Before Competition Groups_Freezer Recycling
Residential | Res ¦ Energy Star Dehumidifier | 2034 | Economic | MW | Before Competition Groups | 7.7212 | 0 | 0 | 1511.7674 | 0.0051074 | 25 | Residential_2034_Economic_MW_Before Competition Groups_25 | Energy Star Dehumidifier | 0.5107% | 0 | 7.7212 | Residential_2034_Economic_MW_Before Competition Groups_Energy Star Dehumidifier
Residential | Res ¦ Occupancy Sensors MF | 2034 | Economic | MW | Before Competition Groups | 7.6868 | 0 | 0 | 1511.7674 | 0.0050847 | 26 | Residential_2034_Economic_MW_Before Competition Groups_26 | Occupancy Sensors MF | 0.5085% | 0 | 7.6868 | Residential_2034_Economic_MW_Before Competition Groups_Occupancy Sensors MF
Residential | Res ¦ Energy Star Freezer | 2034 | Economic | MW | Before Competition Groups | 6.9467 | 0 | 0 | 1511.7674 | 0.0045951 | 27 | Residential_2034_Economic_MW_Before Competition Groups_27 | Energy Star Freezer | 0.4595% | 0 | 6.9467 | Residential_2034_Economic_MW_Before Competition Groups_Energy Star Freezer
Residential | Res ¦ Energy Star Light Fixture | 2034 | Economic | MW | Before Competition Groups | 6.7763 | 0 | 0 | 1511.7674 | 0.0044824 | 28 | Residential_2034_Economic_MW_Before Competition Groups_28 | Energy Star Light Fixture | 0.4482% | 0 | 6.7763 | Residential_2034_Economic_MW_Before Competition Groups_Energy Star Light Fixture
Residential | Res ¦ Duct Insulation MF | 2034 | Economic | MW | Before Competition Groups | 5.859 | 0 | 0 | 1511.7674 | 0.0038756 | 29 | Residential_2034_Economic_MW_Before Competition Groups_29 | Duct Insulation MF | 0.3876% | 0 | 5.859 | Residential_2034_Economic_MW_Before Competition Groups_Duct Insulation MF
Residential | Res ¦ Heat Recovery Ventilator | 2034 | Economic | MW | Before Competition Groups | 5.276 | 0 | 0 | 1511.7674 | 0.00349 | 30 | Residential_2034_Economic_MW_Before Competition Groups_30 | Heat Recovery Ventilator | 0.349% | 0 | 5.276 | Residential_2034_Economic_MW_Before Competition Groups_Heat Recovery Ventilator
Residential | Res ¦ Minimize Hot and Warm Clothes Wash | 2034 | Economic | MW | Before Competition Groups | 4.3341 | 0 | 0 | 1511.7674 | 0.0028669 | 31 | Residential_2034_Economic_MW_Before Competition Groups_31 | Minimize Hot and Warm Clothes Wash | 0.2867% | 0 | 4.3341 | Residential_2034_Economic_MW_Before Competition Groups_Minimize Hot and Warm Clothes Wash
Residential | Res ¦ LED Tube Re-Lamp | 2034 | Economic | MW | Before Competition Groups | 4.0648 | 0 | 0 | 1511.7674 | 0.0026888 | 32 | Residential_2034_Economic_MW_Before Competition Groups_32 | LED Tube Re-Lamp | 0.2689% | 0 | 4.0648 | Residential_2034_Economic_MW_Before Competition Groups_LED Tube Re-Lamp
Residential | Res ¦ Outside Air Economizer | 2034 | Economic | MW | Before Competition Groups | 3.3716 | 0 | 0 | 1511.7674 | 0.0022302 | 33 | Residential_2034_Economic_MW_Before Competition Groups_33 | Outside Air Economizer | 0.223% | 0 | 3.3716 | Residential_2034_Economic_MW_Before Competition Groups_Outside Air Economizer
Residential | Res ¦ Tankless Water Heater | 2034 | Economic | MW | Before Competition Groups | 2.9411 | 0 | 0 | 1511.7674 | 0.0019455 | 34 | Residential_2034_Economic_MW_Before Competition Groups_34 | Tankless Water Heater | 0.1945% | 0 | 2.9411 | Residential_2034_Economic_MW_Before Competition Groups_Tankless Water Heater
Residential | Res ¦ CO Sensors for parking garage exhaust fans | 2034 | Economic | MW | Before Competition Groups | 2.1272 | 0 | 0 | 1511.7674 | 0.0014071 | 35 | Residential_2034_Economic_MW_Before Competition Groups_35 | CO Sensors for parking garage exhaust fans | 0.1407% | 0 | 2.1272 | Residential_2034_Economic_MW_Before Competition Groups_CO Sensors for parking garage exhaust fans
Residential | Res ¦ Condensing Make Up Air Unit | 2034 | Economic | MW | Before Competition Groups | 2.0421 | 0 | 0 | 1511.7674 | 0.0013508 | 36 | Residential_2034_Economic_MW_Before Competition Groups_36 | Condensing Make Up Air Unit | 0.1351% | 0 | 2.0421 | Residential_2034_Economic_MW_Before Competition Groups_Condensing Make Up Air Unit
Residential | Res ¦ Demand Control Ventilation | 2034 | Economic | MW | Before Competition Groups | 1.9651 | 0 | 0 | 1511.7674 | 0.0012999 | 37 | Residential_2034_Economic_MW_Before Competition Groups_37 | Demand Control Ventilation | 0.13% | 0 | 1.9651 | Residential_2034_Economic_MW_Before Competition Groups_Demand Control Ventilation
Residential | Res ¦ ENERGY STAR LED LAMPS (REFLECTOR LAMPs/MR16/PAR 16) | 2034 | Economic | MW | Before Competition Groups | 1.8979 | 0 | 0 | 1511.7674 | 0.0012554 | 38 | Residential_2034_Economic_MW_Before Competition Groups_38 | ENERGY STAR LED LAMPS (REFLECTOR LAMPs/MR16/PAR 16) | 0.1255% | 0 | 1.8979 | Residential_2034_Economic_MW_Before Competition Groups_ENERGY STAR LED LAMPS (REFLECTOR LAMPs/MR16/PAR 16)
Residential | Res ¦ Furnace Whistle | 2034 | Economic | MW | Before Competition Groups | 1.8883 | 0 | 0 | 1511.7674 | 0.0012491 | 39 | Residential_2034_Economic_MW_Before Competition Groups_39 | Furnace Whistle | 0.1249% | 0 | 1.8883 | Residential_2034_Economic_MW_Before Competition Groups_Furnace Whistle
Residential | Res ¦ Wall Insulation | 2034 | Economic | MW | Before Competition Groups | 1.7342 | 0 | 0 | 1511.7674 | 0.0011471 | 40 | Residential_2034_Economic_MW_Before Competition Groups_40 | Wall Insulation | 0.1147% | 0 | 1.7342 | Residential_2034_Economic_MW_Before Competition Groups_Wall Insulation
Residential | Res ¦ Comprehensive Draft Proofing | 2034 | Economic | MW | Before Competition Groups | 1.6046 | 0 | 0 | 1511.7674 | 0.0010614 | 41 | Residential_2034_Economic_MW_Before Competition Groups_41 | Comprehensive Draft Proofing | 0.1061% | 0 | 1.6046 | Residential_2034_Economic_MW_Before Competition Groups_Comprehensive Draft Proofing
Residential | Res ¦ Variable Frequency Drive (VFD) | 2034 | Economic | MW | Before Competition Groups | 1.5564 | 0 | 0 | 1511.7674 | 0.0010295 | 42 | Residential_2034_Economic_MW_Before Competition Groups_42 | Variable Frequency Drive (VFD) | 0.103% | 0 | 1.5564 | Residential_2034_Economic_MW_Before Competition Groups_Variable Frequency Drive (VFD)
Residential | Res ¦ Water Heater Temperature Setback | 2034 | Economic | MW | Before Competition Groups | 0.98432 | 0 | 0 | 1511.7674 | 0.0006511 | 43 | Residential_2034_Economic_MW_Before Competition Groups_43 | Water Heater Temperature Setback | 0.06511% | 0 | 0.98432 | Residential_2034_Economic_MW_Before Competition Groups_Water Heater Temperature Setback
Residential | Res ¦ LED Parking Lot Fixture | 2034 | Economic | MW | Before Competition Groups | 0.87337 | 0 | 0 | 1511.7674 | 0.00057772 | 44 | Residential_2034_Economic_MW_Before Competition Groups_44 | LED Parking Lot Fixture | 0.05777% | 0 | 0.87337 | Residential_2034_Economic_MW_Before Competition Groups_LED Parking Lot Fixture
Residential | Res ¦ VFD on Pumps | 2034 | Economic | MW | Before Competition Groups | 0.4786 | 0 | 0 | 1511.7674 | 0.00031658 | 45 | Residential_2034_Economic_MW_Before Competition Groups_45 | VFD on Pumps | 0.03166% | 0 | 0.4786 | Residential_2034_Economic_MW_Before Competition Groups_VFD on Pumps
Residential | Res ¦ ENERGY STAR LED Lamps (General Service Lamps) | 2034 | Economic | MW | Before Competition Groups | 0.44626 | 0 | 0 | 1511.7674 | 0.00029519 | 46 | Residential_2034_Economic_MW_Before Competition Groups_46 | ENERGY STAR LED Lamps (General Service Lamps) | 0.02952% | 0 | 0.44626 | Residential_2034_Economic_MW_Before Competition Groups_ENERGY STAR LED Lamps (General Service Lamps)
Residential | Res ¦ LED Exterior Area Lights - LED Fixture (200W) | 2034 | Economic | MW | Before Competition Groups | 0.41034 | 0 | 0 | 1511.7674 | 0.00027143 | 47 | Residential_2034_Economic_MW_Before Competition Groups_47 | LED Exterior Area Lights - LED Fixture (200W) | 0.02714% | 0 | 0.41034 | Residential_2034_Economic_MW_Before Competition Groups_LED Exterior Area Lights - LED Fixture (200W)
Residential | Res ¦ ECM MOTORS FOR HVAC APPLICATION (FAN-POWERED VAV BOX) | 2034 | Economic | MW | Before Competition Groups | 0.35323 | 0 | 0 | 1511.7674 | 0.00023366 | 48 | Residential_2034_Economic_MW_Before Competition Groups_48 | ECM MOTORS FOR HVAC APPLICATION (FAN-POWERED VAV BOX) | 0.02337% | 0 | 0.35323 | Residential_2034_Economic_MW_Before Competition Groups_ECM MOTORS FOR HVAC APPLICATION (FAN-POWERED VAV BOX)
Residential | Res ¦ Chilled Water Optimization | 2034 | Economic | MW | Before Competition Groups | 0.28475 | 0 | 0 | 1511.7674 | 0.00018836 | 49 | Residential_2034_Economic_MW_Before Competition Groups_49 | Chilled Water Optimization | 0.01884% | 0 | 0.28475 | Residential_2034_Economic_MW_Before Competition Groups_Chilled Water Optimization
Residential | Res ¦ Beverage Vending Machine Controls | 2034 | Economic | MW | Before Competition Groups | 0.25406 | 0 | 0 | 1511.7674 | 0.00016806 | 50 | Residential_2034_Economic_MW_Before Competition Groups_50 | Beverage Vending Machine Controls | 0.01681% | 0 | 0.25406 | Residential_2034_Economic_MW_Before Competition Groups_Beverage Vending Machine Controls
Residential | Res ¦ LED Downlight | 2034 | Economic | MW | Before Competition Groups | 0.050759 | 0 | 0 | 1511.7674 | 3.3576e-05 | 51 | Residential_2034_Economic_MW_Before Competition Groups_51 | LED Downlight | 0.003358% | 0 | 0.050759 | Residential_2034_Economic_MW_Before Competition Groups_LED Downlight
Residential | Res ¦ LED High Bay Fixture | 2034 | Economic | MW | Before Competition Groups | 0.019399 | 0 | 0 | 1511.7674 | 1.2832e-05 | 52 | Residential_2034_Economic_MW_Before Competition Groups_52 | LED High Bay Fixture | 0.001283% | 0 | 0.019399 | Residential_2034_Economic_MW_Before Competition Groups_LED High Bay Fixture
Residential | Res ¦ Wall Insulation MF | 2034 | Economic | MW | Before Competition Groups | 0.012411 | 0 | 0 | 1511.7674 | 8.2097e-06 | 53 | Residential_2034_Economic_MW_Before Competition Groups_53 | Wall Insulation MF | 0.000821% | 0 | 0.012411 | Residential_2034_Economic_MW_Before Competition Groups_Wall Insulation MF
Residential | Res ¦ Smart Power Bar | 2034 | Economic | MW | Before Competition Groups | 0 | 0 | 0 | 1511.7674 | 0 | 54 | Residential_2034_Economic_MW_Before Competition Groups_54 | Smart Power Bar | 0% | 0 | 0 | Residential_2034_Economic_MW_Before Competition Groups_Smart Power Bar
Residential | Res ¦ Ductless Mini-Split Heat Pump | 2034 | SC A | MW | Before Competition Groups | 105.4497 | 0 | 0 | 511.8765 | 0.20601 | 1 | Residential_2034_SC A_MW_Before Competition Groups_1 | Ductless Mini-Split Heat Pump | 20.6% | 0 | 105.4497 | Residential_2034_SC A_MW_Before Competition Groups_Ductless Mini-Split Heat Pump
Residential | Res ¦ Building Recommissioning, Operations and Maintenance (O&M) Improvements | 2034 | SC A | MW | Before Competition Groups | 58.3975 | 0 | 0 | 511.8765 | 0.11409 | 2 | Residential_2034_SC A_MW_Before Competition Groups_2 | Building Recommissioning, Operations and Maintenance (O&M) Improvements | 11.41% | 0 | 58.3975 | Residential_2034_SC A_MW_Before Competition Groups_Building Recommissioning, Operations and Maintenance (O&M) Improvements
Residential | Res ¦ Energy Star Clothes Washer | 2034 | SC A | MW | Before Competition Groups | 50.99 | 0 | 0 | 511.8765 | 0.099614 | 3 | Residential_2034_SC A_MW_Before Competition Groups_3 | Energy Star Clothes Washer | 9.961% | 0 | 50.99 | Residential_2034_SC A_MW_Before Competition Groups_Energy Star Clothes Washer
Residential | Res ¦ Adaptive Thermostat | 2034 | SC A | MW | Before Competition Groups | 35.0753 | 0 | 0 | 511.8765 | 0.068523 | 4 | Residential_2034_SC A_MW_Before Competition Groups_4 | Adaptive Thermostat | 6.852% | 0 | 35.0753 | Residential_2034_SC A_MW_Before Competition Groups_Adaptive Thermostat
Residential | Res ¦ Variable Speed Pool Pump Motor | 2034 | SC A | MW | Before Competition Groups | 31.0462 | 0 | 0 | 511.8765 | 0.060652 | 5 | Residential_2034_SC A_MW_Before Competition Groups_5 | Variable Speed Pool Pump Motor | 6.065% | 0 | 31.0462 | Residential_2034_SC A_MW_Before Competition Groups_Variable Speed Pool Pump Motor
Residential | Res ¦ Energy Star LED Specialty Bulbs | 2034 | SC A | MW | Before Competition Groups | 30.6332 | 0 | 0 | 511.8765 | 0.059845 | 6 | Residential_2034_SC A_MW_Before Competition Groups_6 | Energy Star LED Specialty Bulbs | 5.984% | 0 | 30.6332 | Residential_2034_SC A_MW_Before Competition Groups_Energy Star LED Specialty Bulbs
Residential | Res ¦ Energy Star Air Source Heat Pump | 2034 | SC A | MW | Before Competition Groups | 28.4675 | 0 | 0 | 511.8765 | 0.055614 | 7 | Residential_2034_SC A_MW_Before Competition Groups_7 | Energy Star Air Source Heat Pump | 5.561% | 0 | 28.4675 | Residential_2034_SC A_MW_Before Competition Groups_Energy Star Air Source Heat Pump
Residential | Res ¦ Basement Wall Insulation | 2034 | SC A | MW | Before Competition Groups | 25.7358 | 0 | 0 | 511.8765 | 0.050277 | 8 | Residential_2034_SC A_MW_Before Competition Groups_8 | Basement Wall Insulation | 5.028% | 0 | 25.7358 | Residential_2034_SC A_MW_Before Competition Groups_Basement Wall Insulation
Residential | Res ¦ Energy Star Room Air Conditioner | 2034 | SC A | MW | Before Competition Groups | 17.916 | 0 | 0 | 511.8765 | 0.035001 | 9 | Residential_2034_SC A_MW_Before Competition Groups_9 | Energy Star Room Air Conditioner | 3.5% | 0 | 17.916 | Residential_2034_SC A_MW_Before Competition Groups_Energy Star Room Air Conditioner
Residential | Res ¦ Energy Star A Line, PAR, MR Lamps | 2034 | SC A | MW | Before Competition Groups | 14.6166 | 0 | 0 | 511.8765 | 0.028555 | 10 | Residential_2034_SC A_MW_Before Competition Groups_10 | Energy Star A Line, PAR, MR Lamps | 2.856% | 0 | 14.6166 | Residential_2034_SC A_MW_Before Competition Groups_Energy Star A Line, PAR, MR Lamps
Residential | Res ¦ Energy Star LED Bulbs General Purpose LEDs | 2034 | SC A | MW | Before Competition Groups | 11.585 | 0 | 0 | 511.8765 | 0.022632 | 11 | Residential_2034_SC A_MW_Before Competition Groups_11 | Energy Star LED Bulbs General Purpose LEDs | 2.263% | 0 | 11.585 | Residential_2034_SC A_MW_Before Competition Groups_Energy Star LED Bulbs General Purpose LEDs
Residential | Res ¦ High Efficiency Chiller (avg of water and air cooled) | 2034 | SC A | MW | Before Competition Groups | 10.0733 | 0 | 0 | 511.8765 | 0.019679 | 12 | Residential_2034_SC A_MW_Before Competition Groups_12 | High Efficiency Chiller (avg of water and air cooled) | 1.968% | 0 | 10.0733 | Residential_2034_SC A_MW_Before Competition Groups_High Efficiency Chiller (avg of water and air cooled)
Residential | Res ¦ Home Energy Reports | 2034 | SC A | MW | Before Competition Groups | 9.9843 | 0 | 0 | 511.8765 | 0.019505 | 13 | Residential_2034_SC A_MW_Before Competition Groups_13 | Home Energy Reports | 1.951% | 0 | 9.9843 | Residential_2034_SC A_MW_Before Competition Groups_Home Energy Reports
Residential | Res ¦ Energy Star Clothes Dryer | 2034 | SC A | MW | Before Competition Groups | 9.8225 | 0 | 0 | 511.8765 | 0.019189 | 14 | Residential_2034_SC A_MW_Before Competition Groups_14 | Energy Star Clothes Dryer | 1.919% | 0 | 9.8225 | Residential_2034_SC A_MW_Before Competition Groups_Energy Star Clothes Dryer
Residential | Res ¦ Energy Star Torchiere | 2034 | SC A | MW | Before Competition Groups | 8.1414 | 0 | 0 | 511.8765 | 0.015905 | 15 | Residential_2034_SC A_MW_Before Competition Groups_15 | Energy Star Torchiere | 1.591% | 0 | 8.1414 | Residential_2034_SC A_MW_Before Competition Groups_Energy Star Torchiere
Residential | Res ¦ Attic Insulation | 2034 | SC A | MW | Before Competition Groups | 7.8444 | 0 | 0 | 511.8765 | 0.015325 | 16 | Residential_2034_SC A_MW_Before Competition Groups_16 | Attic Insulation | 1.532% | 0 | 7.8444 | Residential_2034_SC A_MW_Before Competition Groups_Attic Insulation
Residential | Res ¦ Occupancy Sensors MF | 2034 | SC A | MW | Before Competition Groups | 6.9914 | 0 | 0 | 511.8765 | 0.013658 | 17 | Residential_2034_SC A_MW_Before Competition Groups_17 | Occupancy Sensors MF | 1.366% | 0 | 6.9914 | Residential_2034_SC A_MW_Before Competition Groups_Occupancy Sensors MF
Residential | Res ¦ Advanced BAS/Controllers | 2034 | SC A | MW | Before Competition Groups | 5.8803 | 0 | 0 | 511.8765 | 0.011488 | 18 | Residential_2034_SC A_MW_Before Competition Groups_18 | Advanced BAS/Controllers | 1.149% | 0 | 5.8803 | Residential_2034_SC A_MW_Before Competition Groups_Advanced BAS/Controllers
Residential | Res ¦ Refrigerator Recycling | 2034 | SC A | MW | Before Competition Groups | 4.9907 | 0 | 0 | 511.8765 | 0.0097498 | 19 | Residential_2034_SC A_MW_Before Competition Groups_19 | Refrigerator Recycling | 0.975% | 0 | 4.9907 | Residential_2034_SC A_MW_Before Competition Groups_Refrigerator Recycling
Residential | Res ¦ Smart Burners | 2034 | SC A | MW | Before Competition Groups | 3.9457 | 0 | 0 | 511.8765 | 0.0077083 | 20 | Residential_2034_SC A_MW_Before Competition Groups_20 | Smart Burners | 0.7708% | 0 | 3.9457 | Residential_2034_SC A_MW_Before Competition Groups_Smart Burners
Residential | Res ¦ Energy Star Freezer | 2034 | SC A | MW | Before Competition Groups | 3.7626 | 0 | 0 | 511.8765 | 0.0073506 | 21 | Residential_2034_SC A_MW_Before Competition Groups_21 | Energy Star Freezer | 0.7351% | 0 | 3.7626 | Residential_2034_SC A_MW_Before Competition Groups_Energy Star Freezer
Residential | Res ¦ LED Tube Re-Lamp | 2034 | SC A | MW | Before Competition Groups | 3.5109 | 0 | 0 | 511.8765 | 0.0068589 | 22 | Residential_2034_SC A_MW_Before Competition Groups_22 | LED Tube Re-Lamp | 0.6859% | 0 | 3.5109 | Residential_2034_SC A_MW_Before Competition Groups_LED Tube Re-Lamp
Residential | Res ¦ Minimize Hot and Warm Clothes Wash | 2034 | SC A | MW | Before Competition Groups | 3.0296 | 0 | 0 | 511.8765 | 0.0059187 | 23 | Residential_2034_SC A_MW_Before Competition Groups_23 | Minimize Hot and Warm Clothes Wash | 0.5919% | 0 | 3.0296 | Residential_2034_SC A_MW_Before Competition Groups_Minimize Hot and Warm Clothes Wash
Residential | Res ¦ Air Sealing | 2034 | SC A | MW | Before Competition Groups | 2.9229 | 0 | 0 | 511.8765 | 0.0057101 | 24 | Residential_2034_SC A_MW_Before Competition Groups_24 | Air Sealing | 0.571% | 0 | 2.9229 | Residential_2034_SC A_MW_Before Competition Groups_Air Sealing
Residential | Res ¦ Energy Star Light Fixture | 2034 | SC A | MW | Before Competition Groups | 2.8565 | 0 | 0 | 511.8765 | 0.0055805 | 25 | Residential_2034_SC A_MW_Before Competition Groups_25 | Energy Star Light Fixture | 0.5581% | 0 | 2.8565 | Residential_2034_SC A_MW_Before Competition Groups_Energy Star Light Fixture
Residential | Res ¦ Outside Air Economizer | 2034 | SC A | MW | Before Competition Groups | 2.8427 | 0 | 0 | 511.8765 | 0.0055535 | 26 | Residential_2034_SC A_MW_Before Competition Groups_26 | Outside Air Economizer | 0.5554% | 0 | 2.8427 | Residential_2034_SC A_MW_Before Competition Groups_Outside Air Economizer
Residential | Res ¦ ENERGY STAR LED LAMPS (REFLECTOR LAMPs/MR16/PAR 16) | 2034 | SC A | MW | Before Competition Groups | 2.0415 | 0 | 0 | 511.8765 | 0.0039882 | 27 | Residential_2034_SC A_MW_Before Competition Groups_27 | ENERGY STAR LED LAMPS (REFLECTOR LAMPs/MR16/PAR 16) | 0.3988% | 0 | 2.0415 | Residential_2034_SC A_MW_Before Competition Groups_ENERGY STAR LED LAMPS (REFLECTOR LAMPs/MR16/PAR 16)
Residential | Res ¦ Furnace Whistle | 2034 | SC A | MW | Before Competition Groups | 1.4488 | 0 | 0 | 511.8765 | 0.0028303 | 28 | Residential_2034_SC A_MW_Before Competition Groups_28 | Furnace Whistle | 0.283% | 0 | 1.4488 | Residential_2034_SC A_MW_Before Competition Groups_Furnace Whistle
Residential | Res ¦ Variable Frequency Drive (VFD) | 2034 | SC A | MW | Before Competition Groups | 1.1941 | 0 | 0 | 511.8765 | 0.0023327 | 29 | Residential_2034_SC A_MW_Before Competition Groups_29 | Variable Frequency Drive (VFD) | 0.2333% | 0 | 1.1941 | Residential_2034_SC A_MW_Before Competition Groups_Variable Frequency Drive (VFD)
Residential | Res ¦ Comprehensive Draft Proofing | 2034 | SC A | MW | Before Competition Groups | 1.1737 | 0 | 0 | 511.8765 | 0.0022929 | 30 | Residential_2034_SC A_MW_Before Competition Groups_30 | Comprehensive Draft Proofing | 0.2293% | 0 | 1.1737 | Residential_2034_SC A_MW_Before Competition Groups_Comprehensive Draft Proofing
Residential | Res ¦ CO Sensors for parking garage exhaust fans | 2034 | SC A | MW | Before Competition Groups | 1.0359 | 0 | 0 | 511.8765 | 0.0020238 | 31 | Residential_2034_SC A_MW_Before Competition Groups_31 | CO Sensors for parking garage exhaust fans | 0.2024% | 0 | 1.0359 | Residential_2034_SC A_MW_Before Competition Groups_CO Sensors for parking garage exhaust fans
Residential | Res ¦ Energy Star Dehumidifier | 2034 | SC A | MW | Before Competition Groups | 0.99281 | 0 | 0 | 511.8765 | 0.0019395 | 32 | Residential_2034_SC A_MW_Before Competition Groups_32 | Energy Star Dehumidifier | 0.194% | 0 | 0.99281 | Residential_2034_SC A_MW_Before Competition Groups_Energy Star Dehumidifier
Residential | Res ¦ LED Parking Lot Fixture | 2034 | SC A | MW | Before Competition Groups | 0.87992 | 0 | 0 | 511.8765 | 0.001719 | 33 | Residential_2034_SC A_MW_Before Competition Groups_33 | LED Parking Lot Fixture | 0.1719% | 0 | 0.87992 | Residential_2034_SC A_MW_Before Competition Groups_LED Parking Lot Fixture
Residential | Res ¦ Demand Control Ventilation | 2034 | SC A | MW | Before Competition Groups | 0.79005 | 0 | 0 | 511.8765 | 0.0015434 | 34 | Residential_2034_SC A_MW_Before Competition Groups_34 | Demand Control Ventilation | 0.1543% | 0 | 0.79005 | Residential_2034_SC A_MW_Before Competition Groups_Demand Control Ventilation
Residential | Res ¦ Water Heater Temperature Setback | 2034 | SC A | MW | Before Competition Groups | 0.7512 | 0 | 0 | 511.8765 | 0.0014675 | 35 | Residential_2034_SC A_MW_Before Competition Groups_35 | Water Heater Temperature Setback | 0.1468% | 0 | 0.7512 | Residential_2034_SC A_MW_Before Competition Groups_Water Heater Temperature Setback
Residential | Res ¦ Tankless Water Heater | 2034 | SC A | MW | Before Competition Groups | 0.6233 | 0 | 0 | 511.8765 | 0.0012177 | 36 | Residential_2034_SC A_MW_Before Competition Groups_36 | Tankless Water Heater | 0.1218% | 0 | 0.6233 | Residential_2034_SC A_MW_Before Competition Groups_Tankless Water Heater
Residential | Res ¦ Clothes Drying Racks | 2034 | SC A | MW | Before Competition Groups | 0.54178 | 0 | 0 | 511.8765 | 0.0010584 | 37 | Residential_2034_SC A_MW_Before Competition Groups_37 | Clothes Drying Racks | 0.1058% | 0 | 0.54178 | Residential_2034_SC A_MW_Before Competition Groups_Clothes Drying Racks
Residential | Res ¦ Floor Insulation | 2034 | SC A | MW | Before Competition Groups | 0.53525 | 0 | 0 | 511.8765 | 0.0010457 | 38 | Residential_2034_SC A_MW_Before Competition Groups_38 | Floor Insulation | 0.1046% | 0 | 0.53525 | Residential_2034_SC A_MW_Before Competition Groups_Floor Insulation
Residential | Res ¦ ENERGY STAR LED Lamps (General Service Lamps) | 2034 | SC A | MW | Before Competition Groups | 0.45105 | 0 | 0 | 511.8765 | 0.00088117 | 39 | Residential_2034_SC A_MW_Before Competition Groups_39 | ENERGY STAR LED Lamps (General Service Lamps) | 0.08812% | 0 | 0.45105 | Residential_2034_SC A_MW_Before Competition Groups_ENERGY STAR LED Lamps (General Service Lamps)
Residential | Res ¦ LED Downlight | 2034 | SC A | MW | Before Competition Groups | 0.45015 | 0 | 0 | 511.8765 | 0.00087941 | 40 | Residential_2034_SC A_MW_Before Competition Groups_40 | LED Downlight | 0.08794% | 0 | 0.45015 | Residential_2034_SC A_MW_Before Competition Groups_LED Downlight
Residential | Res ¦ LED Exterior Area Lights - LED Fixture (200W) | 2034 | SC A | MW | Before Competition Groups | 0.42564 | 0 | 0 | 511.8765 | 0.00083153 | 41 | Residential_2034_SC A_MW_Before Competition Groups_41 | LED Exterior Area Lights - LED Fixture (200W) | 0.08315% | 0 | 0.42564 | Residential_2034_SC A_MW_Before Competition Groups_LED Exterior Area Lights - LED Fixture (200W)
Residential | Res ¦ Condensing Make Up Air Unit | 2034 | SC A | MW | Before Competition Groups | 0.41552 | 0 | 0 | 511.8765 | 0.00081176 | 42 | Residential_2034_SC A_MW_Before Competition Groups_42 | Condensing Make Up Air Unit | 0.08118% | 0 | 0.41552 | Residential_2034_SC A_MW_Before Competition Groups_Condensing Make Up Air Unit
Residential | Res ¦ VFD on Pumps | 2034 | SC A | MW | Before Competition Groups | 0.34712 | 0 | 0 | 511.8765 | 0.00067814 | 43 | Residential_2034_SC A_MW_Before Competition Groups_43 | VFD on Pumps | 0.06781% | 0 | 0.34712 | Residential_2034_SC A_MW_Before Competition Groups_VFD on Pumps
Residential | Res ¦ Duct Insulation | 2034 | SC A | MW | Before Competition Groups | 0.31585 | 0 | 0 | 511.8765 | 0.00061704 | 44 | Residential_2034_SC A_MW_Before Competition Groups_44 | Duct Insulation | 0.0617% | 0 | 0.31585 | Residential_2034_SC A_MW_Before Competition Groups_Duct Insulation
Residential | Res ¦ Heat Recovery Ventilator | 2034 | SC A | MW | Before Competition Groups | 0.22658 | 0 | 0 | 511.8765 | 0.00044265 | 45 | Residential_2034_SC A_MW_Before Competition Groups_45 | Heat Recovery Ventilator | 0.04426% | 0 | 0.22658 | Residential_2034_SC A_MW_Before Competition Groups_Heat Recovery Ventilator
Residential | Res ¦ ECM MOTORS FOR HVAC APPLICATION (FAN-POWERED VAV BOX) | 2034 | SC A | MW | Before Competition Groups | 0.21285 | 0 | 0 | 511.8765 | 0.00041581 | 46 | Residential_2034_SC A_MW_Before Competition Groups_46 | ECM MOTORS FOR HVAC APPLICATION (FAN-POWERED VAV BOX) | 0.04158% | 0 | 0.21285 | Residential_2034_SC A_MW_Before Competition Groups_ECM MOTORS FOR HVAC APPLICATION (FAN-POWERED VAV BOX)
Residential | Res ¦ Duct Insulation MF | 2034 | SC A | MW | Before Competition Groups | 0.18835 | 0 | 0 | 511.8765 | 0.00036797 | 47 | Residential_2034_SC A_MW_Before Competition Groups_47 | Duct Insulation MF | 0.0368% | 0 | 0.18835 | Residential_2034_SC A_MW_Before Competition Groups_Duct Insulation MF
Residential | Res ¦ Chilled Water Optimization | 2034 | SC A | MW | Before Competition Groups | 0.15825 | 0 | 0 | 511.8765 | 0.00030916 | 48 | Residential_2034_SC A_MW_Before Competition Groups_48 | Chilled Water Optimization | 0.03092% | 0 | 0.15825 | Residential_2034_SC A_MW_Before Competition Groups_Chilled Water Optimization
Residential | Res ¦ Beverage Vending Machine Controls | 2034 | SC A | MW | Before Competition Groups | 0.13541 | 0 | 0 | 511.8765 | 0.00026454 | 49 | Residential_2034_SC A_MW_Before Competition Groups_49 | Beverage Vending Machine Controls | 0.02645% | 0 | 0.13541 | Residential_2034_SC A_MW_Before Competition Groups_Beverage Vending Machine Controls
Residential | Res ¦ LED High Bay Fixture | 2034 | SC A | MW | Before Competition Groups | 0.015252 | 0 | 0 | 511.8765 | 2.9797e-05 | 50 | Residential_2034_SC A_MW_Before Competition Groups_50 | LED High Bay Fixture | 0.00298% | 0 | 0.015252 | Residential_2034_SC A_MW_Before Competition Groups_LED High Bay Fixture
Residential | Res ¦ Wall Insulation | 2034 | SC A | MW | Before Competition Groups | 0.0095597 | 0 | 0 | 511.8765 | 1.8676e-05 | 51 | Residential_2034_SC A_MW_Before Competition Groups_51 | Wall Insulation | 0.001868% | 0 | 0.0095597 | Residential_2034_SC A_MW_Before Competition Groups_Wall Insulation
Residential | Res ¦ Wall Insulation MF | 2034 | SC A | MW | Before Competition Groups | 0.0039698 | 0 | 0 | 511.8765 | 7.7554e-06 | 52 | Residential_2034_SC A_MW_Before Competition Groups_52 | Wall Insulation MF | 0.0007755% | 0 | 0.0039698 | Residential_2034_SC A_MW_Before Competition Groups_Wall Insulation MF
Residential | Res ¦ Freezer Recycling | 2034 | SC A | MW | Before Competition Groups | 0.00047504 | 0 | 0 | 511.8765 | 9.2803e-07 | 53 | Residential_2034_SC A_MW_Before Competition Groups_53 | Freezer Recycling | 9.28e-05% | 0 | 0.00047504 | Residential_2034_SC A_MW_Before Competition Groups_Freezer Recycling
Residential | Res ¦ Smart Power Bar | 2034 | SC A | MW | Before Competition Groups | 0 | 0 | 0 | 511.8765 | 0 | 54 | Residential_2034_SC A_MW_Before Competition Groups_54 | Smart Power Bar | 0% | 0 | 0 | Residential_2034_SC A_MW_Before Competition Groups_Smart Power Bar
Residential | Res ¦ Ductless Mini-Split Heat Pump | 2034 | SC B | MW | Before Competition Groups | 130.3633 | 0 | 0 | 811.1237 | 0.16072 | 1 | Residential_2034_SC B_MW_Before Competition Groups_1 | Ductless Mini-Split Heat Pump | 16.07% | 0 | 130.3633 | Residential_2034_SC B_MW_Before Competition Groups_Ductless Mini-Split Heat Pump
Residential | Res ¦ Adaptive Thermostat | 2034 | SC B | MW | Before Competition Groups | 89.559 | 0 | 0 | 811.1237 | 0.11041 | 2 | Residential_2034_SC B_MW_Before Competition Groups_2 | Adaptive Thermostat | 11.04% | 0 | 89.559 | Residential_2034_SC B_MW_Before Competition Groups_Adaptive Thermostat
Residential | Res ¦ Building Recommissioning, Operations and Maintenance (O&M) Improvements | 2034 | SC B | MW | Before Competition Groups | 84.6153 | 0 | 0 | 811.1237 | 0.10432 | 3 | Residential_2034_SC B_MW_Before Competition Groups_3 | Building Recommissioning, Operations and Maintenance (O&M) Improvements | 10.43% | 0 | 84.6153 | Residential_2034_SC B_MW_Before Competition Groups_Building Recommissioning, Operations and Maintenance (O&M) Improvements
Residential | Res ¦ Energy Star Clothes Washer | 2034 | SC B | MW | Before Competition Groups | 77.1962 | 0 | 0 | 811.1237 | 0.095172 | 4 | Residential_2034_SC B_MW_Before Competition Groups_4 | Energy Star Clothes Washer | 9.517% | 0 | 77.1962 | Residential_2034_SC B_MW_Before Competition Groups_Energy Star Clothes Washer
Residential | Res ¦ Variable Speed Pool Pump Motor | 2034 | SC B | MW | Before Competition Groups | 60.4388 | 0 | 0 | 811.1237 | 0.074512 | 5 | Residential_2034_SC B_MW_Before Competition Groups_5 | Variable Speed Pool Pump Motor | 7.451% | 0 | 60.4388 | Residential_2034_SC B_MW_Before Competition Groups_Variable Speed Pool Pump Motor
Residential | Res ¦ Energy Star Air Source Heat Pump | 2034 | SC B | MW | Before Competition Groups | 41.8504 | 0 | 0 | 811.1237 | 0.051596 | 6 | Residential_2034_SC B_MW_Before Competition Groups_6 | Energy Star Air Source Heat Pump | 5.16% | 0 | 41.8504 | Residential_2034_SC B_MW_Before Competition Groups_Energy Star Air Source Heat Pump
Residential | Res ¦ Energy Star Room Air Conditioner | 2034 | SC B | MW | Before Competition Groups | 33.2015 | 0 | 0 | 811.1237 | 0.040933 | 7 | Residential_2034_SC B_MW_Before Competition Groups_7 | Energy Star Room Air Conditioner | 4.093% | 0 | 33.2015 | Residential_2034_SC B_MW_Before Competition Groups_Energy Star Room Air Conditioner
Residential | Res ¦ Basement Wall Insulation | 2034 | SC B | MW | Before Competition Groups | 26.3199 | 0 | 0 | 811.1237 | 0.032449 | 8 | Residential_2034_SC B_MW_Before Competition Groups_8 | Basement Wall Insulation | 3.245% | 0 | 26.3199 | Residential_2034_SC B_MW_Before Competition Groups_Basement Wall Insulation
Residential | Res ¦ Energy Star LED Bulbs General Purpose LEDs | 2034 | SC B | MW | Before Competition Groups | 20.7147 | 0 | 0 | 811.1237 | 0.025538 | 9 | Residential_2034_SC B_MW_Before Competition Groups_9 | Energy Star LED Bulbs General Purpose LEDs | 2.554% | 0 | 20.7147 | Residential_2034_SC B_MW_Before Competition Groups_Energy Star LED Bulbs General Purpose LEDs
Residential | Res ¦ Attic Insulation | 2034 | SC B | MW | Before Competition Groups | 20.3003 | 0 | 0 | 811.1237 | 0.025027 | 10 | Residential_2034_SC B_MW_Before Competition Groups_10 | Attic Insulation | 2.503% | 0 | 20.3003 | Residential_2034_SC B_MW_Before Competition Groups_Attic Insulation
Residential | Res ¦ Energy Star A Line, PAR, MR Lamps | 2034 | SC B | MW | Before Competition Groups | 20.1626 | 0 | 0 | 811.1237 | 0.024858 | 11 | Residential_2034_SC B_MW_Before Competition Groups_11 | Energy Star A Line, PAR, MR Lamps | 2.486% | 0 | 20.1626 | Residential_2034_SC B_MW_Before Competition Groups_Energy Star A Line, PAR, MR Lamps
Residential | Res ¦ Energy Star LED Specialty Bulbs | 2034 | SC B | MW | Before Competition Groups | 18.7718 | 0 | 0 | 811.1237 | 0.023143 | 12 | Residential_2034_SC B_MW_Before Competition Groups_12 | Energy Star LED Specialty Bulbs | 2.314% | 0 | 18.7718 | Residential_2034_SC B_MW_Before Competition Groups_Energy Star LED Specialty Bulbs
Residential | Res ¦ Energy Star Clothes Dryer | 2034 | SC B | MW | Before Competition Groups | 17.5366 | 0 | 0 | 811.1237 | 0.02162 | 13 | Residential_2034_SC B_MW_Before Competition Groups_13 | Energy Star Clothes Dryer | 2.162% | 0 | 17.5366 | Residential_2034_SC B_MW_Before Competition Groups_Energy Star Clothes Dryer
Residential | Res ¦ Smart Burners | 2034 | SC B | MW | Before Competition Groups | 16.0276 | 0 | 0 | 811.1237 | 0.01976 | 14 | Residential_2034_SC B_MW_Before Competition Groups_14 | Smart Burners | 1.976% | 0 | 16.0276 | Residential_2034_SC B_MW_Before Competition Groups_Smart Burners
Residential | Res ¦ Advanced BAS/Controllers | 2034 | SC B | MW | Before Competition Groups | 12.3841 | 0 | 0 | 811.1237 | 0.015268 | 15 | Residential_2034_SC B_MW_Before Competition Groups_15 | Advanced BAS/Controllers | 1.527% | 0 | 12.3841 | Residential_2034_SC B_MW_Before Competition Groups_Advanced BAS/Controllers
Residential | Res ¦ Clothes Drying Racks | 2034 | SC B | MW | Before Competition Groups | 11.4592 | 0 | 0 | 811.1237 | 0.014128 | 16 | Residential_2034_SC B_MW_Before Competition Groups_16 | Clothes Drying Racks | 1.413% | 0 | 11.4592 | Residential_2034_SC B_MW_Before Competition Groups_Clothes Drying Racks
Residential | Res ¦ Energy Star Torchiere | 2034 | SC B | MW | Before Competition Groups | 10.8915 | 0 | 0 | 811.1237 | 0.013428 | 17 | Residential_2034_SC B_MW_Before Competition Groups_17 | Energy Star Torchiere | 1.343% | 0 | 10.8915 | Residential_2034_SC B_MW_Before Competition Groups_Energy Star Torchiere
Residential | Res ¦ Occupancy Sensors MF | 2034 | SC B | MW | Before Competition Groups | 10.8408 | 0 | 0 | 811.1237 | 0.013365 | 18 | Residential_2034_SC B_MW_Before Competition Groups_18 | Occupancy Sensors MF | 1.337% | 0 | 10.8408 | Residential_2034_SC B_MW_Before Competition Groups_Occupancy Sensors MF
Residential | Res ¦ High Efficiency Chiller (avg of water and air cooled) | 2034 | SC B | MW | Before Competition Groups | 10.2959 | 0 | 0 | 811.1237 | 0.012693 | 19 | Residential_2034_SC B_MW_Before Competition Groups_19 | High Efficiency Chiller (avg of water and air cooled) | 1.269% | 0 | 10.2959 | Residential_2034_SC B_MW_Before Competition Groups_High Efficiency Chiller (avg of water and air cooled)
Residential | Res ¦ Home Energy Reports | 2034 | SC B | MW | Before Competition Groups | 9.9843 | 0 | 0 | 811.1237 | 0.012309 | 20 | Residential_2034_SC B_MW_Before Competition Groups_20 | Home Energy Reports | 1.231% | 0 | 9.9843 | Residential_2034_SC B_MW_Before Competition Groups_Home Energy Reports
Residential | Res ¦ Refrigerator Recycling | 2034 | SC B | MW | Before Competition Groups | 9.7118 | 0 | 0 | 811.1237 | 0.011973 | 21 | Residential_2034_SC B_MW_Before Competition Groups_21 | Refrigerator Recycling | 1.197% | 0 | 9.7118 | Residential_2034_SC B_MW_Before Competition Groups_Refrigerator Recycling
Residential | Res ¦ Freezer Recycling | 2034 | SC B | MW | Before Competition Groups | 9.0421 | 0 | 0 | 811.1237 | 0.011148 | 22 | Residential_2034_SC B_MW_Before Competition Groups_22 | Freezer Recycling | 1.115% | 0 | 9.0421 | Residential_2034_SC B_MW_Before Competition Groups_Freezer Recycling
Residential | Res ¦ Energy Star Dehumidifier | 2034 | SC B | MW | Before Competition Groups | 7.6787 | 0 | 0 | 811.1237 | 0.0094668 | 23 | Residential_2034_SC B_MW_Before Competition Groups_23 | Energy Star Dehumidifier | 0.9467% | 0 | 7.6787 | Residential_2034_SC B_MW_Before Competition Groups_Energy Star Dehumidifier
Residential | Res ¦ Energy Star Freezer | 2034 | SC B | MW | Before Competition Groups | 7.545 | 0 | 0 | 811.1237 | 0.0093019 | 24 | Residential_2034_SC B_MW_Before Competition Groups_24 | Energy Star Freezer | 0.9302% | 0 | 7.545 | Residential_2034_SC B_MW_Before Competition Groups_Energy Star Freezer
Residential | Res ¦ Air Sealing | 2034 | SC B | MW | Before Competition Groups | 5.5981 | 0 | 0 | 811.1237 | 0.0069017 | 25 | Residential_2034_SC B_MW_Before Competition Groups_25 | Air Sealing | 0.6902% | 0 | 5.5981 | Residential_2034_SC B_MW_Before Competition Groups_Air Sealing
Residential | Res ¦ Floor Insulation | 2034 | SC B | MW | Before Competition Groups | 5.3181 | 0 | 0 | 811.1237 | 0.0065565 | 26 | Residential_2034_SC B_MW_Before Competition Groups_26 | Floor Insulation | 0.6556% | 0 | 5.3181 | Residential_2034_SC B_MW_Before Competition Groups_Floor Insulation
Residential | Res ¦ Duct Insulation | 2034 | SC B | MW | Before Competition Groups | 5.0017 | 0 | 0 | 811.1237 | 0.0061664 | 27 | Residential_2034_SC B_MW_Before Competition Groups_27 | Duct Insulation | 0.6166% | 0 | 5.0017 | Residential_2034_SC B_MW_Before Competition Groups_Duct Insulation
Residential | Res ¦ Energy Star Light Fixture | 2034 | SC B | MW | Before Competition Groups | 4.0512 | 0 | 0 | 811.1237 | 0.0049945 | 28 | Residential_2034_SC B_MW_Before Competition Groups_28 | Energy Star Light Fixture | 0.4995% | 0 | 4.0512 | Residential_2034_SC B_MW_Before Competition Groups_Energy Star Light Fixture
Residential | Res ¦ Outside Air Economizer | 2034 | SC B | MW | Before Competition Groups | 3.5624 | 0 | 0 | 811.1237 | 0.0043919 | 29 | Residential_2034_SC B_MW_Before Competition Groups_29 | Outside Air Economizer | 0.4392% | 0 | 3.5624 | Residential_2034_SC B_MW_Before Competition Groups_Outside Air Economizer
Residential | Res ¦ LED Tube Re-Lamp | 2034 | SC B | MW | Before Competition Groups | 3.5109 | 0 | 0 | 811.1237 | 0.0043285 | 30 | Residential_2034_SC B_MW_Before Competition Groups_30 | LED Tube Re-Lamp | 0.4328% | 0 | 3.5109 | Residential_2034_SC B_MW_Before Competition Groups_LED Tube Re-Lamp
Residential | Res ¦ Minimize Hot and Warm Clothes Wash | 2034 | SC B | MW | Before Competition Groups | 3.0296 | 0 | 0 | 811.1237 | 0.0037351 | 31 | Residential_2034_SC B_MW_Before Competition Groups_31 | Minimize Hot and Warm Clothes Wash | 0.3735% | 0 | 3.0296 | Residential_2034_SC B_MW_Before Competition Groups_Minimize Hot and Warm Clothes Wash
Residential | Res ¦ Heat Recovery Ventilator | 2034 | SC B | MW | Before Competition Groups | 2.5669 | 0 | 0 | 811.1237 | 0.0031646 | 32 | Residential_2034_SC B_MW_Before Competition Groups_32 | Heat Recovery Ventilator | 0.3165% | 0 | 2.5669 | Residential_2034_SC B_MW_Before Competition Groups_Heat Recovery Ventilator
Residential | Res ¦ Demand Control Ventilation | 2034 | SC B | MW | Before Competition Groups | 2.1764 | 0 | 0 | 811.1237 | 0.0026832 | 33 | Residential_2034_SC B_MW_Before Competition Groups_33 | Demand Control Ventilation | 0.2683% | 0 | 2.1764 | Residential_2034_SC B_MW_Before Competition Groups_Demand Control Ventilation
Residential | Res ¦ Furnace Whistle | 2034 | SC B | MW | Before Competition Groups | 2.0915 | 0 | 0 | 811.1237 | 0.0025786 | 34 | Residential_2034_SC B_MW_Before Competition Groups_34 | Furnace Whistle | 0.2579% | 0 | 2.0915 | Residential_2034_SC B_MW_Before Competition Groups_Furnace Whistle
Residential | Res ¦ Duct Insulation MF | 2034 | SC B | MW | Before Competition Groups | 2.0736 | 0 | 0 | 811.1237 | 0.0025565 | 35 | Residential_2034_SC B_MW_Before Competition Groups_35 | Duct Insulation MF | 0.2556% | 0 | 2.0736 | Residential_2034_SC B_MW_Before Competition Groups_Duct Insulation MF
Residential | Res ¦ ENERGY STAR LED LAMPS (REFLECTOR LAMPs/MR16/PAR 16) | 2034 | SC B | MW | Before Competition Groups | 2.0415 | 0 | 0 | 811.1237 | 0.0025169 | 36 | Residential_2034_SC B_MW_Before Competition Groups_36 | ENERGY STAR LED LAMPS (REFLECTOR LAMPs/MR16/PAR 16) | 0.2517% | 0 | 2.0415 | Residential_2034_SC B_MW_Before Competition Groups_ENERGY STAR LED LAMPS (REFLECTOR LAMPs/MR16/PAR 16)
Residential | Res ¦ CO Sensors for parking garage exhaust fans | 2034 | SC B | MW | Before Competition Groups | 1.9293 | 0 | 0 | 811.1237 | 0.0023785 | 37 | Residential_2034_SC B_MW_Before Competition Groups_37 | CO Sensors for parking garage exhaust fans | 0.2379% | 0 | 1.9293 | Residential_2034_SC B_MW_Before Competition Groups_CO Sensors for parking garage exhaust fans
Residential | Res ¦ Comprehensive Draft Proofing | 2034 | SC B | MW | Before Competition Groups | 1.7773 | 0 | 0 | 811.1237 | 0.0021911 | 38 | Residential_2034_SC B_MW_Before Competition Groups_38 | Comprehensive Draft Proofing | 0.2191% | 0 | 1.7773 | Residential_2034_SC B_MW_Before Competition Groups_Comprehensive Draft Proofing
Residential | Res ¦ Variable Frequency Drive (VFD) | 2034 | SC B | MW | Before Competition Groups | 1.7238 | 0 | 0 | 811.1237 | 0.0021252 | 39 | Residential_2034_SC B_MW_Before Competition Groups_39 | Variable Frequency Drive (VFD) | 0.2125% | 0 | 1.7238 | Residential_2034_SC B_MW_Before Competition Groups_Variable Frequency Drive (VFD)
Residential | Res ¦ Tankless Water Heater | 2034 | SC B | MW | Before Competition Groups | 1.5611 | 0 | 0 | 811.1237 | 0.0019246 | 40 | Residential_2034_SC B_MW_Before Competition Groups_40 | Tankless Water Heater | 0.1925% | 0 | 1.5611 | Residential_2034_SC B_MW_Before Competition Groups_Tankless Water Heater
Residential | Res ¦ Condensing Make Up Air Unit | 2034 | SC B | MW | Before Competition Groups | 1.4113 | 0 | 0 | 811.1237 | 0.0017399 | 41 | Residential_2034_SC B_MW_Before Competition Groups_41 | Condensing Make Up Air Unit | 0.174% | 0 | 1.4113 | Residential_2034_SC B_MW_Before Competition Groups_Condensing Make Up Air Unit
Residential | Res ¦ Water Heater Temperature Setback | 2034 | SC B | MW | Before Competition Groups | 1.0902 | 0 | 0 | 811.1237 | 0.0013441 | 42 | Residential_2034_SC B_MW_Before Competition Groups_42 | Water Heater Temperature Setback | 0.1344% | 0 | 1.0902 | Residential_2034_SC B_MW_Before Competition Groups_Water Heater Temperature Setback
Residential | Res ¦ LED Parking Lot Fixture | 2034 | SC B | MW | Before Competition Groups | 0.93137 | 0 | 0 | 811.1237 | 0.0011482 | 43 | Residential_2034_SC B_MW_Before Competition Groups_43 | LED Parking Lot Fixture | 0.1148% | 0 | 0.93137 | Residential_2034_SC B_MW_Before Competition Groups_LED Parking Lot Fixture
Residential | Res ¦ VFD on Pumps | 2034 | SC B | MW | Before Competition Groups | 0.53009 | 0 | 0 | 811.1237 | 0.00065353 | 44 | Residential_2034_SC B_MW_Before Competition Groups_44 | VFD on Pumps | 0.06535% | 0 | 0.53009 | Residential_2034_SC B_MW_Before Competition Groups_VFD on Pumps
Residential | Res ¦ LED Downlight | 2034 | SC B | MW | Before Competition Groups | 0.47296 | 0 | 0 | 811.1237 | 0.0005831 | 45 | Residential_2034_SC B_MW_Before Competition Groups_45 | LED Downlight | 0.05831% | 0 | 0.47296 | Residential_2034_SC B_MW_Before Competition Groups_LED Downlight
Residential | Res ¦ ENERGY STAR LED Lamps (General Service Lamps) | 2034 | SC B | MW | Before Competition Groups | 0.45105 | 0 | 0 | 811.1237 | 0.00055608 | 46 | Residential_2034_SC B_MW_Before Competition Groups_46 | ENERGY STAR LED Lamps (General Service Lamps) | 0.05561% | 0 | 0.45105 | Residential_2034_SC B_MW_Before Competition Groups_ENERGY STAR LED Lamps (General Service Lamps)
Residential | Res ¦ LED Exterior Area Lights - LED Fixture (200W) | 2034 | SC B | MW | Before Competition Groups | 0.42564 | 0 | 0 | 811.1237 | 0.00052476 | 47 | Residential_2034_SC B_MW_Before Competition Groups_47 | LED Exterior Area Lights - LED Fixture (200W) | 0.05248% | 0 | 0.42564 | Residential_2034_SC B_MW_Before Competition Groups_LED Exterior Area Lights - LED Fixture (200W)
Residential | Res ¦ ECM MOTORS FOR HVAC APPLICATION (FAN-POWERED VAV BOX) | 2034 | SC B | MW | Before Competition Groups | 0.31384 | 0 | 0 | 811.1237 | 0.00038692 | 48 | Residential_2034_SC B_MW_Before Competition Groups_48 | ECM MOTORS FOR HVAC APPLICATION (FAN-POWERED VAV BOX) | 0.03869% | 0 | 0.31384 | Residential_2034_SC B_MW_Before Competition Groups_ECM MOTORS FOR HVAC APPLICATION (FAN-POWERED VAV BOX)
Residential | Res ¦ Beverage Vending Machine Controls | 2034 | SC B | MW | Before Competition Groups | 0.22417 | 0 | 0 | 811.1237 | 0.00027637 | 49 | Residential_2034_SC B_MW_Before Competition Groups_49 | Beverage Vending Machine Controls | 0.02764% | 0 | 0.22417 | Residential_2034_SC B_MW_Before Competition Groups_Beverage Vending Machine Controls
Residential | Res ¦ Chilled Water Optimization | 2034 | SC B | MW | Before Competition Groups | 0.20175 | 0 | 0 | 811.1237 | 0.00024872 | 50 | Residential_2034_SC B_MW_Before Competition Groups_50 | Chilled Water Optimization | 0.02487% | 0 | 0.20175 | Residential_2034_SC B_MW_Before Competition Groups_Chilled Water Optimization
Residential | Res ¦ Wall Insulation | 2034 | SC B | MW | Before Competition Groups | 0.13612 | 0 | 0 | 811.1237 | 0.00016782 | 51 | Residential_2034_SC B_MW_Before Competition Groups_51 | Wall Insulation | 0.01678% | 0 | 0.13612 | Residential_2034_SC B_MW_Before Competition Groups_Wall Insulation
Residential | Res ¦ LED High Bay Fixture | 2034 | SC B | MW | Before Competition Groups | 0.025808 | 0 | 0 | 811.1237 | 3.1818e-05 | 52 | Residential_2034_SC B_MW_Before Competition Groups_52 | LED High Bay Fixture | 0.003182% | 0 | 0.025808 | Residential_2034_SC B_MW_Before Competition Groups_LED High Bay Fixture
Residential | Res ¦ Wall Insulation MF | 2034 | SC B | MW | Before Competition Groups | 0.0046363 | 0 | 0 | 811.1237 | 5.7159e-06 | 53 | Residential_2034_SC B_MW_Before Competition Groups_53 | Wall Insulation MF | 0.0005716% | 0 | 0.0046363 | Residential_2034_SC B_MW_Before Competition Groups_Wall Insulation MF
Residential | Res ¦ Smart Power Bar | 2034 | SC B | MW | Before Competition Groups | 0 | 0 | 0 | 811.1237 | 0 | 54 | Residential_2034_SC B_MW_Before Competition Groups_54 | Smart Power Bar | 0% | 0 | 0 | Residential_2034_SC B_MW_Before Competition Groups_Smart Power Bar
Residential | Res ¦ Ductless Mini-Split Heat Pump | 2034 | SC C | MW | Before Competition Groups | 105.4448 | 0 | 0 | 628.7748 | 0.1677 | 1 | Residential_2034_SC C_MW_Before Competition Groups_1 | Ductless Mini-Split Heat Pump | 16.77% | 0 | 105.4448 | Residential_2034_SC C_MW_Before Competition Groups_Ductless Mini-Split Heat Pump
Residential | Res ¦ Energy Star Clothes Washer | 2034 | SC C | MW | Before Competition Groups | 70.8811 | 0 | 0 | 628.7748 | 0.11273 | 2 | Residential_2034_SC C_MW_Before Competition Groups_2 | Energy Star Clothes Washer | 11.27% | 0 | 70.8811 | Residential_2034_SC C_MW_Before Competition Groups_Energy Star Clothes Washer
Residential | Res ¦ Adaptive Thermostat | 2034 | SC C | MW | Before Competition Groups | 60.8447 | 0 | 0 | 628.7748 | 0.096767 | 3 | Residential_2034_SC C_MW_Before Competition Groups_3 | Adaptive Thermostat | 9.677% | 0 | 60.8447 | Residential_2034_SC C_MW_Before Competition Groups_Adaptive Thermostat
Residential | Res ¦ Building Recommissioning, Operations and Maintenance (O&M) Improvements | 2034 | SC C | MW | Before Competition Groups | 58.6118 | 0 | 0 | 628.7748 | 0.093216 | 4 | Residential_2034_SC C_MW_Before Competition Groups_4 | Building Recommissioning, Operations and Maintenance (O&M) Improvements | 9.322% | 0 | 58.6118 | Residential_2034_SC C_MW_Before Competition Groups_Building Recommissioning, Operations and Maintenance (O&M) Improvements
Residential | Res ¦ Variable Speed Pool Pump Motor | 2034 | SC C | MW | Before Competition Groups | 41.8659 | 0 | 0 | 628.7748 | 0.066583 | 5 | Residential_2034_SC C_MW_Before Competition Groups_5 | Variable Speed Pool Pump Motor | 6.658% | 0 | 41.8659 | Residential_2034_SC C_MW_Before Competition Groups_Variable Speed Pool Pump Motor
Residential | Res ¦ Energy Star LED Specialty Bulbs | 2034 | SC C | MW | Before Competition Groups | 30.6332 | 0 | 0 | 628.7748 | 0.048719 | 6 | Residential_2034_SC C_MW_Before Competition Groups_6 | Energy Star LED Specialty Bulbs | 4.872% | 0 | 30.6332 | Residential_2034_SC C_MW_Before Competition Groups_Energy Star LED Specialty Bulbs
Residential | Res ¦ Energy Star Air Source Heat Pump | 2034 | SC C | MW | Before Competition Groups | 28.4675 | 0 | 0 | 628.7748 | 0.045275 | 7 | Residential_2034_SC C_MW_Before Competition Groups_7 | Energy Star Air Source Heat Pump | 4.527% | 0 | 28.4675 | Residential_2034_SC C_MW_Before Competition Groups_Energy Star Air Source Heat Pump
Residential | Res ¦ Energy Star Room Air Conditioner | 2034 | SC C | MW | Before Competition Groups | 27.7266 | 0 | 0 | 628.7748 | 0.044096 | 8 | Residential_2034_SC C_MW_Before Competition Groups_8 | Energy Star Room Air Conditioner | 4.41% | 0 | 27.7266 | Residential_2034_SC C_MW_Before Competition Groups_Energy Star Room Air Conditioner
Residential | Res ¦ Basement Wall Insulation | 2034 | SC C | MW | Before Competition Groups | 26.3238 | 0 | 0 | 628.7748 | 0.041865 | 9 | Residential_2034_SC C_MW_Before Competition Groups_9 | Basement Wall Insulation | 4.187% | 0 | 26.3238 | Residential_2034_SC C_MW_Before Competition Groups_Basement Wall Insulation
Residential | Res ¦ Attic Insulation | 2034 | SC C | MW | Before Competition Groups | 19.8066 | 0 | 0 | 628.7748 | 0.0315 | 10 | Residential_2034_SC C_MW_Before Competition Groups_10 | Attic Insulation | 3.15% | 0 | 19.8066 | Residential_2034_SC C_MW_Before Competition Groups_Attic Insulation
Residential | Res ¦ Energy Star Clothes Dryer | 2034 | SC C | MW | Before Competition Groups | 17.5423 | 0 | 0 | 628.7748 | 0.027899 | 11 | Residential_2034_SC C_MW_Before Competition Groups_11 | Energy Star Clothes Dryer | 2.79% | 0 | 17.5423 | Residential_2034_SC C_MW_Before Competition Groups_Energy Star Clothes Dryer
Residential | Res ¦ Energy Star A Line, PAR, MR Lamps | 2034 | SC C | MW | Before Competition Groups | 14.6166 | 0 | 0 | 628.7748 | 0.023246 | 12 | Residential_2034_SC C_MW_Before Competition Groups_12 | Energy Star A Line, PAR, MR Lamps | 2.325% | 0 | 14.6166 | Residential_2034_SC C_MW_Before Competition Groups_Energy Star A Line, PAR, MR Lamps
Residential | Res ¦ Energy Star LED Bulbs General Purpose LEDs | 2034 | SC C | MW | Before Competition Groups | 11.585 | 0 | 0 | 628.7748 | 0.018425 | 13 | Residential_2034_SC C_MW_Before Competition Groups_13 | Energy Star LED Bulbs General Purpose LEDs | 1.842% | 0 | 11.585 | Residential_2034_SC C_MW_Before Competition Groups_Energy Star LED Bulbs General Purpose LEDs
Residential | Res ¦ Smart Burners | 2034 | SC C | MW | Before Competition Groups | 11.0131 | 0 | 0 | 628.7748 | 0.017515 | 14 | Residential_2034_SC C_MW_Before Competition Groups_14 | Smart Burners | 1.752% | 0 | 11.0131 | Residential_2034_SC C_MW_Before Competition Groups_Smart Burners
Residential | Res ¦ High Efficiency Chiller (avg of water and air cooled) | 2034 | SC C | MW | Before Competition Groups | 10.0733 | 0 | 0 | 628.7748 | 0.016021 | 15 | Residential_2034_SC C_MW_Before Competition Groups_15 | High Efficiency Chiller (avg of water and air cooled) | 1.602% | 0 | 10.0733 | Residential_2034_SC C_MW_Before Competition Groups_High Efficiency Chiller (avg of water and air cooled)
Residential | Res ¦ Home Energy Reports | 2034 | SC C | MW | Before Competition Groups | 9.9843 | 0 | 0 | 628.7748 | 0.015879 | 16 | Residential_2034_SC C_MW_Before Competition Groups_16 | Home Energy Reports | 1.588% | 0 | 9.9843 | Residential_2034_SC C_MW_Before Competition Groups_Home Energy Reports
Residential | Res ¦ Advanced BAS/Controllers | 2034 | SC C | MW | Before Competition Groups | 8.5785 | 0 | 0 | 628.7748 | 0.013643 | 17 | Residential_2034_SC C_MW_Before Competition Groups_17 | Advanced BAS/Controllers | 1.364% | 0 | 8.5785 | Residential_2034_SC C_MW_Before Competition Groups_Advanced BAS/Controllers
Residential | Res ¦ Energy Star Torchiere | 2034 | SC C | MW | Before Competition Groups | 8.1414 | 0 | 0 | 628.7748 | 0.012948 | 18 | Residential_2034_SC C_MW_Before Competition Groups_18 | Energy Star Torchiere | 1.295% | 0 | 8.1414 | Residential_2034_SC C_MW_Before Competition Groups_Energy Star Torchiere
Residential | Res ¦ Occupancy Sensors MF | 2034 | SC C | MW | Before Competition Groups | 6.9914 | 0 | 0 | 628.7748 | 0.011119 | 19 | Residential_2034_SC C_MW_Before Competition Groups_19 | Occupancy Sensors MF | 1.112% | 0 | 6.9914 | Residential_2034_SC C_MW_Before Competition Groups_Occupancy Sensors MF
Residential | Res ¦ Refrigerator Recycling | 2034 | SC C | MW | Before Competition Groups | 6.7274 | 0 | 0 | 628.7748 | 0.010699 | 20 | Residential_2034_SC C_MW_Before Competition Groups_20 | Refrigerator Recycling | 1.07% | 0 | 6.7274 | Residential_2034_SC C_MW_Before Competition Groups_Refrigerator Recycling
Residential | Res ¦ Energy Star Freezer | 2034 | SC C | MW | Before Competition Groups | 6.4506 | 0 | 0 | 628.7748 | 0.010259 | 21 | Residential_2034_SC C_MW_Before Competition Groups_21 | Energy Star Freezer | 1.026% | 0 | 6.4506 | Residential_2034_SC C_MW_Before Competition Groups_Energy Star Freezer
Residential | Res ¦ Air Sealing | 2034 | SC C | MW | Before Competition Groups | 5.0896 | 0 | 0 | 628.7748 | 0.0080945 | 22 | Residential_2034_SC C_MW_Before Competition Groups_22 | Air Sealing | 0.8095% | 0 | 5.0896 | Residential_2034_SC C_MW_Before Competition Groups_Air Sealing
Residential | Res ¦ Energy Star Dehumidifier | 2034 | SC C | MW | Before Competition Groups | 4.659 | 0 | 0 | 628.7748 | 0.0074096 | 23 | Residential_2034_SC C_MW_Before Competition Groups_23 | Energy Star Dehumidifier | 0.741% | 0 | 4.659 | Residential_2034_SC C_MW_Before Competition Groups_Energy Star Dehumidifier
Residential | Res ¦ Floor Insulation | 2034 | SC C | MW | Before Competition Groups | 4.1527 | 0 | 0 | 628.7748 | 0.0066044 | 24 | Residential_2034_SC C_MW_Before Competition Groups_24 | Floor Insulation | 0.6604% | 0 | 4.1527 | Residential_2034_SC C_MW_Before Competition Groups_Floor Insulation
Residential | Res ¦ Energy Star Light Fixture | 2034 | SC C | MW | Before Competition Groups | 3.7918 | 0 | 0 | 628.7748 | 0.0060304 | 25 | Residential_2034_SC C_MW_Before Competition Groups_25 | Energy Star Light Fixture | 0.603% | 0 | 3.7918 | Residential_2034_SC C_MW_Before Competition Groups_Energy Star Light Fixture
Residential | Res ¦ LED Tube Re-Lamp | 2034 | SC C | MW | Before Competition Groups | 3.5109 | 0 | 0 | 628.7748 | 0.0055837 | 26 | Residential_2034_SC C_MW_Before Competition Groups_26 | LED Tube Re-Lamp | 0.5584% | 0 | 3.5109 | Residential_2034_SC C_MW_Before Competition Groups_LED Tube Re-Lamp
Residential | Res ¦ Minimize Hot and Warm Clothes Wash | 2034 | SC C | MW | Before Competition Groups | 3.0296 | 0 | 0 | 628.7748 | 0.0048183 | 27 | Residential_2034_SC C_MW_Before Competition Groups_27 | Minimize Hot and Warm Clothes Wash | 0.4818% | 0 | 3.0296 | Residential_2034_SC C_MW_Before Competition Groups_Minimize Hot and Warm Clothes Wash
Residential | Res ¦ Outside Air Economizer | 2034 | SC C | MW | Before Competition Groups | 2.8427 | 0 | 0 | 628.7748 | 0.004521 | 28 | Residential_2034_SC C_MW_Before Competition Groups_28 | Outside Air Economizer | 0.4521% | 0 | 2.8427 | Residential_2034_SC C_MW_Before Competition Groups_Outside Air Economizer
Residential | Res ¦ ENERGY STAR LED LAMPS (REFLECTOR LAMPs/MR16/PAR 16) | 2034 | SC C | MW | Before Competition Groups | 2.0415 | 0 | 0 | 628.7748 | 0.0032468 | 29 | Residential_2034_SC C_MW_Before Competition Groups_29 | ENERGY STAR LED LAMPS (REFLECTOR LAMPs/MR16/PAR 16) | 0.3247% | 0 | 2.0415 | Residential_2034_SC C_MW_Before Competition Groups_ENERGY STAR LED LAMPS (REFLECTOR LAMPs/MR16/PAR 16)
Residential | Res ¦ Duct Insulation MF | 2034 | SC C | MW | Before Competition Groups | 1.8937 | 0 | 0 | 628.7748 | 0.0030117 | 30 | Residential_2034_SC C_MW_Before Competition Groups_30 | Duct Insulation MF | 0.3012% | 0 | 1.8937 | Residential_2034_SC C_MW_Before Competition Groups_Duct Insulation MF
Residential | Res ¦ Demand Control Ventilation | 2034 | SC C | MW | Before Competition Groups | 1.5077 | 0 | 0 | 628.7748 | 0.0023978 | 31 | Residential_2034_SC C_MW_Before Competition Groups_31 | Demand Control Ventilation | 0.2398% | 0 | 1.5077 | Residential_2034_SC C_MW_Before Competition Groups_Demand Control Ventilation
Residential | Res ¦ Duct Insulation | 2034 | SC C | MW | Before Competition Groups | 1.4495 | 0 | 0 | 628.7748 | 0.0023053 | 32 | Residential_2034_SC C_MW_Before Competition Groups_32 | Duct Insulation | 0.2305% | 0 | 1.4495 | Residential_2034_SC C_MW_Before Competition Groups_Duct Insulation
Residential | Res ¦ Furnace Whistle | 2034 | SC C | MW | Before Competition Groups | 1.4488 | 0 | 0 | 628.7748 | 0.0023041 | 33 | Residential_2034_SC C_MW_Before Competition Groups_33 | Furnace Whistle | 0.2304% | 0 | 1.4488 | Residential_2034_SC C_MW_Before Competition Groups_Furnace Whistle
Residential | Res ¦ CO Sensors for parking garage exhaust fans | 2034 | SC C | MW | Before Competition Groups | 1.347 | 0 | 0 | 628.7748 | 0.0021423 | 34 | Residential_2034_SC C_MW_Before Competition Groups_34 | CO Sensors for parking garage exhaust fans | 0.2142% | 0 | 1.347 | Residential_2034_SC C_MW_Before Competition Groups_CO Sensors for parking garage exhaust fans
Residential | Res ¦ Comprehensive Draft Proofing | 2034 | SC C | MW | Before Competition Groups | 1.2311 | 0 | 0 | 628.7748 | 0.0019579 | 35 | Residential_2034_SC C_MW_Before Competition Groups_35 | Comprehensive Draft Proofing | 0.1958% | 0 | 1.2311 | Residential_2034_SC C_MW_Before Competition Groups_Comprehensive Draft Proofing
Residential | Res ¦ Variable Frequency Drive (VFD) | 2034 | SC C | MW | Before Competition Groups | 1.1941 | 0 | 0 | 628.7748 | 0.0018991 | 36 | Residential_2034_SC C_MW_Before Competition Groups_36 | Variable Frequency Drive (VFD) | 0.1899% | 0 | 1.1941 | Residential_2034_SC C_MW_Before Competition Groups_Variable Frequency Drive (VFD)
Residential | Res ¦ Condensing Make Up Air Unit | 2034 | SC C | MW | Before Competition Groups | 1.0898 | 0 | 0 | 628.7748 | 0.0017333 | 37 | Residential_2034_SC C_MW_Before Competition Groups_37 | Condensing Make Up Air Unit | 0.1733% | 0 | 1.0898 | Residential_2034_SC C_MW_Before Competition Groups_Condensing Make Up Air Unit
Residential | Res ¦ Tankless Water Heater | 2034 | SC C | MW | Before Competition Groups | 1.062 | 0 | 0 | 628.7748 | 0.001689 | 38 | Residential_2034_SC C_MW_Before Competition Groups_38 | Tankless Water Heater | 0.1689% | 0 | 1.062 | Residential_2034_SC C_MW_Before Competition Groups_Tankless Water Heater
Residential | Res ¦ LED Parking Lot Fixture | 2034 | SC C | MW | Before Competition Groups | 0.87992 | 0 | 0 | 628.7748 | 0.0013994 | 39 | Residential_2034_SC C_MW_Before Competition Groups_39 | LED Parking Lot Fixture | 0.1399% | 0 | 0.87992 | Residential_2034_SC C_MW_Before Competition Groups_LED Parking Lot Fixture
Residential | Res ¦ Water Heater Temperature Setback | 2034 | SC C | MW | Before Competition Groups | 0.75519 | 0 | 0 | 628.7748 | 0.0012011 | 40 | Residential_2034_SC C_MW_Before Competition Groups_40 | Water Heater Temperature Setback | 0.1201% | 0 | 0.75519 | Residential_2034_SC C_MW_Before Competition Groups_Water Heater Temperature Setback
Residential | Res ¦ Heat Recovery Ventilator | 2034 | SC C | MW | Before Competition Groups | 0.61726 | 0 | 0 | 628.7748 | 0.00098169 | 41 | Residential_2034_SC C_MW_Before Competition Groups_41 | Heat Recovery Ventilator | 0.09817% | 0 | 0.61726 | Residential_2034_SC C_MW_Before Competition Groups_Heat Recovery Ventilator
Residential | Res ¦ Clothes Drying Racks | 2034 | SC C | MW | Before Competition Groups | 0.54178 | 0 | 0 | 628.7748 | 0.00086164 | 42 | Residential_2034_SC C_MW_Before Competition Groups_42 | Clothes Drying Racks | 0.08616% | 0 | 0.54178 | Residential_2034_SC C_MW_Before Competition Groups_Clothes Drying Racks
Residential | Res ¦ LED Downlight | 2034 | SC C | MW | Before Competition Groups | 0.47296 | 0 | 0 | 628.7748 | 0.0007522 | 43 | Residential_2034_SC C_MW_Before Competition Groups_43 | LED Downlight | 0.07522% | 0 | 0.47296 | Residential_2034_SC C_MW_Before Competition Groups_LED Downlight
Residential | Res ¦ ENERGY STAR LED Lamps (General Service Lamps) | 2034 | SC C | MW | Before Competition Groups | 0.45105 | 0 | 0 | 628.7748 | 0.00071735 | 44 | Residential_2034_SC C_MW_Before Competition Groups_44 | ENERGY STAR LED Lamps (General Service Lamps) | 0.07174% | 0 | 0.45105 | Residential_2034_SC C_MW_Before Competition Groups_ENERGY STAR LED Lamps (General Service Lamps)
Residential | Res ¦ LED Exterior Area Lights - LED Fixture (200W) | 2034 | SC C | MW | Before Competition Groups | 0.42564 | 0 | 0 | 628.7748 | 0.00067694 | 45 | Residential_2034_SC C_MW_Before Competition Groups_45 | LED Exterior Area Lights - LED Fixture (200W) | 0.06769% | 0 | 0.42564 | Residential_2034_SC C_MW_Before Competition Groups_LED Exterior Area Lights - LED Fixture (200W)
Residential | Res ¦ VFD on Pumps | 2034 | SC C | MW | Before Competition Groups | 0.36719 | 0 | 0 | 628.7748 | 0.00058398 | 46 | Residential_2034_SC C_MW_Before Competition Groups_46 | VFD on Pumps | 0.0584% | 0 | 0.36719 | Residential_2034_SC C_MW_Before Competition Groups_VFD on Pumps
Residential | Res ¦ ECM MOTORS FOR HVAC APPLICATION (FAN-POWERED VAV BOX) | 2034 | SC C | MW | Before Competition Groups | 0.21326 | 0 | 0 | 628.7748 | 0.00033917 | 47 | Residential_2034_SC C_MW_Before Competition Groups_47 | ECM MOTORS FOR HVAC APPLICATION (FAN-POWERED VAV BOX) | 0.03392% | 0 | 0.21326 | Residential_2034_SC C_MW_Before Competition Groups_ECM MOTORS FOR HVAC APPLICATION (FAN-POWERED VAV BOX)
Residential | Res ¦ Chilled Water Optimization | 2034 | SC C | MW | Before Competition Groups | 0.15825 | 0 | 0 | 628.7748 | 0.00025168 | 48 | Residential_2034_SC C_MW_Before Competition Groups_48 | Chilled Water Optimization | 0.02517% | 0 | 0.15825 | Residential_2034_SC C_MW_Before Competition Groups_Chilled Water Optimization
Residential | Res ¦ Beverage Vending Machine Controls | 2034 | SC C | MW | Before Competition Groups | 0.14595 | 0 | 0 | 628.7748 | 0.00023212 | 49 | Residential_2034_SC C_MW_Before Competition Groups_49 | Beverage Vending Machine Controls | 0.02321% | 0 | 0.14595 | Residential_2034_SC C_MW_Before Competition Groups_Beverage Vending Machine Controls
Residential | Res ¦ Wall Insulation | 2034 | SC C | MW | Before Competition Groups | 0.063903 | 0 | 0 | 628.7748 | 0.00010163 | 50 | Residential_2034_SC C_MW_Before Competition Groups_50 | Wall Insulation | 0.01016% | 0 | 0.063903 | Residential_2034_SC C_MW_Before Competition Groups_Wall Insulation
Residential | Res ¦ LED High Bay Fixture | 2034 | SC C | MW | Before Competition Groups | 0.025808 | 0 | 0 | 628.7748 | 4.1045e-05 | 51 | Residential_2034_SC C_MW_Before Competition Groups_51 | LED High Bay Fixture | 0.004105% | 0 | 0.025808 | Residential_2034_SC C_MW_Before Competition Groups_LED High Bay Fixture
Residential | Res ¦ Wall Insulation MF | 2034 | SC C | MW | Before Competition Groups | 0.0046366 | 0 | 0 | 628.7748 | 7.374e-06 | 52 | Residential_2034_SC C_MW_Before Competition Groups_52 | Wall Insulation MF | 0.0007374% | 0 | 0.0046366 | Residential_2034_SC C_MW_Before Competition Groups_Wall Insulation MF
Residential | Res ¦ Freezer Recycling | 2034 | SC C | MW | Before Competition Groups | 0.00047504 | 0 | 0 | 628.7748 | 7.5549e-07 | 53 | Residential_2034_SC C_MW_Before Competition Groups_53 | Freezer Recycling | 7.555e-05% | 0 | 0.00047504 | Residential_2034_SC C_MW_Before Competition Groups_Freezer Recycling
Residential | Res ¦ Smart Power Bar | 2034 | SC C | MW | Before Competition Groups | 0 | 0 | 0 | 628.7748 | 0 | 54 | Residential_2034_SC C_MW_Before Competition Groups_54 | Smart Power Bar | 0% | 0 | 0 | Residential_2034_SC C_MW_Before Competition Groups_Smart Power Bar
Residential | Res ¦ Ductless Mini-Split Heat Pump | 2034 | SC D | MW | Before Competition Groups | 105.4497 | 0 | 0 | 515.8795 | 0.20441 | 1 | Residential_2034_SC D_MW_Before Competition Groups_1 | Ductless Mini-Split Heat Pump | 20.44% | 0 | 105.4497 | Residential_2034_SC D_MW_Before Competition Groups_Ductless Mini-Split Heat Pump
Residential | Res ¦ Building Recommissioning, Operations and Maintenance (O&M) Improvements | 2034 | SC D | MW | Before Competition Groups | 58.6118 | 0 | 0 | 515.8795 | 0.11362 | 2 | Residential_2034_SC D_MW_Before Competition Groups_2 | Building Recommissioning, Operations and Maintenance (O&M) Improvements | 11.36% | 0 | 58.6118 | Residential_2034_SC D_MW_Before Competition Groups_Building Recommissioning, Operations and Maintenance (O&M) Improvements
Residential | Res ¦ Energy Star Clothes Washer | 2034 | SC D | MW | Before Competition Groups | 47.1016 | 0 | 0 | 515.8795 | 0.091304 | 3 | Residential_2034_SC D_MW_Before Competition Groups_3 | Energy Star Clothes Washer | 9.13% | 0 | 47.1016 | Residential_2034_SC D_MW_Before Competition Groups_Energy Star Clothes Washer
Residential | Res ¦ Adaptive Thermostat | 2034 | SC D | MW | Before Competition Groups | 35.6788 | 0 | 0 | 515.8795 | 0.069161 | 4 | Residential_2034_SC D_MW_Before Competition Groups_4 | Adaptive Thermostat | 6.916% | 0 | 35.6788 | Residential_2034_SC D_MW_Before Competition Groups_Adaptive Thermostat
Residential | Res ¦ Energy Star Air Source Heat Pump | 2034 | SC D | MW | Before Competition Groups | 28.4675 | 0 | 0 | 515.8795 | 0.055182 | 5 | Residential_2034_SC D_MW_Before Competition Groups_5 | Energy Star Air Source Heat Pump | 5.518% | 0 | 28.4675 | Residential_2034_SC D_MW_Before Competition Groups_Energy Star Air Source Heat Pump
Residential | Res ¦ Variable Speed Pool Pump Motor | 2034 | SC D | MW | Before Competition Groups | 28.0888 | 0 | 0 | 515.8795 | 0.054448 | 6 | Residential_2034_SC D_MW_Before Competition Groups_6 | Variable Speed Pool Pump Motor | 5.445% | 0 | 28.0888 | Residential_2034_SC D_MW_Before Competition Groups_Variable Speed Pool Pump Motor
Residential | Res ¦ Energy Star Room Air Conditioner | 2034 | SC D | MW | Before Competition Groups | 27.5962 | 0 | 0 | 515.8795 | 0.053494 | 7 | Residential_2034_SC D_MW_Before Competition Groups_7 | Energy Star Room Air Conditioner | 5.349% | 0 | 27.5962 | Residential_2034_SC D_MW_Before Competition Groups_Energy Star Room Air Conditioner
Residential | Res ¦ Basement Wall Insulation | 2034 | SC D | MW | Before Competition Groups | 25.2697 | 0 | 0 | 515.8795 | 0.048984 | 8 | Residential_2034_SC D_MW_Before Competition Groups_8 | Basement Wall Insulation | 4.898% | 0 | 25.2697 | Residential_2034_SC D_MW_Before Competition Groups_Basement Wall Insulation
Residential | Res ¦ Energy Star LED Bulbs General Purpose LEDs | 2034 | SC D | MW | Before Competition Groups | 21.9216 | 0 | 0 | 515.8795 | 0.042494 | 9 | Residential_2034_SC D_MW_Before Competition Groups_9 | Energy Star LED Bulbs General Purpose LEDs | 4.249% | 0 | 21.9216 | Residential_2034_SC D_MW_Before Competition Groups_Energy Star LED Bulbs General Purpose LEDs
Residential | Res ¦ Energy Star LED Specialty Bulbs | 2034 | SC D | MW | Before Competition Groups | 21.0126 | 0 | 0 | 515.8795 | 0.040732 | 10 | Residential_2034_SC D_MW_Before Competition Groups_10 | Energy Star LED Specialty Bulbs | 4.073% | 0 | 21.0126 | Residential_2034_SC D_MW_Before Competition Groups_Energy Star LED Specialty Bulbs
Residential | Res ¦ Energy Star A Line, PAR, MR Lamps | 2034 | SC D | MW | Before Competition Groups | 14.6407 | 0 | 0 | 515.8795 | 0.02838 | 11 | Residential_2034_SC D_MW_Before Competition Groups_11 | Energy Star A Line, PAR, MR Lamps | 2.838% | 0 | 14.6407 | Residential_2034_SC D_MW_Before Competition Groups_Energy Star A Line, PAR, MR Lamps
Residential | Res ¦ Attic Insulation | 2034 | SC D | MW | Before Competition Groups | 10.4183 | 0 | 0 | 515.8795 | 0.020195 | 12 | Residential_2034_SC D_MW_Before Competition Groups_12 | Attic Insulation | 2.02% | 0 | 10.4183 | Residential_2034_SC D_MW_Before Competition Groups_Attic Insulation
Residential | Res ¦ High Efficiency Chiller (avg of water and air cooled) | 2034 | SC D | MW | Before Competition Groups | 10.0733 | 0 | 0 | 515.8795 | 0.019526 | 13 | Residential_2034_SC D_MW_Before Competition Groups_13 | High Efficiency Chiller (avg of water and air cooled) | 1.953% | 0 | 10.0733 | Residential_2034_SC D_MW_Before Competition Groups_High Efficiency Chiller (avg of water and air cooled)
Residential | Res ¦ Home Energy Reports | 2034 | SC D | MW | Before Competition Groups | 9.9843 | 0 | 0 | 515.8795 | 0.019354 | 14 | Residential_2034_SC D_MW_Before Competition Groups_14 | Home Energy Reports | 1.935% | 0 | 9.9843 | Residential_2034_SC D_MW_Before Competition Groups_Home Energy Reports
Residential | Res ¦ Energy Star Clothes Dryer | 2034 | SC D | MW | Before Competition Groups | 9.3325 | 0 | 0 | 515.8795 | 0.018091 | 15 | Residential_2034_SC D_MW_Before Competition Groups_15 | Energy Star Clothes Dryer | 1.809% | 0 | 9.3325 | Residential_2034_SC D_MW_Before Competition Groups_Energy Star Clothes Dryer
Residential | Res ¦ Advanced BAS/Controllers | 2034 | SC D | MW | Before Competition Groups | 8.5785 | 0 | 0 | 515.8795 | 0.016629 | 16 | Residential_2034_SC D_MW_Before Competition Groups_16 | Advanced BAS/Controllers | 1.663% | 0 | 8.5785 | Residential_2034_SC D_MW_Before Competition Groups_Advanced BAS/Controllers
Residential | Res ¦ Energy Star Torchiere | 2034 | SC D | MW | Before Competition Groups | 7.1949 | 0 | 0 | 515.8795 | 0.013947 | 17 | Residential_2034_SC D_MW_Before Competition Groups_17 | Energy Star Torchiere | 1.395% | 0 | 7.1949 | Residential_2034_SC D_MW_Before Competition Groups_Energy Star Torchiere
Residential | Res ¦ Occupancy Sensors MF | 2034 | SC D | MW | Before Competition Groups | 6.9914 | 0 | 0 | 515.8795 | 0.013552 | 18 | Residential_2034_SC D_MW_Before Competition Groups_18 | Occupancy Sensors MF | 1.355% | 0 | 6.9914 | Residential_2034_SC D_MW_Before Competition Groups_Occupancy Sensors MF
Residential | Res ¦ Refrigerator Recycling | 2034 | SC D | MW | Before Competition Groups | 4.2206 | 0 | 0 | 515.8795 | 0.0081815 | 19 | Residential_2034_SC D_MW_Before Competition Groups_19 | Refrigerator Recycling | 0.8181% | 0 | 4.2206 | Residential_2034_SC D_MW_Before Competition Groups_Refrigerator Recycling
Residential | Res ¦ Smart Burners | 2034 | SC D | MW | Before Competition Groups | 3.7369 | 0 | 0 | 515.8795 | 0.0072437 | 20 | Residential_2034_SC D_MW_Before Competition Groups_20 | Smart Burners | 0.7244% | 0 | 3.7369 | Residential_2034_SC D_MW_Before Competition Groups_Smart Burners
Residential | Res ¦ LED Tube Re-Lamp | 2034 | SC D | MW | Before Competition Groups | 3.504 | 0 | 0 | 515.8795 | 0.0067922 | 21 | Residential_2034_SC D_MW_Before Competition Groups_21 | LED Tube Re-Lamp | 0.6792% | 0 | 3.504 | Residential_2034_SC D_MW_Before Competition Groups_LED Tube Re-Lamp
Residential | Res ¦ Energy Star Freezer | 2034 | SC D | MW | Before Competition Groups | 3.4483 | 0 | 0 | 515.8795 | 0.0066842 | 22 | Residential_2034_SC D_MW_Before Competition Groups_22 | Energy Star Freezer | 0.6684% | 0 | 3.4483 | Residential_2034_SC D_MW_Before Competition Groups_Energy Star Freezer
Residential | Res ¦ Minimize Hot and Warm Clothes Wash | 2034 | SC D | MW | Before Competition Groups | 3.0296 | 0 | 0 | 515.8795 | 0.0058728 | 23 | Residential_2034_SC D_MW_Before Competition Groups_23 | Minimize Hot and Warm Clothes Wash | 0.5873% | 0 | 3.0296 | Residential_2034_SC D_MW_Before Competition Groups_Minimize Hot and Warm Clothes Wash
Residential | Res ¦ Outside Air Economizer | 2034 | SC D | MW | Before Competition Groups | 2.8427 | 0 | 0 | 515.8795 | 0.0055104 | 24 | Residential_2034_SC D_MW_Before Competition Groups_24 | Outside Air Economizer | 0.551% | 0 | 2.8427 | Residential_2034_SC D_MW_Before Competition Groups_Outside Air Economizer
Residential | Res ¦ Energy Star Light Fixture | 2034 | SC D | MW | Before Competition Groups | 2.2935 | 0 | 0 | 515.8795 | 0.0044458 | 25 | Residential_2034_SC D_MW_Before Competition Groups_25 | Energy Star Light Fixture | 0.4446% | 0 | 2.2935 | Residential_2034_SC D_MW_Before Competition Groups_Energy Star Light Fixture
Residential | Res ¦ ENERGY STAR LED LAMPS (REFLECTOR LAMPs/MR16/PAR 16) | 2034 | SC D | MW | Before Competition Groups | 2.0415 | 0 | 0 | 515.8795 | 0.0039573 | 26 | Residential_2034_SC D_MW_Before Competition Groups_26 | ENERGY STAR LED LAMPS (REFLECTOR LAMPs/MR16/PAR 16) | 0.3957% | 0 | 2.0415 | Residential_2034_SC D_MW_Before Competition Groups_ENERGY STAR LED LAMPS (REFLECTOR LAMPs/MR16/PAR 16)
Residential | Res ¦ Air Sealing | 2034 | SC D | MW | Before Competition Groups | 1.8663 | 0 | 0 | 515.8795 | 0.0036178 | 27 | Residential_2034_SC D_MW_Before Competition Groups_27 | Air Sealing | 0.3618% | 0 | 1.8663 | Residential_2034_SC D_MW_Before Competition Groups_Air Sealing
Residential | Res ¦ Furnace Whistle | 2034 | SC D | MW | Before Competition Groups | 1.4488 | 0 | 0 | 515.8795 | 0.0028084 | 28 | Residential_2034_SC D_MW_Before Competition Groups_28 | Furnace Whistle | 0.2808% | 0 | 1.4488 | Residential_2034_SC D_MW_Before Competition Groups_Furnace Whistle
Residential | Res ¦ Energy Star Dehumidifier | 2034 | SC D | MW | Before Competition Groups | 1.3263 | 0 | 0 | 515.8795 | 0.0025709 | 29 | Residential_2034_SC D_MW_Before Competition Groups_29 | Energy Star Dehumidifier | 0.2571% | 0 | 1.3263 | Residential_2034_SC D_MW_Before Competition Groups_Energy Star Dehumidifier
Residential | Res ¦ Comprehensive Draft Proofing | 2034 | SC D | MW | Before Competition Groups | 1.1244 | 0 | 0 | 515.8795 | 0.0021796 | 30 | Residential_2034_SC D_MW_Before Competition Groups_30 | Comprehensive Draft Proofing | 0.218% | 0 | 1.1244 | Residential_2034_SC D_MW_Before Competition Groups_Comprehensive Draft Proofing
Residential | Res ¦ Variable Frequency Drive (VFD) | 2034 | SC D | MW | Before Competition Groups | 0.92166 | 0 | 0 | 515.8795 | 0.0017866 | 31 | Residential_2034_SC D_MW_Before Competition Groups_31 | Variable Frequency Drive (VFD) | 0.1787% | 0 | 0.92166 | Residential_2034_SC D_MW_Before Competition Groups_Variable Frequency Drive (VFD)
Residential | Res ¦ LED Parking Lot Fixture | 2034 | SC D | MW | Before Competition Groups | 0.87992 | 0 | 0 | 515.8795 | 0.0017057 | 32 | Residential_2034_SC D_MW_Before Competition Groups_32 | LED Parking Lot Fixture | 0.1706% | 0 | 0.87992 | Residential_2034_SC D_MW_Before Competition Groups_LED Parking Lot Fixture
Residential | Res ¦ CO Sensors for parking garage exhaust fans | 2034 | SC D | MW | Before Competition Groups | 0.87423 | 0 | 0 | 515.8795 | 0.0016946 | 33 | Residential_2034_SC D_MW_Before Competition Groups_33 | CO Sensors for parking garage exhaust fans | 0.1695% | 0 | 0.87423 | Residential_2034_SC D_MW_Before Competition Groups_CO Sensors for parking garage exhaust fans
Residential | Res ¦ Water Heater Temperature Setback | 2034 | SC D | MW | Before Competition Groups | 0.69281 | 0 | 0 | 515.8795 | 0.001343 | 34 | Residential_2034_SC D_MW_Before Competition Groups_34 | Water Heater Temperature Setback | 0.1343% | 0 | 0.69281 | Residential_2034_SC D_MW_Before Competition Groups_Water Heater Temperature Setback
Residential | Res ¦ Floor Insulation | 2034 | SC D | MW | Before Competition Groups | 0.66805 | 0 | 0 | 515.8795 | 0.001295 | 35 | Residential_2034_SC D_MW_Before Competition Groups_35 | Floor Insulation | 0.1295% | 0 | 0.66805 | Residential_2034_SC D_MW_Before Competition Groups_Floor Insulation
Residential | Res ¦ Demand Control Ventilation | 2034 | SC D | MW | Before Competition Groups | 0.61272 | 0 | 0 | 515.8795 | 0.0011877 | 36 | Residential_2034_SC D_MW_Before Competition Groups_36 | Demand Control Ventilation | 0.1188% | 0 | 0.61272 | Residential_2034_SC D_MW_Before Competition Groups_Demand Control Ventilation
Residential | Res ¦ Tankless Water Heater | 2034 | SC D | MW | Before Competition Groups | 0.5492 | 0 | 0 | 515.8795 | 0.0010646 | 37 | Residential_2034_SC D_MW_Before Competition Groups_37 | Tankless Water Heater | 0.1065% | 0 | 0.5492 | Residential_2034_SC D_MW_Before Competition Groups_Tankless Water Heater
Residential | Res ¦ Clothes Drying Racks | 2034 | SC D | MW | Before Competition Groups | 0.54178 | 0 | 0 | 515.8795 | 0.0010502 | 38 | Residential_2034_SC D_MW_Before Competition Groups_38 | Clothes Drying Racks | 0.105% | 0 | 0.54178 | Residential_2034_SC D_MW_Before Competition Groups_Clothes Drying Racks
Residential | Res ¦ ENERGY STAR LED Lamps (General Service Lamps) | 2034 | SC D | MW | Before Competition Groups | 0.45105 | 0 | 0 | 515.8795 | 0.00087434 | 39 | Residential_2034_SC D_MW_Before Competition Groups_39 | ENERGY STAR LED Lamps (General Service Lamps) | 0.08743% | 0 | 0.45105 | Residential_2034_SC D_MW_Before Competition Groups_ENERGY STAR LED Lamps (General Service Lamps)
Residential | Res ¦ LED Exterior Area Lights - LED Fixture (200W) | 2034 | SC D | MW | Before Competition Groups | 0.39542 | 0 | 0 | 515.8795 | 0.00076649 | 40 | Residential_2034_SC D_MW_Before Competition Groups_40 | LED Exterior Area Lights - LED Fixture (200W) | 0.07665% | 0 | 0.39542 | Residential_2034_SC D_MW_Before Competition Groups_LED Exterior Area Lights - LED Fixture (200W)
Residential | Res ¦ Condensing Make Up Air Unit | 2034 | SC D | MW | Before Competition Groups | 0.38387 | 0 | 0 | 515.8795 | 0.00074411 | 41 | Residential_2034_SC D_MW_Before Competition Groups_41 | Condensing Make Up Air Unit | 0.07441% | 0 | 0.38387 | Residential_2034_SC D_MW_Before Competition Groups_Condensing Make Up Air Unit
Residential | Res ¦ Duct Insulation | 2034 | SC D | MW | Before Competition Groups | 0.36154 | 0 | 0 | 515.8795 | 0.00070083 | 42 | Residential_2034_SC D_MW_Before Competition Groups_42 | Duct Insulation | 0.07008% | 0 | 0.36154 | Residential_2034_SC D_MW_Before Competition Groups_Duct Insulation
Residential | Res ¦ VFD on Pumps | 2034 | SC D | MW | Before Competition Groups | 0.26224 | 0 | 0 | 515.8795 | 0.00050833 | 43 | Residential_2034_SC D_MW_Before Competition Groups_43 | VFD on Pumps | 0.05083% | 0 | 0.26224 | Residential_2034_SC D_MW_Before Competition Groups_VFD on Pumps
Residential | Res ¦ Duct Insulation MF | 2034 | SC D | MW | Before Competition Groups | 0.21377 | 0 | 0 | 515.8795 | 0.00041438 | 44 | Residential_2034_SC D_MW_Before Competition Groups_44 | Duct Insulation MF | 0.04144% | 0 | 0.21377 | Residential_2034_SC D_MW_Before Competition Groups_Duct Insulation MF
Residential | Res ¦ Heat Recovery Ventilator | 2034 | SC D | MW | Before Competition Groups | 0.21305 | 0 | 0 | 515.8795 | 0.00041298 | 45 | Residential_2034_SC D_MW_Before Competition Groups_45 | Heat Recovery Ventilator | 0.0413% | 0 | 0.21305 | Residential_2034_SC D_MW_Before Competition Groups_Heat Recovery Ventilator
Residential | Res ¦ ECM MOTORS FOR HVAC APPLICATION (FAN-POWERED VAV BOX) | 2034 | SC D | MW | Before Competition Groups | 0.16807 | 0 | 0 | 515.8795 | 0.00032579 | 46 | Residential_2034_SC D_MW_Before Competition Groups_46 | ECM MOTORS FOR HVAC APPLICATION (FAN-POWERED VAV BOX) | 0.03258% | 0 | 0.16807 | Residential_2034_SC D_MW_Before Competition Groups_ECM MOTORS FOR HVAC APPLICATION (FAN-POWERED VAV BOX)
Residential | Res ¦ Chilled Water Optimization | 2034 | SC D | MW | Before Competition Groups | 0.15825 | 0 | 0 | 515.8795 | 0.00030676 | 47 | Residential_2034_SC D_MW_Before Competition Groups_47 | Chilled Water Optimization | 0.03068% | 0 | 0.15825 | Residential_2034_SC D_MW_Before Competition Groups_Chilled Water Optimization
Residential | Res ¦ Beverage Vending Machine Controls | 2034 | SC D | MW | Before Competition Groups | 0.11755 | 0 | 0 | 515.8795 | 0.00022786 | 48 | Residential_2034_SC D_MW_Before Competition Groups_48 | Beverage Vending Machine Controls | 0.02279% | 0 | 0.11755 | Residential_2034_SC D_MW_Before Competition Groups_Beverage Vending Machine Controls
Residential | Res ¦ LED Downlight | 2034 | SC D | MW | Before Competition Groups | 0.094713 | 0 | 0 | 515.8795 | 0.00018359 | 49 | Residential_2034_SC D_MW_Before Competition Groups_49 | LED Downlight | 0.01836% | 0 | 0.094713 | Residential_2034_SC D_MW_Before Competition Groups_LED Downlight
Residential | Res ¦ LED High Bay Fixture | 2034 | SC D | MW | Before Competition Groups | 0.011045 | 0 | 0 | 515.8795 | 2.1411e-05 | 50 | Residential_2034_SC D_MW_Before Competition Groups_50 | LED High Bay Fixture | 0.002141% | 0 | 0.011045 | Residential_2034_SC D_MW_Before Competition Groups_LED High Bay Fixture
Residential | Res ¦ Wall Insulation | 2034 | SC D | MW | Before Competition Groups | 0.010004 | 0 | 0 | 515.8795 | 1.9392e-05 | 51 | Residential_2034_SC D_MW_Before Competition Groups_51 | Wall Insulation | 0.001939% | 0 | 0.010004 | Residential_2034_SC D_MW_Before Competition Groups_Wall Insulation
Residential | Res ¦ Wall Insulation MF | 2034 | SC D | MW | Before Competition Groups | 0.0028378 | 0 | 0 | 515.8795 | 5.501e-06 | 52 | Residential_2034_SC D_MW_Before Competition Groups_52 | Wall Insulation MF | 0.0005501% | 0 | 0.0028378 | Residential_2034_SC D_MW_Before Competition Groups_Wall Insulation MF
Residential | Res ¦ Freezer Recycling | 2034 | SC D | MW | Before Competition Groups | 0.00047504 | 0 | 0 | 515.8795 | 9.2083e-07 | 53 | Residential_2034_SC D_MW_Before Competition Groups_53 | Freezer Recycling | 9.208e-05% | 0 | 0.00047504 | Residential_2034_SC D_MW_Before Competition Groups_Freezer Recycling
Residential | Res ¦ Smart Power Bar | 2034 | SC D | MW | Before Competition Groups | 0 | 0 | 0 | 515.8795 | 0 | 54 | Residential_2034_SC D_MW_Before Competition Groups_54 | Smart Power Bar | 0% | 0 | 0 | Residential_2034_SC D_MW_Before Competition Groups_Smart Power Bar
Residential | Res ¦ Energy Star Central Air Conditioner | 2034 | Technical | MW | Before Competition Groups | 250.6899 | 0 | 0 | 3054.7469 | 0.082066 | 1 | Residential_2034_Technical_MW_Before Competition Groups_1 | Energy Star Central Air Conditioner | 8.207% | 0 | 250.6899 | Residential_2034_Technical_MW_Before Competition Groups_Energy Star Central Air Conditioner
Residential | Res ¦ Energy Star Ground Source Heat Pump | 2034 | Technical | MW | Before Competition Groups | 202.6946 | 0 | 0 | 3054.7469 | 0.066354 | 2 | Residential_2034_Technical_MW_Before Competition Groups_2 | Energy Star Ground Source Heat Pump | 6.635% | 0 | 202.6946 | Residential_2034_Technical_MW_Before Competition Groups_Energy Star Ground Source Heat Pump
Residential | Res ¦ Ductless Mini-Split Heat Pump | 2034 | Technical | MW | Before Competition Groups | 201.6348 | 0 | 0 | 3054.7469 | 0.066007 | 3 | Residential_2034_Technical_MW_Before Competition Groups_3 | Ductless Mini-Split Heat Pump | 6.601% | 0 | 201.6348 | Residential_2034_Technical_MW_Before Competition Groups_Ductless Mini-Split Heat Pump
Residential | Res ¦ Adaptive Thermostat | 2034 | Technical | MW | Before Competition Groups | 200.786 | 0 | 0 | 3054.7469 | 0.065729 | 4 | Residential_2034_Technical_MW_Before Competition Groups_4 | Adaptive Thermostat | 6.573% | 0 | 200.786 | Residential_2034_Technical_MW_Before Competition Groups_Adaptive Thermostat
Residential | Res ¦ Ductless Mini-Split Air Conditioner | 2034 | Technical | MW | Before Competition Groups | 191.9938 | 0 | 0 | 3054.7469 | 0.062851 | 5 | Residential_2034_Technical_MW_Before Competition Groups_5 | Ductless Mini-Split Air Conditioner | 6.285% | 0 | 191.9938 | Residential_2034_Technical_MW_Before Competition Groups_Ductless Mini-Split Air Conditioner
Residential | Res ¦ Smart Burners | 2034 | Technical | MW | Before Competition Groups | 135.6531 | 0 | 0 | 3054.7469 | 0.044407 | 6 | Residential_2034_Technical_MW_Before Competition Groups_6 | Smart Burners | 4.441% | 0 | 135.6531 | Residential_2034_Technical_MW_Before Competition Groups_Smart Burners
Residential | Res ¦ Energy Star Air Source Heat Pump | 2034 | Technical | MW | Before Competition Groups | 114.9638 | 0 | 0 | 3054.7469 | 0.037634 | 7 | Residential_2034_Technical_MW_Before Competition Groups_7 | Energy Star Air Source Heat Pump | 3.763% | 0 | 114.9638 | Residential_2034_Technical_MW_Before Competition Groups_Energy Star Air Source Heat Pump
Residential | Res ¦ Energy Star Refrigerator | 2034 | Technical | MW | Before Competition Groups | 112.0522 | 0 | 0 | 3054.7469 | 0.036681 | 8 | Residential_2034_Technical_MW_Before Competition Groups_8 | Energy Star Refrigerator | 3.668% | 0 | 112.0522 | Residential_2034_Technical_MW_Before Competition Groups_Energy Star Refrigerator
Residential | Res ¦ Energy Star A Line, PAR, MR Lamps | 2034 | Technical | MW | Before Competition Groups | 107.4259 | 0 | 0 | 3054.7469 | 0.035167 | 9 | Residential_2034_Technical_MW_Before Competition Groups_9 | Energy Star A Line, PAR, MR Lamps | 3.517% | 0 | 107.4259 | Residential_2034_Technical_MW_Before Competition Groups_Energy Star A Line, PAR, MR Lamps
Residential | Res ¦ Energy Star LED Bulbs General Purpose LEDs | 2034 | Technical | MW | Before Competition Groups | 105.8682 | 0 | 0 | 3054.7469 | 0.034657 | 10 | Residential_2034_Technical_MW_Before Competition Groups_10 | Energy Star LED Bulbs General Purpose LEDs | 3.466% | 0 | 105.8682 | Residential_2034_Technical_MW_Before Competition Groups_Energy Star LED Bulbs General Purpose LEDs
Residential | Res ¦ Heat Pump Clothes Dryer | 2034 | Technical | MW | Before Competition Groups | 99.3429 | 0 | 0 | 3054.7469 | 0.032521 | 11 | Residential_2034_Technical_MW_Before Competition Groups_11 | Heat Pump Clothes Dryer | 3.252% | 0 | 99.3429 | Residential_2034_Technical_MW_Before Competition Groups_Heat Pump Clothes Dryer
Residential | Res ¦ Energy Star LED Specialty Bulbs | 2034 | Technical | MW | Before Competition Groups | 96.7465 | 0 | 0 | 3054.7469 | 0.031671 | 12 | Residential_2034_Technical_MW_Before Competition Groups_12 | Energy Star LED Specialty Bulbs | 3.167% | 0 | 96.7465 | Residential_2034_Technical_MW_Before Competition Groups_Energy Star LED Specialty Bulbs
Residential | Res ¦ Energy Star Clothes Washer | 2034 | Technical | MW | Before Competition Groups | 91.9164 | 0 | 0 | 3054.7469 | 0.03009 | 13 | Residential_2034_Technical_MW_Before Competition Groups_13 | Energy Star Clothes Washer | 3.009% | 0 | 91.9164 | Residential_2034_Technical_MW_Before Competition Groups_Energy Star Clothes Washer
Residential | Res ¦ Induction Cooking Stove Top | 2034 | Technical | MW | Before Competition Groups | 83.5623 | 0 | 0 | 3054.7469 | 0.027355 | 14 | Residential_2034_Technical_MW_Before Competition Groups_14 | Induction Cooking Stove Top | 2.735% | 0 | 83.5623 | Residential_2034_Technical_MW_Before Competition Groups_Induction Cooking Stove Top
Residential | Res ¦ Building Recommissioning, Operations and Maintenance (O&M) Improvements | 2034 | Technical | MW | Before Competition Groups | 76.3949 | 0 | 0 | 3054.7469 | 0.025009 | 15 | Residential_2034_Technical_MW_Before Competition Groups_15 | Building Recommissioning, Operations and Maintenance (O&M) Improvements | 2.501% | 0 | 76.3949 | Residential_2034_Technical_MW_Before Competition Groups_Building Recommissioning, Operations and Maintenance (O&M) Improvements
Residential | Res ¦ Energy Star Room Air Conditioner | 2034 | Technical | MW | Before Competition Groups | 74.2354 | 0 | 0 | 3054.7469 | 0.024302 | 16 | Residential_2034_Technical_MW_Before Competition Groups_16 | Energy Star Room Air Conditioner | 2.43% | 0 | 74.2354 | Residential_2034_Technical_MW_Before Competition Groups_Energy Star Room Air Conditioner
Residential | Res ¦ Basement Wall Insulation | 2034 | Technical | MW | Before Competition Groups | 70.4633 | 0 | 0 | 3054.7469 | 0.023067 | 17 | Residential_2034_Technical_MW_Before Competition Groups_17 | Basement Wall Insulation | 2.307% | 0 | 70.4633 | Residential_2034_Technical_MW_Before Competition Groups_Basement Wall Insulation
Residential | Res ¦ Networked/ Connected - Indoor LED Lamp | 2034 | Technical | MW | Before Competition Groups | 66.3259 | 0 | 0 | 3054.7469 | 0.021712 | 18 | Residential_2034_Technical_MW_Before Competition Groups_18 | Networked/ Connected - Indoor LED Lamp | 2.171% | 0 | 66.3259 | Residential_2034_Technical_MW_Before Competition Groups_Networked/ Connected - Indoor LED Lamp
Residential | Res ¦ Basement or Crawlspace Insulation | 2034 | Technical | MW | Before Competition Groups | 58.5147 | 0 | 0 | 3054.7469 | 0.019155 | 19 | Residential_2034_Technical_MW_Before Competition Groups_19 | Basement or Crawlspace Insulation | 1.916% | 0 | 58.5147 | Residential_2034_Technical_MW_Before Competition Groups_Basement or Crawlspace Insulation
Residential | Res ¦ Energy Star Clothes Dryer | 2034 | Technical | MW | Before Competition Groups | 56.7416 | 0 | 0 | 3054.7469 | 0.018575 | 20 | Residential_2034_Technical_MW_Before Competition Groups_20 | Energy Star Clothes Dryer | 1.857% | 0 | 56.7416 | Residential_2034_Technical_MW_Before Competition Groups_Energy Star Clothes Dryer
Residential | Res ¦ Smart Power Bar | 2034 | Technical | MW | Before Competition Groups | 56.6501 | 0 | 0 | 3054.7469 | 0.018545 | 21 | Residential_2034_Technical_MW_Before Competition Groups_21 | Smart Power Bar | 1.854% | 0 | 56.6501 | Residential_2034_Technical_MW_Before Competition Groups_Smart Power Bar
Residential | Res ¦ Variable Speed Pool Pump Motor | 2034 | Technical | MW | Before Competition Groups | 54.5681 | 0 | 0 | 3054.7469 | 0.017863 | 22 | Residential_2034_Technical_MW_Before Competition Groups_22 | Variable Speed Pool Pump Motor | 1.786% | 0 | 54.5681 | Residential_2034_Technical_MW_Before Competition Groups_Variable Speed Pool Pump Motor
Residential | Res ¦ Attic Insulation | 2034 | Technical | MW | Before Competition Groups | 54.3579 | 0 | 0 | 3054.7469 | 0.017795 | 23 | Residential_2034_Technical_MW_Before Competition Groups_23 | Attic Insulation | 1.779% | 0 | 54.3579 | Residential_2034_Technical_MW_Before Competition Groups_Attic Insulation
Residential | Res ¦ Wall Insulation | 2034 | Technical | MW | Before Competition Groups | 42.4702 | 0 | 0 | 3054.7469 | 0.013903 | 24 | Residential_2034_Technical_MW_Before Competition Groups_24 | Wall Insulation | 1.39% | 0 | 42.4702 | Residential_2034_Technical_MW_Before Competition Groups_Wall Insulation
Residential | Res ¦ Lighting Motion Sensors, Timers, Dimmers | 2034 | Technical | MW | Before Competition Groups | 37.7793 | 0 | 0 | 3054.7469 | 0.012367 | 25 | Residential_2034_Technical_MW_Before Competition Groups_25 | Lighting Motion Sensors, Timers, Dimmers | 1.237% | 0 | 37.7793 | Residential_2034_Technical_MW_Before Competition Groups_Lighting Motion Sensors, Timers, Dimmers
Residential | Res ¦ Variable Refrigerant Flow Heat Pump | 2034 | Technical | MW | Before Competition Groups | 32.3839 | 0 | 0 | 3054.7469 | 0.010601 | 26 | Residential_2034_Technical_MW_Before Competition Groups_26 | Variable Refrigerant Flow Heat Pump | 1.06% | 0 | 32.3839 | Residential_2034_Technical_MW_Before Competition Groups_Variable Refrigerant Flow Heat Pump
Residential | Res ¦ Air Source Heat Pump | 2034 | Technical | MW | Before Competition Groups | 29.4524 | 0 | 0 | 3054.7469 | 0.0096415 | 27 | Residential_2034_Technical_MW_Before Competition Groups_27 | Air Source Heat Pump | 0.9642% | 0 | 29.4524 | Residential_2034_Technical_MW_Before Competition Groups_Air Source Heat Pump
Residential | Res ¦ Home Energy Reports | 2034 | Technical | MW | Before Competition Groups | 26.6643 | 0 | 0 | 3054.7469 | 0.0087288 | 28 | Residential_2034_Technical_MW_Before Competition Groups_28 | Home Energy Reports | 0.8729% | 0 | 26.6643 | Residential_2034_Technical_MW_Before Competition Groups_Home Energy Reports
Residential | Res ¦ Ceiling Insulation | 2034 | Technical | MW | Before Competition Groups | 21.2892 | 0 | 0 | 3054.7469 | 0.0069692 | 29 | Residential_2034_Technical_MW_Before Competition Groups_29 | Ceiling Insulation | 0.6969% | 0 | 21.2892 | Residential_2034_Technical_MW_Before Competition Groups_Ceiling Insulation
Residential | Res ¦ Energy Star Light Fixture | 2034 | Technical | MW | Before Competition Groups | 19.9628 | 0 | 0 | 3054.7469 | 0.006535 | 30 | Residential_2034_Technical_MW_Before Competition Groups_30 | Energy Star Light Fixture | 0.6535% | 0 | 19.9628 | Residential_2034_Technical_MW_Before Competition Groups_Energy Star Light Fixture
Residential | Res ¦ Duct Insulation | 2034 | Technical | MW | Before Competition Groups | 17.5013 | 0 | 0 | 3054.7469 | 0.0057292 | 31 | Residential_2034_Technical_MW_Before Competition Groups_31 | Duct Insulation | 0.5729% | 0 | 17.5013 | Residential_2034_Technical_MW_Before Competition Groups_Duct Insulation
Residential | Res ¦ Energy Star Torchiere | 2034 | Technical | MW | Before Competition Groups | 15.8572 | 0 | 0 | 3054.7469 | 0.005191 | 32 | Residential_2034_Technical_MW_Before Competition Groups_32 | Energy Star Torchiere | 0.5191% | 0 | 15.8572 | Residential_2034_Technical_MW_Before Competition Groups_Energy Star Torchiere
Residential | Res ¦ Air Sealing | 2034 | Technical | MW | Before Competition Groups | 14.9884 | 0 | 0 | 3054.7469 | 0.0049066 | 33 | Residential_2034_Technical_MW_Before Competition Groups_33 | Air Sealing | 0.4907% | 0 | 14.9884 | Residential_2034_Technical_MW_Before Competition Groups_Air Sealing
Residential | Res ¦ Central Air Conditioner Maintenance | 2034 | Technical | MW | Before Competition Groups | 14.2465 | 0 | 0 | 3054.7469 | 0.0046637 | 34 | Residential_2034_Technical_MW_Before Competition Groups_34 | Central Air Conditioner Maintenance | 0.4664% | 0 | 14.2465 | Residential_2034_Technical_MW_Before Competition Groups_Central Air Conditioner Maintenance
Residential | Res ¦ Floor Insulation | 2034 | Technical | MW | Before Competition Groups | 14.2464 | 0 | 0 | 3054.7469 | 0.0046637 | 35 | Residential_2034_Technical_MW_Before Competition Groups_35 | Floor Insulation | 0.4664% | 0 | 14.2464 | Residential_2034_Technical_MW_Before Competition Groups_Floor Insulation
Residential | Res ¦ Dehumidifier Recycling | 2034 | Technical | MW | Before Competition Groups | 13.141 | 0 | 0 | 3054.7469 | 0.0043018 | 36 | Residential_2034_Technical_MW_Before Competition Groups_36 | Dehumidifier Recycling | 0.4302% | 0 | 13.141 | Residential_2034_Technical_MW_Before Competition Groups_Dehumidifier Recycling
Residential | Res ¦ High Efficiency Chiller (avg of water and air cooled) | 2034 | Technical | MW | Before Competition Groups | 11.3871 | 0 | 0 | 3054.7469 | 0.0037277 | 37 | Residential_2034_Technical_MW_Before Competition Groups_37 | High Efficiency Chiller (avg of water and air cooled) | 0.3728% | 0 | 11.3871 | Residential_2034_Technical_MW_Before Competition Groups_High Efficiency Chiller (avg of water and air cooled)
Residential | Res ¦ Advanced BAS/Controllers | 2034 | Technical | MW | Before Competition Groups | 11.1813 | 0 | 0 | 3054.7469 | 0.0036603 | 38 | Residential_2034_Technical_MW_Before Competition Groups_38 | Advanced BAS/Controllers | 0.366% | 0 | 11.1813 | Residential_2034_Technical_MW_Before Competition Groups_Advanced BAS/Controllers
Residential | Res ¦ Energy Star Freezer | 2034 | Technical | MW | Before Competition Groups | 10.893 | 0 | 0 | 3054.7469 | 0.0035659 | 39 | Residential_2034_Technical_MW_Before Competition Groups_39 | Energy Star Freezer | 0.3566% | 0 | 10.893 | Residential_2034_Technical_MW_Before Competition Groups_Energy Star Freezer
Residential | Res ¦ Clothes Drying Racks | 2034 | Technical | MW | Before Competition Groups | 10.3471 | 0 | 0 | 3054.7469 | 0.0033872 | 40 | Residential_2034_Technical_MW_Before Competition Groups_40 | Clothes Drying Racks | 0.3387% | 0 | 10.3471 | Residential_2034_Technical_MW_Before Competition Groups_Clothes Drying Racks
Residential | Res ¦ Refrigerator Recycling | 2034 | Technical | MW | Before Competition Groups | 8.7685 | 0 | 0 | 3054.7469 | 0.0028704 | 41 | Residential_2034_Technical_MW_Before Competition Groups_41 | Refrigerator Recycling | 0.287% | 0 | 8.7685 | Residential_2034_Technical_MW_Before Competition Groups_Refrigerator Recycling
Residential | Res ¦ Freezer Recycling | 2034 | Technical | MW | Before Competition Groups | 8.1686 | 0 | 0 | 3054.7469 | 0.0026741 | 42 | Residential_2034_Technical_MW_Before Competition Groups_42 | Freezer Recycling | 0.2674% | 0 | 8.1686 | Residential_2034_Technical_MW_Before Competition Groups_Freezer Recycling
Residential | Res ¦ Energy Star Dehumidifier | 2034 | Technical | MW | Before Competition Groups | 7.7212 | 0 | 0 | 3054.7469 | 0.0025276 | 43 | Residential_2034_Technical_MW_Before Competition Groups_43 | Energy Star Dehumidifier | 0.2528% | 0 | 7.7212 | Residential_2034_Technical_MW_Before Competition Groups_Energy Star Dehumidifier
Residential | Res ¦ Duct Insulation MF | 2034 | Technical | MW | Before Competition Groups | 7.7208 | 0 | 0 | 3054.7469 | 0.0025275 | 44 | Residential_2034_Technical_MW_Before Competition Groups_44 | Duct Insulation MF | 0.2527% | 0 | 7.7208 | Residential_2034_Technical_MW_Before Competition Groups_Duct Insulation MF
Residential | Res ¦ Occupancy Sensors MF | 2034 | Technical | MW | Before Competition Groups | 7.6868 | 0 | 0 | 3054.7469 | 0.0025164 | 45 | Residential_2034_Technical_MW_Before Competition Groups_45 | Occupancy Sensors MF | 0.2516% | 0 | 7.6868 | Residential_2034_Technical_MW_Before Competition Groups_Occupancy Sensors MF
Residential | Res ¦ Heat Pump Water Heater | 2034 | Technical | MW | Before Competition Groups | 6.1802 | 0 | 0 | 3054.7469 | 0.0020232 | 46 | Residential_2034_Technical_MW_Before Competition Groups_46 | Heat Pump Water Heater | 0.2023% | 0 | 6.1802 | Residential_2034_Technical_MW_Before Competition Groups_Heat Pump Water Heater
Residential | Res ¦ Energy Star Windows | 2034 | Technical | MW | Before Competition Groups | 6.0634 | 0 | 0 | 3054.7469 | 0.0019849 | 47 | Residential_2034_Technical_MW_Before Competition Groups_47 | Energy Star Windows | 0.1985% | 0 | 6.0634 | Residential_2034_Technical_MW_Before Competition Groups_Energy Star Windows
Residential | Res ¦ Furnace with ECM | 2034 | Technical | MW | Before Competition Groups | 5.7419 | 0 | 0 | 3054.7469 | 0.0018797 | 48 | Residential_2034_Technical_MW_Before Competition Groups_48 | Furnace with ECM | 0.188% | 0 | 5.7419 | Residential_2034_Technical_MW_Before Competition Groups_Furnace with ECM
Residential | Res ¦ Tankless Water Heater | 2034 | Technical | MW | Before Competition Groups | 5.5843 | 0 | 0 | 3054.7469 | 0.0018281 | 49 | Residential_2034_Technical_MW_Before Competition Groups_49 | Tankless Water Heater | 0.1828% | 0 | 5.5843 | Residential_2034_Technical_MW_Before Competition Groups_Tankless Water Heater
Residential | Res ¦ Heat Recovery Ventilator | 2034 | Technical | MW | Before Competition Groups | 5.4387 | 0 | 0 | 3054.7469 | 0.0017804 | 50 | Residential_2034_Technical_MW_Before Competition Groups_50 | Heat Recovery Ventilator | 0.178% | 0 | 5.4387 | Residential_2034_Technical_MW_Before Competition Groups_Heat Recovery Ventilator
Residential | Res ¦ Networked/ Connected - Indoor LED Luminaire | 2034 | Technical | MW | Before Competition Groups | 5.3945 | 0 | 0 | 3054.7469 | 0.001766 | 51 | Residential_2034_Technical_MW_Before Competition Groups_51 | Networked/ Connected - Indoor LED Luminaire | 0.1766% | 0 | 5.3945 | Residential_2034_Technical_MW_Before Competition Groups_Networked/ Connected - Indoor LED Luminaire
Residential | Res ¦ Central Lighting Control System | 2034 | Technical | MW | Before Competition Groups | 5.1934 | 0 | 0 | 3054.7469 | 0.0017001 | 52 | Residential_2034_Technical_MW_Before Competition Groups_52 | Central Lighting Control System | 0.17% | 0 | 5.1934 | Residential_2034_Technical_MW_Before Competition Groups_Central Lighting Control System
Residential | Res ¦ Energy Star Ceiling Fan/Lighting | 2034 | Technical | MW | Before Competition Groups | 4.6634 | 0 | 0 | 3054.7469 | 0.0015266 | 53 | Residential_2034_Technical_MW_Before Competition Groups_53 | Energy Star Ceiling Fan/Lighting | 0.1527% | 0 | 4.6634 | Residential_2034_Technical_MW_Before Competition Groups_Energy Star Ceiling Fan/Lighting
Residential | Res ¦ LED Downlight | 2034 | Technical | MW | Before Competition Groups | 4.5063 | 0 | 0 | 3054.7469 | 0.0014752 | 54 | Residential_2034_Technical_MW_Before Competition Groups_54 | LED Downlight | 0.1475% | 0 | 4.5063 | Residential_2034_Technical_MW_Before Competition Groups_LED Downlight
Residential | Res ¦ Minimize Hot and Warm Clothes Wash | 2034 | Technical | MW | Before Competition Groups | 4.3341 | 0 | 0 | 3054.7469 | 0.0014188 | 55 | Residential_2034_Technical_MW_Before Competition Groups_55 | Minimize Hot and Warm Clothes Wash | 0.1419% | 0 | 4.3341 | Residential_2034_Technical_MW_Before Competition Groups_Minimize Hot and Warm Clothes Wash
Residential | Res ¦ INTEGRAL LED TROFFERS | 2034 | Technical | MW | Before Competition Groups | 4.2057 | 0 | 0 | 3054.7469 | 0.0013768 | 56 | Residential_2034_Technical_MW_Before Competition Groups_56 | INTEGRAL LED TROFFERS | 0.1377% | 0 | 4.2057 | Residential_2034_Technical_MW_Before Competition Groups_INTEGRAL LED TROFFERS
Residential | Res ¦ LED Tube Re-Lamp | 2034 | Technical | MW | Before Competition Groups | 4.0648 | 0 | 0 | 3054.7469 | 0.0013307 | 57 | Residential_2034_Technical_MW_Before Competition Groups_57 | LED Tube Re-Lamp | 0.1331% | 0 | 4.0648 | Residential_2034_Technical_MW_Before Competition Groups_LED Tube Re-Lamp
Residential | Res ¦ Passive Attic Ventilation | 2034 | Technical | MW | Before Competition Groups | 3.7073 | 0 | 0 | 3054.7469 | 0.0012136 | 58 | Residential_2034_Technical_MW_Before Competition Groups_58 | Passive Attic Ventilation | 0.1214% | 0 | 3.7073 | Residential_2034_Technical_MW_Before Competition Groups_Passive Attic Ventilation
Residential | Res ¦ Outside Air Economizer | 2034 | Technical | MW | Before Competition Groups | 3.3716 | 0 | 0 | 3054.7469 | 0.0011037 | 59 | Residential_2034_Technical_MW_Before Competition Groups_59 | Outside Air Economizer | 0.1104% | 0 | 3.3716 | Residential_2034_Technical_MW_Before Competition Groups_Outside Air Economizer
Residential | Res ¦ Solar Water Heating System | 2034 | Technical | MW | Before Competition Groups | 3.0449 | 0 | 0 | 3054.7469 | 0.00099677 | 60 | Residential_2034_Technical_MW_Before Competition Groups_60 | Solar Water Heating System | 0.09968% | 0 | 3.0449 | Residential_2034_Technical_MW_Before Competition Groups_Solar Water Heating System
Residential | Res ¦ Energy Star Dishwasher | 2034 | Technical | MW | Before Competition Groups | 2.9681 | 0 | 0 | 3054.7469 | 0.00097164 | 61 | Residential_2034_Technical_MW_Before Competition Groups_61 | Energy Star Dishwasher | 0.09716% | 0 | 2.9681 | Residential_2034_Technical_MW_Before Competition Groups_Energy Star Dishwasher
Residential | Res ¦ Early Hot Water Heater Replacement | 2034 | Technical | MW | Before Competition Groups | 2.8127 | 0 | 0 | 3054.7469 | 0.00092077 | 62 | Residential_2034_Technical_MW_Before Competition Groups_62 | Early Hot Water Heater Replacement | 0.09208% | 0 | 2.8127 | Residential_2034_Technical_MW_Before Competition Groups_Early Hot Water Heater Replacement
Residential | Res ¦ High Efficiency Storage Water Heater | 2034 | Technical | MW | Before Competition Groups | 2.6968 | 0 | 0 | 3054.7469 | 0.00088281 | 63 | Residential_2034_Technical_MW_Before Competition Groups_63 | High Efficiency Storage Water Heater | 0.08828% | 0 | 2.6968 | Residential_2034_Technical_MW_Before Competition Groups_High Efficiency Storage Water Heater
Residential | Res ¦ Air Source Heat Pump Maintenance | 2034 | Technical | MW | Before Competition Groups | 2.492 | 0 | 0 | 3054.7469 | 0.00081578 | 64 | Residential_2034_Technical_MW_Before Competition Groups_64 | Air Source Heat Pump Maintenance | 0.08158% | 0 | 2.492 | Residential_2034_Technical_MW_Before Competition Groups_Air Source Heat Pump Maintenance
Residential | Res ¦ CO Sensors for parking garage exhaust fans | 2034 | Technical | MW | Before Competition Groups | 2.1272 | 0 | 0 | 3054.7469 | 0.00069636 | 65 | Residential_2034_Technical_MW_Before Competition Groups_65 | CO Sensors for parking garage exhaust fans | 0.06964% | 0 | 2.1272 | Residential_2034_Technical_MW_Before Competition Groups_CO Sensors for parking garage exhaust fans
Residential | Res ¦ Condensing Make Up Air Unit | 2034 | Technical | MW | Before Competition Groups | 2.0421 | 0 | 0 | 3054.7469 | 0.00066851 | 66 | Residential_2034_Technical_MW_Before Competition Groups_66 | Condensing Make Up Air Unit | 0.06685% | 0 | 2.0421 | Residential_2034_Technical_MW_Before Competition Groups_Condensing Make Up Air Unit
Residential | Res ¦ Demand Control Ventilation | 2034 | Technical | MW | Before Competition Groups | 1.9651 | 0 | 0 | 3054.7469 | 0.00064329 | 67 | Residential_2034_Technical_MW_Before Competition Groups_67 | Demand Control Ventilation | 0.06433% | 0 | 1.9651 | Residential_2034_Technical_MW_Before Competition Groups_Demand Control Ventilation
Residential | Res ¦ ENERGY STAR LED LAMPS (REFLECTOR LAMPs/MR16/PAR 16) | 2034 | Technical | MW | Before Competition Groups | 1.8979 | 0 | 0 | 3054.7469 | 0.00062129 | 68 | Residential_2034_Technical_MW_Before Competition Groups_68 | ENERGY STAR LED LAMPS (REFLECTOR LAMPs/MR16/PAR 16) | 0.06213% | 0 | 1.8979 | Residential_2034_Technical_MW_Before Competition Groups_ENERGY STAR LED LAMPS (REFLECTOR LAMPs/MR16/PAR 16)
Residential | Res ¦ Drain Water Heat Recovery | 2034 | Technical | MW | Before Competition Groups | 1.8892 | 0 | 0 | 3054.7469 | 0.00061844 | 69 | Residential_2034_Technical_MW_Before Competition Groups_69 | Drain Water Heat Recovery | 0.06184% | 0 | 1.8892 | Residential_2034_Technical_MW_Before Competition Groups_Drain Water Heat Recovery
Residential | Res ¦ Furnace Whistle | 2034 | Technical | MW | Before Competition Groups | 1.8883 | 0 | 0 | 3054.7469 | 0.00061817 | 70 | Residential_2034_Technical_MW_Before Competition Groups_70 | Furnace Whistle | 0.06182% | 0 | 1.8883 | Residential_2034_Technical_MW_Before Competition Groups_Furnace Whistle
Residential | Res ¦ Window Film | 2034 | Technical | MW | Before Competition Groups | 1.7377 | 0 | 0 | 3054.7469 | 0.00056884 | 71 | Residential_2034_Technical_MW_Before Competition Groups_71 | Window Film | 0.05688% | 0 | 1.7377 | Residential_2034_Technical_MW_Before Competition Groups_Window Film
Residential | Res ¦ Solar Powered Attic Fan | 2034 | Technical | MW | Before Competition Groups | 1.7157 | 0 | 0 | 3054.7469 | 0.00056166 | 72 | Residential_2034_Technical_MW_Before Competition Groups_72 | Solar Powered Attic Fan | 0.05617% | 0 | 1.7157 | Residential_2034_Technical_MW_Before Competition Groups_Solar Powered Attic Fan
Residential | Res ¦ Comprehensive Draft Proofing | 2034 | Technical | MW | Before Competition Groups | 1.6046 | 0 | 0 | 3054.7469 | 0.00052529 | 73 | Residential_2034_Technical_MW_Before Competition Groups_73 | Comprehensive Draft Proofing | 0.05253% | 0 | 1.6046 | Residential_2034_Technical_MW_Before Competition Groups_Comprehensive Draft Proofing
Residential | Res ¦ Variable Frequency Drive (VFD) | 2034 | Technical | MW | Before Competition Groups | 1.5564 | 0 | 0 | 3054.7469 | 0.00050949 | 74 | Residential_2034_Technical_MW_Before Competition Groups_74 | Variable Frequency Drive (VFD) | 0.05095% | 0 | 1.5564 | Residential_2034_Technical_MW_Before Competition Groups_Variable Frequency Drive (VFD)
Residential | Res ¦ DHW Recirculation Systems | 2034 | Technical | MW | Before Competition Groups | 1.2219 | 0 | 0 | 3054.7469 | 0.00040001 | 75 | Residential_2034_Technical_MW_Before Competition Groups_75 | DHW Recirculation Systems | 0.04% | 0 | 1.2219 | Residential_2034_Technical_MW_Before Competition Groups_DHW Recirculation Systems
Residential | Res ¦ Water Heater Temperature Setback | 2034 | Technical | MW | Before Competition Groups | 0.98432 | 0 | 0 | 3054.7469 | 0.00032223 | 76 | Residential_2034_Technical_MW_Before Competition Groups_76 | Water Heater Temperature Setback | 0.03222% | 0 | 0.98432 | Residential_2034_Technical_MW_Before Competition Groups_Water Heater Temperature Setback
Residential | Res ¦ HVAC Optimization | 2034 | Technical | MW | Before Competition Groups | 0.89211 | 0 | 0 | 3054.7469 | 0.00029204 | 77 | Residential_2034_Technical_MW_Before Competition Groups_77 | HVAC Optimization | 0.0292% | 0 | 0.89211 | Residential_2034_Technical_MW_Before Competition Groups_HVAC Optimization
Residential | Res ¦ LED Parking Lot Fixture | 2034 | Technical | MW | Before Competition Groups | 0.87337 | 0 | 0 | 3054.7469 | 0.00028591 | 78 | Residential_2034_Technical_MW_Before Competition Groups_78 | LED Parking Lot Fixture | 0.02859% | 0 | 0.87337 | Residential_2034_Technical_MW_Before Competition Groups_LED Parking Lot Fixture
Residential | Res ¦ VFD on Pumps | 2034 | Technical | MW | Before Competition Groups | 0.4786 | 0 | 0 | 3054.7469 | 0.00015667 | 79 | Residential_2034_Technical_MW_Before Competition Groups_79 | VFD on Pumps | 0.01567% | 0 | 0.4786 | Residential_2034_Technical_MW_Before Competition Groups_VFD on Pumps
Residential | Res ¦ ENERGY STAR LED Lamps (General Service Lamps) | 2034 | Technical | MW | Before Competition Groups | 0.44626 | 0 | 0 | 3054.7469 | 0.00014609 | 80 | Residential_2034_Technical_MW_Before Competition Groups_80 | ENERGY STAR LED Lamps (General Service Lamps) | 0.01461% | 0 | 0.44626 | Residential_2034_Technical_MW_Before Competition Groups_ENERGY STAR LED Lamps (General Service Lamps)
Residential | Res ¦ LED Exterior Area Lights - LED Fixture (200W) | 2034 | Technical | MW | Before Competition Groups | 0.41034 | 0 | 0 | 3054.7469 | 0.00013433 | 81 | Residential_2034_Technical_MW_Before Competition Groups_81 | LED Exterior Area Lights - LED Fixture (200W) | 0.01343% | 0 | 0.41034 | Residential_2034_Technical_MW_Before Competition Groups_LED Exterior Area Lights - LED Fixture (200W)
Residential | Res ¦ ECM MOTORS FOR HVAC APPLICATION (FAN-POWERED VAV BOX) | 2034 | Technical | MW | Before Competition Groups | 0.35323 | 0 | 0 | 3054.7469 | 0.00011563 | 82 | Residential_2034_Technical_MW_Before Competition Groups_82 | ECM MOTORS FOR HVAC APPLICATION (FAN-POWERED VAV BOX) | 0.01156% | 0 | 0.35323 | Residential_2034_Technical_MW_Before Competition Groups_ECM MOTORS FOR HVAC APPLICATION (FAN-POWERED VAV BOX)
Residential | Res ¦ Chilled Water Optimization | 2034 | Technical | MW | Before Competition Groups | 0.28475 | 0 | 0 | 3054.7469 | 9.3217e-05 | 83 | Residential_2034_Technical_MW_Before Competition Groups_83 | Chilled Water Optimization | 0.009322% | 0 | 0.28475 | Residential_2034_Technical_MW_Before Competition Groups_Chilled Water Optimization
Residential | Res ¦ Beverage Vending Machine Controls | 2034 | Technical | MW | Before Competition Groups | 0.25406 | 0 | 0 | 3054.7469 | 8.317e-05 | 84 | Residential_2034_Technical_MW_Before Competition Groups_84 | Beverage Vending Machine Controls | 0.008317% | 0 | 0.25406 | Residential_2034_Technical_MW_Before Competition Groups_Beverage Vending Machine Controls
Residential | Res ¦ Wall Insulation MF | 2034 | Technical | MW | Before Competition Groups | 0.15507 | 0 | 0 | 3054.7469 | 5.0762e-05 | 85 | Residential_2034_Technical_MW_Before Competition Groups_85 | Wall Insulation MF | 0.005076% | 0 | 0.15507 | Residential_2034_Technical_MW_Before Competition Groups_Wall Insulation MF
Residential | Res ¦ LED Recessed Downlights | 2034 | Technical | MW | Before Competition Groups | 0.022701 | 0 | 0 | 3054.7469 | 7.4313e-06 | 86 | Residential_2034_Technical_MW_Before Competition Groups_86 | LED Recessed Downlights | 0.0007431% | 0 | 0.022701 | Residential_2034_Technical_MW_Before Competition Groups_LED Recessed Downlights
Residential | Res ¦ LED High Bay Fixture | 2034 | Technical | MW | Before Competition Groups | 0.019399 | 0 | 0 | 3054.7469 | 6.3504e-06 | 87 | Residential_2034_Technical_MW_Before Competition Groups_87 | LED High Bay Fixture | 0.000635% | 0 | 0.019399 | Residential_2034_Technical_MW_Before Competition Groups_LED High Bay Fixture
Residential | Res ¦ Radiant Barrier | 2034 | Technical | MW | Before Competition Groups | 0.011971 | 0 | 0 | 3054.7469 | 3.9189e-06 | 88 | Residential_2034_Technical_MW_Before Competition Groups_88 | Radiant Barrier | 0.0003919% | 0 | 0.011971 | Residential_2034_Technical_MW_Before Competition Groups_Radiant Barrier
Residential | Res ¦ Solar Water Preheat (Pools/DHW) | 2034 | Technical | MW | Before Competition Groups | 0.010812 | 0 | 0 | 3054.7469 | 3.5396e-06 | 89 | Residential_2034_Technical_MW_Before Competition Groups_89 | Solar Water Preheat (Pools/DHW) | 0.000354% | 0 | 0.010812 | Residential_2034_Technical_MW_Before Competition Groups_Solar Water Preheat (Pools/DHW)
Residential | Res ¦ Photocell Controls (Outdoor) | 2034 | Technical | MW | Before Competition Groups | 4.5474e-05 | 0 | 0 | 3054.7469 | 1.4886e-08 | 90 | Residential_2034_Technical_MW_Before Competition Groups_90 | Photocell Controls (Outdoor) | 1.489e-06% | 0 | 4.5474e-05 | Residential_2034_Technical_MW_Before Competition Groups_Photocell Controls (Outdoor)
Residential | Res ¦ Ductless Mini-Split Heat Pump | 2035 | Economic | MW | Before Competition Groups | 210.3664 | 0 | 0 | 1540.6835 | 0.13654 | 1 | Residential_2035_Economic_MW_Before Competition Groups_1 | Ductless Mini-Split Heat Pump | 13.65% | 0 | 210.3664 | Residential_2035_Economic_MW_Before Competition Groups_Ductless Mini-Split Heat Pump
Residential | Res ¦ Adaptive Thermostat | 2035 | Economic | MW | Before Competition Groups | 201.5733 | 0 | 0 | 1540.6835 | 0.13083 | 2 | Residential_2035_Economic_MW_Before Competition Groups_2 | Adaptive Thermostat | 13.08% | 0 | 201.5733 | Residential_2035_Economic_MW_Before Competition Groups_Adaptive Thermostat
Residential | Res ¦ Energy Star Air Source Heat Pump | 2035 | Economic | MW | Before Competition Groups | 119.8462 | 0 | 0 | 1540.6835 | 0.077788 | 3 | Residential_2035_Economic_MW_Before Competition Groups_3 | Energy Star Air Source Heat Pump | 7.779% | 0 | 119.8462 | Residential_2035_Economic_MW_Before Competition Groups_Energy Star Air Source Heat Pump
Residential | Res ¦ Energy Star A Line, PAR, MR Lamps | 2035 | Economic | MW | Before Competition Groups | 108.5081 | 0 | 0 | 1540.6835 | 0.070429 | 4 | Residential_2035_Economic_MW_Before Competition Groups_4 | Energy Star A Line, PAR, MR Lamps | 7.043% | 0 | 108.5081 | Residential_2035_Economic_MW_Before Competition Groups_Energy Star A Line, PAR, MR Lamps
Residential | Res ¦ Energy Star LED Bulbs General Purpose LEDs | 2035 | Economic | MW | Before Competition Groups | 106.9306 | 0 | 0 | 1540.6835 | 0.069405 | 5 | Residential_2035_Economic_MW_Before Competition Groups_5 | Energy Star LED Bulbs General Purpose LEDs | 6.94% | 0 | 106.9306 | Residential_2035_Economic_MW_Before Competition Groups_Energy Star LED Bulbs General Purpose LEDs
Residential | Res ¦ Energy Star LED Specialty Bulbs | 2035 | Economic | MW | Before Competition Groups | 97.716 | 0 | 0 | 1540.6835 | 0.063424 | 6 | Residential_2035_Economic_MW_Before Competition Groups_6 | Energy Star LED Specialty Bulbs | 6.342% | 0 | 97.716 | Residential_2035_Economic_MW_Before Competition Groups_Energy Star LED Specialty Bulbs
Residential | Res ¦ Energy Star Clothes Washer | 2035 | Economic | MW | Before Competition Groups | 95.0436 | 0 | 0 | 1540.6835 | 0.061689 | 7 | Residential_2035_Economic_MW_Before Competition Groups_7 | Energy Star Clothes Washer | 6.169% | 0 | 95.0436 | Residential_2035_Economic_MW_Before Competition Groups_Energy Star Clothes Washer
Residential | Res ¦ Energy Star Room Air Conditioner | 2035 | Economic | MW | Before Competition Groups | 76.3634 | 0 | 0 | 1540.6835 | 0.049565 | 8 | Residential_2035_Economic_MW_Before Competition Groups_8 | Energy Star Room Air Conditioner | 4.956% | 0 | 76.3634 | Residential_2035_Economic_MW_Before Competition Groups_Energy Star Room Air Conditioner
Residential | Res ¦ Building Recommissioning, Operations and Maintenance (O&M) Improvements | 2035 | Economic | MW | Before Competition Groups | 75.1878 | 0 | 0 | 1540.6835 | 0.048802 | 9 | Residential_2035_Economic_MW_Before Competition Groups_9 | Building Recommissioning, Operations and Maintenance (O&M) Improvements | 4.88% | 0 | 75.1878 | Residential_2035_Economic_MW_Before Competition Groups_Building Recommissioning, Operations and Maintenance (O&M) Improvements
Residential | Res ¦ Basement Wall Insulation | 2035 | Economic | MW | Before Competition Groups | 69.35 | 0 | 0 | 1540.6835 | 0.045012 | 10 | Residential_2035_Economic_MW_Before Competition Groups_10 | Basement Wall Insulation | 4.501% | 0 | 69.35 | Residential_2035_Economic_MW_Before Competition Groups_Basement Wall Insulation
Residential | Res ¦ Variable Speed Pool Pump Motor | 2035 | Economic | MW | Before Competition Groups | 53.7059 | 0 | 0 | 1540.6835 | 0.034859 | 11 | Residential_2035_Economic_MW_Before Competition Groups_11 | Variable Speed Pool Pump Motor | 3.486% | 0 | 53.7059 | Residential_2035_Economic_MW_Before Competition Groups_Variable Speed Pool Pump Motor
Residential | Res ¦ Attic Insulation | 2035 | Economic | MW | Before Competition Groups | 53.4991 | 0 | 0 | 1540.6835 | 0.034724 | 12 | Residential_2035_Economic_MW_Before Competition Groups_12 | Attic Insulation | 3.472% | 0 | 53.4991 | Residential_2035_Economic_MW_Before Competition Groups_Attic Insulation
Residential | Res ¦ Energy Star Clothes Dryer | 2035 | Economic | MW | Before Competition Groups | 38.5857 | 0 | 0 | 1540.6835 | 0.025045 | 13 | Residential_2035_Economic_MW_Before Competition Groups_13 | Energy Star Clothes Dryer | 2.504% | 0 | 38.5857 | Residential_2035_Economic_MW_Before Competition Groups_Energy Star Clothes Dryer
Residential | Res ¦ Smart Burners | 2035 | Economic | MW | Before Competition Groups | 32.6791 | 0 | 0 | 1540.6835 | 0.021211 | 14 | Residential_2035_Economic_MW_Before Competition Groups_14 | Smart Burners | 2.121% | 0 | 32.6791 | Residential_2035_Economic_MW_Before Competition Groups_Smart Burners
Residential | Res ¦ Energy Star Torchiere | 2035 | Economic | MW | Before Competition Groups | 16.1931 | 0 | 0 | 1540.6835 | 0.01051 | 15 | Residential_2035_Economic_MW_Before Competition Groups_15 | Energy Star Torchiere | 1.051% | 0 | 16.1931 | Residential_2035_Economic_MW_Before Competition Groups_Energy Star Torchiere
Residential | Res ¦ Home Energy Reports | 2035 | Economic | MW | Before Competition Groups | 15.4757 | 0 | 0 | 1540.6835 | 0.010045 | 16 | Residential_2035_Economic_MW_Before Competition Groups_16 | Home Energy Reports | 1.004% | 0 | 15.4757 | Residential_2035_Economic_MW_Before Competition Groups_Home Energy Reports
Residential | Res ¦ Duct Insulation | 2035 | Economic | MW | Before Competition Groups | 15.3805 | 0 | 0 | 1540.6835 | 0.0099829 | 17 | Residential_2035_Economic_MW_Before Competition Groups_17 | Duct Insulation | 0.9983% | 0 | 15.3805 | Residential_2035_Economic_MW_Before Competition Groups_Duct Insulation
Residential | Res ¦ Air Sealing | 2035 | Economic | MW | Before Competition Groups | 14.7515 | 0 | 0 | 1540.6835 | 0.0095747 | 18 | Residential_2035_Economic_MW_Before Competition Groups_18 | Air Sealing | 0.9575% | 0 | 14.7515 | Residential_2035_Economic_MW_Before Competition Groups_Air Sealing
Residential | Res ¦ Floor Insulation | 2035 | Economic | MW | Before Competition Groups | 14.0213 | 0 | 0 | 1540.6835 | 0.0091007 | 19 | Residential_2035_Economic_MW_Before Competition Groups_19 | Floor Insulation | 0.9101% | 0 | 14.0213 | Residential_2035_Economic_MW_Before Competition Groups_Floor Insulation
Residential | Res ¦ High Efficiency Chiller (avg of water and air cooled) | 2035 | Economic | MW | Before Competition Groups | 11.9201 | 0 | 0 | 1540.6835 | 0.0077369 | 20 | Residential_2035_Economic_MW_Before Competition Groups_20 | High Efficiency Chiller (avg of water and air cooled) | 0.7737% | 0 | 11.9201 | Residential_2035_Economic_MW_Before Competition Groups_High Efficiency Chiller (avg of water and air cooled)
Residential | Res ¦ Advanced BAS/Controllers | 2035 | Economic | MW | Before Competition Groups | 11.0046 | 0 | 0 | 1540.6835 | 0.0071427 | 21 | Residential_2035_Economic_MW_Before Competition Groups_21 | Advanced BAS/Controllers | 0.7143% | 0 | 11.0046 | Residential_2035_Economic_MW_Before Competition Groups_Advanced BAS/Controllers
Residential | Res ¦ Clothes Drying Racks | 2035 | Economic | MW | Before Competition Groups | 10.1836 | 0 | 0 | 1540.6835 | 0.0066098 | 22 | Residential_2035_Economic_MW_Before Competition Groups_22 | Clothes Drying Racks | 0.661% | 0 | 10.1836 | Residential_2035_Economic_MW_Before Competition Groups_Clothes Drying Racks
Residential | Res ¦ Refrigerator Recycling | 2035 | Economic | MW | Before Competition Groups | 8.6299 | 0 | 0 | 1540.6835 | 0.0056014 | 23 | Residential_2035_Economic_MW_Before Competition Groups_23 | Refrigerator Recycling | 0.5601% | 0 | 8.6299 | Residential_2035_Economic_MW_Before Competition Groups_Refrigerator Recycling
Residential | Res ¦ Freezer Recycling | 2035 | Economic | MW | Before Competition Groups | 8.0395 | 0 | 0 | 1540.6835 | 0.0052181 | 24 | Residential_2035_Economic_MW_Before Competition Groups_24 | Freezer Recycling | 0.5218% | 0 | 8.0395 | Residential_2035_Economic_MW_Before Competition Groups_Freezer Recycling
Residential | Res ¦ Energy Star Dehumidifier | 2035 | Economic | MW | Before Competition Groups | 7.5992 | 0 | 0 | 1540.6835 | 0.0049323 | 25 | Residential_2035_Economic_MW_Before Competition Groups_25 | Energy Star Dehumidifier | 0.4932% | 0 | 7.5992 | Residential_2035_Economic_MW_Before Competition Groups_Energy Star Dehumidifier
Residential | Res ¦ Occupancy Sensors MF | 2035 | Economic | MW | Before Competition Groups | 7.4104 | 0 | 0 | 1540.6835 | 0.0048098 | 26 | Residential_2035_Economic_MW_Before Competition Groups_26 | Occupancy Sensors MF | 0.481% | 0 | 7.4104 | Residential_2035_Economic_MW_Before Competition Groups_Occupancy Sensors MF
Residential | Res ¦ Energy Star Freezer | 2035 | Economic | MW | Before Competition Groups | 7.3185 | 0 | 0 | 1540.6835 | 0.0047502 | 27 | Residential_2035_Economic_MW_Before Competition Groups_27 | Energy Star Freezer | 0.475% | 0 | 7.3185 | Residential_2035_Economic_MW_Before Competition Groups_Energy Star Freezer
Residential | Res ¦ Duct Insulation MF | 2035 | Economic | MW | Before Competition Groups | 7.0085 | 0 | 0 | 1540.6835 | 0.0045489 | 28 | Residential_2035_Economic_MW_Before Competition Groups_28 | Duct Insulation MF | 0.4549% | 0 | 7.0085 | Residential_2035_Economic_MW_Before Competition Groups_Duct Insulation MF
Residential | Res ¦ Energy Star Light Fixture | 2035 | Economic | MW | Before Competition Groups | 6.9018 | 0 | 0 | 1540.6835 | 0.0044797 | 29 | Residential_2035_Economic_MW_Before Competition Groups_29 | Energy Star Light Fixture | 0.448% | 0 | 6.9018 | Residential_2035_Economic_MW_Before Competition Groups_Energy Star Light Fixture
Residential | Res ¦ Heat Recovery Ventilator | 2035 | Economic | MW | Before Competition Groups | 5.5415 | 0 | 0 | 1540.6835 | 0.0035968 | 30 | Residential_2035_Economic_MW_Before Competition Groups_30 | Heat Recovery Ventilator | 0.3597% | 0 | 5.5415 | Residential_2035_Economic_MW_Before Competition Groups_Heat Recovery Ventilator
Residential | Res ¦ Minimize Hot and Warm Clothes Wash | 2035 | Economic | MW | Before Competition Groups | 4.2656 | 0 | 0 | 1540.6835 | 0.0027687 | 31 | Residential_2035_Economic_MW_Before Competition Groups_31 | Minimize Hot and Warm Clothes Wash | 0.2769% | 0 | 4.2656 | Residential_2035_Economic_MW_Before Competition Groups_Minimize Hot and Warm Clothes Wash
Residential | Res ¦ LED Tube Re-Lamp | 2035 | Economic | MW | Before Competition Groups | 4.1346 | 0 | 0 | 1540.6835 | 0.0026836 | 32 | Residential_2035_Economic_MW_Before Competition Groups_32 | LED Tube Re-Lamp | 0.2684% | 0 | 4.1346 | Residential_2035_Economic_MW_Before Competition Groups_LED Tube Re-Lamp
Residential | Res ¦ Outside Air Economizer | 2035 | Economic | MW | Before Competition Groups | 3.4056 | 0 | 0 | 1540.6835 | 0.0022104 | 33 | Residential_2035_Economic_MW_Before Competition Groups_33 | Outside Air Economizer | 0.221% | 0 | 3.4056 | Residential_2035_Economic_MW_Before Competition Groups_Outside Air Economizer
Residential | Res ¦ Tankless Water Heater | 2035 | Economic | MW | Before Competition Groups | 3.1458 | 0 | 0 | 1540.6835 | 0.0020418 | 34 | Residential_2035_Economic_MW_Before Competition Groups_34 | Tankless Water Heater | 0.2042% | 0 | 3.1458 | Residential_2035_Economic_MW_Before Competition Groups_Tankless Water Heater
Residential | Res ¦ CO Sensors for parking garage exhaust fans | 2035 | Economic | MW | Before Competition Groups | 2.1487 | 0 | 0 | 1540.6835 | 0.0013946 | 35 | Residential_2035_Economic_MW_Before Competition Groups_35 | CO Sensors for parking garage exhaust fans | 0.1395% | 0 | 2.1487 | Residential_2035_Economic_MW_Before Competition Groups_CO Sensors for parking garage exhaust fans
Residential | Res ¦ Condensing Make Up Air Unit | 2035 | Economic | MW | Before Competition Groups | 2.1325 | 0 | 0 | 1540.6835 | 0.0013841 | 36 | Residential_2035_Economic_MW_Before Competition Groups_36 | Condensing Make Up Air Unit | 0.1384% | 0 | 2.1325 | Residential_2035_Economic_MW_Before Competition Groups_Condensing Make Up Air Unit
Residential | Res ¦ Demand Control Ventilation | 2035 | Economic | MW | Before Competition Groups | 1.934 | 0 | 0 | 1540.6835 | 0.0012553 | 37 | Residential_2035_Economic_MW_Before Competition Groups_37 | Demand Control Ventilation | 0.1255% | 0 | 1.934 | Residential_2035_Economic_MW_Before Competition Groups_Demand Control Ventilation
Residential | Res ¦ ENERGY STAR LED LAMPS (REFLECTOR LAMPs/MR16/PAR 16) | 2035 | Economic | MW | Before Competition Groups | 1.8956 | 0 | 0 | 1540.6835 | 0.0012303 | 38 | Residential_2035_Economic_MW_Before Competition Groups_38 | ENERGY STAR LED LAMPS (REFLECTOR LAMPs/MR16/PAR 16) | 0.123% | 0 | 1.8956 | Residential_2035_Economic_MW_Before Competition Groups_ENERGY STAR LED LAMPS (REFLECTOR LAMPs/MR16/PAR 16)
Residential | Res ¦ Furnace Whistle | 2035 | Economic | MW | Before Competition Groups | 1.8585 | 0 | 0 | 1540.6835 | 0.0012063 | 39 | Residential_2035_Economic_MW_Before Competition Groups_39 | Furnace Whistle | 0.1206% | 0 | 1.8585 | Residential_2035_Economic_MW_Before Competition Groups_Furnace Whistle
Residential | Res ¦ Wall Insulation | 2035 | Economic | MW | Before Competition Groups | 1.7068 | 0 | 0 | 1540.6835 | 0.0011078 | 40 | Residential_2035_Economic_MW_Before Competition Groups_40 | Wall Insulation | 0.1108% | 0 | 1.7068 | Residential_2035_Economic_MW_Before Competition Groups_Wall Insulation
Residential | Res ¦ Comprehensive Draft Proofing | 2035 | Economic | MW | Before Competition Groups | 1.5793 | 0 | 0 | 1540.6835 | 0.001025 | 41 | Residential_2035_Economic_MW_Before Competition Groups_41 | Comprehensive Draft Proofing | 0.1025% | 0 | 1.5793 | Residential_2035_Economic_MW_Before Competition Groups_Comprehensive Draft Proofing
Residential | Res ¦ Variable Frequency Drive (VFD) | 2035 | Economic | MW | Before Competition Groups | 1.5318 | 0 | 0 | 1540.6835 | 0.00099422 | 42 | Residential_2035_Economic_MW_Before Competition Groups_42 | Variable Frequency Drive (VFD) | 0.09942% | 0 | 1.5318 | Residential_2035_Economic_MW_Before Competition Groups_Variable Frequency Drive (VFD)
Residential | Res ¦ Water Heater Temperature Setback | 2035 | Economic | MW | Before Competition Groups | 0.96877 | 0 | 0 | 1540.6835 | 0.00062879 | 43 | Residential_2035_Economic_MW_Before Competition Groups_43 | Water Heater Temperature Setback | 0.06288% | 0 | 0.96877 | Residential_2035_Economic_MW_Before Competition Groups_Water Heater Temperature Setback
Residential | Res ¦ LED Parking Lot Fixture | 2035 | Economic | MW | Before Competition Groups | 0.87304 | 0 | 0 | 1540.6835 | 0.00056666 | 44 | Residential_2035_Economic_MW_Before Competition Groups_44 | LED Parking Lot Fixture | 0.05667% | 0 | 0.87304 | Residential_2035_Economic_MW_Before Competition Groups_LED Parking Lot Fixture
Residential | Res ¦ VFD on Pumps | 2035 | Economic | MW | Before Competition Groups | 0.47104 | 0 | 0 | 1540.6835 | 0.00030573 | 45 | Residential_2035_Economic_MW_Before Competition Groups_45 | VFD on Pumps | 0.03057% | 0 | 0.47104 | Residential_2035_Economic_MW_Before Competition Groups_VFD on Pumps
Residential | Res ¦ ENERGY STAR LED Lamps (General Service Lamps) | 2035 | Economic | MW | Before Competition Groups | 0.44671 | 0 | 0 | 1540.6835 | 0.00028994 | 46 | Residential_2035_Economic_MW_Before Competition Groups_46 | ENERGY STAR LED Lamps (General Service Lamps) | 0.02899% | 0 | 0.44671 | Residential_2035_Economic_MW_Before Competition Groups_ENERGY STAR LED Lamps (General Service Lamps)
Residential | Res ¦ LED Exterior Area Lights - LED Fixture (200W) | 2035 | Economic | MW | Before Competition Groups | 0.41057 | 0 | 0 | 1540.6835 | 0.00026649 | 47 | Residential_2035_Economic_MW_Before Competition Groups_47 | LED Exterior Area Lights - LED Fixture (200W) | 0.02665% | 0 | 0.41057 | Residential_2035_Economic_MW_Before Competition Groups_LED Exterior Area Lights - LED Fixture (200W)
Residential | Res ¦ ECM MOTORS FOR HVAC APPLICATION (FAN-POWERED VAV BOX) | 2035 | Economic | MW | Before Competition Groups | 0.35677 | 0 | 0 | 1540.6835 | 0.00023156 | 48 | Residential_2035_Economic_MW_Before Competition Groups_48 | ECM MOTORS FOR HVAC APPLICATION (FAN-POWERED VAV BOX) | 0.02316% | 0 | 0.35677 | Residential_2035_Economic_MW_Before Competition Groups_ECM MOTORS FOR HVAC APPLICATION (FAN-POWERED VAV BOX)
Residential | Res ¦ Chilled Water Optimization | 2035 | Economic | MW | Before Competition Groups | 0.29722 | 0 | 0 | 1540.6835 | 0.00019292 | 49 | Residential_2035_Economic_MW_Before Competition Groups_49 | Chilled Water Optimization | 0.01929% | 0 | 0.29722 | Residential_2035_Economic_MW_Before Competition Groups_Chilled Water Optimization
Residential | Res ¦ Beverage Vending Machine Controls | 2035 | Economic | MW | Before Competition Groups | 0.25615 | 0 | 0 | 1540.6835 | 0.00016626 | 50 | Residential_2035_Economic_MW_Before Competition Groups_50 | Beverage Vending Machine Controls | 0.01663% | 0 | 0.25615 | Residential_2035_Economic_MW_Before Competition Groups_Beverage Vending Machine Controls
Residential | Res ¦ LED Downlight | 2035 | Economic | MW | Before Competition Groups | 0.098806 | 0 | 0 | 1540.6835 | 6.4131e-05 | 51 | Residential_2035_Economic_MW_Before Competition Groups_51 | LED Downlight | 0.006413% | 0 | 0.098806 | Residential_2035_Economic_MW_Before Competition Groups_LED Downlight
Residential | Res ¦ LED High Bay Fixture | 2035 | Economic | MW | Before Competition Groups | 0.018701 | 0 | 0 | 1540.6835 | 1.2138e-05 | 52 | Residential_2035_Economic_MW_Before Competition Groups_52 | LED High Bay Fixture | 0.001214% | 0 | 0.018701 | Residential_2035_Economic_MW_Before Competition Groups_LED High Bay Fixture
Residential | Res ¦ Wall Insulation MF | 2035 | Economic | MW | Before Competition Groups | 0.012215 | 0 | 0 | 1540.6835 | 7.9284e-06 | 53 | Residential_2035_Economic_MW_Before Competition Groups_53 | Wall Insulation MF | 0.0007928% | 0 | 0.012215 | Residential_2035_Economic_MW_Before Competition Groups_Wall Insulation MF
Residential | Res ¦ Smart Power Bar | 2035 | Economic | MW | Before Competition Groups | 0 | 0 | 0 | 1540.6835 | 0 | 54 | Residential_2035_Economic_MW_Before Competition Groups_54 | Smart Power Bar | 0% | 0 | 0 | Residential_2035_Economic_MW_Before Competition Groups_Smart Power Bar
Residential | Res ¦ Ductless Mini-Split Heat Pump | 2035 | SC A | MW | Before Competition Groups | 114.0284 | 0 | 0 | 547.3649 | 0.20832 | 1 | Residential_2035_SC A_MW_Before Competition Groups_1 | Ductless Mini-Split Heat Pump | 20.83% | 0 | 114.0284 | Residential_2035_SC A_MW_Before Competition Groups_Ductless Mini-Split Heat Pump
Residential | Res ¦ Building Recommissioning, Operations and Maintenance (O&M) Improvements | 2035 | SC A | MW | Before Competition Groups | 61.6292 | 0 | 0 | 547.3649 | 0.11259 | 2 | Residential_2035_SC A_MW_Before Competition Groups_2 | Building Recommissioning, Operations and Maintenance (O&M) Improvements | 11.26% | 0 | 61.6292 | Residential_2035_SC A_MW_Before Competition Groups_Building Recommissioning, Operations and Maintenance (O&M) Improvements
Residential | Res ¦ Energy Star Clothes Washer | 2035 | SC A | MW | Before Competition Groups | 53.7009 | 0 | 0 | 547.3649 | 0.098108 | 3 | Residential_2035_SC A_MW_Before Competition Groups_3 | Energy Star Clothes Washer | 9.811% | 0 | 53.7009 | Residential_2035_SC A_MW_Before Competition Groups_Energy Star Clothes Washer
Residential | Res ¦ Adaptive Thermostat | 2035 | SC A | MW | Before Competition Groups | 37.4381 | 0 | 0 | 547.3649 | 0.068397 | 4 | Residential_2035_SC A_MW_Before Competition Groups_4 | Adaptive Thermostat | 6.84% | 0 | 37.4381 | Residential_2035_SC A_MW_Before Competition Groups_Adaptive Thermostat
Residential | Res ¦ Variable Speed Pool Pump Motor | 2035 | SC A | MW | Before Competition Groups | 33.2803 | 0 | 0 | 547.3649 | 0.060801 | 5 | Residential_2035_SC A_MW_Before Competition Groups_5 | Variable Speed Pool Pump Motor | 6.08% | 0 | 33.2803 | Residential_2035_SC A_MW_Before Competition Groups_Variable Speed Pool Pump Motor
Residential | Res ¦ Energy Star Air Source Heat Pump | 2035 | SC A | MW | Before Competition Groups | 31.6046 | 0 | 0 | 547.3649 | 0.057739 | 6 | Residential_2035_SC A_MW_Before Competition Groups_6 | Energy Star Air Source Heat Pump | 5.774% | 0 | 31.6046 | Residential_2035_SC A_MW_Before Competition Groups_Energy Star Air Source Heat Pump
Residential | Res ¦ Energy Star LED Specialty Bulbs | 2035 | SC A | MW | Before Competition Groups | 31.2213 | 0 | 0 | 547.3649 | 0.057039 | 7 | Residential_2035_SC A_MW_Before Competition Groups_7 | Energy Star LED Specialty Bulbs | 5.704% | 0 | 31.2213 | Residential_2035_SC A_MW_Before Competition Groups_Energy Star LED Specialty Bulbs
Residential | Res ¦ Basement Wall Insulation | 2035 | SC A | MW | Before Competition Groups | 28.0683 | 0 | 0 | 547.3649 | 0.051279 | 8 | Residential_2035_SC A_MW_Before Competition Groups_8 | Basement Wall Insulation | 5.128% | 0 | 28.0683 | Residential_2035_SC A_MW_Before Competition Groups_Basement Wall Insulation
Residential | Res ¦ Energy Star Room Air Conditioner | 2035 | SC A | MW | Before Competition Groups | 19.391 | 0 | 0 | 547.3649 | 0.035426 | 9 | Residential_2035_SC A_MW_Before Competition Groups_9 | Energy Star Room Air Conditioner | 3.543% | 0 | 19.391 | Residential_2035_SC A_MW_Before Competition Groups_Energy Star Room Air Conditioner
Residential | Res ¦ Energy Star A Line, PAR, MR Lamps | 2035 | SC A | MW | Before Competition Groups | 15.201 | 0 | 0 | 547.3649 | 0.027771 | 10 | Residential_2035_SC A_MW_Before Competition Groups_10 | Energy Star A Line, PAR, MR Lamps | 2.777% | 0 | 15.201 | Residential_2035_SC A_MW_Before Competition Groups_Energy Star A Line, PAR, MR Lamps
Residential | Res ¦ Energy Star LED Bulbs General Purpose LEDs | 2035 | SC A | MW | Before Competition Groups | 12.2295 | 0 | 0 | 547.3649 | 0.022342 | 11 | Residential_2035_SC A_MW_Before Competition Groups_11 | Energy Star LED Bulbs General Purpose LEDs | 2.234% | 0 | 12.2295 | Residential_2035_SC A_MW_Before Competition Groups_Energy Star LED Bulbs General Purpose LEDs
Residential | Res ¦ Home Energy Reports | 2035 | SC A | MW | Before Competition Groups | 10.7598 | 0 | 0 | 547.3649 | 0.019657 | 12 | Residential_2035_SC A_MW_Before Competition Groups_12 | Home Energy Reports | 1.966% | 0 | 10.7598 | Residential_2035_SC A_MW_Before Competition Groups_Home Energy Reports
Residential | Res ¦ High Efficiency Chiller (avg of water and air cooled) | 2035 | SC A | MW | Before Competition Groups | 10.5687 | 0 | 0 | 547.3649 | 0.019308 | 13 | Residential_2035_SC A_MW_Before Competition Groups_13 | High Efficiency Chiller (avg of water and air cooled) | 1.931% | 0 | 10.5687 | Residential_2035_SC A_MW_Before Competition Groups_High Efficiency Chiller (avg of water and air cooled)
Residential | Res ¦ Energy Star Clothes Dryer | 2035 | SC A | MW | Before Competition Groups | 10.5515 | 0 | 0 | 547.3649 | 0.019277 | 14 | Residential_2035_SC A_MW_Before Competition Groups_14 | Energy Star Clothes Dryer | 1.928% | 0 | 10.5515 | Residential_2035_SC A_MW_Before Competition Groups_Energy Star Clothes Dryer
Residential | Res ¦ Energy Star Torchiere | 2035 | SC A | MW | Before Competition Groups | 8.7094 | 0 | 0 | 547.3649 | 0.015912 | 15 | Residential_2035_SC A_MW_Before Competition Groups_15 | Energy Star Torchiere | 1.591% | 0 | 8.7094 | Residential_2035_SC A_MW_Before Competition Groups_Energy Star Torchiere
Residential | Res ¦ Attic Insulation | 2035 | SC A | MW | Before Competition Groups | 8.4742 | 0 | 0 | 547.3649 | 0.015482 | 16 | Residential_2035_SC A_MW_Before Competition Groups_16 | Attic Insulation | 1.548% | 0 | 8.4742 | Residential_2035_SC A_MW_Before Competition Groups_Attic Insulation
Residential | Res ¦ Occupancy Sensors MF | 2035 | SC A | MW | Before Competition Groups | 7.3145 | 0 | 0 | 547.3649 | 0.013363 | 17 | Residential_2035_SC A_MW_Before Competition Groups_17 | Occupancy Sensors MF | 1.336% | 0 | 7.3145 | Residential_2035_SC A_MW_Before Competition Groups_Occupancy Sensors MF
Residential | Res ¦ Advanced BAS/Controllers | 2035 | SC A | MW | Before Competition Groups | 6.3266 | 0 | 0 | 547.3649 | 0.011558 | 18 | Residential_2035_SC A_MW_Before Competition Groups_18 | Advanced BAS/Controllers | 1.156% | 0 | 6.3266 | Residential_2035_SC A_MW_Before Competition Groups_Advanced BAS/Controllers
Residential | Res ¦ Refrigerator Recycling | 2035 | SC A | MW | Before Competition Groups | 5.3456 | 0 | 0 | 547.3649 | 0.0097661 | 19 | Residential_2035_SC A_MW_Before Competition Groups_19 | Refrigerator Recycling | 0.9766% | 0 | 5.3456 | Residential_2035_SC A_MW_Before Competition Groups_Refrigerator Recycling
Residential | Res ¦ Smart Burners | 2035 | SC A | MW | Before Competition Groups | 5.1893 | 0 | 0 | 547.3649 | 0.0094805 | 20 | Residential_2035_SC A_MW_Before Competition Groups_20 | Smart Burners | 0.9481% | 0 | 5.1893 | Residential_2035_SC A_MW_Before Competition Groups_Smart Burners
Residential | Res ¦ Energy Star Freezer | 2035 | SC A | MW | Before Competition Groups | 4.0555 | 0 | 0 | 547.3649 | 0.0074092 | 21 | Residential_2035_SC A_MW_Before Competition Groups_21 | Energy Star Freezer | 0.7409% | 0 | 4.0555 | Residential_2035_SC A_MW_Before Competition Groups_Energy Star Freezer
Residential | Res ¦ LED Tube Re-Lamp | 2035 | SC A | MW | Before Competition Groups | 3.5711 | 0 | 0 | 547.3649 | 0.0065242 | 22 | Residential_2035_SC A_MW_Before Competition Groups_22 | LED Tube Re-Lamp | 0.6524% | 0 | 3.5711 | Residential_2035_SC A_MW_Before Competition Groups_LED Tube Re-Lamp
Residential | Res ¦ Air Sealing | 2035 | SC A | MW | Before Competition Groups | 3.173 | 0 | 0 | 547.3649 | 0.0057969 | 23 | Residential_2035_SC A_MW_Before Competition Groups_23 | Air Sealing | 0.5797% | 0 | 3.173 | Residential_2035_SC A_MW_Before Competition Groups_Air Sealing
Residential | Res ¦ Minimize Hot and Warm Clothes Wash | 2035 | SC A | MW | Before Competition Groups | 3.05 | 0 | 0 | 547.3649 | 0.0055721 | 24 | Residential_2035_SC A_MW_Before Competition Groups_24 | Minimize Hot and Warm Clothes Wash | 0.5572% | 0 | 3.05 | Residential_2035_SC A_MW_Before Competition Groups_Minimize Hot and Warm Clothes Wash
Residential | Res ¦ Outside Air Economizer | 2035 | SC A | MW | Before Competition Groups | 2.9987 | 0 | 0 | 547.3649 | 0.0054784 | 25 | Residential_2035_SC A_MW_Before Competition Groups_25 | Outside Air Economizer | 0.5478% | 0 | 2.9987 | Residential_2035_SC A_MW_Before Competition Groups_Outside Air Economizer
Residential | Res ¦ Energy Star Light Fixture | 2035 | SC A | MW | Before Competition Groups | 2.9939 | 0 | 0 | 547.3649 | 0.0054697 | 26 | Residential_2035_SC A_MW_Before Competition Groups_26 | Energy Star Light Fixture | 0.547% | 0 | 2.9939 | Residential_2035_SC A_MW_Before Competition Groups_Energy Star Light Fixture
Residential | Res ¦ ENERGY STAR LED LAMPS (REFLECTOR LAMPs/MR16/PAR 16) | 2035 | SC A | MW | Before Competition Groups | 2.0624 | 0 | 0 | 547.3649 | 0.0037678 | 27 | Residential_2035_SC A_MW_Before Competition Groups_27 | ENERGY STAR LED LAMPS (REFLECTOR LAMPs/MR16/PAR 16) | 0.3768% | 0 | 2.0624 | Residential_2035_SC A_MW_Before Competition Groups_ENERGY STAR LED LAMPS (REFLECTOR LAMPs/MR16/PAR 16)
Residential | Res ¦ Furnace Whistle | 2035 | SC A | MW | Before Competition Groups | 1.5298 | 0 | 0 | 547.3649 | 0.0027949 | 28 | Residential_2035_SC A_MW_Before Competition Groups_28 | Furnace Whistle | 0.2795% | 0 | 1.5298 | Residential_2035_SC A_MW_Before Competition Groups_Furnace Whistle
Residential | Res ¦ Variable Frequency Drive (VFD) | 2035 | SC A | MW | Before Competition Groups | 1.2609 | 0 | 0 | 547.3649 | 0.0023035 | 29 | Residential_2035_SC A_MW_Before Competition Groups_29 | Variable Frequency Drive (VFD) | 0.2304% | 0 | 1.2609 | Residential_2035_SC A_MW_Before Competition Groups_Variable Frequency Drive (VFD)
Residential | Res ¦ Comprehensive Draft Proofing | 2035 | SC A | MW | Before Competition Groups | 1.2427 | 0 | 0 | 547.3649 | 0.0022703 | 30 | Residential_2035_SC A_MW_Before Competition Groups_30 | Comprehensive Draft Proofing | 0.227% | 0 | 1.2427 | Residential_2035_SC A_MW_Before Competition Groups_Comprehensive Draft Proofing
Residential | Res ¦ CO Sensors for parking garage exhaust fans | 2035 | SC A | MW | Before Competition Groups | 1.1184 | 0 | 0 | 547.3649 | 0.0020432 | 31 | Residential_2035_SC A_MW_Before Competition Groups_31 | CO Sensors for parking garage exhaust fans | 0.2043% | 0 | 1.1184 | Residential_2035_SC A_MW_Before Competition Groups_CO Sensors for parking garage exhaust fans
Residential | Res ¦ Energy Star Dehumidifier | 2035 | SC A | MW | Before Competition Groups | 1.077 | 0 | 0 | 547.3649 | 0.0019676 | 32 | Residential_2035_SC A_MW_Before Competition Groups_32 | Energy Star Dehumidifier | 0.1968% | 0 | 1.077 | Residential_2035_SC A_MW_Before Competition Groups_Energy Star Dehumidifier
Residential | Res ¦ LED Parking Lot Fixture | 2035 | SC A | MW | Before Competition Groups | 0.89447 | 0 | 0 | 547.3649 | 0.0016341 | 33 | Residential_2035_SC A_MW_Before Competition Groups_33 | LED Parking Lot Fixture | 0.1634% | 0 | 0.89447 | Residential_2035_SC A_MW_Before Competition Groups_LED Parking Lot Fixture
Residential | Res ¦ Demand Control Ventilation | 2035 | SC A | MW | Before Competition Groups | 0.84527 | 0 | 0 | 547.3649 | 0.0015443 | 34 | Residential_2035_SC A_MW_Before Competition Groups_34 | Demand Control Ventilation | 0.1544% | 0 | 0.84527 | Residential_2035_SC A_MW_Before Competition Groups_Demand Control Ventilation
Residential | Res ¦ Water Heater Temperature Setback | 2035 | SC A | MW | Before Competition Groups | 0.79355 | 0 | 0 | 547.3649 | 0.0014498 | 35 | Residential_2035_SC A_MW_Before Competition Groups_35 | Water Heater Temperature Setback | 0.145% | 0 | 0.79355 | Residential_2035_SC A_MW_Before Competition Groups_Water Heater Temperature Setback
Residential | Res ¦ LED Downlight | 2035 | SC A | MW | Before Competition Groups | 0.73194 | 0 | 0 | 547.3649 | 0.0013372 | 36 | Residential_2035_SC A_MW_Before Competition Groups_36 | LED Downlight | 0.1337% | 0 | 0.73194 | Residential_2035_SC A_MW_Before Competition Groups_LED Downlight
Residential | Res ¦ Tankless Water Heater | 2035 | SC A | MW | Before Competition Groups | 0.70737 | 0 | 0 | 547.3649 | 0.0012923 | 37 | Residential_2035_SC A_MW_Before Competition Groups_37 | Tankless Water Heater | 0.1292% | 0 | 0.70737 | Residential_2035_SC A_MW_Before Competition Groups_Tankless Water Heater
Residential | Res ¦ Clothes Drying Racks | 2035 | SC A | MW | Before Competition Groups | 0.575 | 0 | 0 | 547.3649 | 0.0010505 | 38 | Residential_2035_SC A_MW_Before Competition Groups_38 | Clothes Drying Racks | 0.105% | 0 | 0.575 | Residential_2035_SC A_MW_Before Competition Groups_Clothes Drying Racks
Residential | Res ¦ Floor Insulation | 2035 | SC A | MW | Before Competition Groups | 0.56983 | 0 | 0 | 547.3649 | 0.001041 | 39 | Residential_2035_SC A_MW_Before Competition Groups_39 | Floor Insulation | 0.1041% | 0 | 0.56983 | Residential_2035_SC A_MW_Before Competition Groups_Floor Insulation
Residential | Res ¦ ENERGY STAR LED Lamps (General Service Lamps) | 2035 | SC A | MW | Before Competition Groups | 0.45507 | 0 | 0 | 547.3649 | 0.00083139 | 40 | Residential_2035_SC A_MW_Before Competition Groups_40 | ENERGY STAR LED Lamps (General Service Lamps) | 0.08314% | 0 | 0.45507 | Residential_2035_SC A_MW_Before Competition Groups_ENERGY STAR LED Lamps (General Service Lamps)
Residential | Res ¦ Condensing Make Up Air Unit | 2035 | SC A | MW | Before Competition Groups | 0.45226 | 0 | 0 | 547.3649 | 0.00082624 | 41 | Residential_2035_SC A_MW_Before Competition Groups_41 | Condensing Make Up Air Unit | 0.08262% | 0 | 0.45226 | Residential_2035_SC A_MW_Before Competition Groups_Condensing Make Up Air Unit
Residential | Res ¦ LED Exterior Area Lights - LED Fixture (200W) | 2035 | SC A | MW | Before Competition Groups | 0.43138 | 0 | 0 | 547.3649 | 0.00078811 | 42 | Residential_2035_SC A_MW_Before Competition Groups_42 | LED Exterior Area Lights - LED Fixture (200W) | 0.07881% | 0 | 0.43138 | Residential_2035_SC A_MW_Before Competition Groups_LED Exterior Area Lights - LED Fixture (200W)
Residential | Res ¦ VFD on Pumps | 2035 | SC A | MW | Before Competition Groups | 0.36803 | 0 | 0 | 547.3649 | 0.00067236 | 43 | Residential_2035_SC A_MW_Before Competition Groups_43 | VFD on Pumps | 0.06724% | 0 | 0.36803 | Residential_2035_SC A_MW_Before Competition Groups_VFD on Pumps
Residential | Res ¦ Duct Insulation | 2035 | SC A | MW | Before Competition Groups | 0.33671 | 0 | 0 | 547.3649 | 0.00061514 | 44 | Residential_2035_SC A_MW_Before Competition Groups_44 | Duct Insulation | 0.06151% | 0 | 0.33671 | Residential_2035_SC A_MW_Before Competition Groups_Duct Insulation
Residential | Res ¦ Heat Recovery Ventilator | 2035 | SC A | MW | Before Competition Groups | 0.25466 | 0 | 0 | 547.3649 | 0.00046524 | 45 | Residential_2035_SC A_MW_Before Competition Groups_45 | Heat Recovery Ventilator | 0.04652% | 0 | 0.25466 | Residential_2035_SC A_MW_Before Competition Groups_Heat Recovery Ventilator
Residential | Res ¦ ECM MOTORS FOR HVAC APPLICATION (FAN-POWERED VAV BOX) | 2035 | SC A | MW | Before Competition Groups | 0.22764 | 0 | 0 | 547.3649 | 0.00041589 | 46 | Residential_2035_SC A_MW_Before Competition Groups_46 | ECM MOTORS FOR HVAC APPLICATION (FAN-POWERED VAV BOX) | 0.04159% | 0 | 0.22764 | Residential_2035_SC A_MW_Before Competition Groups_ECM MOTORS FOR HVAC APPLICATION (FAN-POWERED VAV BOX)
Residential | Res ¦ Duct Insulation MF | 2035 | SC A | MW | Before Competition Groups | 0.20402 | 0 | 0 | 547.3649 | 0.00037274 | 47 | Residential_2035_SC A_MW_Before Competition Groups_47 | Duct Insulation MF | 0.03727% | 0 | 0.20402 | Residential_2035_SC A_MW_Before Competition Groups_Duct Insulation MF
Residential | Res ¦ Chilled Water Optimization | 2035 | SC A | MW | Before Competition Groups | 0.17222 | 0 | 0 | 547.3649 | 0.00031464 | 48 | Residential_2035_SC A_MW_Before Competition Groups_48 | Chilled Water Optimization | 0.03146% | 0 | 0.17222 | Residential_2035_SC A_MW_Before Competition Groups_Chilled Water Optimization
Residential | Res ¦ Beverage Vending Machine Controls | 2035 | SC A | MW | Before Competition Groups | 0.14738 | 0 | 0 | 547.3649 | 0.00026925 | 49 | Residential_2035_SC A_MW_Before Competition Groups_49 | Beverage Vending Machine Controls | 0.02692% | 0 | 0.14738 | Residential_2035_SC A_MW_Before Competition Groups_Beverage Vending Machine Controls
Residential | Res ¦ LED High Bay Fixture | 2035 | SC A | MW | Before Competition Groups | 0.015844 | 0 | 0 | 547.3649 | 2.8946e-05 | 50 | Residential_2035_SC A_MW_Before Competition Groups_50 | LED High Bay Fixture | 0.002895% | 0 | 0.015844 | Residential_2035_SC A_MW_Before Competition Groups_LED High Bay Fixture
Residential | Res ¦ Wall Insulation | 2035 | SC A | MW | Before Competition Groups | 0.011864 | 0 | 0 | 547.3649 | 2.1675e-05 | 51 | Residential_2035_SC A_MW_Before Competition Groups_51 | Wall Insulation | 0.002167% | 0 | 0.011864 | Residential_2035_SC A_MW_Before Competition Groups_Wall Insulation
Residential | Res ¦ Wall Insulation MF | 2035 | SC A | MW | Before Competition Groups | 0.0042934 | 0 | 0 | 547.3649 | 7.8437e-06 | 52 | Residential_2035_SC A_MW_Before Competition Groups_52 | Wall Insulation MF | 0.0007844% | 0 | 0.0042934 | Residential_2035_SC A_MW_Before Competition Groups_Wall Insulation MF
Residential | Res ¦ Freezer Recycling | 2035 | SC A | MW | Before Competition Groups | 0.00049266 | 0 | 0 | 547.3649 | 9.0006e-07 | 53 | Residential_2035_SC A_MW_Before Competition Groups_53 | Freezer Recycling | 9.001e-05% | 0 | 0.00049266 | Residential_2035_SC A_MW_Before Competition Groups_Freezer Recycling
Residential | Res ¦ Smart Power Bar | 2035 | SC A | MW | Before Competition Groups | 0 | 0 | 0 | 547.3649 | 0 | 54 | Residential_2035_SC A_MW_Before Competition Groups_54 | Smart Power Bar | 0% | 0 | 0 | Residential_2035_SC A_MW_Before Competition Groups_Smart Power Bar
Residential | Res ¦ Ductless Mini-Split Heat Pump | 2035 | SC B | MW | Before Competition Groups | 139.1293 | 0 | 0 | 855.5445 | 0.16262 | 1 | Residential_2035_SC B_MW_Before Competition Groups_1 | Ductless Mini-Split Heat Pump | 16.26% | 0 | 139.1293 | Residential_2035_SC B_MW_Before Competition Groups_Ductless Mini-Split Heat Pump
Residential | Res ¦ Adaptive Thermostat | 2035 | SC B | MW | Before Competition Groups | 96.9451 | 0 | 0 | 855.5445 | 0.11331 | 2 | Residential_2035_SC B_MW_Before Competition Groups_2 | Adaptive Thermostat | 11.33% | 0 | 96.9451 | Residential_2035_SC B_MW_Before Competition Groups_Adaptive Thermostat
Residential | Res ¦ Building Recommissioning, Operations and Maintenance (O&M) Improvements | 2035 | SC B | MW | Before Competition Groups | 85.2321 | 0 | 0 | 855.5445 | 0.099623 | 3 | Residential_2035_SC B_MW_Before Competition Groups_3 | Building Recommissioning, Operations and Maintenance (O&M) Improvements | 9.962% | 0 | 85.2321 | Residential_2035_SC B_MW_Before Competition Groups_Building Recommissioning, Operations and Maintenance (O&M) Improvements
Residential | Res ¦ Energy Star Clothes Washer | 2035 | SC B | MW | Before Competition Groups | 80.5877 | 0 | 0 | 855.5445 | 0.094195 | 4 | Residential_2035_SC B_MW_Before Competition Groups_4 | Energy Star Clothes Washer | 9.419% | 0 | 80.5877 | Residential_2035_SC B_MW_Before Competition Groups_Energy Star Clothes Washer
Residential | Res ¦ Variable Speed Pool Pump Motor | 2035 | SC B | MW | Before Competition Groups | 60.8795 | 0 | 0 | 855.5445 | 0.071159 | 5 | Residential_2035_SC B_MW_Before Competition Groups_5 | Variable Speed Pool Pump Motor | 7.116% | 0 | 60.8795 | Residential_2035_SC B_MW_Before Competition Groups_Variable Speed Pool Pump Motor
Residential | Res ¦ Energy Star Air Source Heat Pump | 2035 | SC B | MW | Before Competition Groups | 45.4977 | 0 | 0 | 855.5445 | 0.05318 | 6 | Residential_2035_SC B_MW_Before Competition Groups_6 | Energy Star Air Source Heat Pump | 5.318% | 0 | 45.4977 | Residential_2035_SC B_MW_Before Competition Groups_Energy Star Air Source Heat Pump
Residential | Res ¦ Energy Star Room Air Conditioner | 2035 | SC B | MW | Before Competition Groups | 35.5201 | 0 | 0 | 855.5445 | 0.041518 | 7 | Residential_2035_SC B_MW_Before Competition Groups_7 | Energy Star Room Air Conditioner | 4.152% | 0 | 35.5201 | Residential_2035_SC B_MW_Before Competition Groups_Energy Star Room Air Conditioner
Residential | Res ¦ Basement Wall Insulation | 2035 | SC B | MW | Before Competition Groups | 28.7254 | 0 | 0 | 855.5445 | 0.033576 | 8 | Residential_2035_SC B_MW_Before Competition Groups_8 | Basement Wall Insulation | 3.358% | 0 | 28.7254 | Residential_2035_SC B_MW_Before Competition Groups_Basement Wall Insulation
Residential | Res ¦ Attic Insulation | 2035 | SC B | MW | Before Competition Groups | 22.1556 | 0 | 0 | 855.5445 | 0.025897 | 9 | Residential_2035_SC B_MW_Before Competition Groups_9 | Attic Insulation | 2.59% | 0 | 22.1556 | Residential_2035_SC B_MW_Before Competition Groups_Attic Insulation
Residential | Res ¦ Energy Star LED Bulbs General Purpose LEDs | 2035 | SC B | MW | Before Competition Groups | 21.3591 | 0 | 0 | 855.5445 | 0.024965 | 10 | Residential_2035_SC B_MW_Before Competition Groups_10 | Energy Star LED Bulbs General Purpose LEDs | 2.497% | 0 | 21.3591 | Residential_2035_SC B_MW_Before Competition Groups_Energy Star LED Bulbs General Purpose LEDs
Residential | Res ¦ Energy Star A Line, PAR, MR Lamps | 2035 | SC B | MW | Before Competition Groups | 20.7469 | 0 | 0 | 855.5445 | 0.02425 | 11 | Residential_2035_SC B_MW_Before Competition Groups_11 | Energy Star A Line, PAR, MR Lamps | 2.425% | 0 | 20.7469 | Residential_2035_SC B_MW_Before Competition Groups_Energy Star A Line, PAR, MR Lamps
Residential | Res ¦ Smart Burners | 2035 | SC B | MW | Before Competition Groups | 20.6863 | 0 | 0 | 855.5445 | 0.024179 | 12 | Residential_2035_SC B_MW_Before Competition Groups_12 | Smart Burners | 2.418% | 0 | 20.6863 | Residential_2035_SC B_MW_Before Competition Groups_Smart Burners
Residential | Res ¦ Energy Star LED Specialty Bulbs | 2035 | SC B | MW | Before Competition Groups | 19.3598 | 0 | 0 | 855.5445 | 0.022629 | 13 | Residential_2035_SC B_MW_Before Competition Groups_13 | Energy Star LED Specialty Bulbs | 2.263% | 0 | 19.3598 | Residential_2035_SC B_MW_Before Competition Groups_Energy Star LED Specialty Bulbs
Residential | Res ¦ Energy Star Clothes Dryer | 2035 | SC B | MW | Before Competition Groups | 18.8189 | 0 | 0 | 855.5445 | 0.021996 | 14 | Residential_2035_SC B_MW_Before Competition Groups_14 | Energy Star Clothes Dryer | 2.2% | 0 | 18.8189 | Residential_2035_SC B_MW_Before Competition Groups_Energy Star Clothes Dryer
Residential | Res ¦ Advanced BAS/Controllers | 2035 | SC B | MW | Before Competition Groups | 12.4744 | 0 | 0 | 855.5445 | 0.014581 | 15 | Residential_2035_SC B_MW_Before Competition Groups_15 | Advanced BAS/Controllers | 1.458% | 0 | 12.4744 | Residential_2035_SC B_MW_Before Competition Groups_Advanced BAS/Controllers
Residential | Res ¦ Clothes Drying Racks | 2035 | SC B | MW | Before Competition Groups | 11.5429 | 0 | 0 | 855.5445 | 0.013492 | 16 | Residential_2035_SC B_MW_Before Competition Groups_16 | Clothes Drying Racks | 1.349% | 0 | 11.5429 | Residential_2035_SC B_MW_Before Competition Groups_Clothes Drying Racks
Residential | Res ¦ Energy Star Torchiere | 2035 | SC B | MW | Before Competition Groups | 11.3931 | 0 | 0 | 855.5445 | 0.013317 | 17 | Residential_2035_SC B_MW_Before Competition Groups_17 | Energy Star Torchiere | 1.332% | 0 | 11.3931 | Residential_2035_SC B_MW_Before Competition Groups_Energy Star Torchiere
Residential | Res ¦ Occupancy Sensors MF | 2035 | SC B | MW | Before Competition Groups | 10.9016 | 0 | 0 | 855.5445 | 0.012742 | 18 | Residential_2035_SC B_MW_Before Competition Groups_18 | Occupancy Sensors MF | 1.274% | 0 | 10.9016 | Residential_2035_SC B_MW_Before Competition Groups_Occupancy Sensors MF
Residential | Res ¦ High Efficiency Chiller (avg of water and air cooled) | 2035 | SC B | MW | Before Competition Groups | 10.7875 | 0 | 0 | 855.5445 | 0.012609 | 19 | Residential_2035_SC B_MW_Before Competition Groups_19 | High Efficiency Chiller (avg of water and air cooled) | 1.261% | 0 | 10.7875 | Residential_2035_SC B_MW_Before Competition Groups_High Efficiency Chiller (avg of water and air cooled)
Residential | Res ¦ Home Energy Reports | 2035 | SC B | MW | Before Competition Groups | 10.7598 | 0 | 0 | 855.5445 | 0.012577 | 20 | Residential_2035_SC B_MW_Before Competition Groups_20 | Home Energy Reports | 1.258% | 0 | 10.7598 | Residential_2035_SC B_MW_Before Competition Groups_Home Energy Reports
Residential | Res ¦ Refrigerator Recycling | 2035 | SC B | MW | Before Competition Groups | 9.7826 | 0 | 0 | 855.5445 | 0.011434 | 21 | Residential_2035_SC B_MW_Before Competition Groups_21 | Refrigerator Recycling | 1.143% | 0 | 9.7826 | Residential_2035_SC B_MW_Before Competition Groups_Refrigerator Recycling
Residential | Res ¦ Freezer Recycling | 2035 | SC B | MW | Before Competition Groups | 9.1089 | 0 | 0 | 855.5445 | 0.010647 | 22 | Residential_2035_SC B_MW_Before Competition Groups_22 | Freezer Recycling | 1.065% | 0 | 9.1089 | Residential_2035_SC B_MW_Before Competition Groups_Freezer Recycling
Residential | Res ¦ Energy Star Freezer | 2035 | SC B | MW | Before Competition Groups | 8.013 | 0 | 0 | 855.5445 | 0.009366 | 23 | Residential_2035_SC B_MW_Before Competition Groups_23 | Energy Star Freezer | 0.9366% | 0 | 8.013 | Residential_2035_SC B_MW_Before Competition Groups_Energy Star Freezer
Residential | Res ¦ Energy Star Dehumidifier | 2035 | SC B | MW | Before Competition Groups | 7.8253 | 0 | 0 | 855.5445 | 0.0091466 | 24 | Residential_2035_SC B_MW_Before Competition Groups_24 | Energy Star Dehumidifier | 0.9147% | 0 | 7.8253 | Residential_2035_SC B_MW_Before Competition Groups_Energy Star Dehumidifier
Residential | Res ¦ Air Sealing | 2035 | SC B | MW | Before Competition Groups | 6.1098 | 0 | 0 | 855.5445 | 0.0071414 | 25 | Residential_2035_SC B_MW_Before Competition Groups_25 | Air Sealing | 0.7141% | 0 | 6.1098 | Residential_2035_SC B_MW_Before Competition Groups_Air Sealing
Residential | Res ¦ Floor Insulation | 2035 | SC B | MW | Before Competition Groups | 5.8042 | 0 | 0 | 855.5445 | 0.0067842 | 26 | Residential_2035_SC B_MW_Before Competition Groups_26 | Floor Insulation | 0.6784% | 0 | 5.8042 | Residential_2035_SC B_MW_Before Competition Groups_Floor Insulation
Residential | Res ¦ Duct Insulation | 2035 | SC B | MW | Before Competition Groups | 5.496 | 0 | 0 | 855.5445 | 0.006424 | 27 | Residential_2035_SC B_MW_Before Competition Groups_27 | Duct Insulation | 0.6424% | 0 | 5.496 | Residential_2035_SC B_MW_Before Competition Groups_Duct Insulation
Residential | Res ¦ Energy Star Light Fixture | 2035 | SC B | MW | Before Competition Groups | 4.2413 | 0 | 0 | 855.5445 | 0.0049574 | 28 | Residential_2035_SC B_MW_Before Competition Groups_28 | Energy Star Light Fixture | 0.4957% | 0 | 4.2413 | Residential_2035_SC B_MW_Before Competition Groups_Energy Star Light Fixture
Residential | Res ¦ Outside Air Economizer | 2035 | SC B | MW | Before Competition Groups | 3.646 | 0 | 0 | 855.5445 | 0.0042617 | 29 | Residential_2035_SC B_MW_Before Competition Groups_29 | Outside Air Economizer | 0.4262% | 0 | 3.646 | Residential_2035_SC B_MW_Before Competition Groups_Outside Air Economizer
Residential | Res ¦ LED Tube Re-Lamp | 2035 | SC B | MW | Before Competition Groups | 3.5711 | 0 | 0 | 855.5445 | 0.0041741 | 30 | Residential_2035_SC B_MW_Before Competition Groups_30 | LED Tube Re-Lamp | 0.4174% | 0 | 3.5711 | Residential_2035_SC B_MW_Before Competition Groups_LED Tube Re-Lamp
Residential | Res ¦ Minimize Hot and Warm Clothes Wash | 2035 | SC B | MW | Before Competition Groups | 3.05 | 0 | 0 | 855.5445 | 0.0035649 | 31 | Residential_2035_SC B_MW_Before Competition Groups_31 | Minimize Hot and Warm Clothes Wash | 0.3565% | 0 | 3.05 | Residential_2035_SC B_MW_Before Competition Groups_Minimize Hot and Warm Clothes Wash
Residential | Res ¦ Heat Recovery Ventilator | 2035 | SC B | MW | Before Competition Groups | 2.8232 | 0 | 0 | 855.5445 | 0.0032999 | 32 | Residential_2035_SC B_MW_Before Competition Groups_32 | Heat Recovery Ventilator | 0.33% | 0 | 2.8232 | Residential_2035_SC B_MW_Before Competition Groups_Heat Recovery Ventilator
Residential | Res ¦ Duct Insulation MF | 2035 | SC B | MW | Before Competition Groups | 2.2835 | 0 | 0 | 855.5445 | 0.0026691 | 33 | Residential_2035_SC B_MW_Before Competition Groups_33 | Duct Insulation MF | 0.2669% | 0 | 2.2835 | Residential_2035_SC B_MW_Before Competition Groups_Duct Insulation MF
Residential | Res ¦ Demand Control Ventilation | 2035 | SC B | MW | Before Competition Groups | 2.1923 | 0 | 0 | 855.5445 | 0.0025625 | 34 | Residential_2035_SC B_MW_Before Competition Groups_34 | Demand Control Ventilation | 0.2562% | 0 | 2.1923 | Residential_2035_SC B_MW_Before Competition Groups_Demand Control Ventilation
Residential | Res ¦ Furnace Whistle | 2035 | SC B | MW | Before Competition Groups | 2.1068 | 0 | 0 | 855.5445 | 0.0024625 | 35 | Residential_2035_SC B_MW_Before Competition Groups_35 | Furnace Whistle | 0.2463% | 0 | 2.1068 | Residential_2035_SC B_MW_Before Competition Groups_Furnace Whistle
Residential | Res ¦ ENERGY STAR LED LAMPS (REFLECTOR LAMPs/MR16/PAR 16) | 2035 | SC B | MW | Before Competition Groups | 2.0624 | 0 | 0 | 855.5445 | 0.0024106 | 36 | Residential_2035_SC B_MW_Before Competition Groups_36 | ENERGY STAR LED LAMPS (REFLECTOR LAMPs/MR16/PAR 16) | 0.2411% | 0 | 2.0624 | Residential_2035_SC B_MW_Before Competition Groups_ENERGY STAR LED LAMPS (REFLECTOR LAMPs/MR16/PAR 16)
Residential | Res ¦ CO Sensors for parking garage exhaust fans | 2035 | SC B | MW | Before Competition Groups | 1.9813 | 0 | 0 | 855.5445 | 0.0023158 | 37 | Residential_2035_SC B_MW_Before Competition Groups_37 | CO Sensors for parking garage exhaust fans | 0.2316% | 0 | 1.9813 | Residential_2035_SC B_MW_Before Competition Groups_CO Sensors for parking garage exhaust fans
Residential | Res ¦ Comprehensive Draft Proofing | 2035 | SC B | MW | Before Competition Groups | 1.7902 | 0 | 0 | 855.5445 | 0.0020925 | 38 | Residential_2035_SC B_MW_Before Competition Groups_38 | Comprehensive Draft Proofing | 0.2093% | 0 | 1.7902 | Residential_2035_SC B_MW_Before Competition Groups_Comprehensive Draft Proofing
Residential | Res ¦ Variable Frequency Drive (VFD) | 2035 | SC B | MW | Before Competition Groups | 1.7364 | 0 | 0 | 855.5445 | 0.0020296 | 39 | Residential_2035_SC B_MW_Before Competition Groups_39 | Variable Frequency Drive (VFD) | 0.203% | 0 | 1.7364 | Residential_2035_SC B_MW_Before Competition Groups_Variable Frequency Drive (VFD)
Residential | Res ¦ Tankless Water Heater | 2035 | SC B | MW | Before Competition Groups | 1.7335 | 0 | 0 | 855.5445 | 0.0020262 | 40 | Residential_2035_SC B_MW_Before Competition Groups_40 | Tankless Water Heater | 0.2026% | 0 | 1.7335 | Residential_2035_SC B_MW_Before Competition Groups_Tankless Water Heater
Residential | Res ¦ Condensing Make Up Air Unit | 2035 | SC B | MW | Before Competition Groups | 1.5111 | 0 | 0 | 855.5445 | 0.0017663 | 41 | Residential_2035_SC B_MW_Before Competition Groups_41 | Condensing Make Up Air Unit | 0.1766% | 0 | 1.5111 | Residential_2035_SC B_MW_Before Competition Groups_Condensing Make Up Air Unit
Residential | Res ¦ Water Heater Temperature Setback | 2035 | SC B | MW | Before Competition Groups | 1.0982 | 0 | 0 | 855.5445 | 0.0012836 | 42 | Residential_2035_SC B_MW_Before Competition Groups_42 | Water Heater Temperature Setback | 0.1284% | 0 | 1.0982 | Residential_2035_SC B_MW_Before Competition Groups_Water Heater Temperature Setback
Residential | Res ¦ LED Parking Lot Fixture | 2035 | SC B | MW | Before Competition Groups | 0.94233 | 0 | 0 | 855.5445 | 0.0011014 | 43 | Residential_2035_SC B_MW_Before Competition Groups_43 | LED Parking Lot Fixture | 0.1101% | 0 | 0.94233 | Residential_2035_SC B_MW_Before Competition Groups_LED Parking Lot Fixture
Residential | Res ¦ LED Downlight | 2035 | SC B | MW | Before Competition Groups | 0.74379 | 0 | 0 | 855.5445 | 0.00086937 | 44 | Residential_2035_SC B_MW_Before Competition Groups_44 | LED Downlight | 0.08694% | 0 | 0.74379 | Residential_2035_SC B_MW_Before Competition Groups_LED Downlight
Residential | Res ¦ VFD on Pumps | 2035 | SC B | MW | Before Competition Groups | 0.53396 | 0 | 0 | 855.5445 | 0.00062411 | 45 | Residential_2035_SC B_MW_Before Competition Groups_45 | VFD on Pumps | 0.06241% | 0 | 0.53396 | Residential_2035_SC B_MW_Before Competition Groups_VFD on Pumps
Residential | Res ¦ ENERGY STAR LED Lamps (General Service Lamps) | 2035 | SC B | MW | Before Competition Groups | 0.45507 | 0 | 0 | 855.5445 | 0.00053191 | 46 | Residential_2035_SC B_MW_Before Competition Groups_46 | ENERGY STAR LED Lamps (General Service Lamps) | 0.05319% | 0 | 0.45507 | Residential_2035_SC B_MW_Before Competition Groups_ENERGY STAR LED Lamps (General Service Lamps)
Residential | Res ¦ LED Exterior Area Lights - LED Fixture (200W) | 2035 | SC B | MW | Before Competition Groups | 0.43138 | 0 | 0 | 855.5445 | 0.00050422 | 47 | Residential_2035_SC B_MW_Before Competition Groups_47 | LED Exterior Area Lights - LED Fixture (200W) | 0.05042% | 0 | 0.43138 | Residential_2035_SC B_MW_Before Competition Groups_LED Exterior Area Lights - LED Fixture (200W)
Residential | Res ¦ ECM MOTORS FOR HVAC APPLICATION (FAN-POWERED VAV BOX) | 2035 | SC B | MW | Before Competition Groups | 0.32242 | 0 | 0 | 855.5445 | 0.00037686 | 48 | Residential_2035_SC B_MW_Before Competition Groups_48 | ECM MOTORS FOR HVAC APPLICATION (FAN-POWERED VAV BOX) | 0.03769% | 0 | 0.32242 | Residential_2035_SC B_MW_Before Competition Groups_ECM MOTORS FOR HVAC APPLICATION (FAN-POWERED VAV BOX)
Residential | Res ¦ Beverage Vending Machine Controls | 2035 | SC B | MW | Before Competition Groups | 0.23198 | 0 | 0 | 855.5445 | 0.00027115 | 49 | Residential_2035_SC B_MW_Before Competition Groups_49 | Beverage Vending Machine Controls | 0.02711% | 0 | 0.23198 | Residential_2035_SC B_MW_Before Competition Groups_Beverage Vending Machine Controls
Residential | Res ¦ Chilled Water Optimization | 2035 | SC B | MW | Before Competition Groups | 0.21577 | 0 | 0 | 855.5445 | 0.00025221 | 50 | Residential_2035_SC B_MW_Before Competition Groups_50 | Chilled Water Optimization | 0.02522% | 0 | 0.21577 | Residential_2035_SC B_MW_Before Competition Groups_Chilled Water Optimization
Residential | Res ¦ Wall Insulation | 2035 | SC B | MW | Before Competition Groups | 0.16668 | 0 | 0 | 855.5445 | 0.00019482 | 51 | Residential_2035_SC B_MW_Before Competition Groups_51 | Wall Insulation | 0.01948% | 0 | 0.16668 | Residential_2035_SC B_MW_Before Competition Groups_Wall Insulation
Residential | Res ¦ LED High Bay Fixture | 2035 | SC B | MW | Before Competition Groups | 0.026013 | 0 | 0 | 855.5445 | 3.0405e-05 | 52 | Residential_2035_SC B_MW_Before Competition Groups_52 | LED High Bay Fixture | 0.003041% | 0 | 0.026013 | Residential_2035_SC B_MW_Before Competition Groups_LED High Bay Fixture
Residential | Res ¦ Wall Insulation MF | 2035 | SC B | MW | Before Competition Groups | 0.00506 | 0 | 0 | 855.5445 | 5.9144e-06 | 53 | Residential_2035_SC B_MW_Before Competition Groups_53 | Wall Insulation MF | 0.0005914% | 0 | 0.00506 | Residential_2035_SC B_MW_Before Competition Groups_Wall Insulation MF
Residential | Res ¦ Smart Power Bar | 2035 | SC B | MW | Before Competition Groups | 0 | 0 | 0 | 855.5445 | 0 | 54 | Residential_2035_SC B_MW_Before Competition Groups_54 | Smart Power Bar | 0% | 0 | 0 | Residential_2035_SC B_MW_Before Competition Groups_Smart Power Bar
Residential | Res ¦ Ductless Mini-Split Heat Pump | 2035 | SC C | MW | Before Competition Groups | 114.0226 | 0 | 0 | 674.5367 | 0.16904 | 1 | Residential_2035_SC C_MW_Before Competition Groups_1 | Ductless Mini-Split Heat Pump | 16.9% | 0 | 114.0226 | Residential_2035_SC C_MW_Before Competition Groups_Ductless Mini-Split Heat Pump
Residential | Res ¦ Energy Star Clothes Washer | 2035 | SC C | MW | Before Competition Groups | 74.5132 | 0 | 0 | 674.5367 | 0.11047 | 2 | Residential_2035_SC C_MW_Before Competition Groups_2 | Energy Star Clothes Washer | 11.05% | 0 | 74.5132 | Residential_2035_SC C_MW_Before Competition Groups_Energy Star Clothes Washer
Residential | Res ¦ Adaptive Thermostat | 2035 | SC C | MW | Before Competition Groups | 65.7618 | 0 | 0 | 674.5367 | 0.097492 | 3 | Residential_2035_SC C_MW_Before Competition Groups_3 | Adaptive Thermostat | 9.749% | 0 | 65.7618 | Residential_2035_SC C_MW_Before Competition Groups_Adaptive Thermostat
Residential | Res ¦ Building Recommissioning, Operations and Maintenance (O&M) Improvements | 2035 | SC C | MW | Before Competition Groups | 61.8898 | 0 | 0 | 674.5367 | 0.091752 | 4 | Residential_2035_SC C_MW_Before Competition Groups_4 | Building Recommissioning, Operations and Maintenance (O&M) Improvements | 9.175% | 0 | 61.8898 | Residential_2035_SC C_MW_Before Competition Groups_Building Recommissioning, Operations and Maintenance (O&M) Improvements
Residential | Res ¦ Variable Speed Pool Pump Motor | 2035 | SC C | MW | Before Competition Groups | 44.2073 | 0 | 0 | 674.5367 | 0.065537 | 5 | Residential_2035_SC C_MW_Before Competition Groups_5 | Variable Speed Pool Pump Motor | 6.554% | 0 | 44.2073 | Residential_2035_SC C_MW_Before Competition Groups_Variable Speed Pool Pump Motor
Residential | Res ¦ Energy Star Air Source Heat Pump | 2035 | SC C | MW | Before Competition Groups | 31.6046 | 0 | 0 | 674.5367 | 0.046854 | 6 | Residential_2035_SC C_MW_Before Competition Groups_6 | Energy Star Air Source Heat Pump | 4.685% | 0 | 31.6046 | Residential_2035_SC C_MW_Before Competition Groups_Energy Star Air Source Heat Pump
Residential | Res ¦ Energy Star LED Specialty Bulbs | 2035 | SC C | MW | Before Competition Groups | 31.2213 | 0 | 0 | 674.5367 | 0.046286 | 7 | Residential_2035_SC C_MW_Before Competition Groups_7 | Energy Star LED Specialty Bulbs | 4.629% | 0 | 31.2213 | Residential_2035_SC C_MW_Before Competition Groups_Energy Star LED Specialty Bulbs
Residential | Res ¦ Energy Star Room Air Conditioner | 2035 | SC C | MW | Before Competition Groups | 29.97 | 0 | 0 | 674.5367 | 0.044431 | 8 | Residential_2035_SC C_MW_Before Competition Groups_8 | Energy Star Room Air Conditioner | 4.443% | 0 | 29.97 | Residential_2035_SC C_MW_Before Competition Groups_Energy Star Room Air Conditioner
Residential | Res ¦ Basement Wall Insulation | 2035 | SC C | MW | Before Competition Groups | 28.7296 | 0 | 0 | 674.5367 | 0.042592 | 9 | Residential_2035_SC C_MW_Before Competition Groups_9 | Basement Wall Insulation | 4.259% | 0 | 28.7296 | Residential_2035_SC C_MW_Before Competition Groups_Basement Wall Insulation
Residential | Res ¦ Attic Insulation | 2035 | SC C | MW | Before Competition Groups | 21.616 | 0 | 0 | 674.5367 | 0.032046 | 10 | Residential_2035_SC C_MW_Before Competition Groups_10 | Attic Insulation | 3.205% | 0 | 21.616 | Residential_2035_SC C_MW_Before Competition Groups_Attic Insulation
Residential | Res ¦ Energy Star Clothes Dryer | 2035 | SC C | MW | Before Competition Groups | 18.825 | 0 | 0 | 674.5367 | 0.027908 | 11 | Residential_2035_SC C_MW_Before Competition Groups_11 | Energy Star Clothes Dryer | 2.791% | 0 | 18.825 | Residential_2035_SC C_MW_Before Competition Groups_Energy Star Clothes Dryer
Residential | Res ¦ Energy Star A Line, PAR, MR Lamps | 2035 | SC C | MW | Before Competition Groups | 15.201 | 0 | 0 | 674.5367 | 0.022535 | 12 | Residential_2035_SC C_MW_Before Competition Groups_12 | Energy Star A Line, PAR, MR Lamps | 2.254% | 0 | 15.201 | Residential_2035_SC C_MW_Before Competition Groups_Energy Star A Line, PAR, MR Lamps
Residential | Res ¦ Smart Burners | 2035 | SC C | MW | Before Competition Groups | 14.6264 | 0 | 0 | 674.5367 | 0.021684 | 13 | Residential_2035_SC C_MW_Before Competition Groups_13 | Smart Burners | 2.168% | 0 | 14.6264 | Residential_2035_SC C_MW_Before Competition Groups_Smart Burners
Residential | Res ¦ Energy Star LED Bulbs General Purpose LEDs | 2035 | SC C | MW | Before Competition Groups | 12.2295 | 0 | 0 | 674.5367 | 0.01813 | 14 | Residential_2035_SC C_MW_Before Competition Groups_14 | Energy Star LED Bulbs General Purpose LEDs | 1.813% | 0 | 12.2295 | Residential_2035_SC C_MW_Before Competition Groups_Energy Star LED Bulbs General Purpose LEDs
Residential | Res ¦ Home Energy Reports | 2035 | SC C | MW | Before Competition Groups | 10.7598 | 0 | 0 | 674.5367 | 0.015951 | 15 | Residential_2035_SC C_MW_Before Competition Groups_15 | Home Energy Reports | 1.595% | 0 | 10.7598 | Residential_2035_SC C_MW_Before Competition Groups_Home Energy Reports
Residential | Res ¦ High Efficiency Chiller (avg of water and air cooled) | 2035 | SC C | MW | Before Competition Groups | 10.5687 | 0 | 0 | 674.5367 | 0.015668 | 16 | Residential_2035_SC C_MW_Before Competition Groups_16 | High Efficiency Chiller (avg of water and air cooled) | 1.567% | 0 | 10.5687 | Residential_2035_SC C_MW_Before Competition Groups_High Efficiency Chiller (avg of water and air cooled)
Residential | Res ¦ Advanced BAS/Controllers | 2035 | SC C | MW | Before Competition Groups | 9.0583 | 0 | 0 | 674.5367 | 0.013429 | 17 | Residential_2035_SC C_MW_Before Competition Groups_17 | Advanced BAS/Controllers | 1.343% | 0 | 9.0583 | Residential_2035_SC C_MW_Before Competition Groups_Advanced BAS/Controllers
Residential | Res ¦ Energy Star Torchiere | 2035 | SC C | MW | Before Competition Groups | 8.7094 | 0 | 0 | 674.5367 | 0.012912 | 18 | Residential_2035_SC C_MW_Before Competition Groups_18 | Energy Star Torchiere | 1.291% | 0 | 8.7094 | Residential_2035_SC C_MW_Before Competition Groups_Energy Star Torchiere
Residential | Res ¦ Occupancy Sensors MF | 2035 | SC C | MW | Before Competition Groups | 7.3145 | 0 | 0 | 674.5367 | 0.010844 | 19 | Residential_2035_SC C_MW_Before Competition Groups_19 | Occupancy Sensors MF | 1.084% | 0 | 7.3145 | Residential_2035_SC C_MW_Before Competition Groups_Occupancy Sensors MF
Residential | Res ¦ Refrigerator Recycling | 2035 | SC C | MW | Before Competition Groups | 7.1036 | 0 | 0 | 674.5367 | 0.010531 | 20 | Residential_2035_SC C_MW_Before Competition Groups_20 | Refrigerator Recycling | 1.053% | 0 | 7.1036 | Residential_2035_SC C_MW_Before Competition Groups_Refrigerator Recycling
Residential | Res ¦ Energy Star Freezer | 2035 | SC C | MW | Before Competition Groups | 6.9486 | 0 | 0 | 674.5367 | 0.010301 | 21 | Residential_2035_SC C_MW_Before Competition Groups_21 | Energy Star Freezer | 1.03% | 0 | 6.9486 | Residential_2035_SC C_MW_Before Competition Groups_Energy Star Freezer
Residential | Res ¦ Air Sealing | 2035 | SC C | MW | Before Competition Groups | 5.5522 | 0 | 0 | 674.5367 | 0.0082311 | 22 | Residential_2035_SC C_MW_Before Competition Groups_22 | Air Sealing | 0.8231% | 0 | 5.5522 | Residential_2035_SC C_MW_Before Competition Groups_Air Sealing
Residential | Res ¦ Energy Star Dehumidifier | 2035 | SC C | MW | Before Competition Groups | 5.0582 | 0 | 0 | 674.5367 | 0.0074988 | 23 | Residential_2035_SC C_MW_Before Competition Groups_23 | Energy Star Dehumidifier | 0.7499% | 0 | 5.0582 | Residential_2035_SC C_MW_Before Competition Groups_Energy Star Dehumidifier
Residential | Res ¦ Floor Insulation | 2035 | SC C | MW | Before Competition Groups | 4.5301 | 0 | 0 | 674.5367 | 0.0067158 | 24 | Residential_2035_SC C_MW_Before Competition Groups_24 | Floor Insulation | 0.6716% | 0 | 4.5301 | Residential_2035_SC C_MW_Before Competition Groups_Floor Insulation
Residential | Res ¦ Energy Star Light Fixture | 2035 | SC C | MW | Before Competition Groups | 3.9849 | 0 | 0 | 674.5367 | 0.0059077 | 25 | Residential_2035_SC C_MW_Before Competition Groups_25 | Energy Star Light Fixture | 0.5908% | 0 | 3.9849 | Residential_2035_SC C_MW_Before Competition Groups_Energy Star Light Fixture
Residential | Res ¦ LED Tube Re-Lamp | 2035 | SC C | MW | Before Competition Groups | 3.5711 | 0 | 0 | 674.5367 | 0.0052942 | 26 | Residential_2035_SC C_MW_Before Competition Groups_26 | LED Tube Re-Lamp | 0.5294% | 0 | 3.5711 | Residential_2035_SC C_MW_Before Competition Groups_LED Tube Re-Lamp
Residential | Res ¦ Minimize Hot and Warm Clothes Wash | 2035 | SC C | MW | Before Competition Groups | 3.05 | 0 | 0 | 674.5367 | 0.0045216 | 27 | Residential_2035_SC C_MW_Before Competition Groups_27 | Minimize Hot and Warm Clothes Wash | 0.4522% | 0 | 3.05 | Residential_2035_SC C_MW_Before Competition Groups_Minimize Hot and Warm Clothes Wash
Residential | Res ¦ Outside Air Economizer | 2035 | SC C | MW | Before Competition Groups | 2.9987 | 0 | 0 | 674.5367 | 0.0044456 | 28 | Residential_2035_SC C_MW_Before Competition Groups_28 | Outside Air Economizer | 0.4446% | 0 | 2.9987 | Residential_2035_SC C_MW_Before Competition Groups_Outside Air Economizer
Residential | Res ¦ Duct Insulation MF | 2035 | SC C | MW | Before Competition Groups | 2.0861 | 0 | 0 | 674.5367 | 0.0030927 | 29 | Residential_2035_SC C_MW_Before Competition Groups_29 | Duct Insulation MF | 0.3093% | 0 | 2.0861 | Residential_2035_SC C_MW_Before Competition Groups_Duct Insulation MF
Residential | Res ¦ ENERGY STAR LED LAMPS (REFLECTOR LAMPs/MR16/PAR 16) | 2035 | SC C | MW | Before Competition Groups | 2.0624 | 0 | 0 | 674.5367 | 0.0030575 | 30 | Residential_2035_SC C_MW_Before Competition Groups_30 | ENERGY STAR LED LAMPS (REFLECTOR LAMPs/MR16/PAR 16) | 0.3057% | 0 | 2.0624 | Residential_2035_SC C_MW_Before Competition Groups_ENERGY STAR LED LAMPS (REFLECTOR LAMPs/MR16/PAR 16)
Residential | Res ¦ Demand Control Ventilation | 2035 | SC C | MW | Before Competition Groups | 1.592 | 0 | 0 | 674.5367 | 0.0023601 | 31 | Residential_2035_SC C_MW_Before Competition Groups_31 | Demand Control Ventilation | 0.236% | 0 | 1.592 | Residential_2035_SC C_MW_Before Competition Groups_Demand Control Ventilation
Residential | Res ¦ Duct Insulation | 2035 | SC C | MW | Before Competition Groups | 1.5803 | 0 | 0 | 674.5367 | 0.0023428 | 32 | Residential_2035_SC C_MW_Before Competition Groups_32 | Duct Insulation | 0.2343% | 0 | 1.5803 | Residential_2035_SC C_MW_Before Competition Groups_Duct Insulation
Residential | Res ¦ Furnace Whistle | 2035 | SC C | MW | Before Competition Groups | 1.5298 | 0 | 0 | 674.5367 | 0.0022679 | 33 | Residential_2035_SC C_MW_Before Competition Groups_33 | Furnace Whistle | 0.2268% | 0 | 1.5298 | Residential_2035_SC C_MW_Before Competition Groups_Furnace Whistle
Residential | Res ¦ CO Sensors for parking garage exhaust fans | 2035 | SC C | MW | Before Competition Groups | 1.4387 | 0 | 0 | 674.5367 | 0.0021329 | 34 | Residential_2035_SC C_MW_Before Competition Groups_34 | CO Sensors for parking garage exhaust fans | 0.2133% | 0 | 1.4387 | Residential_2035_SC C_MW_Before Competition Groups_CO Sensors for parking garage exhaust fans
Residential | Res ¦ Comprehensive Draft Proofing | 2035 | SC C | MW | Before Competition Groups | 1.3 | 0 | 0 | 674.5367 | 0.0019272 | 35 | Residential_2035_SC C_MW_Before Competition Groups_35 | Comprehensive Draft Proofing | 0.1927% | 0 | 1.3 | Residential_2035_SC C_MW_Before Competition Groups_Comprehensive Draft Proofing
Residential | Res ¦ Variable Frequency Drive (VFD) | 2035 | SC C | MW | Before Competition Groups | 1.2609 | 0 | 0 | 674.5367 | 0.0018692 | 36 | Residential_2035_SC C_MW_Before Competition Groups_36 | Variable Frequency Drive (VFD) | 0.1869% | 0 | 1.2609 | Residential_2035_SC C_MW_Before Competition Groups_Variable Frequency Drive (VFD)
Residential | Res ¦ Tankless Water Heater | 2035 | SC C | MW | Before Competition Groups | 1.2107 | 0 | 0 | 674.5367 | 0.0017949 | 37 | Residential_2035_SC C_MW_Before Competition Groups_37 | Tankless Water Heater | 0.1795% | 0 | 1.2107 | Residential_2035_SC C_MW_Before Competition Groups_Tankless Water Heater
Residential | Res ¦ Condensing Make Up Air Unit | 2035 | SC C | MW | Before Competition Groups | 1.188 | 0 | 0 | 674.5367 | 0.0017612 | 38 | Residential_2035_SC C_MW_Before Competition Groups_38 | Condensing Make Up Air Unit | 0.1761% | 0 | 1.188 | Residential_2035_SC C_MW_Before Competition Groups_Condensing Make Up Air Unit
Residential | Res ¦ LED Parking Lot Fixture | 2035 | SC C | MW | Before Competition Groups | 0.89447 | 0 | 0 | 674.5367 | 0.0013261 | 39 | Residential_2035_SC C_MW_Before Competition Groups_39 | LED Parking Lot Fixture | 0.1326% | 0 | 0.89447 | Residential_2035_SC C_MW_Before Competition Groups_LED Parking Lot Fixture
Residential | Res ¦ Water Heater Temperature Setback | 2035 | SC C | MW | Before Competition Groups | 0.79743 | 0 | 0 | 674.5367 | 0.0011822 | 40 | Residential_2035_SC C_MW_Before Competition Groups_40 | Water Heater Temperature Setback | 0.1182% | 0 | 0.79743 | Residential_2035_SC C_MW_Before Competition Groups_Water Heater Temperature Setback
Residential | Res ¦ LED Downlight | 2035 | SC C | MW | Before Competition Groups | 0.74379 | 0 | 0 | 674.5367 | 0.0011027 | 41 | Residential_2035_SC C_MW_Before Competition Groups_41 | LED Downlight | 0.1103% | 0 | 0.74379 | Residential_2035_SC C_MW_Before Competition Groups_LED Downlight
Residential | Res ¦ Heat Recovery Ventilator | 2035 | SC C | MW | Before Competition Groups | 0.69868 | 0 | 0 | 674.5367 | 0.0010358 | 42 | Residential_2035_SC C_MW_Before Competition Groups_42 | Heat Recovery Ventilator | 0.1036% | 0 | 0.69868 | Residential_2035_SC C_MW_Before Competition Groups_Heat Recovery Ventilator
Residential | Res ¦ Clothes Drying Racks | 2035 | SC C | MW | Before Competition Groups | 0.575 | 0 | 0 | 674.5367 | 0.00085243 | 43 | Residential_2035_SC C_MW_Before Competition Groups_43 | Clothes Drying Racks | 0.08524% | 0 | 0.575 | Residential_2035_SC C_MW_Before Competition Groups_Clothes Drying Racks
Residential | Res ¦ ENERGY STAR LED Lamps (General Service Lamps) | 2035 | SC C | MW | Before Competition Groups | 0.45507 | 0 | 0 | 674.5367 | 0.00067465 | 44 | Residential_2035_SC C_MW_Before Competition Groups_44 | ENERGY STAR LED Lamps (General Service Lamps) | 0.06746% | 0 | 0.45507 | Residential_2035_SC C_MW_Before Competition Groups_ENERGY STAR LED Lamps (General Service Lamps)
Residential | Res ¦ LED Exterior Area Lights - LED Fixture (200W) | 2035 | SC C | MW | Before Competition Groups | 0.43138 | 0 | 0 | 674.5367 | 0.00063953 | 45 | Residential_2035_SC C_MW_Before Competition Groups_45 | LED Exterior Area Lights - LED Fixture (200W) | 0.06395% | 0 | 0.43138 | Residential_2035_SC C_MW_Before Competition Groups_LED Exterior Area Lights - LED Fixture (200W)
Residential | Res ¦ VFD on Pumps | 2035 | SC C | MW | Before Competition Groups | 0.38773 | 0 | 0 | 674.5367 | 0.00057481 | 46 | Residential_2035_SC C_MW_Before Competition Groups_46 | VFD on Pumps | 0.05748% | 0 | 0.38773 | Residential_2035_SC C_MW_Before Competition Groups_VFD on Pumps
Residential | Res ¦ ECM MOTORS FOR HVAC APPLICATION (FAN-POWERED VAV BOX) | 2035 | SC C | MW | Before Competition Groups | 0.22807 | 0 | 0 | 674.5367 | 0.00033811 | 47 | Residential_2035_SC C_MW_Before Competition Groups_47 | ECM MOTORS FOR HVAC APPLICATION (FAN-POWERED VAV BOX) | 0.03381% | 0 | 0.22807 | Residential_2035_SC C_MW_Before Competition Groups_ECM MOTORS FOR HVAC APPLICATION (FAN-POWERED VAV BOX)
Residential | Res ¦ Chilled Water Optimization | 2035 | SC C | MW | Before Competition Groups | 0.17222 | 0 | 0 | 674.5367 | 0.00025532 | 48 | Residential_2035_SC C_MW_Before Competition Groups_48 | Chilled Water Optimization | 0.02553% | 0 | 0.17222 | Residential_2035_SC C_MW_Before Competition Groups_Chilled Water Optimization
Residential | Res ¦ Beverage Vending Machine Controls | 2035 | SC C | MW | Before Competition Groups | 0.15845 | 0 | 0 | 674.5367 | 0.00023491 | 49 | Residential_2035_SC C_MW_Before Competition Groups_49 | Beverage Vending Machine Controls | 0.02349% | 0 | 0.15845 | Residential_2035_SC C_MW_Before Competition Groups_Beverage Vending Machine Controls
Residential | Res ¦ Wall Insulation | 2035 | SC C | MW | Before Competition Groups | 0.087735 | 0 | 0 | 674.5367 | 0.00013007 | 50 | Residential_2035_SC C_MW_Before Competition Groups_50 | Wall Insulation | 0.01301% | 0 | 0.087735 | Residential_2035_SC C_MW_Before Competition Groups_Wall Insulation
Residential | Res ¦ LED High Bay Fixture | 2035 | SC C | MW | Before Competition Groups | 0.026013 | 0 | 0 | 674.5367 | 3.8564e-05 | 51 | Residential_2035_SC C_MW_Before Competition Groups_51 | LED High Bay Fixture | 0.003856% | 0 | 0.026013 | Residential_2035_SC C_MW_Before Competition Groups_LED High Bay Fixture
Residential | Res ¦ Wall Insulation MF | 2035 | SC C | MW | Before Competition Groups | 0.0050603 | 0 | 0 | 674.5367 | 7.502e-06 | 52 | Residential_2035_SC C_MW_Before Competition Groups_52 | Wall Insulation MF | 0.0007502% | 0 | 0.0050603 | Residential_2035_SC C_MW_Before Competition Groups_Wall Insulation MF
Residential | Res ¦ Freezer Recycling | 2035 | SC C | MW | Before Competition Groups | 0.00049266 | 0 | 0 | 674.5367 | 7.3037e-07 | 53 | Residential_2035_SC C_MW_Before Competition Groups_53 | Freezer Recycling | 7.304e-05% | 0 | 0.00049266 | Residential_2035_SC C_MW_Before Competition Groups_Freezer Recycling
Residential | Res ¦ Smart Power Bar | 2035 | SC C | MW | Before Competition Groups | 0 | 0 | 0 | 674.5367 | 0 | 54 | Residential_2035_SC C_MW_Before Competition Groups_54 | Smart Power Bar | 0% | 0 | 0 | Residential_2035_SC C_MW_Before Competition Groups_Smart Power Bar
Residential | Res ¦ Ductless Mini-Split Heat Pump | 2035 | SC D | MW | Before Competition Groups | 114.0284 | 0 | 0 | 551.9913 | 0.20658 | 1 | Residential_2035_SC D_MW_Before Competition Groups_1 | Ductless Mini-Split Heat Pump | 20.66% | 0 | 114.0284 | Residential_2035_SC D_MW_Before Competition Groups_Ductless Mini-Split Heat Pump
Residential | Res ¦ Building Recommissioning, Operations and Maintenance (O&M) Improvements | 2035 | SC D | MW | Before Competition Groups | 61.8898 | 0 | 0 | 551.9913 | 0.11212 | 2 | Residential_2035_SC D_MW_Before Competition Groups_2 | Building Recommissioning, Operations and Maintenance (O&M) Improvements | 11.21% | 0 | 61.8898 | Residential_2035_SC D_MW_Before Competition Groups_Building Recommissioning, Operations and Maintenance (O&M) Improvements
Residential | Res ¦ Energy Star Clothes Washer | 2035 | SC D | MW | Before Competition Groups | 49.6146 | 0 | 0 | 551.9913 | 0.089883 | 3 | Residential_2035_SC D_MW_Before Competition Groups_3 | Energy Star Clothes Washer | 8.988% | 0 | 49.6146 | Residential_2035_SC D_MW_Before Competition Groups_Energy Star Clothes Washer
Residential | Res ¦ Adaptive Thermostat | 2035 | SC D | MW | Before Competition Groups | 38.3856 | 0 | 0 | 551.9913 | 0.06954 | 4 | Residential_2035_SC D_MW_Before Competition Groups_4 | Adaptive Thermostat | 6.954% | 0 | 38.3856 | Residential_2035_SC D_MW_Before Competition Groups_Adaptive Thermostat
Residential | Res ¦ Energy Star Air Source Heat Pump | 2035 | SC D | MW | Before Competition Groups | 31.6046 | 0 | 0 | 551.9913 | 0.057256 | 5 | Residential_2035_SC D_MW_Before Competition Groups_5 | Energy Star Air Source Heat Pump | 5.726% | 0 | 31.6046 | Residential_2035_SC D_MW_Before Competition Groups_Energy Star Air Source Heat Pump
Residential | Res ¦ Variable Speed Pool Pump Motor | 2035 | SC D | MW | Before Competition Groups | 30.2111 | 0 | 0 | 551.9913 | 0.054731 | 6 | Residential_2035_SC D_MW_Before Competition Groups_6 | Variable Speed Pool Pump Motor | 5.473% | 0 | 30.2111 | Residential_2035_SC D_MW_Before Competition Groups_Variable Speed Pool Pump Motor
Residential | Res ¦ Energy Star Room Air Conditioner | 2035 | SC D | MW | Before Competition Groups | 29.829 | 0 | 0 | 551.9913 | 0.054039 | 7 | Residential_2035_SC D_MW_Before Competition Groups_7 | Energy Star Room Air Conditioner | 5.404% | 0 | 29.829 | Residential_2035_SC D_MW_Before Competition Groups_Energy Star Room Air Conditioner
Residential | Res ¦ Basement Wall Insulation | 2035 | SC D | MW | Before Competition Groups | 27.5735 | 0 | 0 | 551.9913 | 0.049953 | 8 | Residential_2035_SC D_MW_Before Competition Groups_8 | Basement Wall Insulation | 4.995% | 0 | 27.5735 | Residential_2035_SC D_MW_Before Competition Groups_Basement Wall Insulation
Residential | Res ¦ Energy Star LED Bulbs General Purpose LEDs | 2035 | SC D | MW | Before Competition Groups | 22.5661 | 0 | 0 | 551.9913 | 0.040881 | 9 | Residential_2035_SC D_MW_Before Competition Groups_9 | Energy Star LED Bulbs General Purpose LEDs | 4.088% | 0 | 22.5661 | Residential_2035_SC D_MW_Before Competition Groups_Energy Star LED Bulbs General Purpose LEDs
Residential | Res ¦ Energy Star LED Specialty Bulbs | 2035 | SC D | MW | Before Competition Groups | 21.6008 | 0 | 0 | 551.9913 | 0.039133 | 10 | Residential_2035_SC D_MW_Before Competition Groups_10 | Energy Star LED Specialty Bulbs | 3.913% | 0 | 21.6008 | Residential_2035_SC D_MW_Before Competition Groups_Energy Star LED Specialty Bulbs
Residential | Res ¦ Energy Star A Line, PAR, MR Lamps | 2035 | SC D | MW | Before Competition Groups | 15.2251 | 0 | 0 | 551.9913 | 0.027582 | 11 | Residential_2035_SC D_MW_Before Competition Groups_11 | Energy Star A Line, PAR, MR Lamps | 2.758% | 0 | 15.2251 | Residential_2035_SC D_MW_Before Competition Groups_Energy Star A Line, PAR, MR Lamps
Residential | Res ¦ Attic Insulation | 2035 | SC D | MW | Before Competition Groups | 11.3203 | 0 | 0 | 551.9913 | 0.020508 | 12 | Residential_2035_SC D_MW_Before Competition Groups_12 | Attic Insulation | 2.051% | 0 | 11.3203 | Residential_2035_SC D_MW_Before Competition Groups_Attic Insulation
Residential | Res ¦ Home Energy Reports | 2035 | SC D | MW | Before Competition Groups | 10.7598 | 0 | 0 | 551.9913 | 0.019493 | 13 | Residential_2035_SC D_MW_Before Competition Groups_13 | Home Energy Reports | 1.949% | 0 | 10.7598 | Residential_2035_SC D_MW_Before Competition Groups_Home Energy Reports
Residential | Res ¦ High Efficiency Chiller (avg of water and air cooled) | 2035 | SC D | MW | Before Competition Groups | 10.5687 | 0 | 0 | 551.9913 | 0.019146 | 14 | Residential_2035_SC D_MW_Before Competition Groups_14 | High Efficiency Chiller (avg of water and air cooled) | 1.915% | 0 | 10.5687 | Residential_2035_SC D_MW_Before Competition Groups_High Efficiency Chiller (avg of water and air cooled)
Residential | Res ¦ Energy Star Clothes Dryer | 2035 | SC D | MW | Before Competition Groups | 10.0279 | 0 | 0 | 551.9913 | 0.018167 | 15 | Residential_2035_SC D_MW_Before Competition Groups_15 | Energy Star Clothes Dryer | 1.817% | 0 | 10.0279 | Residential_2035_SC D_MW_Before Competition Groups_Energy Star Clothes Dryer
Residential | Res ¦ Advanced BAS/Controllers | 2035 | SC D | MW | Before Competition Groups | 9.0583 | 0 | 0 | 551.9913 | 0.01641 | 16 | Residential_2035_SC D_MW_Before Competition Groups_16 | Advanced BAS/Controllers | 1.641% | 0 | 9.0583 | Residential_2035_SC D_MW_Before Competition Groups_Advanced BAS/Controllers
Residential | Res ¦ Energy Star Torchiere | 2035 | SC D | MW | Before Competition Groups | 7.6821 | 0 | 0 | 551.9913 | 0.013917 | 17 | Residential_2035_SC D_MW_Before Competition Groups_17 | Energy Star Torchiere | 1.392% | 0 | 7.6821 | Residential_2035_SC D_MW_Before Competition Groups_Energy Star Torchiere
Residential | Res ¦ Occupancy Sensors MF | 2035 | SC D | MW | Before Competition Groups | 7.3145 | 0 | 0 | 551.9913 | 0.013251 | 18 | Residential_2035_SC D_MW_Before Competition Groups_18 | Occupancy Sensors MF | 1.325% | 0 | 7.3145 | Residential_2035_SC D_MW_Before Competition Groups_Occupancy Sensors MF
Residential | Res ¦ Smart Burners | 2035 | SC D | MW | Before Competition Groups | 4.908 | 0 | 0 | 551.9913 | 0.0088915 | 19 | Residential_2035_SC D_MW_Before Competition Groups_19 | Smart Burners | 0.8891% | 0 | 4.908 | Residential_2035_SC D_MW_Before Competition Groups_Smart Burners
Residential | Res ¦ Refrigerator Recycling | 2035 | SC D | MW | Before Competition Groups | 4.5445 | 0 | 0 | 551.9913 | 0.008233 | 20 | Residential_2035_SC D_MW_Before Competition Groups_20 | Refrigerator Recycling | 0.8233% | 0 | 4.5445 | Residential_2035_SC D_MW_Before Competition Groups_Refrigerator Recycling
Residential | Res ¦ Energy Star Freezer | 2035 | SC D | MW | Before Competition Groups | 3.7172 | 0 | 0 | 551.9913 | 0.0067341 | 21 | Residential_2035_SC D_MW_Before Competition Groups_21 | Energy Star Freezer | 0.6734% | 0 | 3.7172 | Residential_2035_SC D_MW_Before Competition Groups_Energy Star Freezer
Residential | Res ¦ LED Tube Re-Lamp | 2035 | SC D | MW | Before Competition Groups | 3.5633 | 0 | 0 | 551.9913 | 0.0064553 | 22 | Residential_2035_SC D_MW_Before Competition Groups_22 | LED Tube Re-Lamp | 0.6455% | 0 | 3.5633 | Residential_2035_SC D_MW_Before Competition Groups_LED Tube Re-Lamp
Residential | Res ¦ Minimize Hot and Warm Clothes Wash | 2035 | SC D | MW | Before Competition Groups | 3.05 | 0 | 0 | 551.9913 | 0.0055254 | 23 | Residential_2035_SC D_MW_Before Competition Groups_23 | Minimize Hot and Warm Clothes Wash | 0.5525% | 0 | 3.05 | Residential_2035_SC D_MW_Before Competition Groups_Minimize Hot and Warm Clothes Wash
Residential | Res ¦ Outside Air Economizer | 2035 | SC D | MW | Before Competition Groups | 2.9987 | 0 | 0 | 551.9913 | 0.0054325 | 24 | Residential_2035_SC D_MW_Before Competition Groups_24 | Outside Air Economizer | 0.5433% | 0 | 2.9987 | Residential_2035_SC D_MW_Before Competition Groups_Outside Air Economizer
Residential | Res ¦ Energy Star Light Fixture | 2035 | SC D | MW | Before Competition Groups | 2.4089 | 0 | 0 | 551.9913 | 0.0043639 | 25 | Residential_2035_SC D_MW_Before Competition Groups_25 | Energy Star Light Fixture | 0.4364% | 0 | 2.4089 | Residential_2035_SC D_MW_Before Competition Groups_Energy Star Light Fixture
Residential | Res ¦ ENERGY STAR LED LAMPS (REFLECTOR LAMPs/MR16/PAR 16) | 2035 | SC D | MW | Before Competition Groups | 2.0624 | 0 | 0 | 551.9913 | 0.0037362 | 26 | Residential_2035_SC D_MW_Before Competition Groups_26 | ENERGY STAR LED LAMPS (REFLECTOR LAMPs/MR16/PAR 16) | 0.3736% | 0 | 2.0624 | Residential_2035_SC D_MW_Before Competition Groups_ENERGY STAR LED LAMPS (REFLECTOR LAMPs/MR16/PAR 16)
Residential | Res ¦ Air Sealing | 2035 | SC D | MW | Before Competition Groups | 2.0158 | 0 | 0 | 551.9913 | 0.0036518 | 27 | Residential_2035_SC D_MW_Before Competition Groups_27 | Air Sealing | 0.3652% | 0 | 2.0158 | Residential_2035_SC D_MW_Before Competition Groups_Air Sealing
Residential | Res ¦ Furnace Whistle | 2035 | SC D | MW | Before Competition Groups | 1.5298 | 0 | 0 | 551.9913 | 0.0027714 | 28 | Residential_2035_SC D_MW_Before Competition Groups_28 | Furnace Whistle | 0.2771% | 0 | 1.5298 | Residential_2035_SC D_MW_Before Competition Groups_Furnace Whistle
Residential | Res ¦ Energy Star Dehumidifier | 2035 | SC D | MW | Before Competition Groups | 1.445 | 0 | 0 | 551.9913 | 0.0026179 | 29 | Residential_2035_SC D_MW_Before Competition Groups_29 | Energy Star Dehumidifier | 0.2618% | 0 | 1.445 | Residential_2035_SC D_MW_Before Competition Groups_Energy Star Dehumidifier
Residential | Res ¦ Comprehensive Draft Proofing | 2035 | SC D | MW | Before Competition Groups | 1.1949 | 0 | 0 | 551.9913 | 0.0021647 | 30 | Residential_2035_SC D_MW_Before Competition Groups_30 | Comprehensive Draft Proofing | 0.2165% | 0 | 1.1949 | Residential_2035_SC D_MW_Before Competition Groups_Comprehensive Draft Proofing
Residential | Res ¦ Variable Frequency Drive (VFD) | 2035 | SC D | MW | Before Competition Groups | 0.98606 | 0 | 0 | 551.9913 | 0.0017864 | 31 | Residential_2035_SC D_MW_Before Competition Groups_31 | Variable Frequency Drive (VFD) | 0.1786% | 0 | 0.98606 | Residential_2035_SC D_MW_Before Competition Groups_Variable Frequency Drive (VFD)
Residential | Res ¦ CO Sensors for parking garage exhaust fans | 2035 | SC D | MW | Before Competition Groups | 0.94767 | 0 | 0 | 551.9913 | 0.0017168 | 32 | Residential_2035_SC D_MW_Before Competition Groups_32 | CO Sensors for parking garage exhaust fans | 0.1717% | 0 | 0.94767 | Residential_2035_SC D_MW_Before Competition Groups_CO Sensors for parking garage exhaust fans
Residential | Res ¦ LED Parking Lot Fixture | 2035 | SC D | MW | Before Competition Groups | 0.89447 | 0 | 0 | 551.9913 | 0.0016204 | 33 | Residential_2035_SC D_MW_Before Competition Groups_33 | LED Parking Lot Fixture | 0.162% | 0 | 0.89447 | Residential_2035_SC D_MW_Before Competition Groups_LED Parking Lot Fixture
Residential | Res ¦ Water Heater Temperature Setback | 2035 | SC D | MW | Before Competition Groups | 0.73592 | 0 | 0 | 551.9913 | 0.0013332 | 34 | Residential_2035_SC D_MW_Before Competition Groups_34 | Water Heater Temperature Setback | 0.1333% | 0 | 0.73592 | Residential_2035_SC D_MW_Before Competition Groups_Water Heater Temperature Setback
Residential | Res ¦ Floor Insulation | 2035 | SC D | MW | Before Competition Groups | 0.71341 | 0 | 0 | 551.9913 | 0.0012924 | 35 | Residential_2035_SC D_MW_Before Competition Groups_35 | Floor Insulation | 0.1292% | 0 | 0.71341 | Residential_2035_SC D_MW_Before Competition Groups_Floor Insulation
Residential | Res ¦ Demand Control Ventilation | 2035 | SC D | MW | Before Competition Groups | 0.66167 | 0 | 0 | 551.9913 | 0.0011987 | 36 | Residential_2035_SC D_MW_Before Competition Groups_36 | Demand Control Ventilation | 0.1199% | 0 | 0.66167 | Residential_2035_SC D_MW_Before Competition Groups_Demand Control Ventilation
Residential | Res ¦ Tankless Water Heater | 2035 | SC D | MW | Before Competition Groups | 0.6233 | 0 | 0 | 551.9913 | 0.0011292 | 37 | Residential_2035_SC D_MW_Before Competition Groups_37 | Tankless Water Heater | 0.1129% | 0 | 0.6233 | Residential_2035_SC D_MW_Before Competition Groups_Tankless Water Heater
Residential | Res ¦ Clothes Drying Racks | 2035 | SC D | MW | Before Competition Groups | 0.575 | 0 | 0 | 551.9913 | 0.0010417 | 38 | Residential_2035_SC D_MW_Before Competition Groups_38 | Clothes Drying Racks | 0.1042% | 0 | 0.575 | Residential_2035_SC D_MW_Before Competition Groups_Clothes Drying Racks
Residential | Res ¦ ENERGY STAR LED Lamps (General Service Lamps) | 2035 | SC D | MW | Before Competition Groups | 0.45507 | 0 | 0 | 551.9913 | 0.00082442 | 39 | Residential_2035_SC D_MW_Before Competition Groups_39 | ENERGY STAR LED Lamps (General Service Lamps) | 0.08244% | 0 | 0.45507 | Residential_2035_SC D_MW_Before Competition Groups_ENERGY STAR LED Lamps (General Service Lamps)
Residential | Res ¦ Condensing Make Up Air Unit | 2035 | SC D | MW | Before Competition Groups | 0.41782 | 0 | 0 | 551.9913 | 0.00075693 | 40 | Residential_2035_SC D_MW_Before Competition Groups_40 | Condensing Make Up Air Unit | 0.07569% | 0 | 0.41782 | Residential_2035_SC D_MW_Before Competition Groups_Condensing Make Up Air Unit
Residential | Res ¦ LED Exterior Area Lights - LED Fixture (200W) | 2035 | SC D | MW | Before Competition Groups | 0.40323 | 0 | 0 | 551.9913 | 0.00073051 | 41 | Residential_2035_SC D_MW_Before Competition Groups_41 | LED Exterior Area Lights - LED Fixture (200W) | 0.07305% | 0 | 0.40323 | Residential_2035_SC D_MW_Before Competition Groups_LED Exterior Area Lights - LED Fixture (200W)
Residential | Res ¦ Duct Insulation | 2035 | SC D | MW | Before Competition Groups | 0.38701 | 0 | 0 | 551.9913 | 0.00070111 | 42 | Residential_2035_SC D_MW_Before Competition Groups_42 | Duct Insulation | 0.07011% | 0 | 0.38701 | Residential_2035_SC D_MW_Before Competition Groups_Duct Insulation
Residential | Res ¦ VFD on Pumps | 2035 | SC D | MW | Before Competition Groups | 0.28136 | 0 | 0 | 551.9913 | 0.00050971 | 43 | Residential_2035_SC D_MW_Before Competition Groups_43 | VFD on Pumps | 0.05097% | 0 | 0.28136 | Residential_2035_SC D_MW_Before Competition Groups_VFD on Pumps
Residential | Res ¦ Heat Recovery Ventilator | 2035 | SC D | MW | Before Competition Groups | 0.2411 | 0 | 0 | 551.9913 | 0.00043679 | 44 | Residential_2035_SC D_MW_Before Competition Groups_44 | Heat Recovery Ventilator | 0.04368% | 0 | 0.2411 | Residential_2035_SC D_MW_Before Competition Groups_Heat Recovery Ventilator
Residential | Res ¦ Duct Insulation MF | 2035 | SC D | MW | Before Competition Groups | 0.23185 | 0 | 0 | 551.9913 | 0.00042003 | 45 | Residential_2035_SC D_MW_Before Competition Groups_45 | Duct Insulation MF | 0.042% | 0 | 0.23185 | Residential_2035_SC D_MW_Before Competition Groups_Duct Insulation MF
Residential | Res ¦ LED Downlight | 2035 | SC D | MW | Before Competition Groups | 0.22791 | 0 | 0 | 551.9913 | 0.00041289 | 46 | Residential_2035_SC D_MW_Before Competition Groups_46 | LED Downlight | 0.04129% | 0 | 0.22791 | Residential_2035_SC D_MW_Before Competition Groups_LED Downlight
Residential | Res ¦ ECM MOTORS FOR HVAC APPLICATION (FAN-POWERED VAV BOX) | 2035 | SC D | MW | Before Competition Groups | 0.18158 | 0 | 0 | 551.9913 | 0.00032896 | 47 | Residential_2035_SC D_MW_Before Competition Groups_47 | ECM MOTORS FOR HVAC APPLICATION (FAN-POWERED VAV BOX) | 0.0329% | 0 | 0.18158 | Residential_2035_SC D_MW_Before Competition Groups_ECM MOTORS FOR HVAC APPLICATION (FAN-POWERED VAV BOX)
Residential | Res ¦ Chilled Water Optimization | 2035 | SC D | MW | Before Competition Groups | 0.17222 | 0 | 0 | 551.9913 | 0.000312 | 48 | Residential_2035_SC D_MW_Before Competition Groups_48 | Chilled Water Optimization | 0.0312% | 0 | 0.17222 | Residential_2035_SC D_MW_Before Competition Groups_Chilled Water Optimization
Residential | Res ¦ Beverage Vending Machine Controls | 2035 | SC D | MW | Before Competition Groups | 0.12841 | 0 | 0 | 551.9913 | 0.00023263 | 49 | Residential_2035_SC D_MW_Before Competition Groups_49 | Beverage Vending Machine Controls | 0.02326% | 0 | 0.12841 | Residential_2035_SC D_MW_Before Competition Groups_Beverage Vending Machine Controls
Residential | Res ¦ Wall Insulation | 2035 | SC D | MW | Before Competition Groups | 0.012554 | 0 | 0 | 551.9913 | 2.2742e-05 | 50 | Residential_2035_SC D_MW_Before Competition Groups_50 | Wall Insulation | 0.002274% | 0 | 0.012554 | Residential_2035_SC D_MW_Before Competition Groups_Wall Insulation
Residential | Res ¦ LED High Bay Fixture | 2035 | SC D | MW | Before Competition Groups | 0.011615 | 0 | 0 | 551.9913 | 2.1042e-05 | 51 | Residential_2035_SC D_MW_Before Competition Groups_51 | LED High Bay Fixture | 0.002104% | 0 | 0.011615 | Residential_2035_SC D_MW_Before Competition Groups_LED High Bay Fixture
Residential | Res ¦ Wall Insulation MF | 2035 | SC D | MW | Before Competition Groups | 0.0030909 | 0 | 0 | 551.9913 | 5.5996e-06 | 52 | Residential_2035_SC D_MW_Before Competition Groups_52 | Wall Insulation MF | 0.00056% | 0 | 0.0030909 | Residential_2035_SC D_MW_Before Competition Groups_Wall Insulation MF
Residential | Res ¦ Freezer Recycling | 2035 | SC D | MW | Before Competition Groups | 0.00049266 | 0 | 0 | 551.9913 | 8.9252e-07 | 53 | Residential_2035_SC D_MW_Before Competition Groups_53 | Freezer Recycling | 8.925e-05% | 0 | 0.00049266 | Residential_2035_SC D_MW_Before Competition Groups_Freezer Recycling
Residential | Res ¦ Smart Power Bar | 2035 | SC D | MW | Before Competition Groups | 0 | 0 | 0 | 551.9913 | 0 | 54 | Residential_2035_SC D_MW_Before Competition Groups_54 | Smart Power Bar | 0% | 0 | 0 | Residential_2035_SC D_MW_Before Competition Groups_Smart Power Bar
Residential | Res ¦ Energy Star Central Air Conditioner | 2035 | Technical | MW | Before Competition Groups | 251.6529 | 0 | 0 | 3111.4404 | 0.08088 | 1 | Residential_2035_Technical_MW_Before Competition Groups_1 | Energy Star Central Air Conditioner | 8.088% | 0 | 251.6529 | Residential_2035_Technical_MW_Before Competition Groups_Energy Star Central Air Conditioner
Residential | Res ¦ Energy Star Ground Source Heat Pump | 2035 | Technical | MW | Before Competition Groups | 211.2717 | 0 | 0 | 3111.4404 | 0.067902 | 2 | Residential_2035_Technical_MW_Before Competition Groups_2 | Energy Star Ground Source Heat Pump | 6.79% | 0 | 211.2717 | Residential_2035_Technical_MW_Before Competition Groups_Energy Star Ground Source Heat Pump
Residential | Res ¦ Ductless Mini-Split Heat Pump | 2035 | Technical | MW | Before Competition Groups | 210.3664 | 0 | 0 | 3111.4404 | 0.067611 | 3 | Residential_2035_Technical_MW_Before Competition Groups_3 | Ductless Mini-Split Heat Pump | 6.761% | 0 | 210.3664 | Residential_2035_Technical_MW_Before Competition Groups_Ductless Mini-Split Heat Pump
Residential | Res ¦ Adaptive Thermostat | 2035 | Technical | MW | Before Competition Groups | 201.5733 | 0 | 0 | 3111.4404 | 0.064785 | 4 | Residential_2035_Technical_MW_Before Competition Groups_4 | Adaptive Thermostat | 6.478% | 0 | 201.5733 | Residential_2035_Technical_MW_Before Competition Groups_Adaptive Thermostat
Residential | Res ¦ Ductless Mini-Split Air Conditioner | 2035 | Technical | MW | Before Competition Groups | 198.2914 | 0 | 0 | 3111.4404 | 0.06373 | 5 | Residential_2035_Technical_MW_Before Competition Groups_5 | Ductless Mini-Split Air Conditioner | 6.373% | 0 | 198.2914 | Residential_2035_Technical_MW_Before Competition Groups_Ductless Mini-Split Air Conditioner
Residential | Res ¦ Smart Burners | 2035 | Technical | MW | Before Competition Groups | 141.6581 | 0 | 0 | 3111.4404 | 0.045528 | 6 | Residential_2035_Technical_MW_Before Competition Groups_6 | Smart Burners | 4.553% | 0 | 141.6581 | Residential_2035_Technical_MW_Before Competition Groups_Smart Burners
Residential | Res ¦ Energy Star Air Source Heat Pump | 2035 | Technical | MW | Before Competition Groups | 119.8462 | 0 | 0 | 3111.4404 | 0.038518 | 7 | Residential_2035_Technical_MW_Before Competition Groups_7 | Energy Star Air Source Heat Pump | 3.852% | 0 | 119.8462 | Residential_2035_Technical_MW_Before Competition Groups_Energy Star Air Source Heat Pump
Residential | Res ¦ Energy Star Refrigerator | 2035 | Technical | MW | Before Competition Groups | 116.4217 | 0 | 0 | 3111.4404 | 0.037417 | 8 | Residential_2035_Technical_MW_Before Competition Groups_8 | Energy Star Refrigerator | 3.742% | 0 | 116.4217 | Residential_2035_Technical_MW_Before Competition Groups_Energy Star Refrigerator
Residential | Res ¦ Energy Star A Line, PAR, MR Lamps | 2035 | Technical | MW | Before Competition Groups | 108.5081 | 0 | 0 | 3111.4404 | 0.034874 | 9 | Residential_2035_Technical_MW_Before Competition Groups_9 | Energy Star A Line, PAR, MR Lamps | 3.487% | 0 | 108.5081 | Residential_2035_Technical_MW_Before Competition Groups_Energy Star A Line, PAR, MR Lamps
Residential | Res ¦ Energy Star LED Bulbs General Purpose LEDs | 2035 | Technical | MW | Before Competition Groups | 106.9306 | 0 | 0 | 3111.4404 | 0.034367 | 10 | Residential_2035_Technical_MW_Before Competition Groups_10 | Energy Star LED Bulbs General Purpose LEDs | 3.437% | 0 | 106.9306 | Residential_2035_Technical_MW_Before Competition Groups_Energy Star LED Bulbs General Purpose LEDs
Residential | Res ¦ Heat Pump Clothes Dryer | 2035 | Technical | MW | Before Competition Groups | 102.911 | 0 | 0 | 3111.4404 | 0.033075 | 11 | Residential_2035_Technical_MW_Before Competition Groups_11 | Heat Pump Clothes Dryer | 3.308% | 0 | 102.911 | Residential_2035_Technical_MW_Before Competition Groups_Heat Pump Clothes Dryer
Residential | Res ¦ Energy Star LED Specialty Bulbs | 2035 | Technical | MW | Before Competition Groups | 97.716 | 0 | 0 | 3111.4404 | 0.031405 | 12 | Residential_2035_Technical_MW_Before Competition Groups_12 | Energy Star LED Specialty Bulbs | 3.141% | 0 | 97.716 | Residential_2035_Technical_MW_Before Competition Groups_Energy Star LED Specialty Bulbs
Residential | Res ¦ Energy Star Clothes Washer | 2035 | Technical | MW | Before Competition Groups | 95.0436 | 0 | 0 | 3111.4404 | 0.030546 | 13 | Residential_2035_Technical_MW_Before Competition Groups_13 | Energy Star Clothes Washer | 3.055% | 0 | 95.0436 | Residential_2035_Technical_MW_Before Competition Groups_Energy Star Clothes Washer
Residential | Res ¦ Induction Cooking Stove Top | 2035 | Technical | MW | Before Competition Groups | 87.2614 | 0 | 0 | 3111.4404 | 0.028045 | 14 | Residential_2035_Technical_MW_Before Competition Groups_14 | Induction Cooking Stove Top | 2.805% | 0 | 87.2614 | Residential_2035_Technical_MW_Before Competition Groups_Induction Cooking Stove Top
Residential | Res ¦ Energy Star Room Air Conditioner | 2035 | Technical | MW | Before Competition Groups | 76.6667 | 0 | 0 | 3111.4404 | 0.02464 | 15 | Residential_2035_Technical_MW_Before Competition Groups_15 | Energy Star Room Air Conditioner | 2.464% | 0 | 76.6667 | Residential_2035_Technical_MW_Before Competition Groups_Energy Star Room Air Conditioner
Residential | Res ¦ Building Recommissioning, Operations and Maintenance (O&M) Improvements | 2035 | Technical | MW | Before Competition Groups | 75.1878 | 0 | 0 | 3111.4404 | 0.024165 | 16 | Residential_2035_Technical_MW_Before Competition Groups_16 | Building Recommissioning, Operations and Maintenance (O&M) Improvements | 2.416% | 0 | 75.1878 | Residential_2035_Technical_MW_Before Competition Groups_Building Recommissioning, Operations and Maintenance (O&M) Improvements
Residential | Res ¦ Basement Wall Insulation | 2035 | Technical | MW | Before Competition Groups | 69.35 | 0 | 0 | 3111.4404 | 0.022289 | 17 | Residential_2035_Technical_MW_Before Competition Groups_17 | Basement Wall Insulation | 2.229% | 0 | 69.35 | Residential_2035_Technical_MW_Before Competition Groups_Basement Wall Insulation
Residential | Res ¦ Networked/ Connected - Indoor LED Lamp | 2035 | Technical | MW | Before Competition Groups | 66.9932 | 0 | 0 | 3111.4404 | 0.021531 | 18 | Residential_2035_Technical_MW_Before Competition Groups_18 | Networked/ Connected - Indoor LED Lamp | 2.153% | 0 | 66.9932 | Residential_2035_Technical_MW_Before Competition Groups_Networked/ Connected - Indoor LED Lamp
Residential | Res ¦ Energy Star Clothes Dryer | 2035 | Technical | MW | Before Competition Groups | 58.7795 | 0 | 0 | 3111.4404 | 0.018891 | 19 | Residential_2035_Technical_MW_Before Competition Groups_19 | Energy Star Clothes Dryer | 1.889% | 0 | 58.7795 | Residential_2035_Technical_MW_Before Competition Groups_Energy Star Clothes Dryer
Residential | Res ¦ Basement or Crawlspace Insulation | 2035 | Technical | MW | Before Competition Groups | 57.5902 | 0 | 0 | 3111.4404 | 0.018509 | 20 | Residential_2035_Technical_MW_Before Competition Groups_20 | Basement or Crawlspace Insulation | 1.851% | 0 | 57.5902 | Residential_2035_Technical_MW_Before Competition Groups_Basement or Crawlspace Insulation
Residential | Res ¦ Smart Power Bar | 2035 | Technical | MW | Before Competition Groups | 55.755 | 0 | 0 | 3111.4404 | 0.017919 | 21 | Residential_2035_Technical_MW_Before Competition Groups_21 | Smart Power Bar | 1.792% | 0 | 55.755 | Residential_2035_Technical_MW_Before Competition Groups_Smart Power Bar
Residential | Res ¦ Variable Speed Pool Pump Motor | 2035 | Technical | MW | Before Competition Groups | 53.7059 | 0 | 0 | 3111.4404 | 0.017261 | 22 | Residential_2035_Technical_MW_Before Competition Groups_22 | Variable Speed Pool Pump Motor | 1.726% | 0 | 53.7059 | Residential_2035_Technical_MW_Before Competition Groups_Variable Speed Pool Pump Motor
Residential | Res ¦ Attic Insulation | 2035 | Technical | MW | Before Competition Groups | 53.4991 | 0 | 0 | 3111.4404 | 0.017194 | 23 | Residential_2035_Technical_MW_Before Competition Groups_23 | Attic Insulation | 1.719% | 0 | 53.4991 | Residential_2035_Technical_MW_Before Competition Groups_Attic Insulation
Residential | Res ¦ Wall Insulation | 2035 | Technical | MW | Before Competition Groups | 41.7991 | 0 | 0 | 3111.4404 | 0.013434 | 24 | Residential_2035_Technical_MW_Before Competition Groups_24 | Wall Insulation | 1.343% | 0 | 41.7991 | Residential_2035_Technical_MW_Before Competition Groups_Wall Insulation
Residential | Res ¦ Lighting Motion Sensors, Timers, Dimmers | 2035 | Technical | MW | Before Competition Groups | 38.7218 | 0 | 0 | 3111.4404 | 0.012445 | 25 | Residential_2035_Technical_MW_Before Competition Groups_25 | Lighting Motion Sensors, Timers, Dimmers | 1.244% | 0 | 38.7218 | Residential_2035_Technical_MW_Before Competition Groups_Lighting Motion Sensors, Timers, Dimmers
Residential | Res ¦ Variable Refrigerant Flow Heat Pump | 2035 | Technical | MW | Before Competition Groups | 32.9994 | 0 | 0 | 3111.4404 | 0.010606 | 26 | Residential_2035_Technical_MW_Before Competition Groups_26 | Variable Refrigerant Flow Heat Pump | 1.061% | 0 | 32.9994 | Residential_2035_Technical_MW_Before Competition Groups_Variable Refrigerant Flow Heat Pump
Residential | Res ¦ Air Source Heat Pump | 2035 | Technical | MW | Before Competition Groups | 30.6874 | 0 | 0 | 3111.4404 | 0.0098628 | 27 | Residential_2035_Technical_MW_Before Competition Groups_27 | Air Source Heat Pump | 0.9863% | 0 | 30.6874 | Residential_2035_Technical_MW_Before Competition Groups_Air Source Heat Pump
Residential | Res ¦ Home Energy Reports | 2035 | Technical | MW | Before Competition Groups | 27.9771 | 0 | 0 | 3111.4404 | 0.0089917 | 28 | Residential_2035_Technical_MW_Before Competition Groups_28 | Home Energy Reports | 0.8992% | 0 | 27.9771 | Residential_2035_Technical_MW_Before Competition Groups_Home Energy Reports
Residential | Res ¦ Ceiling Insulation | 2035 | Technical | MW | Before Competition Groups | 20.9528 | 0 | 0 | 3111.4404 | 0.0067341 | 29 | Residential_2035_Technical_MW_Before Competition Groups_29 | Ceiling Insulation | 0.6734% | 0 | 20.9528 | Residential_2035_Technical_MW_Before Competition Groups_Ceiling Insulation
Residential | Res ¦ Energy Star Light Fixture | 2035 | Technical | MW | Before Competition Groups | 20.2378 | 0 | 0 | 3111.4404 | 0.0065043 | 30 | Residential_2035_Technical_MW_Before Competition Groups_30 | Energy Star Light Fixture | 0.6504% | 0 | 20.2378 | Residential_2035_Technical_MW_Before Competition Groups_Energy Star Light Fixture
Residential | Res ¦ Duct Insulation | 2035 | Technical | MW | Before Competition Groups | 17.2248 | 0 | 0 | 3111.4404 | 0.005536 | 31 | Residential_2035_Technical_MW_Before Competition Groups_31 | Duct Insulation | 0.5536% | 0 | 17.2248 | Residential_2035_Technical_MW_Before Competition Groups_Duct Insulation
Residential | Res ¦ Energy Star Torchiere | 2035 | Technical | MW | Before Competition Groups | 16.1931 | 0 | 0 | 3111.4404 | 0.0052044 | 32 | Residential_2035_Technical_MW_Before Competition Groups_32 | Energy Star Torchiere | 0.5204% | 0 | 16.1931 | Residential_2035_Technical_MW_Before Competition Groups_Energy Star Torchiere
Residential | Res ¦ Air Sealing | 2035 | Technical | MW | Before Competition Groups | 14.7515 | 0 | 0 | 3111.4404 | 0.0047411 | 33 | Residential_2035_Technical_MW_Before Competition Groups_33 | Air Sealing | 0.4741% | 0 | 14.7515 | Residential_2035_Technical_MW_Before Competition Groups_Air Sealing
Residential | Res ¦ Central Air Conditioner Maintenance | 2035 | Technical | MW | Before Competition Groups | 14.0214 | 0 | 0 | 3111.4404 | 0.0045064 | 34 | Residential_2035_Technical_MW_Before Competition Groups_34 | Central Air Conditioner Maintenance | 0.4506% | 0 | 14.0214 | Residential_2035_Technical_MW_Before Competition Groups_Central Air Conditioner Maintenance
Residential | Res ¦ Floor Insulation | 2035 | Technical | MW | Before Competition Groups | 14.0213 | 0 | 0 | 3111.4404 | 0.0045064 | 35 | Residential_2035_Technical_MW_Before Competition Groups_35 | Floor Insulation | 0.4506% | 0 | 14.0213 | Residential_2035_Technical_MW_Before Competition Groups_Floor Insulation
Residential | Res ¦ Dehumidifier Recycling | 2035 | Technical | MW | Before Competition Groups | 12.9334 | 0 | 0 | 3111.4404 | 0.0041567 | 36 | Residential_2035_Technical_MW_Before Competition Groups_36 | Dehumidifier Recycling | 0.4157% | 0 | 12.9334 | Residential_2035_Technical_MW_Before Competition Groups_Dehumidifier Recycling
Residential | Res ¦ High Efficiency Chiller (avg of water and air cooled) | 2035 | Technical | MW | Before Competition Groups | 11.9201 | 0 | 0 | 3111.4404 | 0.0038311 | 37 | Residential_2035_Technical_MW_Before Competition Groups_37 | High Efficiency Chiller (avg of water and air cooled) | 0.3831% | 0 | 11.9201 | Residential_2035_Technical_MW_Before Competition Groups_High Efficiency Chiller (avg of water and air cooled)
Residential | Res ¦ Energy Star Freezer | 2035 | Technical | MW | Before Competition Groups | 11.2648 | 0 | 0 | 3111.4404 | 0.0036204 | 38 | Residential_2035_Technical_MW_Before Competition Groups_38 | Energy Star Freezer | 0.362% | 0 | 11.2648 | Residential_2035_Technical_MW_Before Competition Groups_Energy Star Freezer
Residential | Res ¦ Advanced BAS/Controllers | 2035 | Technical | MW | Before Competition Groups | 11.0046 | 0 | 0 | 3111.4404 | 0.0035368 | 39 | Residential_2035_Technical_MW_Before Competition Groups_39 | Advanced BAS/Controllers | 0.3537% | 0 | 11.0046 | Residential_2035_Technical_MW_Before Competition Groups_Advanced BAS/Controllers
Residential | Res ¦ Clothes Drying Racks | 2035 | Technical | MW | Before Competition Groups | 10.1836 | 0 | 0 | 3111.4404 | 0.003273 | 40 | Residential_2035_Technical_MW_Before Competition Groups_40 | Clothes Drying Racks | 0.3273% | 0 | 10.1836 | Residential_2035_Technical_MW_Before Competition Groups_Clothes Drying Racks
Residential | Res ¦ Refrigerator Recycling | 2035 | Technical | MW | Before Competition Groups | 8.6299 | 0 | 0 | 3111.4404 | 0.0027736 | 41 | Residential_2035_Technical_MW_Before Competition Groups_41 | Refrigerator Recycling | 0.2774% | 0 | 8.6299 | Residential_2035_Technical_MW_Before Competition Groups_Refrigerator Recycling
Residential | Res ¦ Freezer Recycling | 2035 | Technical | MW | Before Competition Groups | 8.0395 | 0 | 0 | 3111.4404 | 0.0025839 | 42 | Residential_2035_Technical_MW_Before Competition Groups_42 | Freezer Recycling | 0.2584% | 0 | 8.0395 | Residential_2035_Technical_MW_Before Competition Groups_Freezer Recycling
Residential | Res ¦ Energy Star Dehumidifier | 2035 | Technical | MW | Before Competition Groups | 7.5992 | 0 | 0 | 3111.4404 | 0.0024423 | 43 | Residential_2035_Technical_MW_Before Competition Groups_43 | Energy Star Dehumidifier | 0.2442% | 0 | 7.5992 | Residential_2035_Technical_MW_Before Competition Groups_Energy Star Dehumidifier
Residential | Res ¦ Duct Insulation MF | 2035 | Technical | MW | Before Competition Groups | 7.5988 | 0 | 0 | 3111.4404 | 0.0024422 | 44 | Residential_2035_Technical_MW_Before Competition Groups_44 | Duct Insulation MF | 0.2442% | 0 | 7.5988 | Residential_2035_Technical_MW_Before Competition Groups_Duct Insulation MF
Residential | Res ¦ Occupancy Sensors MF | 2035 | Technical | MW | Before Competition Groups | 7.4104 | 0 | 0 | 3111.4404 | 0.0023817 | 45 | Residential_2035_Technical_MW_Before Competition Groups_45 | Occupancy Sensors MF | 0.2382% | 0 | 7.4104 | Residential_2035_Technical_MW_Before Competition Groups_Occupancy Sensors MF
Residential | Res ¦ Heat Pump Water Heater | 2035 | Technical | MW | Before Competition Groups | 6.4062 | 0 | 0 | 3111.4404 | 0.0020589 | 46 | Residential_2035_Technical_MW_Before Competition Groups_46 | Heat Pump Water Heater | 0.2059% | 0 | 6.4062 | Residential_2035_Technical_MW_Before Competition Groups_Heat Pump Water Heater
Residential | Res ¦ Energy Star Windows | 2035 | Technical | MW | Before Competition Groups | 5.9676 | 0 | 0 | 3111.4404 | 0.0019179 | 47 | Residential_2035_Technical_MW_Before Competition Groups_47 | Energy Star Windows | 0.1918% | 0 | 5.9676 | Residential_2035_Technical_MW_Before Competition Groups_Energy Star Windows
Residential | Res ¦ Tankless Water Heater | 2035 | Technical | MW | Before Competition Groups | 5.7891 | 0 | 0 | 3111.4404 | 0.0018606 | 48 | Residential_2035_Technical_MW_Before Competition Groups_48 | Tankless Water Heater | 0.1861% | 0 | 5.7891 | Residential_2035_Technical_MW_Before Competition Groups_Tankless Water Heater
Residential | Res ¦ Heat Recovery Ventilator | 2035 | Technical | MW | Before Competition Groups | 5.7124 | 0 | 0 | 3111.4404 | 0.0018359 | 49 | Residential_2035_Technical_MW_Before Competition Groups_49 | Heat Recovery Ventilator | 0.1836% | 0 | 5.7124 | Residential_2035_Technical_MW_Before Competition Groups_Heat Recovery Ventilator
Residential | Res ¦ Furnace with ECM | 2035 | Technical | MW | Before Competition Groups | 5.6512 | 0 | 0 | 3111.4404 | 0.0018163 | 50 | Residential_2035_Technical_MW_Before Competition Groups_50 | Furnace with ECM | 0.1816% | 0 | 5.6512 | Residential_2035_Technical_MW_Before Competition Groups_Furnace with ECM
Residential | Res ¦ Networked/ Connected - Indoor LED Luminaire | 2035 | Technical | MW | Before Competition Groups | 5.4695 | 0 | 0 | 3111.4404 | 0.0017579 | 51 | Residential_2035_Technical_MW_Before Competition Groups_51 | Networked/ Connected - Indoor LED Luminaire | 0.1758% | 0 | 5.4695 | Residential_2035_Technical_MW_Before Competition Groups_Networked/ Connected - Indoor LED Luminaire
Residential | Res ¦ Central Lighting Control System | 2035 | Technical | MW | Before Competition Groups | 5.3092 | 0 | 0 | 3111.4404 | 0.0017063 | 52 | Residential_2035_Technical_MW_Before Competition Groups_52 | Central Lighting Control System | 0.1706% | 0 | 5.3092 | Residential_2035_Technical_MW_Before Competition Groups_Central Lighting Control System
Residential | Res ¦ Energy Star Ceiling Fan/Lighting | 2035 | Technical | MW | Before Competition Groups | 4.8136 | 0 | 0 | 3111.4404 | 0.0015471 | 53 | Residential_2035_Technical_MW_Before Competition Groups_53 | Energy Star Ceiling Fan/Lighting | 0.1547% | 0 | 4.8136 | Residential_2035_Technical_MW_Before Competition Groups_Energy Star Ceiling Fan/Lighting
Residential | Res ¦ LED Downlight | 2035 | Technical | MW | Before Competition Groups | 4.5544 | 0 | 0 | 3111.4404 | 0.0014637 | 54 | Residential_2035_Technical_MW_Before Competition Groups_54 | LED Downlight | 0.1464% | 0 | 4.5544 | Residential_2035_Technical_MW_Before Competition Groups_LED Downlight
Residential | Res ¦ Minimize Hot and Warm Clothes Wash | 2035 | Technical | MW | Before Competition Groups | 4.2656 | 0 | 0 | 3111.4404 | 0.001371 | 55 | Residential_2035_Technical_MW_Before Competition Groups_55 | Minimize Hot and Warm Clothes Wash | 0.1371% | 0 | 4.2656 | Residential_2035_Technical_MW_Before Competition Groups_Minimize Hot and Warm Clothes Wash
Residential | Res ¦ LED Tube Re-Lamp | 2035 | Technical | MW | Before Competition Groups | 4.1346 | 0 | 0 | 3111.4404 | 0.0013288 | 56 | Residential_2035_Technical_MW_Before Competition Groups_56 | LED Tube Re-Lamp | 0.1329% | 0 | 4.1346 | Residential_2035_Technical_MW_Before Competition Groups_LED Tube Re-Lamp
Residential | Res ¦ INTEGRAL LED TROFFERS | 2035 | Technical | MW | Before Competition Groups | 4.0545 | 0 | 0 | 3111.4404 | 0.0013031 | 57 | Residential_2035_Technical_MW_Before Competition Groups_57 | INTEGRAL LED TROFFERS | 0.1303% | 0 | 4.0545 | Residential_2035_Technical_MW_Before Competition Groups_INTEGRAL LED TROFFERS
Residential | Res ¦ Passive Attic Ventilation | 2035 | Technical | MW | Before Competition Groups | 3.6487 | 0 | 0 | 3111.4404 | 0.0011727 | 58 | Residential_2035_Technical_MW_Before Competition Groups_58 | Passive Attic Ventilation | 0.1173% | 0 | 3.6487 | Residential_2035_Technical_MW_Before Competition Groups_Passive Attic Ventilation
Residential | Res ¦ Outside Air Economizer | 2035 | Technical | MW | Before Competition Groups | 3.4056 | 0 | 0 | 3111.4404 | 0.0010945 | 59 | Residential_2035_Technical_MW_Before Competition Groups_59 | Outside Air Economizer | 0.1095% | 0 | 3.4056 | Residential_2035_Technical_MW_Before Competition Groups_Outside Air Economizer
Residential | Res ¦ Solar Water Heating System | 2035 | Technical | MW | Before Competition Groups | 3.1564 | 0 | 0 | 3111.4404 | 0.0010144 | 60 | Residential_2035_Technical_MW_Before Competition Groups_60 | Solar Water Heating System | 0.1014% | 0 | 3.1564 | Residential_2035_Technical_MW_Before Competition Groups_Solar Water Heating System
Residential | Res ¦ Energy Star Dishwasher | 2035 | Technical | MW | Before Competition Groups | 3.0793 | 0 | 0 | 3111.4404 | 0.00098966 | 61 | Residential_2035_Technical_MW_Before Competition Groups_61 | Energy Star Dishwasher | 0.09897% | 0 | 3.0793 | Residential_2035_Technical_MW_Before Competition Groups_Energy Star Dishwasher
Residential | Res ¦ High Efficiency Storage Water Heater | 2035 | Technical | MW | Before Competition Groups | 2.7946 | 0 | 0 | 3111.4404 | 0.00089817 | 62 | Residential_2035_Technical_MW_Before Competition Groups_62 | High Efficiency Storage Water Heater | 0.08982% | 0 | 2.7946 | Residential_2035_Technical_MW_Before Competition Groups_High Efficiency Storage Water Heater
Residential | Res ¦ Early Hot Water Heater Replacement | 2035 | Technical | MW | Before Competition Groups | 2.7683 | 0 | 0 | 3111.4404 | 0.00088971 | 63 | Residential_2035_Technical_MW_Before Competition Groups_63 | Early Hot Water Heater Replacement | 0.08897% | 0 | 2.7683 | Residential_2035_Technical_MW_Before Competition Groups_Early Hot Water Heater Replacement
Residential | Res ¦ Air Source Heat Pump Maintenance | 2035 | Technical | MW | Before Competition Groups | 2.4526 | 0 | 0 | 3111.4404 | 0.00078826 | 64 | Residential_2035_Technical_MW_Before Competition Groups_64 | Air Source Heat Pump Maintenance | 0.07883% | 0 | 2.4526 | Residential_2035_Technical_MW_Before Competition Groups_Air Source Heat Pump Maintenance
Residential | Res ¦ CO Sensors for parking garage exhaust fans | 2035 | Technical | MW | Before Competition Groups | 2.1487 | 0 | 0 | 3111.4404 | 0.00069057 | 65 | Residential_2035_Technical_MW_Before Competition Groups_65 | CO Sensors for parking garage exhaust fans | 0.06906% | 0 | 2.1487 | Residential_2035_Technical_MW_Before Competition Groups_CO Sensors for parking garage exhaust fans
Residential | Res ¦ Condensing Make Up Air Unit | 2035 | Technical | MW | Before Competition Groups | 2.1325 | 0 | 0 | 3111.4404 | 0.00068537 | 66 | Residential_2035_Technical_MW_Before Competition Groups_66 | Condensing Make Up Air Unit | 0.06854% | 0 | 2.1325 | Residential_2035_Technical_MW_Before Competition Groups_Condensing Make Up Air Unit
Residential | Res ¦ Demand Control Ventilation | 2035 | Technical | MW | Before Competition Groups | 1.934 | 0 | 0 | 3111.4404 | 0.00062159 | 67 | Residential_2035_Technical_MW_Before Competition Groups_67 | Demand Control Ventilation | 0.06216% | 0 | 1.934 | Residential_2035_Technical_MW_Before Competition Groups_Demand Control Ventilation
Residential | Res ¦ ENERGY STAR LED LAMPS (REFLECTOR LAMPs/MR16/PAR 16) | 2035 | Technical | MW | Before Competition Groups | 1.8956 | 0 | 0 | 3111.4404 | 0.00060922 | 68 | Residential_2035_Technical_MW_Before Competition Groups_68 | ENERGY STAR LED LAMPS (REFLECTOR LAMPs/MR16/PAR 16) | 0.06092% | 0 | 1.8956 | Residential_2035_Technical_MW_Before Competition Groups_ENERGY STAR LED LAMPS (REFLECTOR LAMPs/MR16/PAR 16)
Residential | Res ¦ Drain Water Heat Recovery | 2035 | Technical | MW | Before Competition Groups | 1.8593 | 0 | 0 | 3111.4404 | 0.00059758 | 69 | Residential_2035_Technical_MW_Before Competition Groups_69 | Drain Water Heat Recovery | 0.05976% | 0 | 1.8593 | Residential_2035_Technical_MW_Before Competition Groups_Drain Water Heat Recovery
Residential | Res ¦ Furnace Whistle | 2035 | Technical | MW | Before Competition Groups | 1.8585 | 0 | 0 | 3111.4404 | 0.00059731 | 70 | Residential_2035_Technical_MW_Before Competition Groups_70 | Furnace Whistle | 0.05973% | 0 | 1.8585 | Residential_2035_Technical_MW_Before Competition Groups_Furnace Whistle
Residential | Res ¦ Solar Powered Attic Fan | 2035 | Technical | MW | Before Competition Groups | 1.8003 | 0 | 0 | 3111.4404 | 0.00057862 | 71 | Residential_2035_Technical_MW_Before Competition Groups_71 | Solar Powered Attic Fan | 0.05786% | 0 | 1.8003 | Residential_2035_Technical_MW_Before Competition Groups_Solar Powered Attic Fan
Residential | Res ¦ Window Film | 2035 | Technical | MW | Before Competition Groups | 1.7102 | 0 | 0 | 3111.4404 | 0.00054965 | 72 | Residential_2035_Technical_MW_Before Competition Groups_72 | Window Film | 0.05497% | 0 | 1.7102 | Residential_2035_Technical_MW_Before Competition Groups_Window Film
Residential | Res ¦ Comprehensive Draft Proofing | 2035 | Technical | MW | Before Competition Groups | 1.5793 | 0 | 0 | 3111.4404 | 0.00050757 | 73 | Residential_2035_Technical_MW_Before Competition Groups_73 | Comprehensive Draft Proofing | 0.05076% | 0 | 1.5793 | Residential_2035_Technical_MW_Before Competition Groups_Comprehensive Draft Proofing
Residential | Res ¦ Variable Frequency Drive (VFD) | 2035 | Technical | MW | Before Competition Groups | 1.5318 | 0 | 0 | 3111.4404 | 0.0004923 | 74 | Residential_2035_Technical_MW_Before Competition Groups_74 | Variable Frequency Drive (VFD) | 0.04923% | 0 | 1.5318 | Residential_2035_Technical_MW_Before Competition Groups_Variable Frequency Drive (VFD)
Residential | Res ¦ DHW Recirculation Systems | 2035 | Technical | MW | Before Competition Groups | 1.2026 | 0 | 0 | 3111.4404 | 0.00038652 | 75 | Residential_2035_Technical_MW_Before Competition Groups_75 | DHW Recirculation Systems | 0.03865% | 0 | 1.2026 | Residential_2035_Technical_MW_Before Competition Groups_DHW Recirculation Systems
Residential | Res ¦ Water Heater Temperature Setback | 2035 | Technical | MW | Before Competition Groups | 0.96877 | 0 | 0 | 3111.4404 | 0.00031136 | 76 | Residential_2035_Technical_MW_Before Competition Groups_76 | Water Heater Temperature Setback | 0.03114% | 0 | 0.96877 | Residential_2035_Technical_MW_Before Competition Groups_Water Heater Temperature Setback
Residential | Res ¦ HVAC Optimization | 2035 | Technical | MW | Before Competition Groups | 0.90615 | 0 | 0 | 3111.4404 | 0.00029123 | 77 | Residential_2035_Technical_MW_Before Competition Groups_77 | HVAC Optimization | 0.02912% | 0 | 0.90615 | Residential_2035_Technical_MW_Before Competition Groups_HVAC Optimization
Residential | Res ¦ LED Parking Lot Fixture | 2035 | Technical | MW | Before Competition Groups | 0.87304 | 0 | 0 | 3111.4404 | 0.00028059 | 78 | Residential_2035_Technical_MW_Before Competition Groups_78 | LED Parking Lot Fixture | 0.02806% | 0 | 0.87304 | Residential_2035_Technical_MW_Before Competition Groups_LED Parking Lot Fixture
Residential | Res ¦ VFD on Pumps | 2035 | Technical | MW | Before Competition Groups | 0.47104 | 0 | 0 | 3111.4404 | 0.00015139 | 79 | Residential_2035_Technical_MW_Before Competition Groups_79 | VFD on Pumps | 0.01514% | 0 | 0.47104 | Residential_2035_Technical_MW_Before Competition Groups_VFD on Pumps
Residential | Res ¦ ENERGY STAR LED Lamps (General Service Lamps) | 2035 | Technical | MW | Before Competition Groups | 0.44671 | 0 | 0 | 3111.4404 | 0.00014357 | 80 | Residential_2035_Technical_MW_Before Competition Groups_80 | ENERGY STAR LED Lamps (General Service Lamps) | 0.01436% | 0 | 0.44671 | Residential_2035_Technical_MW_Before Competition Groups_ENERGY STAR LED Lamps (General Service Lamps)
Residential | Res ¦ LED Exterior Area Lights - LED Fixture (200W) | 2035 | Technical | MW | Before Competition Groups | 0.41057 | 0 | 0 | 3111.4404 | 0.00013196 | 81 | Residential_2035_Technical_MW_Before Competition Groups_81 | LED Exterior Area Lights - LED Fixture (200W) | 0.0132% | 0 | 0.41057 | Residential_2035_Technical_MW_Before Competition Groups_LED Exterior Area Lights - LED Fixture (200W)
Residential | Res ¦ ECM MOTORS FOR HVAC APPLICATION (FAN-POWERED VAV BOX) | 2035 | Technical | MW | Before Competition Groups | 0.35677 | 0 | 0 | 3111.4404 | 0.00011466 | 82 | Residential_2035_Technical_MW_Before Competition Groups_82 | ECM MOTORS FOR HVAC APPLICATION (FAN-POWERED VAV BOX) | 0.01147% | 0 | 0.35677 | Residential_2035_Technical_MW_Before Competition Groups_ECM MOTORS FOR HVAC APPLICATION (FAN-POWERED VAV BOX)
Residential | Res ¦ Chilled Water Optimization | 2035 | Technical | MW | Before Competition Groups | 0.29722 | 0 | 0 | 3111.4404 | 9.5526e-05 | 83 | Residential_2035_Technical_MW_Before Competition Groups_83 | Chilled Water Optimization | 0.009553% | 0 | 0.29722 | Residential_2035_Technical_MW_Before Competition Groups_Chilled Water Optimization
Residential | Res ¦ Beverage Vending Machine Controls | 2035 | Technical | MW | Before Competition Groups | 0.25615 | 0 | 0 | 3111.4404 | 8.2327e-05 | 84 | Residential_2035_Technical_MW_Before Competition Groups_84 | Beverage Vending Machine Controls | 0.008233% | 0 | 0.25615 | Residential_2035_Technical_MW_Before Competition Groups_Beverage Vending Machine Controls
Residential | Res ¦ Wall Insulation MF | 2035 | Technical | MW | Before Competition Groups | 0.15262 | 0 | 0 | 3111.4404 | 4.905e-05 | 85 | Residential_2035_Technical_MW_Before Competition Groups_85 | Wall Insulation MF | 0.004905% | 0 | 0.15262 | Residential_2035_Technical_MW_Before Competition Groups_Wall Insulation MF
Residential | Res ¦ LED Recessed Downlights | 2035 | Technical | MW | Before Competition Groups | 0.021884 | 0 | 0 | 3111.4404 | 7.0335e-06 | 86 | Residential_2035_Technical_MW_Before Competition Groups_86 | LED Recessed Downlights | 0.0007034% | 0 | 0.021884 | Residential_2035_Technical_MW_Before Competition Groups_LED Recessed Downlights
Residential | Res ¦ LED High Bay Fixture | 2035 | Technical | MW | Before Competition Groups | 0.018701 | 0 | 0 | 3111.4404 | 6.0105e-06 | 87 | Residential_2035_Technical_MW_Before Competition Groups_87 | LED High Bay Fixture | 0.0006011% | 0 | 0.018701 | Residential_2035_Technical_MW_Before Competition Groups_LED High Bay Fixture
Residential | Res ¦ Radiant Barrier | 2035 | Technical | MW | Before Competition Groups | 0.011782 | 0 | 0 | 3111.4404 | 3.7867e-06 | 88 | Residential_2035_Technical_MW_Before Competition Groups_88 | Radiant Barrier | 0.0003787% | 0 | 0.011782 | Residential_2035_Technical_MW_Before Competition Groups_Radiant Barrier
Residential | Res ¦ Solar Water Preheat (Pools/DHW) | 2035 | Technical | MW | Before Competition Groups | 0.011369 | 0 | 0 | 3111.4404 | 3.654e-06 | 89 | Residential_2035_Technical_MW_Before Competition Groups_89 | Solar Water Preheat (Pools/DHW) | 0.0003654% | 0 | 0.011369 | Residential_2035_Technical_MW_Before Competition Groups_Solar Water Preheat (Pools/DHW)
Residential | Res ¦ Photocell Controls (Outdoor) | 2035 | Technical | MW | Before Competition Groups | 4.3839e-05 | 0 | 0 | 3111.4404 | 1.409e-08 | 90 | Residential_2035_Technical_MW_Before Competition Groups_90 | Photocell Controls (Outdoor) | 1.409e-06% | 0 | 4.3839e-05 | Residential_2035_Technical_MW_Before Competition Groups_Photocell Controls (Outdoor)
Residential | Res ¦ Ductless Mini-Split Heat Pump | 2036 | Economic | MW | Before Competition Groups | 218.6315 | 0 | 0 | 1568.0379 | 0.13943 | 1 | Residential_2036_Economic_MW_Before Competition Groups_1 | Ductless Mini-Split Heat Pump | 13.94% | 0 | 218.6315 | Residential_2036_Economic_MW_Before Competition Groups_Ductless Mini-Split Heat Pump
Residential | Res ¦ Adaptive Thermostat | 2036 | Economic | MW | Before Competition Groups | 202.3536 | 0 | 0 | 1568.0379 | 0.12905 | 2 | Residential_2036_Economic_MW_Before Competition Groups_2 | Adaptive Thermostat | 12.9% | 0 | 202.3536 | Residential_2036_Economic_MW_Before Competition Groups_Adaptive Thermostat
Residential | Res ¦ Energy Star Air Source Heat Pump | 2036 | Economic | MW | Before Competition Groups | 124.5439 | 0 | 0 | 1568.0379 | 0.079427 | 3 | Residential_2036_Economic_MW_Before Competition Groups_3 | Energy Star Air Source Heat Pump | 7.943% | 0 | 124.5439 | Residential_2036_Economic_MW_Before Competition Groups_Energy Star Air Source Heat Pump
Residential | Res ¦ Energy Star A Line, PAR, MR Lamps | 2036 | Economic | MW | Before Competition Groups | 109.5172 | 0 | 0 | 1568.0379 | 0.069843 | 4 | Residential_2036_Economic_MW_Before Competition Groups_4 | Energy Star A Line, PAR, MR Lamps | 6.984% | 0 | 109.5172 | Residential_2036_Economic_MW_Before Competition Groups_Energy Star A Line, PAR, MR Lamps
Residential | Res ¦ Energy Star LED Bulbs General Purpose LEDs | 2036 | Economic | MW | Before Competition Groups | 107.9211 | 0 | 0 | 1568.0379 | 0.068826 | 5 | Residential_2036_Economic_MW_Before Competition Groups_5 | Energy Star LED Bulbs General Purpose LEDs | 6.883% | 0 | 107.9211 | Residential_2036_Economic_MW_Before Competition Groups_Energy Star LED Bulbs General Purpose LEDs
Residential | Res ¦ Energy Star LED Specialty Bulbs | 2036 | Economic | MW | Before Competition Groups | 98.6199 | 0 | 0 | 1568.0379 | 0.062894 | 6 | Residential_2036_Economic_MW_Before Competition Groups_6 | Energy Star LED Specialty Bulbs | 6.289% | 0 | 98.6199 | Residential_2036_Economic_MW_Before Competition Groups_Energy Star LED Specialty Bulbs
Residential | Res ¦ Energy Star Clothes Washer | 2036 | Economic | MW | Before Competition Groups | 98.0014 | 0 | 0 | 1568.0379 | 0.062499 | 7 | Residential_2036_Economic_MW_Before Competition Groups_7 | Energy Star Clothes Washer | 6.25% | 0 | 98.0014 | Residential_2036_Economic_MW_Before Competition Groups_Energy Star Clothes Washer
Residential | Res ¦ Energy Star Room Air Conditioner | 2036 | Economic | MW | Before Competition Groups | 78.6484 | 0 | 0 | 1568.0379 | 0.050157 | 8 | Residential_2036_Economic_MW_Before Competition Groups_8 | Energy Star Room Air Conditioner | 5.016% | 0 | 78.6484 | Residential_2036_Economic_MW_Before Competition Groups_Energy Star Room Air Conditioner
Residential | Res ¦ Building Recommissioning, Operations and Maintenance (O&M) Improvements | 2036 | Economic | MW | Before Competition Groups | 73.9999 | 0 | 0 | 1568.0379 | 0.047193 | 9 | Residential_2036_Economic_MW_Before Competition Groups_9 | Building Recommissioning, Operations and Maintenance (O&M) Improvements | 4.719% | 0 | 73.9999 | Residential_2036_Economic_MW_Before Competition Groups_Building Recommissioning, Operations and Maintenance (O&M) Improvements
Residential | Res ¦ Basement Wall Insulation | 2036 | Economic | MW | Before Competition Groups | 68.2543 | 0 | 0 | 1568.0379 | 0.043528 | 10 | Residential_2036_Economic_MW_Before Competition Groups_10 | Basement Wall Insulation | 4.353% | 0 | 68.2543 | Residential_2036_Economic_MW_Before Competition Groups_Basement Wall Insulation
Residential | Res ¦ Variable Speed Pool Pump Motor | 2036 | Economic | MW | Before Competition Groups | 52.8574 | 0 | 0 | 1568.0379 | 0.033709 | 11 | Residential_2036_Economic_MW_Before Competition Groups_11 | Variable Speed Pool Pump Motor | 3.371% | 0 | 52.8574 | Residential_2036_Economic_MW_Before Competition Groups_Variable Speed Pool Pump Motor
Residential | Res ¦ Attic Insulation | 2036 | Economic | MW | Before Competition Groups | 52.6538 | 0 | 0 | 1568.0379 | 0.033579 | 12 | Residential_2036_Economic_MW_Before Competition Groups_12 | Attic Insulation | 3.358% | 0 | 52.6538 | Residential_2036_Economic_MW_Before Competition Groups_Attic Insulation
Residential | Res ¦ Energy Star Clothes Dryer | 2036 | Economic | MW | Before Competition Groups | 40.126 | 0 | 0 | 1568.0379 | 0.02559 | 13 | Residential_2036_Economic_MW_Before Competition Groups_13 | Energy Star Clothes Dryer | 2.559% | 0 | 40.126 | Residential_2036_Economic_MW_Before Competition Groups_Energy Star Clothes Dryer
Residential | Res ¦ Smart Burners | 2036 | Economic | MW | Before Competition Groups | 38.4251 | 0 | 0 | 1568.0379 | 0.024505 | 14 | Residential_2036_Economic_MW_Before Competition Groups_14 | Smart Burners | 2.451% | 0 | 38.4251 | Residential_2036_Economic_MW_Before Competition Groups_Smart Burners
Residential | Res ¦ Energy Star Torchiere | 2036 | Economic | MW | Before Competition Groups | 16.5018 | 0 | 0 | 1568.0379 | 0.010524 | 15 | Residential_2036_Economic_MW_Before Competition Groups_15 | Energy Star Torchiere | 1.052% | 0 | 16.5018 | Residential_2036_Economic_MW_Before Competition Groups_Energy Star Torchiere
Residential | Res ¦ Home Energy Reports | 2036 | Economic | MW | Before Competition Groups | 16.401 | 0 | 0 | 1568.0379 | 0.01046 | 16 | Residential_2036_Economic_MW_Before Competition Groups_16 | Home Energy Reports | 1.046% | 0 | 16.401 | Residential_2036_Economic_MW_Before Competition Groups_Home Energy Reports
Residential | Res ¦ Duct Insulation | 2036 | Economic | MW | Before Competition Groups | 15.9682 | 0 | 0 | 1568.0379 | 0.010184 | 17 | Residential_2036_Economic_MW_Before Competition Groups_17 | Duct Insulation | 1.018% | 0 | 15.9682 | Residential_2036_Economic_MW_Before Competition Groups_Duct Insulation
Residential | Res ¦ Air Sealing | 2036 | Economic | MW | Before Competition Groups | 14.5185 | 0 | 0 | 1568.0379 | 0.009259 | 18 | Residential_2036_Economic_MW_Before Competition Groups_18 | Air Sealing | 0.9259% | 0 | 14.5185 | Residential_2036_Economic_MW_Before Competition Groups_Air Sealing
Residential | Res ¦ Floor Insulation | 2036 | Economic | MW | Before Competition Groups | 13.7998 | 0 | 0 | 1568.0379 | 0.0088007 | 19 | Residential_2036_Economic_MW_Before Competition Groups_19 | Floor Insulation | 0.8801% | 0 | 13.7998 | Residential_2036_Economic_MW_Before Competition Groups_Floor Insulation
Residential | Res ¦ High Efficiency Chiller (avg of water and air cooled) | 2036 | Economic | MW | Before Competition Groups | 12.4249 | 0 | 0 | 1568.0379 | 0.0079239 | 20 | Residential_2036_Economic_MW_Before Competition Groups_20 | High Efficiency Chiller (avg of water and air cooled) | 0.7924% | 0 | 12.4249 | Residential_2036_Economic_MW_Before Competition Groups_High Efficiency Chiller (avg of water and air cooled)
Residential | Res ¦ Advanced BAS/Controllers | 2036 | Economic | MW | Before Competition Groups | 10.8308 | 0 | 0 | 1568.0379 | 0.0069072 | 21 | Residential_2036_Economic_MW_Before Competition Groups_21 | Advanced BAS/Controllers | 0.6907% | 0 | 10.8308 | Residential_2036_Economic_MW_Before Competition Groups_Advanced BAS/Controllers
Residential | Res ¦ Clothes Drying Racks | 2036 | Economic | MW | Before Competition Groups | 10.0227 | 0 | 0 | 1568.0379 | 0.0063919 | 22 | Residential_2036_Economic_MW_Before Competition Groups_22 | Clothes Drying Racks | 0.6392% | 0 | 10.0227 | Residential_2036_Economic_MW_Before Competition Groups_Clothes Drying Racks
Residential | Res ¦ Refrigerator Recycling | 2036 | Economic | MW | Before Competition Groups | 8.4936 | 0 | 0 | 1568.0379 | 0.0054167 | 23 | Residential_2036_Economic_MW_Before Competition Groups_23 | Refrigerator Recycling | 0.5417% | 0 | 8.4936 | Residential_2036_Economic_MW_Before Competition Groups_Refrigerator Recycling
Residential | Res ¦ Freezer Recycling | 2036 | Economic | MW | Before Competition Groups | 7.9125 | 0 | 0 | 1568.0379 | 0.0050461 | 24 | Residential_2036_Economic_MW_Before Competition Groups_24 | Freezer Recycling | 0.5046% | 0 | 7.9125 | Residential_2036_Economic_MW_Before Competition Groups_Freezer Recycling
Residential | Res ¦ Energy Star Freezer | 2036 | Economic | MW | Before Competition Groups | 7.6671 | 0 | 0 | 1568.0379 | 0.0048896 | 25 | Residential_2036_Economic_MW_Before Competition Groups_25 | Energy Star Freezer | 0.489% | 0 | 7.6671 | Residential_2036_Economic_MW_Before Competition Groups_Energy Star Freezer
Residential | Res ¦ Energy Star Dehumidifier | 2036 | Economic | MW | Before Competition Groups | 7.4791 | 0 | 0 | 1568.0379 | 0.0047697 | 26 | Residential_2036_Economic_MW_Before Competition Groups_26 | Energy Star Dehumidifier | 0.477% | 0 | 7.4791 | Residential_2036_Economic_MW_Before Competition Groups_Energy Star Dehumidifier
Residential | Res ¦ Duct Insulation MF | 2036 | Economic | MW | Before Competition Groups | 7.3331 | 0 | 0 | 1568.0379 | 0.0046766 | 27 | Residential_2036_Economic_MW_Before Competition Groups_27 | Duct Insulation MF | 0.4677% | 0 | 7.3331 | Residential_2036_Economic_MW_Before Competition Groups_Duct Insulation MF
Residential | Res ¦ Occupancy Sensors MF | 2036 | Economic | MW | Before Competition Groups | 7.1453 | 0 | 0 | 1568.0379 | 0.0045568 | 28 | Residential_2036_Economic_MW_Before Competition Groups_28 | Occupancy Sensors MF | 0.4557% | 0 | 7.1453 | Residential_2036_Economic_MW_Before Competition Groups_Occupancy Sensors MF
Residential | Res ¦ Energy Star Light Fixture | 2036 | Economic | MW | Before Competition Groups | 7.0163 | 0 | 0 | 1568.0379 | 0.0044746 | 29 | Residential_2036_Economic_MW_Before Competition Groups_29 | Energy Star Light Fixture | 0.4475% | 0 | 7.0163 | Residential_2036_Economic_MW_Before Competition Groups_Energy Star Light Fixture
Residential | Res ¦ Heat Recovery Ventilator | 2036 | Economic | MW | Before Competition Groups | 5.7995 | 0 | 0 | 1568.0379 | 0.0036986 | 30 | Residential_2036_Economic_MW_Before Competition Groups_30 | Heat Recovery Ventilator | 0.3699% | 0 | 5.7995 | Residential_2036_Economic_MW_Before Competition Groups_Heat Recovery Ventilator
Residential | Res ¦ Minimize Hot and Warm Clothes Wash | 2036 | Economic | MW | Before Competition Groups | 4.1982 | 0 | 0 | 1568.0379 | 0.0026774 | 31 | Residential_2036_Economic_MW_Before Competition Groups_31 | Minimize Hot and Warm Clothes Wash | 0.2677% | 0 | 4.1982 | Residential_2036_Economic_MW_Before Competition Groups_Minimize Hot and Warm Clothes Wash
Residential | Res ¦ LED Tube Re-Lamp | 2036 | Economic | MW | Before Competition Groups | 4.1961 | 0 | 0 | 1568.0379 | 0.002676 | 32 | Residential_2036_Economic_MW_Before Competition Groups_32 | LED Tube Re-Lamp | 0.2676% | 0 | 4.1961 | Residential_2036_Economic_MW_Before Competition Groups_LED Tube Re-Lamp
Residential | Res ¦ Outside Air Economizer | 2036 | Economic | MW | Before Competition Groups | 3.4361 | 0 | 0 | 1568.0379 | 0.0021913 | 33 | Residential_2036_Economic_MW_Before Competition Groups_33 | Outside Air Economizer | 0.2191% | 0 | 3.4361 | Residential_2036_Economic_MW_Before Competition Groups_Outside Air Economizer
Residential | Res ¦ Tankless Water Heater | 2036 | Economic | MW | Before Competition Groups | 3.3387 | 0 | 0 | 1568.0379 | 0.0021292 | 34 | Residential_2036_Economic_MW_Before Competition Groups_34 | Tankless Water Heater | 0.2129% | 0 | 3.3387 | Residential_2036_Economic_MW_Before Competition Groups_Tankless Water Heater
Residential | Res ¦ Condensing Make Up Air Unit | 2036 | Economic | MW | Before Competition Groups | 2.2187 | 0 | 0 | 1568.0379 | 0.001415 | 35 | Residential_2036_Economic_MW_Before Competition Groups_35 | Condensing Make Up Air Unit | 0.1415% | 0 | 2.2187 | Residential_2036_Economic_MW_Before Competition Groups_Condensing Make Up Air Unit
Residential | Res ¦ CO Sensors for parking garage exhaust fans | 2036 | Economic | MW | Before Competition Groups | 2.1679 | 0 | 0 | 1568.0379 | 0.0013826 | 36 | Residential_2036_Economic_MW_Before Competition Groups_36 | CO Sensors for parking garage exhaust fans | 0.1383% | 0 | 2.1679 | Residential_2036_Economic_MW_Before Competition Groups_CO Sensors for parking garage exhaust fans
Residential | Res ¦ Demand Control Ventilation | 2036 | Economic | MW | Before Competition Groups | 1.9035 | 0 | 0 | 1568.0379 | 0.0012139 | 37 | Residential_2036_Economic_MW_Before Competition Groups_37 | Demand Control Ventilation | 0.1214% | 0 | 1.9035 | Residential_2036_Economic_MW_Before Competition Groups_Demand Control Ventilation
Residential | Res ¦ ENERGY STAR LED LAMPS (REFLECTOR LAMPs/MR16/PAR 16) | 2036 | Economic | MW | Before Competition Groups | 1.8927 | 0 | 0 | 1568.0379 | 0.001207 | 38 | Residential_2036_Economic_MW_Before Competition Groups_38 | ENERGY STAR LED LAMPS (REFLECTOR LAMPs/MR16/PAR 16) | 0.1207% | 0 | 1.8927 | Residential_2036_Economic_MW_Before Competition Groups_ENERGY STAR LED LAMPS (REFLECTOR LAMPs/MR16/PAR 16)
Residential | Res ¦ Furnace Whistle | 2036 | Economic | MW | Before Competition Groups | 1.8291 | 0 | 0 | 1568.0379 | 0.0011665 | 39 | Residential_2036_Economic_MW_Before Competition Groups_39 | Furnace Whistle | 0.1167% | 0 | 1.8291 | Residential_2036_Economic_MW_Before Competition Groups_Furnace Whistle
Residential | Res ¦ Wall Insulation | 2036 | Economic | MW | Before Competition Groups | 1.6798 | 0 | 0 | 1568.0379 | 0.0010713 | 40 | Residential_2036_Economic_MW_Before Competition Groups_40 | Wall Insulation | 0.1071% | 0 | 1.6798 | Residential_2036_Economic_MW_Before Competition Groups_Wall Insulation
Residential | Res ¦ Comprehensive Draft Proofing | 2036 | Economic | MW | Before Competition Groups | 1.5543 | 0 | 0 | 1568.0379 | 0.00099125 | 41 | Residential_2036_Economic_MW_Before Competition Groups_41 | Comprehensive Draft Proofing | 0.09912% | 0 | 1.5543 | Residential_2036_Economic_MW_Before Competition Groups_Comprehensive Draft Proofing
Residential | Res ¦ Variable Frequency Drive (VFD) | 2036 | Economic | MW | Before Competition Groups | 1.5076 | 0 | 0 | 1568.0379 | 0.00096144 | 42 | Residential_2036_Economic_MW_Before Competition Groups_42 | Variable Frequency Drive (VFD) | 0.09614% | 0 | 1.5076 | Residential_2036_Economic_MW_Before Competition Groups_Variable Frequency Drive (VFD)
Residential | Res ¦ Water Heater Temperature Setback | 2036 | Economic | MW | Before Competition Groups | 0.95346 | 0 | 0 | 1568.0379 | 0.00060806 | 43 | Residential_2036_Economic_MW_Before Competition Groups_43 | Water Heater Temperature Setback | 0.06081% | 0 | 0.95346 | Residential_2036_Economic_MW_Before Competition Groups_Water Heater Temperature Setback
Residential | Res ¦ LED Parking Lot Fixture | 2036 | Economic | MW | Before Competition Groups | 0.87224 | 0 | 0 | 1568.0379 | 0.00055626 | 44 | Residential_2036_Economic_MW_Before Competition Groups_44 | LED Parking Lot Fixture | 0.05563% | 0 | 0.87224 | Residential_2036_Economic_MW_Before Competition Groups_LED Parking Lot Fixture
Residential | Res ¦ VFD on Pumps | 2036 | Economic | MW | Before Competition Groups | 0.4636 | 0 | 0 | 1568.0379 | 0.00029565 | 45 | Residential_2036_Economic_MW_Before Competition Groups_45 | VFD on Pumps | 0.02957% | 0 | 0.4636 | Residential_2036_Economic_MW_Before Competition Groups_VFD on Pumps
Residential | Res ¦ ENERGY STAR LED Lamps (General Service Lamps) | 2036 | Economic | MW | Before Competition Groups | 0.44616 | 0 | 0 | 1568.0379 | 0.00028453 | 46 | Residential_2036_Economic_MW_Before Competition Groups_46 | ENERGY STAR LED Lamps (General Service Lamps) | 0.02845% | 0 | 0.44616 | Residential_2036_Economic_MW_Before Competition Groups_ENERGY STAR LED Lamps (General Service Lamps)
Residential | Res ¦ LED Exterior Area Lights - LED Fixture (200W) | 2036 | Economic | MW | Before Competition Groups | 0.41052 | 0 | 0 | 1568.0379 | 0.0002618 | 47 | Residential_2036_Economic_MW_Before Competition Groups_47 | LED Exterior Area Lights - LED Fixture (200W) | 0.02618% | 0 | 0.41052 | Residential_2036_Economic_MW_Before Competition Groups_LED Exterior Area Lights - LED Fixture (200W)
Residential | Res ¦ ECM MOTORS FOR HVAC APPLICATION (FAN-POWERED VAV BOX) | 2036 | Economic | MW | Before Competition Groups | 0.35995 | 0 | 0 | 1568.0379 | 0.00022955 | 48 | Residential_2036_Economic_MW_Before Competition Groups_48 | ECM MOTORS FOR HVAC APPLICATION (FAN-POWERED VAV BOX) | 0.02296% | 0 | 0.35995 | Residential_2036_Economic_MW_Before Competition Groups_ECM MOTORS FOR HVAC APPLICATION (FAN-POWERED VAV BOX)
Residential | Res ¦ Chilled Water Optimization | 2036 | Economic | MW | Before Competition Groups | 0.30896 | 0 | 0 | 1568.0379 | 0.00019704 | 49 | Residential_2036_Economic_MW_Before Competition Groups_49 | Chilled Water Optimization | 0.0197% | 0 | 0.30896 | Residential_2036_Economic_MW_Before Competition Groups_Chilled Water Optimization
Residential | Res ¦ Beverage Vending Machine Controls | 2036 | Economic | MW | Before Competition Groups | 0.25797 | 0 | 0 | 1568.0379 | 0.00016452 | 50 | Residential_2036_Economic_MW_Before Competition Groups_50 | Beverage Vending Machine Controls | 0.01645% | 0 | 0.25797 | Residential_2036_Economic_MW_Before Competition Groups_Beverage Vending Machine Controls
Residential | Res ¦ LED Downlight | 2036 | Economic | MW | Before Competition Groups | 0.14464 | 0 | 0 | 1568.0379 | 9.2244e-05 | 51 | Residential_2036_Economic_MW_Before Competition Groups_51 | LED Downlight | 0.009224% | 0 | 0.14464 | Residential_2036_Economic_MW_Before Competition Groups_LED Downlight
Residential | Res ¦ LED High Bay Fixture | 2036 | Economic | MW | Before Competition Groups | 0.018032 | 0 | 0 | 1568.0379 | 1.15e-05 | 52 | Residential_2036_Economic_MW_Before Competition Groups_52 | LED High Bay Fixture | 0.00115% | 0 | 0.018032 | Residential_2036_Economic_MW_Before Competition Groups_LED High Bay Fixture
Residential | Res ¦ Wall Insulation MF | 2036 | Economic | MW | Before Competition Groups | 0.012022 | 0 | 0 | 1568.0379 | 7.667e-06 | 53 | Residential_2036_Economic_MW_Before Competition Groups_53 | Wall Insulation MF | 0.0007667% | 0 | 0.012022 | Residential_2036_Economic_MW_Before Competition Groups_Wall Insulation MF
Residential | Res ¦ Smart Power Bar | 2036 | Economic | MW | Before Competition Groups | 0 | 0 | 0 | 1568.0379 | 0 | 54 | Residential_2036_Economic_MW_Before Competition Groups_54 | Smart Power Bar | 0% | 0 | 0 | Residential_2036_Economic_MW_Before Competition Groups_Smart Power Bar
Residential | Res ¦ Ductless Mini-Split Heat Pump | 2036 | SC A | MW | Before Competition Groups | 122.3764 | 0 | 0 | 581.5832 | 0.21042 | 1 | Residential_2036_SC A_MW_Before Competition Groups_1 | Ductless Mini-Split Heat Pump | 21.04% | 0 | 122.3764 | Residential_2036_SC A_MW_Before Competition Groups_Ductless Mini-Split Heat Pump
Residential | Res ¦ Building Recommissioning, Operations and Maintenance (O&M) Improvements | 2036 | SC A | MW | Before Competition Groups | 64.4839 | 0 | 0 | 581.5832 | 0.11088 | 2 | Residential_2036_SC A_MW_Before Competition Groups_2 | Building Recommissioning, Operations and Maintenance (O&M) Improvements | 11.09% | 0 | 64.4839 | Residential_2036_SC A_MW_Before Competition Groups_Building Recommissioning, Operations and Maintenance (O&M) Improvements
Residential | Res ¦ Energy Star Clothes Washer | 2036 | SC A | MW | Before Competition Groups | 56.2948 | 0 | 0 | 581.5832 | 0.096796 | 3 | Residential_2036_SC A_MW_Before Competition Groups_3 | Energy Star Clothes Washer | 9.68% | 0 | 56.2948 | Residential_2036_SC A_MW_Before Competition Groups_Energy Star Clothes Washer
Residential | Res ¦ Adaptive Thermostat | 2036 | SC A | MW | Before Competition Groups | 39.8246 | 0 | 0 | 581.5832 | 0.068476 | 4 | Residential_2036_SC A_MW_Before Competition Groups_4 | Adaptive Thermostat | 6.848% | 0 | 39.8246 | Residential_2036_SC A_MW_Before Competition Groups_Adaptive Thermostat
Residential | Res ¦ Variable Speed Pool Pump Motor | 2036 | SC A | MW | Before Competition Groups | 35.4126 | 0 | 0 | 581.5832 | 0.06089 | 5 | Residential_2036_SC A_MW_Before Competition Groups_5 | Variable Speed Pool Pump Motor | 6.089% | 0 | 35.4126 | Residential_2036_SC A_MW_Before Competition Groups_Variable Speed Pool Pump Motor
Residential | Res ¦ Energy Star Air Source Heat Pump | 2036 | SC A | MW | Before Competition Groups | 34.8062 | 0 | 0 | 581.5832 | 0.059847 | 6 | Residential_2036_SC A_MW_Before Competition Groups_6 | Energy Star Air Source Heat Pump | 5.985% | 0 | 34.8062 | Residential_2036_SC A_MW_Before Competition Groups_Energy Star Air Source Heat Pump
Residential | Res ¦ Energy Star LED Specialty Bulbs | 2036 | SC A | MW | Before Competition Groups | 31.7711 | 0 | 0 | 581.5832 | 0.054629 | 7 | Residential_2036_SC A_MW_Before Competition Groups_7 | Energy Star LED Specialty Bulbs | 5.463% | 0 | 31.7711 | Residential_2036_SC A_MW_Before Competition Groups_Energy Star LED Specialty Bulbs
Residential | Res ¦ Basement Wall Insulation | 2036 | SC A | MW | Before Competition Groups | 30.421 | 0 | 0 | 581.5832 | 0.052307 | 8 | Residential_2036_SC A_MW_Before Competition Groups_8 | Basement Wall Insulation | 5.231% | 0 | 30.421 | Residential_2036_SC A_MW_Before Competition Groups_Basement Wall Insulation
Residential | Res ¦ Energy Star Room Air Conditioner | 2036 | SC A | MW | Before Competition Groups | 20.8488 | 0 | 0 | 581.5832 | 0.035848 | 9 | Residential_2036_SC A_MW_Before Competition Groups_9 | Energy Star Room Air Conditioner | 3.585% | 0 | 20.8488 | Residential_2036_SC A_MW_Before Competition Groups_Energy Star Room Air Conditioner
Residential | Res ¦ Energy Star A Line, PAR, MR Lamps | 2036 | SC A | MW | Before Competition Groups | 15.7471 | 0 | 0 | 581.5832 | 0.027076 | 10 | Residential_2036_SC A_MW_Before Competition Groups_10 | Energy Star A Line, PAR, MR Lamps | 2.708% | 0 | 15.7471 | Residential_2036_SC A_MW_Before Competition Groups_Energy Star A Line, PAR, MR Lamps
Residential | Res ¦ Energy Star LED Bulbs General Purpose LEDs | 2036 | SC A | MW | Before Competition Groups | 12.8319 | 0 | 0 | 581.5832 | 0.022064 | 11 | Residential_2036_SC A_MW_Before Competition Groups_11 | Energy Star LED Bulbs General Purpose LEDs | 2.206% | 0 | 12.8319 | Residential_2036_SC A_MW_Before Competition Groups_Energy Star LED Bulbs General Purpose LEDs
Residential | Res ¦ Home Energy Reports | 2036 | SC A | MW | Before Competition Groups | 11.4538 | 0 | 0 | 581.5832 | 0.019694 | 12 | Residential_2036_SC A_MW_Before Competition Groups_12 | Home Energy Reports | 1.969% | 0 | 11.4538 | Residential_2036_SC A_MW_Before Competition Groups_Home Energy Reports
Residential | Res ¦ Energy Star Clothes Dryer | 2036 | SC A | MW | Before Competition Groups | 11.2714 | 0 | 0 | 581.5832 | 0.019381 | 13 | Residential_2036_SC A_MW_Before Competition Groups_13 | Energy Star Clothes Dryer | 1.938% | 0 | 11.2714 | Residential_2036_SC A_MW_Before Competition Groups_Energy Star Clothes Dryer
Residential | Res ¦ High Efficiency Chiller (avg of water and air cooled) | 2036 | SC A | MW | Before Competition Groups | 11.0357 | 0 | 0 | 581.5832 | 0.018975 | 14 | Residential_2036_SC A_MW_Before Competition Groups_14 | High Efficiency Chiller (avg of water and air cooled) | 1.898% | 0 | 11.0357 | Residential_2036_SC A_MW_Before Competition Groups_High Efficiency Chiller (avg of water and air cooled)
Residential | Res ¦ Energy Star Torchiere | 2036 | SC A | MW | Before Competition Groups | 9.248 | 0 | 0 | 581.5832 | 0.015901 | 15 | Residential_2036_SC A_MW_Before Competition Groups_15 | Energy Star Torchiere | 1.59% | 0 | 9.248 | Residential_2036_SC A_MW_Before Competition Groups_Energy Star Torchiere
Residential | Res ¦ Attic Insulation | 2036 | SC A | MW | Before Competition Groups | 9.1171 | 0 | 0 | 581.5832 | 0.015676 | 16 | Residential_2036_SC A_MW_Before Competition Groups_16 | Attic Insulation | 1.568% | 0 | 9.1171 | Residential_2036_SC A_MW_Before Competition Groups_Attic Insulation
Residential | Res ¦ Occupancy Sensors MF | 2036 | SC A | MW | Before Competition Groups | 7.594 | 0 | 0 | 581.5832 | 0.013058 | 17 | Residential_2036_SC A_MW_Before Competition Groups_17 | Occupancy Sensors MF | 1.306% | 0 | 7.594 | Residential_2036_SC A_MW_Before Competition Groups_Occupancy Sensors MF
Residential | Res ¦ Advanced BAS/Controllers | 2036 | SC A | MW | Before Competition Groups | 6.7587 | 0 | 0 | 581.5832 | 0.011621 | 18 | Residential_2036_SC A_MW_Before Competition Groups_18 | Advanced BAS/Controllers | 1.162% | 0 | 6.7587 | Residential_2036_SC A_MW_Before Competition Groups_Advanced BAS/Controllers
Residential | Res ¦ Smart Burners | 2036 | SC A | MW | Before Competition Groups | 6.4499 | 0 | 0 | 581.5832 | 0.01109 | 19 | Residential_2036_SC A_MW_Before Competition Groups_19 | Smart Burners | 1.109% | 0 | 6.4499 | Residential_2036_SC A_MW_Before Competition Groups_Smart Burners
Residential | Res ¦ Refrigerator Recycling | 2036 | SC A | MW | Before Competition Groups | 5.6839 | 0 | 0 | 581.5832 | 0.0097731 | 20 | Residential_2036_SC A_MW_Before Competition Groups_20 | Refrigerator Recycling | 0.9773% | 0 | 5.6839 | Residential_2036_SC A_MW_Before Competition Groups_Refrigerator Recycling
Residential | Res ¦ Energy Star Freezer | 2036 | SC A | MW | Before Competition Groups | 4.3374 | 0 | 0 | 581.5832 | 0.007458 | 21 | Residential_2036_SC A_MW_Before Competition Groups_21 | Energy Star Freezer | 0.7458% | 0 | 4.3374 | Residential_2036_SC A_MW_Before Competition Groups_Energy Star Freezer
Residential | Res ¦ LED Tube Re-Lamp | 2036 | SC A | MW | Before Competition Groups | 3.6235 | 0 | 0 | 581.5832 | 0.0062303 | 22 | Residential_2036_SC A_MW_Before Competition Groups_22 | LED Tube Re-Lamp | 0.623% | 0 | 3.6235 | Residential_2036_SC A_MW_Before Competition Groups_LED Tube Re-Lamp
Residential | Res ¦ Air Sealing | 2036 | SC A | MW | Before Competition Groups | 3.4297 | 0 | 0 | 581.5832 | 0.0058971 | 23 | Residential_2036_SC A_MW_Before Competition Groups_23 | Air Sealing | 0.5897% | 0 | 3.4297 | Residential_2036_SC A_MW_Before Competition Groups_Air Sealing
Residential | Res ¦ Outside Air Economizer | 2036 | SC A | MW | Before Competition Groups | 3.1403 | 0 | 0 | 581.5832 | 0.0053995 | 24 | Residential_2036_SC A_MW_Before Competition Groups_24 | Outside Air Economizer | 0.54% | 0 | 3.1403 | Residential_2036_SC A_MW_Before Competition Groups_Outside Air Economizer
Residential | Res ¦ Energy Star Light Fixture | 2036 | SC A | MW | Before Competition Groups | 3.1221 | 0 | 0 | 581.5832 | 0.0053683 | 25 | Residential_2036_SC A_MW_Before Competition Groups_25 | Energy Star Light Fixture | 0.5368% | 0 | 3.1221 | Residential_2036_SC A_MW_Before Competition Groups_Energy Star Light Fixture
Residential | Res ¦ Minimize Hot and Warm Clothes Wash | 2036 | SC A | MW | Before Competition Groups | 3.05 | 0 | 0 | 581.5832 | 0.0052442 | 26 | Residential_2036_SC A_MW_Before Competition Groups_26 | Minimize Hot and Warm Clothes Wash | 0.5244% | 0 | 3.05 | Residential_2036_SC A_MW_Before Competition Groups_Minimize Hot and Warm Clothes Wash
Residential | Res ¦ ENERGY STAR LED LAMPS (REFLECTOR LAMPs/MR16/PAR 16) | 2036 | SC A | MW | Before Competition Groups | 2.0805 | 0 | 0 | 581.5832 | 0.0035773 | 27 | Residential_2036_SC A_MW_Before Competition Groups_27 | ENERGY STAR LED LAMPS (REFLECTOR LAMPs/MR16/PAR 16) | 0.3577% | 0 | 2.0805 | Residential_2036_SC A_MW_Before Competition Groups_ENERGY STAR LED LAMPS (REFLECTOR LAMPs/MR16/PAR 16)
Residential | Res ¦ Furnace Whistle | 2036 | SC A | MW | Before Competition Groups | 1.6014 | 0 | 0 | 581.5832 | 0.0027534 | 28 | Residential_2036_SC A_MW_Before Competition Groups_28 | Furnace Whistle | 0.2753% | 0 | 1.6014 | Residential_2036_SC A_MW_Before Competition Groups_Furnace Whistle
Residential | Res ¦ Variable Frequency Drive (VFD) | 2036 | SC A | MW | Before Competition Groups | 1.3198 | 0 | 0 | 581.5832 | 0.0022694 | 29 | Residential_2036_SC A_MW_Before Competition Groups_29 | Variable Frequency Drive (VFD) | 0.2269% | 0 | 1.3198 | Residential_2036_SC A_MW_Before Competition Groups_Variable Frequency Drive (VFD)
Residential | Res ¦ Comprehensive Draft Proofing | 2036 | SC A | MW | Before Competition Groups | 1.3048 | 0 | 0 | 581.5832 | 0.0022435 | 30 | Residential_2036_SC A_MW_Before Competition Groups_30 | Comprehensive Draft Proofing | 0.2244% | 0 | 1.3048 | Residential_2036_SC A_MW_Before Competition Groups_Comprehensive Draft Proofing
Residential | Res ¦ CO Sensors for parking garage exhaust fans | 2036 | SC A | MW | Before Competition Groups | 1.1972 | 0 | 0 | 581.5832 | 0.0020585 | 31 | Residential_2036_SC A_MW_Before Competition Groups_31 | CO Sensors for parking garage exhaust fans | 0.2058% | 0 | 1.1972 | Residential_2036_SC A_MW_Before Competition Groups_CO Sensors for parking garage exhaust fans
Residential | Res ¦ Energy Star Dehumidifier | 2036 | SC A | MW | Before Competition Groups | 1.1625 | 0 | 0 | 581.5832 | 0.0019989 | 32 | Residential_2036_SC A_MW_Before Competition Groups_32 | Energy Star Dehumidifier | 0.1999% | 0 | 1.1625 | Residential_2036_SC A_MW_Before Competition Groups_Energy Star Dehumidifier
Residential | Res ¦ LED Parking Lot Fixture | 2036 | SC A | MW | Before Competition Groups | 0.90691 | 0 | 0 | 581.5832 | 0.0015594 | 33 | Residential_2036_SC A_MW_Before Competition Groups_33 | LED Parking Lot Fixture | 0.1559% | 0 | 0.90691 | Residential_2036_SC A_MW_Before Competition Groups_LED Parking Lot Fixture
Residential | Res ¦ Demand Control Ventilation | 2036 | SC A | MW | Before Competition Groups | 0.89898 | 0 | 0 | 581.5832 | 0.0015457 | 34 | Residential_2036_SC A_MW_Before Competition Groups_34 | Demand Control Ventilation | 0.1546% | 0 | 0.89898 | Residential_2036_SC A_MW_Before Competition Groups_Demand Control Ventilation
Residential | Res ¦ LED Downlight | 2036 | SC A | MW | Before Competition Groups | 0.88842 | 0 | 0 | 581.5832 | 0.0015276 | 35 | Residential_2036_SC A_MW_Before Competition Groups_35 | LED Downlight | 0.1528% | 0 | 0.88842 | Residential_2036_SC A_MW_Before Competition Groups_LED Downlight
Residential | Res ¦ Water Heater Temperature Setback | 2036 | SC A | MW | Before Competition Groups | 0.83101 | 0 | 0 | 581.5832 | 0.0014289 | 36 | Residential_2036_SC A_MW_Before Competition Groups_36 | Water Heater Temperature Setback | 0.1429% | 0 | 0.83101 | Residential_2036_SC A_MW_Before Competition Groups_Water Heater Temperature Setback
Residential | Res ¦ Tankless Water Heater | 2036 | SC A | MW | Before Competition Groups | 0.79208 | 0 | 0 | 581.5832 | 0.0013619 | 37 | Residential_2036_SC A_MW_Before Competition Groups_37 | Tankless Water Heater | 0.1362% | 0 | 0.79208 | Residential_2036_SC A_MW_Before Competition Groups_Tankless Water Heater
Residential | Res ¦ Clothes Drying Racks | 2036 | SC A | MW | Before Competition Groups | 0.60824 | 0 | 0 | 581.5832 | 0.0010458 | 38 | Residential_2036_SC A_MW_Before Competition Groups_38 | Clothes Drying Racks | 0.1046% | 0 | 0.60824 | Residential_2036_SC A_MW_Before Competition Groups_Clothes Drying Racks
Residential | Res ¦ Floor Insulation | 2036 | SC A | MW | Before Competition Groups | 0.60459 | 0 | 0 | 581.5832 | 0.0010396 | 39 | Residential_2036_SC A_MW_Before Competition Groups_39 | Floor Insulation | 0.104% | 0 | 0.60459 | Residential_2036_SC A_MW_Before Competition Groups_Floor Insulation
Residential | Res ¦ Condensing Make Up Air Unit | 2036 | SC A | MW | Before Competition Groups | 0.48845 | 0 | 0 | 581.5832 | 0.00083986 | 40 | Residential_2036_SC A_MW_Before Competition Groups_40 | Condensing Make Up Air Unit | 0.08399% | 0 | 0.48845 | Residential_2036_SC A_MW_Before Competition Groups_Condensing Make Up Air Unit
Residential | Res ¦ ENERGY STAR LED Lamps (General Service Lamps) | 2036 | SC A | MW | Before Competition Groups | 0.45856 | 0 | 0 | 581.5832 | 0.00078847 | 41 | Residential_2036_SC A_MW_Before Competition Groups_41 | ENERGY STAR LED Lamps (General Service Lamps) | 0.07885% | 0 | 0.45856 | Residential_2036_SC A_MW_Before Competition Groups_ENERGY STAR LED Lamps (General Service Lamps)
Residential | Res ¦ LED Exterior Area Lights - LED Fixture (200W) | 2036 | SC A | MW | Before Competition Groups | 0.43627 | 0 | 0 | 581.5832 | 0.00075015 | 42 | Residential_2036_SC A_MW_Before Competition Groups_42 | LED Exterior Area Lights - LED Fixture (200W) | 0.07501% | 0 | 0.43627 | Residential_2036_SC A_MW_Before Competition Groups_LED Exterior Area Lights - LED Fixture (200W)
Residential | Res ¦ VFD on Pumps | 2036 | SC A | MW | Before Competition Groups | 0.38685 | 0 | 0 | 581.5832 | 0.00066517 | 43 | Residential_2036_SC A_MW_Before Competition Groups_43 | VFD on Pumps | 0.06652% | 0 | 0.38685 | Residential_2036_SC A_MW_Before Competition Groups_VFD on Pumps
Residential | Res ¦ Duct Insulation | 2036 | SC A | MW | Before Competition Groups | 0.35805 | 0 | 0 | 581.5832 | 0.00061565 | 44 | Residential_2036_SC A_MW_Before Competition Groups_44 | Duct Insulation | 0.06156% | 0 | 0.35805 | Residential_2036_SC A_MW_Before Competition Groups_Duct Insulation
Residential | Res ¦ Heat Recovery Ventilator | 2036 | SC A | MW | Before Competition Groups | 0.28331 | 0 | 0 | 581.5832 | 0.00048714 | 45 | Residential_2036_SC A_MW_Before Competition Groups_45 | Heat Recovery Ventilator | 0.04871% | 0 | 0.28331 | Residential_2036_SC A_MW_Before Competition Groups_Heat Recovery Ventilator
Residential | Res ¦ ECM MOTORS FOR HVAC APPLICATION (FAN-POWERED VAV BOX) | 2036 | SC A | MW | Before Competition Groups | 0.24128 | 0 | 0 | 581.5832 | 0.00041486 | 46 | Residential_2036_SC A_MW_Before Competition Groups_46 | ECM MOTORS FOR HVAC APPLICATION (FAN-POWERED VAV BOX) | 0.04149% | 0 | 0.24128 | Residential_2036_SC A_MW_Before Competition Groups_ECM MOTORS FOR HVAC APPLICATION (FAN-POWERED VAV BOX)
Residential | Res ¦ Duct Insulation MF | 2036 | SC A | MW | Before Competition Groups | 0.22011 | 0 | 0 | 581.5832 | 0.00037847 | 47 | Residential_2036_SC A_MW_Before Competition Groups_47 | Duct Insulation MF | 0.03785% | 0 | 0.22011 | Residential_2036_SC A_MW_Before Competition Groups_Duct Insulation MF
Residential | Res ¦ Chilled Water Optimization | 2036 | SC A | MW | Before Competition Groups | 0.18579 | 0 | 0 | 581.5832 | 0.00031945 | 48 | Residential_2036_SC A_MW_Before Competition Groups_48 | Chilled Water Optimization | 0.03195% | 0 | 0.18579 | Residential_2036_SC A_MW_Before Competition Groups_Chilled Water Optimization
Residential | Res ¦ Beverage Vending Machine Controls | 2036 | SC A | MW | Before Competition Groups | 0.15881 | 0 | 0 | 581.5832 | 0.00027307 | 49 | Residential_2036_SC A_MW_Before Competition Groups_49 | Beverage Vending Machine Controls | 0.02731% | 0 | 0.15881 | Residential_2036_SC A_MW_Before Competition Groups_Beverage Vending Machine Controls
Residential | Res ¦ LED High Bay Fixture | 2036 | SC A | MW | Before Competition Groups | 0.016378 | 0 | 0 | 581.5832 | 2.8161e-05 | 50 | Residential_2036_SC A_MW_Before Competition Groups_50 | LED High Bay Fixture | 0.002816% | 0 | 0.016378 | Residential_2036_SC A_MW_Before Competition Groups_LED High Bay Fixture
Residential | Res ¦ Wall Insulation | 2036 | SC A | MW | Before Competition Groups | 0.014163 | 0 | 0 | 581.5832 | 2.4352e-05 | 51 | Residential_2036_SC A_MW_Before Competition Groups_51 | Wall Insulation | 0.002435% | 0 | 0.014163 | Residential_2036_SC A_MW_Before Competition Groups_Wall Insulation
Residential | Res ¦ Wall Insulation MF | 2036 | SC A | MW | Before Competition Groups | 0.0046199 | 0 | 0 | 581.5832 | 7.9437e-06 | 52 | Residential_2036_SC A_MW_Before Competition Groups_52 | Wall Insulation MF | 0.0007944% | 0 | 0.0046199 | Residential_2036_SC A_MW_Before Competition Groups_Wall Insulation MF
Residential | Res ¦ Freezer Recycling | 2036 | SC A | MW | Before Competition Groups | 0.00051001 | 0 | 0 | 581.5832 | 8.7694e-07 | 53 | Residential_2036_SC A_MW_Before Competition Groups_53 | Freezer Recycling | 8.769e-05% | 0 | 0.00051001 | Residential_2036_SC A_MW_Before Competition Groups_Freezer Recycling
Residential | Res ¦ Smart Power Bar | 2036 | SC A | MW | Before Competition Groups | 0 | 0 | 0 | 581.5832 | 0 | 54 | Residential_2036_SC A_MW_Before Competition Groups_54 | Smart Power Bar | 0% | 0 | 0 | Residential_2036_SC A_MW_Before Competition Groups_Smart Power Bar
Residential | Res ¦ Ductless Mini-Split Heat Pump | 2036 | SC B | MW | Before Competition Groups | 147.4418 | 0 | 0 | 898.1694 | 0.16416 | 1 | Residential_2036_SC B_MW_Before Competition Groups_1 | Ductless Mini-Split Heat Pump | 16.42% | 0 | 147.4418 | Residential_2036_SC B_MW_Before Competition Groups_Ductless Mini-Split Heat Pump
Residential | Res ¦ Adaptive Thermostat | 2036 | SC B | MW | Before Competition Groups | 104.3859 | 0 | 0 | 898.1694 | 0.11622 | 2 | Residential_2036_SC B_MW_Before Competition Groups_2 | Adaptive Thermostat | 11.62% | 0 | 104.3859 | Residential_2036_SC B_MW_Before Competition Groups_Adaptive Thermostat
Residential | Res ¦ Building Recommissioning, Operations and Maintenance (O&M) Improvements | 2036 | SC B | MW | Before Competition Groups | 85.6558 | 0 | 0 | 898.1694 | 0.095367 | 3 | Residential_2036_SC B_MW_Before Competition Groups_3 | Building Recommissioning, Operations and Maintenance (O&M) Improvements | 9.537% | 0 | 85.6558 | Residential_2036_SC B_MW_Before Competition Groups_Building Recommissioning, Operations and Maintenance (O&M) Improvements
Residential | Res ¦ Energy Star Clothes Washer | 2036 | SC B | MW | Before Competition Groups | 83.773 | 0 | 0 | 898.1694 | 0.093271 | 4 | Residential_2036_SC B_MW_Before Competition Groups_4 | Energy Star Clothes Washer | 9.327% | 0 | 83.773 | Residential_2036_SC B_MW_Before Competition Groups_Energy Star Clothes Washer
Residential | Res ¦ Variable Speed Pool Pump Motor | 2036 | SC B | MW | Before Competition Groups | 61.1823 | 0 | 0 | 898.1694 | 0.068119 | 5 | Residential_2036_SC B_MW_Before Competition Groups_5 | Variable Speed Pool Pump Motor | 6.812% | 0 | 61.1823 | Residential_2036_SC B_MW_Before Competition Groups_Variable Speed Pool Pump Motor
Residential | Res ¦ Energy Star Air Source Heat Pump | 2036 | SC B | MW | Before Competition Groups | 49.0892 | 0 | 0 | 898.1694 | 0.054655 | 6 | Residential_2036_SC B_MW_Before Competition Groups_6 | Energy Star Air Source Heat Pump | 5.465% | 0 | 49.0892 | Residential_2036_SC B_MW_Before Competition Groups_Energy Star Air Source Heat Pump
Residential | Res ¦ Energy Star Room Air Conditioner | 2036 | SC B | MW | Before Competition Groups | 37.7711 | 0 | 0 | 898.1694 | 0.042053 | 7 | Residential_2036_SC B_MW_Before Competition Groups_7 | Energy Star Room Air Conditioner | 4.205% | 0 | 37.7711 | Residential_2036_SC B_MW_Before Competition Groups_Energy Star Room Air Conditioner
Residential | Res ¦ Basement Wall Insulation | 2036 | SC B | MW | Before Competition Groups | 31.1519 | 0 | 0 | 898.1694 | 0.034684 | 8 | Residential_2036_SC B_MW_Before Competition Groups_8 | Basement Wall Insulation | 3.468% | 0 | 31.1519 | Residential_2036_SC B_MW_Before Competition Groups_Basement Wall Insulation
Residential | Res ¦ Smart Burners | 2036 | SC B | MW | Before Competition Groups | 25.2393 | 0 | 0 | 898.1694 | 0.028101 | 9 | Residential_2036_SC B_MW_Before Competition Groups_9 | Smart Burners | 2.81% | 0 | 25.2393 | Residential_2036_SC B_MW_Before Competition Groups_Smart Burners
Residential | Res ¦ Attic Insulation | 2036 | SC B | MW | Before Competition Groups | 24.0272 | 0 | 0 | 898.1694 | 0.026751 | 10 | Residential_2036_SC B_MW_Before Competition Groups_10 | Attic Insulation | 2.675% | 0 | 24.0272 | Residential_2036_SC B_MW_Before Competition Groups_Attic Insulation
Residential | Res ¦ Energy Star LED Bulbs General Purpose LEDs | 2036 | SC B | MW | Before Competition Groups | 21.9615 | 0 | 0 | 898.1694 | 0.024451 | 11 | Residential_2036_SC B_MW_Before Competition Groups_11 | Energy Star LED Bulbs General Purpose LEDs | 2.445% | 0 | 21.9615 | Residential_2036_SC B_MW_Before Competition Groups_Energy Star LED Bulbs General Purpose LEDs
Residential | Res ¦ Energy Star A Line, PAR, MR Lamps | 2036 | SC B | MW | Before Competition Groups | 21.2929 | 0 | 0 | 898.1694 | 0.023707 | 12 | Residential_2036_SC B_MW_Before Competition Groups_12 | Energy Star A Line, PAR, MR Lamps | 2.371% | 0 | 21.2929 | Residential_2036_SC B_MW_Before Competition Groups_Energy Star A Line, PAR, MR Lamps
Residential | Res ¦ Energy Star Clothes Dryer | 2036 | SC B | MW | Before Competition Groups | 20.0876 | 0 | 0 | 898.1694 | 0.022365 | 13 | Residential_2036_SC B_MW_Before Competition Groups_13 | Energy Star Clothes Dryer | 2.237% | 0 | 20.0876 | Residential_2036_SC B_MW_Before Competition Groups_Energy Star Clothes Dryer
Residential | Res ¦ Energy Star LED Specialty Bulbs | 2036 | SC B | MW | Before Competition Groups | 19.9096 | 0 | 0 | 898.1694 | 0.022167 | 14 | Residential_2036_SC B_MW_Before Competition Groups_14 | Energy Star LED Specialty Bulbs | 2.217% | 0 | 19.9096 | Residential_2036_SC B_MW_Before Competition Groups_Energy Star LED Specialty Bulbs
Residential | Res ¦ Advanced BAS/Controllers | 2036 | SC B | MW | Before Competition Groups | 12.5365 | 0 | 0 | 898.1694 | 0.013958 | 15 | Residential_2036_SC B_MW_Before Competition Groups_15 | Advanced BAS/Controllers | 1.396% | 0 | 12.5365 | Residential_2036_SC B_MW_Before Competition Groups_Advanced BAS/Controllers
Residential | Res ¦ Energy Star Torchiere | 2036 | SC B | MW | Before Competition Groups | 11.8463 | 0 | 0 | 898.1694 | 0.013189 | 16 | Residential_2036_SC B_MW_Before Competition Groups_16 | Energy Star Torchiere | 1.319% | 0 | 11.8463 | Residential_2036_SC B_MW_Before Competition Groups_Energy Star Torchiere
Residential | Res ¦ Clothes Drying Racks | 2036 | SC B | MW | Before Competition Groups | 11.6005 | 0 | 0 | 898.1694 | 0.012916 | 17 | Residential_2036_SC B_MW_Before Competition Groups_17 | Clothes Drying Racks | 1.292% | 0 | 11.6005 | Residential_2036_SC B_MW_Before Competition Groups_Clothes Drying Racks
Residential | Res ¦ Home Energy Reports | 2036 | SC B | MW | Before Competition Groups | 11.4538 | 0 | 0 | 898.1694 | 0.012752 | 18 | Residential_2036_SC B_MW_Before Competition Groups_18 | Home Energy Reports | 1.275% | 0 | 11.4538 | Residential_2036_SC B_MW_Before Competition Groups_Home Energy Reports
Residential | Res ¦ High Efficiency Chiller (avg of water and air cooled) | 2036 | SC B | MW | Before Competition Groups | 11.25 | 0 | 0 | 898.1694 | 0.012525 | 19 | Residential_2036_SC B_MW_Before Competition Groups_19 | High Efficiency Chiller (avg of water and air cooled) | 1.253% | 0 | 11.25 | Residential_2036_SC B_MW_Before Competition Groups_High Efficiency Chiller (avg of water and air cooled)
Residential | Res ¦ Occupancy Sensors MF | 2036 | SC B | MW | Before Competition Groups | 10.9425 | 0 | 0 | 898.1694 | 0.012183 | 20 | Residential_2036_SC B_MW_Before Competition Groups_20 | Occupancy Sensors MF | 1.218% | 0 | 10.9425 | Residential_2036_SC B_MW_Before Competition Groups_Occupancy Sensors MF
Residential | Res ¦ Refrigerator Recycling | 2036 | SC B | MW | Before Competition Groups | 9.8313 | 0 | 0 | 898.1694 | 0.010946 | 21 | Residential_2036_SC B_MW_Before Competition Groups_21 | Refrigerator Recycling | 1.095% | 0 | 9.8313 | Residential_2036_SC B_MW_Before Competition Groups_Refrigerator Recycling
Residential | Res ¦ Freezer Recycling | 2036 | SC B | MW | Before Competition Groups | 9.1548 | 0 | 0 | 898.1694 | 0.010193 | 22 | Residential_2036_SC B_MW_Before Competition Groups_22 | Freezer Recycling | 1.019% | 0 | 9.1548 | Residential_2036_SC B_MW_Before Competition Groups_Freezer Recycling
Residential | Res ¦ Energy Star Freezer | 2036 | SC B | MW | Before Competition Groups | 8.4483 | 0 | 0 | 898.1694 | 0.0094062 | 23 | Residential_2036_SC B_MW_Before Competition Groups_23 | Energy Star Freezer | 0.9406% | 0 | 8.4483 | Residential_2036_SC B_MW_Before Competition Groups_Energy Star Freezer
Residential | Res ¦ Energy Star Dehumidifier | 2036 | SC B | MW | Before Competition Groups | 7.9285 | 0 | 0 | 898.1694 | 0.0088274 | 24 | Residential_2036_SC B_MW_Before Competition Groups_24 | Energy Star Dehumidifier | 0.8827% | 0 | 7.9285 | Residential_2036_SC B_MW_Before Competition Groups_Energy Star Dehumidifier
Residential | Res ¦ Air Sealing | 2036 | SC B | MW | Before Competition Groups | 6.6259 | 0 | 0 | 898.1694 | 0.0073771 | 25 | Residential_2036_SC B_MW_Before Competition Groups_25 | Air Sealing | 0.7377% | 0 | 6.6259 | Residential_2036_SC B_MW_Before Competition Groups_Air Sealing
Residential | Res ¦ Floor Insulation | 2036 | SC B | MW | Before Competition Groups | 6.2945 | 0 | 0 | 898.1694 | 0.0070082 | 26 | Residential_2036_SC B_MW_Before Competition Groups_26 | Floor Insulation | 0.7008% | 0 | 6.2945 | Residential_2036_SC B_MW_Before Competition Groups_Floor Insulation
Residential | Res ¦ Duct Insulation | 2036 | SC B | MW | Before Competition Groups | 6.0082 | 0 | 0 | 898.1694 | 0.0066894 | 27 | Residential_2036_SC B_MW_Before Competition Groups_27 | Duct Insulation | 0.6689% | 0 | 6.0082 | Residential_2036_SC B_MW_Before Competition Groups_Duct Insulation
Residential | Res ¦ Energy Star Light Fixture | 2036 | SC B | MW | Before Competition Groups | 4.4179 | 0 | 0 | 898.1694 | 0.0049188 | 28 | Residential_2036_SC B_MW_Before Competition Groups_28 | Energy Star Light Fixture | 0.4919% | 0 | 4.4179 | Residential_2036_SC B_MW_Before Competition Groups_Energy Star Light Fixture
Residential | Res ¦ Outside Air Economizer | 2036 | SC B | MW | Before Competition Groups | 3.7204 | 0 | 0 | 898.1694 | 0.0041423 | 29 | Residential_2036_SC B_MW_Before Competition Groups_29 | Outside Air Economizer | 0.4142% | 0 | 3.7204 | Residential_2036_SC B_MW_Before Competition Groups_Outside Air Economizer
Residential | Res ¦ LED Tube Re-Lamp | 2036 | SC B | MW | Before Competition Groups | 3.6235 | 0 | 0 | 898.1694 | 0.0040343 | 30 | Residential_2036_SC B_MW_Before Competition Groups_30 | LED Tube Re-Lamp | 0.4034% | 0 | 3.6235 | Residential_2036_SC B_MW_Before Competition Groups_LED Tube Re-Lamp
Residential | Res ¦ Heat Recovery Ventilator | 2036 | SC B | MW | Before Competition Groups | 3.075 | 0 | 0 | 898.1694 | 0.0034236 | 31 | Residential_2036_SC B_MW_Before Competition Groups_31 | Heat Recovery Ventilator | 0.3424% | 0 | 3.075 | Residential_2036_SC B_MW_Before Competition Groups_Heat Recovery Ventilator
Residential | Res ¦ Minimize Hot and Warm Clothes Wash | 2036 | SC B | MW | Before Competition Groups | 3.05 | 0 | 0 | 898.1694 | 0.0033958 | 32 | Residential_2036_SC B_MW_Before Competition Groups_32 | Minimize Hot and Warm Clothes Wash | 0.3396% | 0 | 3.05 | Residential_2036_SC B_MW_Before Competition Groups_Minimize Hot and Warm Clothes Wash
Residential | Res ¦ Duct Insulation MF | 2036 | SC B | MW | Before Competition Groups | 2.502 | 0 | 0 | 898.1694 | 0.0027857 | 33 | Residential_2036_SC B_MW_Before Competition Groups_33 | Duct Insulation MF | 0.2786% | 0 | 2.502 | Residential_2036_SC B_MW_Before Competition Groups_Duct Insulation MF
Residential | Res ¦ Demand Control Ventilation | 2036 | SC B | MW | Before Competition Groups | 2.2032 | 0 | 0 | 898.1694 | 0.002453 | 34 | Residential_2036_SC B_MW_Before Competition Groups_34 | Demand Control Ventilation | 0.2453% | 0 | 2.2032 | Residential_2036_SC B_MW_Before Competition Groups_Demand Control Ventilation
Residential | Res ¦ Furnace Whistle | 2036 | SC B | MW | Before Competition Groups | 2.1173 | 0 | 0 | 898.1694 | 0.0023573 | 35 | Residential_2036_SC B_MW_Before Competition Groups_35 | Furnace Whistle | 0.2357% | 0 | 2.1173 | Residential_2036_SC B_MW_Before Competition Groups_Furnace Whistle
Residential | Res ¦ ENERGY STAR LED LAMPS (REFLECTOR LAMPs/MR16/PAR 16) | 2036 | SC B | MW | Before Competition Groups | 2.0805 | 0 | 0 | 898.1694 | 0.0023164 | 36 | Residential_2036_SC B_MW_Before Competition Groups_36 | ENERGY STAR LED LAMPS (REFLECTOR LAMPs/MR16/PAR 16) | 0.2316% | 0 | 2.0805 | Residential_2036_SC B_MW_Before Competition Groups_ENERGY STAR LED LAMPS (REFLECTOR LAMPs/MR16/PAR 16)
Residential | Res ¦ CO Sensors for parking garage exhaust fans | 2036 | SC B | MW | Before Competition Groups | 2.0277 | 0 | 0 | 898.1694 | 0.0022576 | 37 | Residential_2036_SC B_MW_Before Competition Groups_37 | CO Sensors for parking garage exhaust fans | 0.2258% | 0 | 2.0277 | Residential_2036_SC B_MW_Before Competition Groups_CO Sensors for parking garage exhaust fans
Residential | Res ¦ Tankless Water Heater | 2036 | SC B | MW | Before Competition Groups | 1.9012 | 0 | 0 | 898.1694 | 0.0021167 | 38 | Residential_2036_SC B_MW_Before Competition Groups_38 | Tankless Water Heater | 0.2117% | 0 | 1.9012 | Residential_2036_SC B_MW_Before Competition Groups_Tankless Water Heater
Residential | Res ¦ Comprehensive Draft Proofing | 2036 | SC B | MW | Before Competition Groups | 1.7991 | 0 | 0 | 898.1694 | 0.0020031 | 39 | Residential_2036_SC B_MW_Before Competition Groups_39 | Comprehensive Draft Proofing | 0.2003% | 0 | 1.7991 | Residential_2036_SC B_MW_Before Competition Groups_Comprehensive Draft Proofing
Residential | Res ¦ Variable Frequency Drive (VFD) | 2036 | SC B | MW | Before Competition Groups | 1.745 | 0 | 0 | 898.1694 | 0.0019429 | 40 | Residential_2036_SC B_MW_Before Competition Groups_40 | Variable Frequency Drive (VFD) | 0.1943% | 0 | 1.745 | Residential_2036_SC B_MW_Before Competition Groups_Variable Frequency Drive (VFD)
Residential | Res ¦ Condensing Make Up Air Unit | 2036 | SC B | MW | Before Competition Groups | 1.6063 | 0 | 0 | 898.1694 | 0.0017884 | 41 | Residential_2036_SC B_MW_Before Competition Groups_41 | Condensing Make Up Air Unit | 0.1788% | 0 | 1.6063 | Residential_2036_SC B_MW_Before Competition Groups_Condensing Make Up Air Unit
Residential | Res ¦ Water Heater Temperature Setback | 2036 | SC B | MW | Before Competition Groups | 1.1036 | 0 | 0 | 898.1694 | 0.0012288 | 42 | Residential_2036_SC B_MW_Before Competition Groups_42 | Water Heater Temperature Setback | 0.1229% | 0 | 1.1036 | Residential_2036_SC B_MW_Before Competition Groups_Water Heater Temperature Setback
Residential | Res ¦ LED Parking Lot Fixture | 2036 | SC B | MW | Before Competition Groups | 0.95171 | 0 | 0 | 898.1694 | 0.0010596 | 43 | Residential_2036_SC B_MW_Before Competition Groups_43 | LED Parking Lot Fixture | 0.106% | 0 | 0.95171 | Residential_2036_SC B_MW_Before Competition Groups_LED Parking Lot Fixture
Residential | Res ¦ LED Downlight | 2036 | SC B | MW | Before Competition Groups | 0.8947 | 0 | 0 | 898.1694 | 0.00099613 | 44 | Residential_2036_SC B_MW_Before Competition Groups_44 | LED Downlight | 0.09961% | 0 | 0.8947 | Residential_2036_SC B_MW_Before Competition Groups_LED Downlight
Residential | Res ¦ VFD on Pumps | 2036 | SC B | MW | Before Competition Groups | 0.53661 | 0 | 0 | 898.1694 | 0.00059745 | 45 | Residential_2036_SC B_MW_Before Competition Groups_45 | VFD on Pumps | 0.05975% | 0 | 0.53661 | Residential_2036_SC B_MW_Before Competition Groups_VFD on Pumps
Residential | Res ¦ ENERGY STAR LED Lamps (General Service Lamps) | 2036 | SC B | MW | Before Competition Groups | 0.45856 | 0 | 0 | 898.1694 | 0.00051055 | 46 | Residential_2036_SC B_MW_Before Competition Groups_46 | ENERGY STAR LED Lamps (General Service Lamps) | 0.05105% | 0 | 0.45856 | Residential_2036_SC B_MW_Before Competition Groups_ENERGY STAR LED Lamps (General Service Lamps)
Residential | Res ¦ LED Exterior Area Lights - LED Fixture (200W) | 2036 | SC B | MW | Before Competition Groups | 0.43627 | 0 | 0 | 898.1694 | 0.00048573 | 47 | Residential_2036_SC B_MW_Before Competition Groups_47 | LED Exterior Area Lights - LED Fixture (200W) | 0.04857% | 0 | 0.43627 | Residential_2036_SC B_MW_Before Competition Groups_LED Exterior Area Lights - LED Fixture (200W)
Residential | Res ¦ ECM MOTORS FOR HVAC APPLICATION (FAN-POWERED VAV BOX) | 2036 | SC B | MW | Before Competition Groups | 0.33009 | 0 | 0 | 898.1694 | 0.00036752 | 48 | Residential_2036_SC B_MW_Before Competition Groups_48 | ECM MOTORS FOR HVAC APPLICATION (FAN-POWERED VAV BOX) | 0.03675% | 0 | 0.33009 | Residential_2036_SC B_MW_Before Competition Groups_ECM MOTORS FOR HVAC APPLICATION (FAN-POWERED VAV BOX)
Residential | Res ¦ Beverage Vending Machine Controls | 2036 | SC B | MW | Before Competition Groups | 0.23872 | 0 | 0 | 898.1694 | 0.00026578 | 49 | Residential_2036_SC B_MW_Before Competition Groups_49 | Beverage Vending Machine Controls | 0.02658% | 0 | 0.23872 | Residential_2036_SC B_MW_Before Competition Groups_Beverage Vending Machine Controls
Residential | Res ¦ Chilled Water Optimization | 2036 | SC B | MW | Before Competition Groups | 0.22898 | 0 | 0 | 898.1694 | 0.00025494 | 50 | Residential_2036_SC B_MW_Before Competition Groups_50 | Chilled Water Optimization | 0.02549% | 0 | 0.22898 | Residential_2036_SC B_MW_Before Competition Groups_Chilled Water Optimization
Residential | Res ¦ Wall Insulation | 2036 | SC B | MW | Before Competition Groups | 0.19927 | 0 | 0 | 898.1694 | 0.00022187 | 51 | Residential_2036_SC B_MW_Before Competition Groups_51 | Wall Insulation | 0.02219% | 0 | 0.19927 | Residential_2036_SC B_MW_Before Competition Groups_Wall Insulation
Residential | Res ¦ LED High Bay Fixture | 2036 | SC B | MW | Before Competition Groups | 0.026152 | 0 | 0 | 898.1694 | 2.9116e-05 | 52 | Residential_2036_SC B_MW_Before Competition Groups_52 | LED High Bay Fixture | 0.002912% | 0 | 0.026152 | Residential_2036_SC B_MW_Before Competition Groups_LED High Bay Fixture
Residential | Res ¦ Wall Insulation MF | 2036 | SC B | MW | Before Competition Groups | 0.0054874 | 0 | 0 | 898.1694 | 6.1096e-06 | 53 | Residential_2036_SC B_MW_Before Competition Groups_53 | Wall Insulation MF | 0.000611% | 0 | 0.0054874 | Residential_2036_SC B_MW_Before Competition Groups_Wall Insulation MF
Residential | Res ¦ Smart Power Bar | 2036 | SC B | MW | Before Competition Groups | 0 | 0 | 0 | 898.1694 | 0 | 54 | Residential_2036_SC B_MW_Before Competition Groups_54 | Smart Power Bar | 0% | 0 | 0 | Residential_2036_SC B_MW_Before Competition Groups_Smart Power Bar
Residential | Res ¦ Ductless Mini-Split Heat Pump | 2036 | SC C | MW | Before Competition Groups | 122.3696 | 0 | 0 | 718.7837 | 0.17025 | 1 | Residential_2036_SC C_MW_Before Competition Groups_1 | Ductless Mini-Split Heat Pump | 17.02% | 0 | 122.3696 | Residential_2036_SC C_MW_Before Competition Groups_Ductless Mini-Split Heat Pump
Residential | Res ¦ Energy Star Clothes Washer | 2036 | SC C | MW | Before Competition Groups | 77.9648 | 0 | 0 | 718.7837 | 0.10847 | 2 | Residential_2036_SC C_MW_Before Competition Groups_2 | Energy Star Clothes Washer | 10.85% | 0 | 77.9648 | Residential_2036_SC C_MW_Before Competition Groups_Energy Star Clothes Washer
Residential | Res ¦ Adaptive Thermostat | 2036 | SC C | MW | Before Competition Groups | 70.7469 | 0 | 0 | 718.7837 | 0.098426 | 3 | Residential_2036_SC C_MW_Before Competition Groups_3 | Adaptive Thermostat | 9.843% | 0 | 70.7469 | Residential_2036_SC C_MW_Before Competition Groups_Adaptive Thermostat
Residential | Res ¦ Building Recommissioning, Operations and Maintenance (O&M) Improvements | 2036 | SC C | MW | Before Competition Groups | 64.7846 | 0 | 0 | 718.7837 | 0.090131 | 4 | Residential_2036_SC C_MW_Before Competition Groups_4 | Building Recommissioning, Operations and Maintenance (O&M) Improvements | 9.013% | 0 | 64.7846 | Residential_2036_SC C_MW_Before Competition Groups_Building Recommissioning, Operations and Maintenance (O&M) Improvements
Residential | Res ¦ Variable Speed Pool Pump Motor | 2036 | SC C | MW | Before Competition Groups | 46.275 | 0 | 0 | 718.7837 | 0.06438 | 5 | Residential_2036_SC C_MW_Before Competition Groups_5 | Variable Speed Pool Pump Motor | 6.438% | 0 | 46.275 | Residential_2036_SC C_MW_Before Competition Groups_Variable Speed Pool Pump Motor
Residential | Res ¦ Energy Star Air Source Heat Pump | 2036 | SC C | MW | Before Competition Groups | 34.8062 | 0 | 0 | 718.7837 | 0.048424 | 6 | Residential_2036_SC C_MW_Before Competition Groups_6 | Energy Star Air Source Heat Pump | 4.842% | 0 | 34.8062 | Residential_2036_SC C_MW_Before Competition Groups_Energy Star Air Source Heat Pump
Residential | Res ¦ Energy Star Room Air Conditioner | 2036 | SC C | MW | Before Competition Groups | 32.1861 | 0 | 0 | 718.7837 | 0.044779 | 7 | Residential_2036_SC C_MW_Before Competition Groups_7 | Energy Star Room Air Conditioner | 4.478% | 0 | 32.1861 | Residential_2036_SC C_MW_Before Competition Groups_Energy Star Room Air Conditioner
Residential | Res ¦ Energy Star LED Specialty Bulbs | 2036 | SC C | MW | Before Competition Groups | 31.7711 | 0 | 0 | 718.7837 | 0.044201 | 8 | Residential_2036_SC C_MW_Before Competition Groups_8 | Energy Star LED Specialty Bulbs | 4.42% | 0 | 31.7711 | Residential_2036_SC C_MW_Before Competition Groups_Energy Star LED Specialty Bulbs
Residential | Res ¦ Basement Wall Insulation | 2036 | SC C | MW | Before Competition Groups | 31.1564 | 0 | 0 | 718.7837 | 0.043346 | 9 | Residential_2036_SC C_MW_Before Competition Groups_9 | Basement Wall Insulation | 4.335% | 0 | 31.1564 | Residential_2036_SC C_MW_Before Competition Groups_Basement Wall Insulation
Residential | Res ¦ Attic Insulation | 2036 | SC C | MW | Before Competition Groups | 23.4428 | 0 | 0 | 718.7837 | 0.032615 | 10 | Residential_2036_SC C_MW_Before Competition Groups_10 | Attic Insulation | 3.261% | 0 | 23.4428 | Residential_2036_SC C_MW_Before Competition Groups_Attic Insulation
Residential | Res ¦ Energy Star Clothes Dryer | 2036 | SC C | MW | Before Competition Groups | 20.094 | 0 | 0 | 718.7837 | 0.027956 | 11 | Residential_2036_SC C_MW_Before Competition Groups_11 | Energy Star Clothes Dryer | 2.796% | 0 | 20.094 | Residential_2036_SC C_MW_Before Competition Groups_Energy Star Clothes Dryer
Residential | Res ¦ Smart Burners | 2036 | SC C | MW | Before Competition Groups | 18.331 | 0 | 0 | 718.7837 | 0.025503 | 12 | Residential_2036_SC C_MW_Before Competition Groups_12 | Smart Burners | 2.55% | 0 | 18.331 | Residential_2036_SC C_MW_Before Competition Groups_Smart Burners
Residential | Res ¦ Energy Star A Line, PAR, MR Lamps | 2036 | SC C | MW | Before Competition Groups | 15.7471 | 0 | 0 | 718.7837 | 0.021908 | 13 | Residential_2036_SC C_MW_Before Competition Groups_13 | Energy Star A Line, PAR, MR Lamps | 2.191% | 0 | 15.7471 | Residential_2036_SC C_MW_Before Competition Groups_Energy Star A Line, PAR, MR Lamps
Residential | Res ¦ Energy Star LED Bulbs General Purpose LEDs | 2036 | SC C | MW | Before Competition Groups | 12.8319 | 0 | 0 | 718.7837 | 0.017852 | 14 | Residential_2036_SC C_MW_Before Competition Groups_14 | Energy Star LED Bulbs General Purpose LEDs | 1.785% | 0 | 12.8319 | Residential_2036_SC C_MW_Before Competition Groups_Energy Star LED Bulbs General Purpose LEDs
Residential | Res ¦ Home Energy Reports | 2036 | SC C | MW | Before Competition Groups | 11.4538 | 0 | 0 | 718.7837 | 0.015935 | 15 | Residential_2036_SC C_MW_Before Competition Groups_15 | Home Energy Reports | 1.593% | 0 | 11.4538 | Residential_2036_SC C_MW_Before Competition Groups_Home Energy Reports
Residential | Res ¦ High Efficiency Chiller (avg of water and air cooled) | 2036 | SC C | MW | Before Competition Groups | 11.0357 | 0 | 0 | 718.7837 | 0.015353 | 16 | Residential_2036_SC C_MW_Before Competition Groups_16 | High Efficiency Chiller (avg of water and air cooled) | 1.535% | 0 | 11.0357 | Residential_2036_SC C_MW_Before Competition Groups_High Efficiency Chiller (avg of water and air cooled)
Residential | Res ¦ Advanced BAS/Controllers | 2036 | SC C | MW | Before Competition Groups | 9.482 | 0 | 0 | 718.7837 | 0.013192 | 17 | Residential_2036_SC C_MW_Before Competition Groups_17 | Advanced BAS/Controllers | 1.319% | 0 | 9.482 | Residential_2036_SC C_MW_Before Competition Groups_Advanced BAS/Controllers
Residential | Res ¦ Energy Star Torchiere | 2036 | SC C | MW | Before Competition Groups | 9.248 | 0 | 0 | 718.7837 | 0.012866 | 18 | Residential_2036_SC C_MW_Before Competition Groups_18 | Energy Star Torchiere | 1.287% | 0 | 9.248 | Residential_2036_SC C_MW_Before Competition Groups_Energy Star Torchiere
Residential | Res ¦ Occupancy Sensors MF | 2036 | SC C | MW | Before Competition Groups | 7.594 | 0 | 0 | 718.7837 | 0.010565 | 19 | Residential_2036_SC C_MW_Before Competition Groups_19 | Occupancy Sensors MF | 1.057% | 0 | 7.594 | Residential_2036_SC C_MW_Before Competition Groups_Occupancy Sensors MF
Residential | Res ¦ Refrigerator Recycling | 2036 | SC C | MW | Before Competition Groups | 7.4359 | 0 | 0 | 718.7837 | 0.010345 | 20 | Residential_2036_SC C_MW_Before Competition Groups_20 | Refrigerator Recycling | 1.035% | 0 | 7.4359 | Residential_2036_SC C_MW_Before Competition Groups_Refrigerator Recycling
Residential | Res ¦ Energy Star Freezer | 2036 | SC C | MW | Before Competition Groups | 7.4235 | 0 | 0 | 718.7837 | 0.010328 | 21 | Residential_2036_SC C_MW_Before Competition Groups_21 | Energy Star Freezer | 1.033% | 0 | 7.4235 | Residential_2036_SC C_MW_Before Competition Groups_Energy Star Freezer
Residential | Res ¦ Air Sealing | 2036 | SC C | MW | Before Competition Groups | 6.0195 | 0 | 0 | 718.7837 | 0.0083745 | 22 | Residential_2036_SC C_MW_Before Competition Groups_22 | Air Sealing | 0.8374% | 0 | 6.0195 | Residential_2036_SC C_MW_Before Competition Groups_Air Sealing
Residential | Res ¦ Energy Star Dehumidifier | 2036 | SC C | MW | Before Competition Groups | 5.4282 | 0 | 0 | 718.7837 | 0.007552 | 23 | Residential_2036_SC C_MW_Before Competition Groups_23 | Energy Star Dehumidifier | 0.7552% | 0 | 5.4282 | Residential_2036_SC C_MW_Before Competition Groups_Energy Star Dehumidifier
Residential | Res ¦ Floor Insulation | 2036 | SC C | MW | Before Competition Groups | 4.9107 | 0 | 0 | 718.7837 | 0.006832 | 24 | Residential_2036_SC C_MW_Before Competition Groups_24 | Floor Insulation | 0.6832% | 0 | 4.9107 | Residential_2036_SC C_MW_Before Competition Groups_Floor Insulation
Residential | Res ¦ Energy Star Light Fixture | 2036 | SC C | MW | Before Competition Groups | 4.1656 | 0 | 0 | 718.7837 | 0.0057953 | 25 | Residential_2036_SC C_MW_Before Competition Groups_25 | Energy Star Light Fixture | 0.5795% | 0 | 4.1656 | Residential_2036_SC C_MW_Before Competition Groups_Energy Star Light Fixture
Residential | Res ¦ LED Tube Re-Lamp | 2036 | SC C | MW | Before Competition Groups | 3.6235 | 0 | 0 | 718.7837 | 0.0050411 | 26 | Residential_2036_SC C_MW_Before Competition Groups_26 | LED Tube Re-Lamp | 0.5041% | 0 | 3.6235 | Residential_2036_SC C_MW_Before Competition Groups_LED Tube Re-Lamp
Residential | Res ¦ Outside Air Economizer | 2036 | SC C | MW | Before Competition Groups | 3.1403 | 0 | 0 | 718.7837 | 0.0043689 | 27 | Residential_2036_SC C_MW_Before Competition Groups_27 | Outside Air Economizer | 0.4369% | 0 | 3.1403 | Residential_2036_SC C_MW_Before Competition Groups_Outside Air Economizer
Residential | Res ¦ Minimize Hot and Warm Clothes Wash | 2036 | SC C | MW | Before Competition Groups | 3.05 | 0 | 0 | 718.7837 | 0.0042432 | 28 | Residential_2036_SC C_MW_Before Competition Groups_28 | Minimize Hot and Warm Clothes Wash | 0.4243% | 0 | 3.05 | Residential_2036_SC C_MW_Before Competition Groups_Minimize Hot and Warm Clothes Wash
Residential | Res ¦ Duct Insulation MF | 2036 | SC C | MW | Before Competition Groups | 2.2827 | 0 | 0 | 718.7837 | 0.0031758 | 29 | Residential_2036_SC C_MW_Before Competition Groups_29 | Duct Insulation MF | 0.3176% | 0 | 2.2827 | Residential_2036_SC C_MW_Before Competition Groups_Duct Insulation MF
Residential | Res ¦ ENERGY STAR LED LAMPS (REFLECTOR LAMPs/MR16/PAR 16) | 2036 | SC C | MW | Before Competition Groups | 2.0805 | 0 | 0 | 718.7837 | 0.0028944 | 30 | Residential_2036_SC C_MW_Before Competition Groups_30 | ENERGY STAR LED LAMPS (REFLECTOR LAMPs/MR16/PAR 16) | 0.2894% | 0 | 2.0805 | Residential_2036_SC C_MW_Before Competition Groups_ENERGY STAR LED LAMPS (REFLECTOR LAMPs/MR16/PAR 16)
Residential | Res ¦ Duct Insulation | 2036 | SC C | MW | Before Competition Groups | 1.7148 | 0 | 0 | 718.7837 | 0.0023856 | 31 | Residential_2036_SC C_MW_Before Competition Groups_31 | Duct Insulation | 0.2386% | 0 | 1.7148 | Residential_2036_SC C_MW_Before Competition Groups_Duct Insulation
Residential | Res ¦ Demand Control Ventilation | 2036 | SC C | MW | Before Competition Groups | 1.6664 | 0 | 0 | 718.7837 | 0.0023184 | 32 | Residential_2036_SC C_MW_Before Competition Groups_32 | Demand Control Ventilation | 0.2318% | 0 | 1.6664 | Residential_2036_SC C_MW_Before Competition Groups_Demand Control Ventilation
Residential | Res ¦ Furnace Whistle | 2036 | SC C | MW | Before Competition Groups | 1.6014 | 0 | 0 | 718.7837 | 0.0022279 | 33 | Residential_2036_SC C_MW_Before Competition Groups_33 | Furnace Whistle | 0.2228% | 0 | 1.6014 | Residential_2036_SC C_MW_Before Competition Groups_Furnace Whistle
Residential | Res ¦ CO Sensors for parking garage exhaust fans | 2036 | SC C | MW | Before Competition Groups | 1.5228 | 0 | 0 | 718.7837 | 0.0021186 | 34 | Residential_2036_SC C_MW_Before Competition Groups_34 | CO Sensors for parking garage exhaust fans | 0.2119% | 0 | 1.5228 | Residential_2036_SC C_MW_Before Competition Groups_CO Sensors for parking garage exhaust fans
Residential | Res ¦ Tankless Water Heater | 2036 | SC C | MW | Before Competition Groups | 1.3609 | 0 | 0 | 718.7837 | 0.0018934 | 35 | Residential_2036_SC C_MW_Before Competition Groups_35 | Tankless Water Heater | 0.1893% | 0 | 1.3609 | Residential_2036_SC C_MW_Before Competition Groups_Tankless Water Heater
Residential | Res ¦ Comprehensive Draft Proofing | 2036 | SC C | MW | Before Competition Groups | 1.3608 | 0 | 0 | 718.7837 | 0.0018931 | 36 | Residential_2036_SC C_MW_Before Competition Groups_36 | Comprehensive Draft Proofing | 0.1893% | 0 | 1.3608 | Residential_2036_SC C_MW_Before Competition Groups_Comprehensive Draft Proofing
Residential | Res ¦ Variable Frequency Drive (VFD) | 2036 | SC C | MW | Before Competition Groups | 1.3198 | 0 | 0 | 718.7837 | 0.0018362 | 37 | Residential_2036_SC C_MW_Before Competition Groups_37 | Variable Frequency Drive (VFD) | 0.1836% | 0 | 1.3198 | Residential_2036_SC C_MW_Before Competition Groups_Variable Frequency Drive (VFD)
Residential | Res ¦ Condensing Make Up Air Unit | 2036 | SC C | MW | Before Competition Groups | 1.2844 | 0 | 0 | 718.7837 | 0.0017869 | 38 | Residential_2036_SC C_MW_Before Competition Groups_38 | Condensing Make Up Air Unit | 0.1787% | 0 | 1.2844 | Residential_2036_SC C_MW_Before Competition Groups_Condensing Make Up Air Unit
Residential | Res ¦ LED Parking Lot Fixture | 2036 | SC C | MW | Before Competition Groups | 0.90691 | 0 | 0 | 718.7837 | 0.0012617 | 39 | Residential_2036_SC C_MW_Before Competition Groups_39 | LED Parking Lot Fixture | 0.1262% | 0 | 0.90691 | Residential_2036_SC C_MW_Before Competition Groups_LED Parking Lot Fixture
Residential | Res ¦ LED Downlight | 2036 | SC C | MW | Before Competition Groups | 0.8947 | 0 | 0 | 718.7837 | 0.0012447 | 40 | Residential_2036_SC C_MW_Before Competition Groups_40 | LED Downlight | 0.1245% | 0 | 0.8947 | Residential_2036_SC C_MW_Before Competition Groups_LED Downlight
Residential | Res ¦ Water Heater Temperature Setback | 2036 | SC C | MW | Before Competition Groups | 0.83472 | 0 | 0 | 718.7837 | 0.0011613 | 41 | Residential_2036_SC C_MW_Before Competition Groups_41 | Water Heater Temperature Setback | 0.1161% | 0 | 0.83472 | Residential_2036_SC C_MW_Before Competition Groups_Water Heater Temperature Setback
Residential | Res ¦ Heat Recovery Ventilator | 2036 | SC C | MW | Before Competition Groups | 0.78236 | 0 | 0 | 718.7837 | 0.0010884 | 42 | Residential_2036_SC C_MW_Before Competition Groups_42 | Heat Recovery Ventilator | 0.1088% | 0 | 0.78236 | Residential_2036_SC C_MW_Before Competition Groups_Heat Recovery Ventilator
Residential | Res ¦ Clothes Drying Racks | 2036 | SC C | MW | Before Competition Groups | 0.60824 | 0 | 0 | 718.7837 | 0.0008462 | 43 | Residential_2036_SC C_MW_Before Competition Groups_43 | Clothes Drying Racks | 0.08462% | 0 | 0.60824 | Residential_2036_SC C_MW_Before Competition Groups_Clothes Drying Racks
Residential | Res ¦ ENERGY STAR LED Lamps (General Service Lamps) | 2036 | SC C | MW | Before Competition Groups | 0.45856 | 0 | 0 | 718.7837 | 0.00063797 | 44 | Residential_2036_SC C_MW_Before Competition Groups_44 | ENERGY STAR LED Lamps (General Service Lamps) | 0.0638% | 0 | 0.45856 | Residential_2036_SC C_MW_Before Competition Groups_ENERGY STAR LED Lamps (General Service Lamps)
Residential | Res ¦ LED Exterior Area Lights - LED Fixture (200W) | 2036 | SC C | MW | Before Competition Groups | 0.43627 | 0 | 0 | 718.7837 | 0.00060696 | 45 | Residential_2036_SC C_MW_Before Competition Groups_45 | LED Exterior Area Lights - LED Fixture (200W) | 0.0607% | 0 | 0.43627 | Residential_2036_SC C_MW_Before Competition Groups_LED Exterior Area Lights - LED Fixture (200W)
Residential | Res ¦ VFD on Pumps | 2036 | SC C | MW | Before Competition Groups | 0.40586 | 0 | 0 | 718.7837 | 0.00056465 | 46 | Residential_2036_SC C_MW_Before Competition Groups_46 | VFD on Pumps | 0.05647% | 0 | 0.40586 | Residential_2036_SC C_MW_Before Competition Groups_VFD on Pumps
Residential | Res ¦ ECM MOTORS FOR HVAC APPLICATION (FAN-POWERED VAV BOX) | 2036 | SC C | MW | Before Competition Groups | 0.2417 | 0 | 0 | 718.7837 | 0.00033627 | 47 | Residential_2036_SC C_MW_Before Competition Groups_47 | ECM MOTORS FOR HVAC APPLICATION (FAN-POWERED VAV BOX) | 0.03363% | 0 | 0.2417 | Residential_2036_SC C_MW_Before Competition Groups_ECM MOTORS FOR HVAC APPLICATION (FAN-POWERED VAV BOX)
Residential | Res ¦ Chilled Water Optimization | 2036 | SC C | MW | Before Competition Groups | 0.18579 | 0 | 0 | 718.7837 | 0.00025847 | 48 | Residential_2036_SC C_MW_Before Competition Groups_48 | Chilled Water Optimization | 0.02585% | 0 | 0.18579 | Residential_2036_SC C_MW_Before Competition Groups_Chilled Water Optimization
Residential | Res ¦ Beverage Vending Machine Controls | 2036 | SC C | MW | Before Competition Groups | 0.1703 | 0 | 0 | 718.7837 | 0.00023693 | 49 | Residential_2036_SC C_MW_Before Competition Groups_49 | Beverage Vending Machine Controls | 0.02369% | 0 | 0.1703 | Residential_2036_SC C_MW_Before Competition Groups_Beverage Vending Machine Controls
Residential | Res ¦ Wall Insulation | 2036 | SC C | MW | Before Competition Groups | 0.11354 | 0 | 0 | 718.7837 | 0.00015797 | 50 | Residential_2036_SC C_MW_Before Competition Groups_50 | Wall Insulation | 0.0158% | 0 | 0.11354 | Residential_2036_SC C_MW_Before Competition Groups_Wall Insulation
Residential | Res ¦ LED High Bay Fixture | 2036 | SC C | MW | Before Competition Groups | 0.026152 | 0 | 0 | 718.7837 | 3.6383e-05 | 51 | Residential_2036_SC C_MW_Before Competition Groups_51 | LED High Bay Fixture | 0.003638% | 0 | 0.026152 | Residential_2036_SC C_MW_Before Competition Groups_LED High Bay Fixture
Residential | Res ¦ Wall Insulation MF | 2036 | SC C | MW | Before Competition Groups | 0.0054878 | 0 | 0 | 718.7837 | 7.6348e-06 | 52 | Residential_2036_SC C_MW_Before Competition Groups_52 | Wall Insulation MF | 0.0007635% | 0 | 0.0054878 | Residential_2036_SC C_MW_Before Competition Groups_Wall Insulation MF
Residential | Res ¦ Freezer Recycling | 2036 | SC C | MW | Before Competition Groups | 0.00051001 | 0 | 0 | 718.7837 | 7.0955e-07 | 53 | Residential_2036_SC C_MW_Before Competition Groups_53 | Freezer Recycling | 7.095e-05% | 0 | 0.00051001 | Residential_2036_SC C_MW_Before Competition Groups_Freezer Recycling
Residential | Res ¦ Smart Power Bar | 2036 | SC C | MW | Before Competition Groups | 0 | 0 | 0 | 718.7837 | 0 | 54 | Residential_2036_SC C_MW_Before Competition Groups_54 | Smart Power Bar | 0% | 0 | 0 | Residential_2036_SC C_MW_Before Competition Groups_Smart Power Bar
Residential | Res ¦ Ductless Mini-Split Heat Pump | 2036 | SC D | MW | Before Competition Groups | 122.3764 | 0 | 0 | 587.0192 | 0.20847 | 1 | Residential_2036_SC D_MW_Before Competition Groups_1 | Ductless Mini-Split Heat Pump | 20.85% | 0 | 122.3764 | Residential_2036_SC D_MW_Before Competition Groups_Ductless Mini-Split Heat Pump
Residential | Res ¦ Building Recommissioning, Operations and Maintenance (O&M) Improvements | 2036 | SC D | MW | Before Competition Groups | 64.7846 | 0 | 0 | 587.0192 | 0.11036 | 2 | Residential_2036_SC D_MW_Before Competition Groups_2 | Building Recommissioning, Operations and Maintenance (O&M) Improvements | 11.04% | 0 | 64.7846 | Residential_2036_SC D_MW_Before Competition Groups_Building Recommissioning, Operations and Maintenance (O&M) Improvements
Residential | Res ¦ Energy Star Clothes Washer | 2036 | SC D | MW | Before Competition Groups | 52.0216 | 0 | 0 | 587.0192 | 0.08862 | 3 | Residential_2036_SC D_MW_Before Competition Groups_3 | Energy Star Clothes Washer | 8.862% | 0 | 52.0216 | Residential_2036_SC D_MW_Before Competition Groups_Energy Star Clothes Washer
Residential | Res ¦ Adaptive Thermostat | 2036 | SC D | MW | Before Competition Groups | 41.1319 | 0 | 0 | 587.0192 | 0.070069 | 4 | Residential_2036_SC D_MW_Before Competition Groups_4 | Adaptive Thermostat | 7.007% | 0 | 41.1319 | Residential_2036_SC D_MW_Before Competition Groups_Adaptive Thermostat
Residential | Res ¦ Energy Star Air Source Heat Pump | 2036 | SC D | MW | Before Competition Groups | 34.8062 | 0 | 0 | 587.0192 | 0.059293 | 5 | Residential_2036_SC D_MW_Before Competition Groups_5 | Energy Star Air Source Heat Pump | 5.929% | 0 | 34.8062 | Residential_2036_SC D_MW_Before Competition Groups_Energy Star Air Source Heat Pump
Residential | Res ¦ Variable Speed Pool Pump Motor | 2036 | SC D | MW | Before Competition Groups | 32.2673 | 0 | 0 | 587.0192 | 0.054968 | 6 | Residential_2036_SC D_MW_Before Competition Groups_6 | Variable Speed Pool Pump Motor | 5.497% | 0 | 32.2673 | Residential_2036_SC D_MW_Before Competition Groups_Variable Speed Pool Pump Motor
Residential | Res ¦ Energy Star Room Air Conditioner | 2036 | SC D | MW | Before Competition Groups | 32.035 | 0 | 0 | 587.0192 | 0.054572 | 7 | Residential_2036_SC D_MW_Before Competition Groups_7 | Energy Star Room Air Conditioner | 5.457% | 0 | 32.035 | Residential_2036_SC D_MW_Before Competition Groups_Energy Star Room Air Conditioner
Residential | Res ¦ Basement Wall Insulation | 2036 | SC D | MW | Before Competition Groups | 29.898 | 0 | 0 | 587.0192 | 0.050932 | 8 | Residential_2036_SC D_MW_Before Competition Groups_8 | Basement Wall Insulation | 5.093% | 0 | 29.898 | Residential_2036_SC D_MW_Before Competition Groups_Basement Wall Insulation
Residential | Res ¦ Energy Star LED Bulbs General Purpose LEDs | 2036 | SC D | MW | Before Competition Groups | 23.1686 | 0 | 0 | 587.0192 | 0.039468 | 9 | Residential_2036_SC D_MW_Before Competition Groups_9 | Energy Star LED Bulbs General Purpose LEDs | 3.947% | 0 | 23.1686 | Residential_2036_SC D_MW_Before Competition Groups_Energy Star LED Bulbs General Purpose LEDs
Residential | Res ¦ Energy Star LED Specialty Bulbs | 2036 | SC D | MW | Before Competition Groups | 22.1507 | 0 | 0 | 587.0192 | 0.037734 | 10 | Residential_2036_SC D_MW_Before Competition Groups_10 | Energy Star LED Specialty Bulbs | 3.773% | 0 | 22.1507 | Residential_2036_SC D_MW_Before Competition Groups_Energy Star LED Specialty Bulbs
Residential | Res ¦ Energy Star A Line, PAR, MR Lamps | 2036 | SC D | MW | Before Competition Groups | 15.7712 | 0 | 0 | 587.0192 | 0.026867 | 11 | Residential_2036_SC D_MW_Before Competition Groups_11 | Energy Star A Line, PAR, MR Lamps | 2.687% | 0 | 15.7712 | Residential_2036_SC D_MW_Before Competition Groups_Energy Star A Line, PAR, MR Lamps
Residential | Res ¦ Attic Insulation | 2036 | SC D | MW | Before Competition Groups | 12.246 | 0 | 0 | 587.0192 | 0.020861 | 12 | Residential_2036_SC D_MW_Before Competition Groups_12 | Attic Insulation | 2.086% | 0 | 12.246 | Residential_2036_SC D_MW_Before Competition Groups_Attic Insulation
Residential | Res ¦ Home Energy Reports | 2036 | SC D | MW | Before Competition Groups | 11.4538 | 0 | 0 | 587.0192 | 0.019512 | 13 | Residential_2036_SC D_MW_Before Competition Groups_13 | Home Energy Reports | 1.951% | 0 | 11.4538 | Residential_2036_SC D_MW_Before Competition Groups_Home Energy Reports
Residential | Res ¦ High Efficiency Chiller (avg of water and air cooled) | 2036 | SC D | MW | Before Competition Groups | 11.0357 | 0 | 0 | 587.0192 | 0.0188 | 14 | Residential_2036_SC D_MW_Before Competition Groups_14 | High Efficiency Chiller (avg of water and air cooled) | 1.88% | 0 | 11.0357 | Residential_2036_SC D_MW_Before Competition Groups_High Efficiency Chiller (avg of water and air cooled)
Residential | Res ¦ Energy Star Clothes Dryer | 2036 | SC D | MW | Before Competition Groups | 10.7147 | 0 | 0 | 587.0192 | 0.018253 | 15 | Residential_2036_SC D_MW_Before Competition Groups_15 | Energy Star Clothes Dryer | 1.825% | 0 | 10.7147 | Residential_2036_SC D_MW_Before Competition Groups_Energy Star Clothes Dryer
Residential | Res ¦ Advanced BAS/Controllers | 2036 | SC D | MW | Before Competition Groups | 9.482 | 0 | 0 | 587.0192 | 0.016153 | 16 | Residential_2036_SC D_MW_Before Competition Groups_16 | Advanced BAS/Controllers | 1.615% | 0 | 9.482 | Residential_2036_SC D_MW_Before Competition Groups_Advanced BAS/Controllers
Residential | Res ¦ Energy Star Torchiere | 2036 | SC D | MW | Before Competition Groups | 8.144 | 0 | 0 | 587.0192 | 0.013873 | 17 | Residential_2036_SC D_MW_Before Competition Groups_17 | Energy Star Torchiere | 1.387% | 0 | 8.144 | Residential_2036_SC D_MW_Before Competition Groups_Energy Star Torchiere
Residential | Res ¦ Occupancy Sensors MF | 2036 | SC D | MW | Before Competition Groups | 7.594 | 0 | 0 | 587.0192 | 0.012937 | 18 | Residential_2036_SC D_MW_Before Competition Groups_18 | Occupancy Sensors MF | 1.294% | 0 | 7.594 | Residential_2036_SC D_MW_Before Competition Groups_Occupancy Sensors MF
Residential | Res ¦ Smart Burners | 2036 | SC D | MW | Before Competition Groups | 6.0931 | 0 | 0 | 587.0192 | 0.01038 | 19 | Residential_2036_SC D_MW_Before Competition Groups_19 | Smart Burners | 1.038% | 0 | 6.0931 | Residential_2036_SC D_MW_Before Competition Groups_Smart Burners
Residential | Res ¦ Refrigerator Recycling | 2036 | SC D | MW | Before Competition Groups | 4.8606 | 0 | 0 | 587.0192 | 0.0082801 | 20 | Residential_2036_SC D_MW_Before Competition Groups_20 | Refrigerator Recycling | 0.828% | 0 | 4.8606 | Residential_2036_SC D_MW_Before Competition Groups_Refrigerator Recycling
Residential | Res ¦ Energy Star Freezer | 2036 | SC D | MW | Before Competition Groups | 3.9763 | 0 | 0 | 587.0192 | 0.0067737 | 21 | Residential_2036_SC D_MW_Before Competition Groups_21 | Energy Star Freezer | 0.6774% | 0 | 3.9763 | Residential_2036_SC D_MW_Before Competition Groups_Energy Star Freezer
Residential | Res ¦ LED Tube Re-Lamp | 2036 | SC D | MW | Before Competition Groups | 3.6148 | 0 | 0 | 587.0192 | 0.0061579 | 22 | Residential_2036_SC D_MW_Before Competition Groups_22 | LED Tube Re-Lamp | 0.6158% | 0 | 3.6148 | Residential_2036_SC D_MW_Before Competition Groups_LED Tube Re-Lamp
Residential | Res ¦ Outside Air Economizer | 2036 | SC D | MW | Before Competition Groups | 3.1403 | 0 | 0 | 587.0192 | 0.0053495 | 23 | Residential_2036_SC D_MW_Before Competition Groups_23 | Outside Air Economizer | 0.535% | 0 | 3.1403 | Residential_2036_SC D_MW_Before Competition Groups_Outside Air Economizer
Residential | Res ¦ Minimize Hot and Warm Clothes Wash | 2036 | SC D | MW | Before Competition Groups | 3.05 | 0 | 0 | 587.0192 | 0.0051957 | 24 | Residential_2036_SC D_MW_Before Competition Groups_24 | Minimize Hot and Warm Clothes Wash | 0.5196% | 0 | 3.05 | Residential_2036_SC D_MW_Before Competition Groups_Minimize Hot and Warm Clothes Wash
Residential | Res ¦ Energy Star Light Fixture | 2036 | SC D | MW | Before Competition Groups | 2.5171 | 0 | 0 | 587.0192 | 0.004288 | 25 | Residential_2036_SC D_MW_Before Competition Groups_25 | Energy Star Light Fixture | 0.4288% | 0 | 2.5171 | Residential_2036_SC D_MW_Before Competition Groups_Energy Star Light Fixture
Residential | Res ¦ Air Sealing | 2036 | SC D | MW | Before Competition Groups | 2.1688 | 0 | 0 | 587.0192 | 0.0036946 | 26 | Residential_2036_SC D_MW_Before Competition Groups_26 | Air Sealing | 0.3695% | 0 | 2.1688 | Residential_2036_SC D_MW_Before Competition Groups_Air Sealing
Residential | Res ¦ ENERGY STAR LED LAMPS (REFLECTOR LAMPs/MR16/PAR 16) | 2036 | SC D | MW | Before Competition Groups | 2.0805 | 0 | 0 | 587.0192 | 0.0035441 | 27 | Residential_2036_SC D_MW_Before Competition Groups_27 | ENERGY STAR LED LAMPS (REFLECTOR LAMPs/MR16/PAR 16) | 0.3544% | 0 | 2.0805 | Residential_2036_SC D_MW_Before Competition Groups_ENERGY STAR LED LAMPS (REFLECTOR LAMPs/MR16/PAR 16)
Residential | Res ¦ Furnace Whistle | 2036 | SC D | MW | Before Competition Groups | 1.6014 | 0 | 0 | 587.0192 | 0.0027279 | 28 | Residential_2036_SC D_MW_Before Competition Groups_28 | Furnace Whistle | 0.2728% | 0 | 1.6014 | Residential_2036_SC D_MW_Before Competition Groups_Furnace Whistle
Residential | Res ¦ Energy Star Dehumidifier | 2036 | SC D | MW | Before Competition Groups | 1.566 | 0 | 0 | 587.0192 | 0.0026678 | 29 | Residential_2036_SC D_MW_Before Competition Groups_29 | Energy Star Dehumidifier | 0.2668% | 0 | 1.566 | Residential_2036_SC D_MW_Before Competition Groups_Energy Star Dehumidifier
Residential | Res ¦ Comprehensive Draft Proofing | 2036 | SC D | MW | Before Competition Groups | 1.259 | 0 | 0 | 587.0192 | 0.0021448 | 30 | Residential_2036_SC D_MW_Before Competition Groups_30 | Comprehensive Draft Proofing | 0.2145% | 0 | 1.259 | Residential_2036_SC D_MW_Before Competition Groups_Comprehensive Draft Proofing
Residential | Res ¦ Variable Frequency Drive (VFD) | 2036 | SC D | MW | Before Competition Groups | 1.0469 | 0 | 0 | 587.0192 | 0.0017834 | 31 | Residential_2036_SC D_MW_Before Competition Groups_31 | Variable Frequency Drive (VFD) | 0.1783% | 0 | 1.0469 | Residential_2036_SC D_MW_Before Competition Groups_Variable Frequency Drive (VFD)
Residential | Res ¦ CO Sensors for parking garage exhaust fans | 2036 | SC D | MW | Before Competition Groups | 1.0191 | 0 | 0 | 587.0192 | 0.001736 | 32 | Residential_2036_SC D_MW_Before Competition Groups_32 | CO Sensors for parking garage exhaust fans | 0.1736% | 0 | 1.0191 | Residential_2036_SC D_MW_Before Competition Groups_CO Sensors for parking garage exhaust fans
Residential | Res ¦ LED Parking Lot Fixture | 2036 | SC D | MW | Before Competition Groups | 0.90691 | 0 | 0 | 587.0192 | 0.0015449 | 33 | Residential_2036_SC D_MW_Before Competition Groups_33 | LED Parking Lot Fixture | 0.1545% | 0 | 0.90691 | Residential_2036_SC D_MW_Before Competition Groups_LED Parking Lot Fixture
Residential | Res ¦ Water Heater Temperature Setback | 2036 | SC D | MW | Before Competition Groups | 0.77511 | 0 | 0 | 587.0192 | 0.0013204 | 34 | Residential_2036_SC D_MW_Before Competition Groups_34 | Water Heater Temperature Setback | 0.132% | 0 | 0.77511 | Residential_2036_SC D_MW_Before Competition Groups_Water Heater Temperature Setback
Residential | Res ¦ Floor Insulation | 2036 | SC D | MW | Before Competition Groups | 0.75922 | 0 | 0 | 587.0192 | 0.0012933 | 35 | Residential_2036_SC D_MW_Before Competition Groups_35 | Floor Insulation | 0.1293% | 0 | 0.75922 | Residential_2036_SC D_MW_Before Competition Groups_Floor Insulation
Residential | Res ¦ Demand Control Ventilation | 2036 | SC D | MW | Before Competition Groups | 0.71038 | 0 | 0 | 587.0192 | 0.0012101 | 36 | Residential_2036_SC D_MW_Before Competition Groups_36 | Demand Control Ventilation | 0.121% | 0 | 0.71038 | Residential_2036_SC D_MW_Before Competition Groups_Demand Control Ventilation
Residential | Res ¦ Tankless Water Heater | 2036 | SC D | MW | Before Competition Groups | 0.69793 | 0 | 0 | 587.0192 | 0.0011889 | 37 | Residential_2036_SC D_MW_Before Competition Groups_37 | Tankless Water Heater | 0.1189% | 0 | 0.69793 | Residential_2036_SC D_MW_Before Competition Groups_Tankless Water Heater
Residential | Res ¦ Clothes Drying Racks | 2036 | SC D | MW | Before Competition Groups | 0.60824 | 0 | 0 | 587.0192 | 0.0010361 | 38 | Residential_2036_SC D_MW_Before Competition Groups_38 | Clothes Drying Racks | 0.1036% | 0 | 0.60824 | Residential_2036_SC D_MW_Before Competition Groups_Clothes Drying Racks
Residential | Res ¦ ENERGY STAR LED Lamps (General Service Lamps) | 2036 | SC D | MW | Before Competition Groups | 0.45856 | 0 | 0 | 587.0192 | 0.00078117 | 39 | Residential_2036_SC D_MW_Before Competition Groups_39 | ENERGY STAR LED Lamps (General Service Lamps) | 0.07812% | 0 | 0.45856 | Residential_2036_SC D_MW_Before Competition Groups_ENERGY STAR LED Lamps (General Service Lamps)
Residential | Res ¦ Condensing Make Up Air Unit | 2036 | SC D | MW | Before Competition Groups | 0.45123 | 0 | 0 | 587.0192 | 0.00076868 | 40 | Residential_2036_SC D_MW_Before Competition Groups_40 | Condensing Make Up Air Unit | 0.07687% | 0 | 0.45123 | Residential_2036_SC D_MW_Before Competition Groups_Condensing Make Up Air Unit
Residential | Res ¦ Duct Insulation | 2036 | SC D | MW | Before Competition Groups | 0.41305 | 0 | 0 | 587.0192 | 0.00070364 | 41 | Residential_2036_SC D_MW_Before Competition Groups_41 | Duct Insulation | 0.07036% | 0 | 0.41305 | Residential_2036_SC D_MW_Before Competition Groups_Duct Insulation
Residential | Res ¦ LED Exterior Area Lights - LED Fixture (200W) | 2036 | SC D | MW | Before Competition Groups | 0.40996 | 0 | 0 | 587.0192 | 0.00069838 | 42 | Residential_2036_SC D_MW_Before Competition Groups_42 | LED Exterior Area Lights - LED Fixture (200W) | 0.06984% | 0 | 0.40996 | Residential_2036_SC D_MW_Before Competition Groups_LED Exterior Area Lights - LED Fixture (200W)
Residential | Res ¦ LED Downlight | 2036 | SC D | MW | Before Competition Groups | 0.38291 | 0 | 0 | 587.0192 | 0.00065229 | 43 | Residential_2036_SC D_MW_Before Competition Groups_43 | LED Downlight | 0.06523% | 0 | 0.38291 | Residential_2036_SC D_MW_Before Competition Groups_LED Downlight
Residential | Res ¦ VFD on Pumps | 2036 | SC D | MW | Before Competition Groups | 0.29967 | 0 | 0 | 587.0192 | 0.00051049 | 44 | Residential_2036_SC D_MW_Before Competition Groups_44 | VFD on Pumps | 0.05105% | 0 | 0.29967 | Residential_2036_SC D_MW_Before Competition Groups_VFD on Pumps
Residential | Res ¦ Heat Recovery Ventilator | 2036 | SC D | MW | Before Competition Groups | 0.26975 | 0 | 0 | 587.0192 | 0.00045952 | 45 | Residential_2036_SC D_MW_Before Competition Groups_45 | Heat Recovery Ventilator | 0.04595% | 0 | 0.26975 | Residential_2036_SC D_MW_Before Competition Groups_Heat Recovery Ventilator
Residential | Res ¦ Duct Insulation MF | 2036 | SC D | MW | Before Competition Groups | 0.25041 | 0 | 0 | 587.0192 | 0.00042657 | 46 | Residential_2036_SC D_MW_Before Competition Groups_46 | Duct Insulation MF | 0.04266% | 0 | 0.25041 | Residential_2036_SC D_MW_Before Competition Groups_Duct Insulation MF
Residential | Res ¦ ECM MOTORS FOR HVAC APPLICATION (FAN-POWERED VAV BOX) | 2036 | SC D | MW | Before Competition Groups | 0.1945 | 0 | 0 | 587.0192 | 0.00033134 | 47 | Residential_2036_SC D_MW_Before Competition Groups_47 | ECM MOTORS FOR HVAC APPLICATION (FAN-POWERED VAV BOX) | 0.03313% | 0 | 0.1945 | Residential_2036_SC D_MW_Before Competition Groups_ECM MOTORS FOR HVAC APPLICATION (FAN-POWERED VAV BOX)
Residential | Res ¦ Chilled Water Optimization | 2036 | SC D | MW | Before Competition Groups | 0.18579 | 0 | 0 | 587.0192 | 0.00031649 | 48 | Residential_2036_SC D_MW_Before Competition Groups_48 | Chilled Water Optimization | 0.03165% | 0 | 0.18579 | Residential_2036_SC D_MW_Before Competition Groups_Chilled Water Optimization
Residential | Res ¦ Beverage Vending Machine Controls | 2036 | SC D | MW | Before Competition Groups | 0.13892 | 0 | 0 | 587.0192 | 0.00023666 | 49 | Residential_2036_SC D_MW_Before Competition Groups_49 | Beverage Vending Machine Controls | 0.02367% | 0 | 0.13892 | Residential_2036_SC D_MW_Before Competition Groups_Beverage Vending Machine Controls
Residential | Res ¦ Wall Insulation | 2036 | SC D | MW | Before Competition Groups | 0.015101 | 0 | 0 | 587.0192 | 2.5725e-05 | 50 | Residential_2036_SC D_MW_Before Competition Groups_50 | Wall Insulation | 0.002572% | 0 | 0.015101 | Residential_2036_SC D_MW_Before Competition Groups_Wall Insulation
Residential | Res ¦ LED High Bay Fixture | 2036 | SC D | MW | Before Competition Groups | 0.012155 | 0 | 0 | 587.0192 | 2.0707e-05 | 51 | Residential_2036_SC D_MW_Before Competition Groups_51 | LED High Bay Fixture | 0.002071% | 0 | 0.012155 | Residential_2036_SC D_MW_Before Competition Groups_LED High Bay Fixture
Residential | Res ¦ Wall Insulation MF | 2036 | SC D | MW | Before Competition Groups | 0.0033507 | 0 | 0 | 587.0192 | 5.708e-06 | 52 | Residential_2036_SC D_MW_Before Competition Groups_52 | Wall Insulation MF | 0.0005708% | 0 | 0.0033507 | Residential_2036_SC D_MW_Before Competition Groups_Wall Insulation MF
Residential | Res ¦ Freezer Recycling | 2036 | SC D | MW | Before Competition Groups | 0.00051001 | 0 | 0 | 587.0192 | 8.6882e-07 | 53 | Residential_2036_SC D_MW_Before Competition Groups_53 | Freezer Recycling | 8.688e-05% | 0 | 0.00051001 | Residential_2036_SC D_MW_Before Competition Groups_Freezer Recycling
Residential | Res ¦ Smart Power Bar | 2036 | SC D | MW | Before Competition Groups | 0 | 0 | 0 | 587.0192 | 0 | 54 | Residential_2036_SC D_MW_Before Competition Groups_54 | Smart Power Bar | 0% | 0 | 0 | Residential_2036_SC D_MW_Before Competition Groups_Smart Power Bar
Residential | Res ¦ Energy Star Central Air Conditioner | 2036 | Technical | MW | Before Competition Groups | 252.529 | 0 | 0 | 3164.9885 | 0.079788 | 1 | Residential_2036_Technical_MW_Before Competition Groups_1 | Energy Star Central Air Conditioner | 7.979% | 0 | 252.529 | Residential_2036_Technical_MW_Before Competition Groups_Energy Star Central Air Conditioner
Residential | Res ¦ Energy Star Ground Source Heat Pump | 2036 | Technical | MW | Before Competition Groups | 219.6145 | 0 | 0 | 3164.9885 | 0.069389 | 2 | Residential_2036_Technical_MW_Before Competition Groups_2 | Energy Star Ground Source Heat Pump | 6.939% | 0 | 219.6145 | Residential_2036_Technical_MW_Before Competition Groups_Energy Star Ground Source Heat Pump
Residential | Res ¦ Ductless Mini-Split Heat Pump | 2036 | Technical | MW | Before Competition Groups | 218.6315 | 0 | 0 | 3164.9885 | 0.069078 | 3 | Residential_2036_Technical_MW_Before Competition Groups_3 | Ductless Mini-Split Heat Pump | 6.908% | 0 | 218.6315 | Residential_2036_Technical_MW_Before Competition Groups_Ductless Mini-Split Heat Pump
Residential | Res ¦ Ductless Mini-Split Air Conditioner | 2036 | Technical | MW | Before Competition Groups | 204.203 | 0 | 0 | 3164.9885 | 0.064519 | 4 | Residential_2036_Technical_MW_Before Competition Groups_4 | Ductless Mini-Split Air Conditioner | 6.452% | 0 | 204.203 | Residential_2036_Technical_MW_Before Competition Groups_Ductless Mini-Split Air Conditioner
Residential | Res ¦ Adaptive Thermostat | 2036 | Technical | MW | Before Competition Groups | 202.3536 | 0 | 0 | 3164.9885 | 0.063935 | 5 | Residential_2036_Technical_MW_Before Competition Groups_5 | Adaptive Thermostat | 6.394% | 0 | 202.3536 | Residential_2036_Technical_MW_Before Competition Groups_Adaptive Thermostat
Residential | Res ¦ Smart Burners | 2036 | Technical | MW | Before Competition Groups | 147.4042 | 0 | 0 | 3164.9885 | 0.046573 | 6 | Residential_2036_Technical_MW_Before Competition Groups_6 | Smart Burners | 4.657% | 0 | 147.4042 | Residential_2036_Technical_MW_Before Competition Groups_Smart Burners
Residential | Res ¦ Energy Star Air Source Heat Pump | 2036 | Technical | MW | Before Competition Groups | 124.5439 | 0 | 0 | 3164.9885 | 0.03935 | 7 | Residential_2036_Technical_MW_Before Competition Groups_7 | Energy Star Air Source Heat Pump | 3.935% | 0 | 124.5439 | Residential_2036_Technical_MW_Before Competition Groups_Energy Star Air Source Heat Pump
Residential | Res ¦ Energy Star Refrigerator | 2036 | Technical | MW | Before Competition Groups | 120.5463 | 0 | 0 | 3164.9885 | 0.038087 | 8 | Residential_2036_Technical_MW_Before Competition Groups_8 | Energy Star Refrigerator | 3.809% | 0 | 120.5463 | Residential_2036_Technical_MW_Before Competition Groups_Energy Star Refrigerator
Residential | Res ¦ Energy Star A Line, PAR, MR Lamps | 2036 | Technical | MW | Before Competition Groups | 109.5172 | 0 | 0 | 3164.9885 | 0.034603 | 9 | Residential_2036_Technical_MW_Before Competition Groups_9 | Energy Star A Line, PAR, MR Lamps | 3.46% | 0 | 109.5172 | Residential_2036_Technical_MW_Before Competition Groups_Energy Star A Line, PAR, MR Lamps
Residential | Res ¦ Energy Star LED Bulbs General Purpose LEDs | 2036 | Technical | MW | Before Competition Groups | 107.9211 | 0 | 0 | 3164.9885 | 0.034098 | 10 | Residential_2036_Technical_MW_Before Competition Groups_10 | Energy Star LED Bulbs General Purpose LEDs | 3.41% | 0 | 107.9211 | Residential_2036_Technical_MW_Before Competition Groups_Energy Star LED Bulbs General Purpose LEDs
Residential | Res ¦ Heat Pump Clothes Dryer | 2036 | Technical | MW | Before Competition Groups | 106.2849 | 0 | 0 | 3164.9885 | 0.033581 | 11 | Residential_2036_Technical_MW_Before Competition Groups_11 | Heat Pump Clothes Dryer | 3.358% | 0 | 106.2849 | Residential_2036_Technical_MW_Before Competition Groups_Heat Pump Clothes Dryer
Residential | Res ¦ Energy Star LED Specialty Bulbs | 2036 | Technical | MW | Before Competition Groups | 98.6199 | 0 | 0 | 3164.9885 | 0.03116 | 12 | Residential_2036_Technical_MW_Before Competition Groups_12 | Energy Star LED Specialty Bulbs | 3.116% | 0 | 98.6199 | Residential_2036_Technical_MW_Before Competition Groups_Energy Star LED Specialty Bulbs
Residential | Res ¦ Energy Star Clothes Washer | 2036 | Technical | MW | Before Competition Groups | 98.0014 | 0 | 0 | 3164.9885 | 0.030964 | 13 | Residential_2036_Technical_MW_Before Competition Groups_13 | Energy Star Clothes Washer | 3.096% | 0 | 98.0014 | Residential_2036_Technical_MW_Before Competition Groups_Energy Star Clothes Washer
Residential | Res ¦ Induction Cooking Stove Top | 2036 | Technical | MW | Before Competition Groups | 90.801 | 0 | 0 | 3164.9885 | 0.028689 | 14 | Residential_2036_Technical_MW_Before Competition Groups_14 | Induction Cooking Stove Top | 2.869% | 0 | 90.801 | Residential_2036_Technical_MW_Before Competition Groups_Induction Cooking Stove Top
Residential | Res ¦ Energy Star Room Air Conditioner | 2036 | Technical | MW | Before Competition Groups | 78.9517 | 0 | 0 | 3164.9885 | 0.024945 | 15 | Residential_2036_Technical_MW_Before Competition Groups_15 | Energy Star Room Air Conditioner | 2.495% | 0 | 78.9517 | Residential_2036_Technical_MW_Before Competition Groups_Energy Star Room Air Conditioner
Residential | Res ¦ Building Recommissioning, Operations and Maintenance (O&M) Improvements | 2036 | Technical | MW | Before Competition Groups | 73.9999 | 0 | 0 | 3164.9885 | 0.023381 | 16 | Residential_2036_Technical_MW_Before Competition Groups_16 | Building Recommissioning, Operations and Maintenance (O&M) Improvements | 2.338% | 0 | 73.9999 | Residential_2036_Technical_MW_Before Competition Groups_Building Recommissioning, Operations and Maintenance (O&M) Improvements
Residential | Res ¦ Basement Wall Insulation | 2036 | Technical | MW | Before Competition Groups | 68.2543 | 0 | 0 | 3164.9885 | 0.021565 | 17 | Residential_2036_Technical_MW_Before Competition Groups_17 | Basement Wall Insulation | 2.157% | 0 | 68.2543 | Residential_2036_Technical_MW_Before Competition Groups_Basement Wall Insulation
Residential | Res ¦ Networked/ Connected - Indoor LED Lamp | 2036 | Technical | MW | Before Competition Groups | 67.6155 | 0 | 0 | 3164.9885 | 0.021364 | 18 | Residential_2036_Technical_MW_Before Competition Groups_18 | Networked/ Connected - Indoor LED Lamp | 2.136% | 0 | 67.6155 | Residential_2036_Technical_MW_Before Competition Groups_Networked/ Connected - Indoor LED Lamp
Residential | Res ¦ Energy Star Clothes Dryer | 2036 | Technical | MW | Before Competition Groups | 60.7066 | 0 | 0 | 3164.9885 | 0.019181 | 19 | Residential_2036_Technical_MW_Before Competition Groups_19 | Energy Star Clothes Dryer | 1.918% | 0 | 60.7066 | Residential_2036_Technical_MW_Before Competition Groups_Energy Star Clothes Dryer
Residential | Res ¦ Basement or Crawlspace Insulation | 2036 | Technical | MW | Before Competition Groups | 56.6803 | 0 | 0 | 3164.9885 | 0.017909 | 20 | Residential_2036_Technical_MW_Before Competition Groups_20 | Basement or Crawlspace Insulation | 1.791% | 0 | 56.6803 | Residential_2036_Technical_MW_Before Competition Groups_Basement or Crawlspace Insulation
Residential | Res ¦ Smart Power Bar | 2036 | Technical | MW | Before Competition Groups | 54.8741 | 0 | 0 | 3164.9885 | 0.017338 | 21 | Residential_2036_Technical_MW_Before Competition Groups_21 | Smart Power Bar | 1.734% | 0 | 54.8741 | Residential_2036_Technical_MW_Before Competition Groups_Smart Power Bar
Residential | Res ¦ Variable Speed Pool Pump Motor | 2036 | Technical | MW | Before Competition Groups | 52.8574 | 0 | 0 | 3164.9885 | 0.016701 | 22 | Residential_2036_Technical_MW_Before Competition Groups_22 | Variable Speed Pool Pump Motor | 1.67% | 0 | 52.8574 | Residential_2036_Technical_MW_Before Competition Groups_Variable Speed Pool Pump Motor
Residential | Res ¦ Attic Insulation | 2036 | Technical | MW | Before Competition Groups | 52.6538 | 0 | 0 | 3164.9885 | 0.016636 | 23 | Residential_2036_Technical_MW_Before Competition Groups_23 | Attic Insulation | 1.664% | 0 | 52.6538 | Residential_2036_Technical_MW_Before Competition Groups_Attic Insulation
Residential | Res ¦ Wall Insulation | 2036 | Technical | MW | Before Competition Groups | 41.1387 | 0 | 0 | 3164.9885 | 0.012998 | 24 | Residential_2036_Technical_MW_Before Competition Groups_24 | Wall Insulation | 1.3% | 0 | 41.1387 | Residential_2036_Technical_MW_Before Competition Groups_Wall Insulation
Residential | Res ¦ Lighting Motion Sensors, Timers, Dimmers | 2036 | Technical | MW | Before Competition Groups | 39.5901 | 0 | 0 | 3164.9885 | 0.012509 | 25 | Residential_2036_Technical_MW_Before Competition Groups_25 | Lighting Motion Sensors, Timers, Dimmers | 1.251% | 0 | 39.5901 | Residential_2036_Technical_MW_Before Competition Groups_Lighting Motion Sensors, Timers, Dimmers
Residential | Res ¦ Variable Refrigerant Flow Heat Pump | 2036 | Technical | MW | Before Competition Groups | 33.572 | 0 | 0 | 3164.9885 | 0.010607 | 26 | Residential_2036_Technical_MW_Before Competition Groups_26 | Variable Refrigerant Flow Heat Pump | 1.061% | 0 | 33.572 | Residential_2036_Technical_MW_Before Competition Groups_Variable Refrigerant Flow Heat Pump
Residential | Res ¦ Air Source Heat Pump | 2036 | Technical | MW | Before Competition Groups | 31.8713 | 0 | 0 | 3164.9885 | 0.01007 | 27 | Residential_2036_Technical_MW_Before Competition Groups_27 | Air Source Heat Pump | 1.007% | 0 | 31.8713 | Residential_2036_Technical_MW_Before Competition Groups_Air Source Heat Pump
Residential | Res ¦ Home Energy Reports | 2036 | Technical | MW | Before Competition Groups | 29.2534 | 0 | 0 | 3164.9885 | 0.0092428 | 28 | Residential_2036_Technical_MW_Before Competition Groups_28 | Home Energy Reports | 0.9243% | 0 | 29.2534 | Residential_2036_Technical_MW_Before Competition Groups_Home Energy Reports
Residential | Res ¦ Ceiling Insulation | 2036 | Technical | MW | Before Competition Groups | 20.6217 | 0 | 0 | 3164.9885 | 0.0065156 | 29 | Residential_2036_Technical_MW_Before Competition Groups_29 | Ceiling Insulation | 0.6516% | 0 | 20.6217 | Residential_2036_Technical_MW_Before Competition Groups_Ceiling Insulation
Residential | Res ¦ Energy Star Light Fixture | 2036 | Technical | MW | Before Competition Groups | 20.4894 | 0 | 0 | 3164.9885 | 0.0064738 | 30 | Residential_2036_Technical_MW_Before Competition Groups_30 | Energy Star Light Fixture | 0.6474% | 0 | 20.4894 | Residential_2036_Technical_MW_Before Competition Groups_Energy Star Light Fixture
Residential | Res ¦ Duct Insulation | 2036 | Technical | MW | Before Competition Groups | 16.9526 | 0 | 0 | 3164.9885 | 0.0053563 | 31 | Residential_2036_Technical_MW_Before Competition Groups_31 | Duct Insulation | 0.5356% | 0 | 16.9526 | Residential_2036_Technical_MW_Before Competition Groups_Duct Insulation
Residential | Res ¦ Energy Star Torchiere | 2036 | Technical | MW | Before Competition Groups | 16.5018 | 0 | 0 | 3164.9885 | 0.0052139 | 32 | Residential_2036_Technical_MW_Before Competition Groups_32 | Energy Star Torchiere | 0.5214% | 0 | 16.5018 | Residential_2036_Technical_MW_Before Competition Groups_Energy Star Torchiere
Residential | Res ¦ Air Sealing | 2036 | Technical | MW | Before Competition Groups | 14.5185 | 0 | 0 | 3164.9885 | 0.0045872 | 33 | Residential_2036_Technical_MW_Before Competition Groups_33 | Air Sealing | 0.4587% | 0 | 14.5185 | Residential_2036_Technical_MW_Before Competition Groups_Air Sealing
Residential | Res ¦ Central Air Conditioner Maintenance | 2036 | Technical | MW | Before Competition Groups | 13.7999 | 0 | 0 | 3164.9885 | 0.0043602 | 34 | Residential_2036_Technical_MW_Before Competition Groups_34 | Central Air Conditioner Maintenance | 0.436% | 0 | 13.7999 | Residential_2036_Technical_MW_Before Competition Groups_Central Air Conditioner Maintenance
Residential | Res ¦ Floor Insulation | 2036 | Technical | MW | Before Competition Groups | 13.7998 | 0 | 0 | 3164.9885 | 0.0043601 | 35 | Residential_2036_Technical_MW_Before Competition Groups_35 | Floor Insulation | 0.436% | 0 | 13.7998 | Residential_2036_Technical_MW_Before Competition Groups_Floor Insulation
Residential | Res ¦ Dehumidifier Recycling | 2036 | Technical | MW | Before Competition Groups | 12.729 | 0 | 0 | 3164.9885 | 0.0040218 | 36 | Residential_2036_Technical_MW_Before Competition Groups_36 | Dehumidifier Recycling | 0.4022% | 0 | 12.729 | Residential_2036_Technical_MW_Before Competition Groups_Dehumidifier Recycling
Residential | Res ¦ High Efficiency Chiller (avg of water and air cooled) | 2036 | Technical | MW | Before Competition Groups | 12.4249 | 0 | 0 | 3164.9885 | 0.0039257 | 37 | Residential_2036_Technical_MW_Before Competition Groups_37 | High Efficiency Chiller (avg of water and air cooled) | 0.3926% | 0 | 12.4249 | Residential_2036_Technical_MW_Before Competition Groups_High Efficiency Chiller (avg of water and air cooled)
Residential | Res ¦ Energy Star Freezer | 2036 | Technical | MW | Before Competition Groups | 11.6134 | 0 | 0 | 3164.9885 | 0.0036693 | 38 | Residential_2036_Technical_MW_Before Competition Groups_38 | Energy Star Freezer | 0.3669% | 0 | 11.6134 | Residential_2036_Technical_MW_Before Competition Groups_Energy Star Freezer
Residential | Res ¦ Advanced BAS/Controllers | 2036 | Technical | MW | Before Competition Groups | 10.8308 | 0 | 0 | 3164.9885 | 0.0034221 | 39 | Residential_2036_Technical_MW_Before Competition Groups_39 | Advanced BAS/Controllers | 0.3422% | 0 | 10.8308 | Residential_2036_Technical_MW_Before Competition Groups_Advanced BAS/Controllers
Residential | Res ¦ Clothes Drying Racks | 2036 | Technical | MW | Before Competition Groups | 10.0227 | 0 | 0 | 3164.9885 | 0.0031667 | 40 | Residential_2036_Technical_MW_Before Competition Groups_40 | Clothes Drying Racks | 0.3167% | 0 | 10.0227 | Residential_2036_Technical_MW_Before Competition Groups_Clothes Drying Racks
Residential | Res ¦ Refrigerator Recycling | 2036 | Technical | MW | Before Competition Groups | 8.4936 | 0 | 0 | 3164.9885 | 0.0026836 | 41 | Residential_2036_Technical_MW_Before Competition Groups_41 | Refrigerator Recycling | 0.2684% | 0 | 8.4936 | Residential_2036_Technical_MW_Before Competition Groups_Refrigerator Recycling
Residential | Res ¦ Freezer Recycling | 2036 | Technical | MW | Before Competition Groups | 7.9125 | 0 | 0 | 3164.9885 | 0.0025 | 42 | Residential_2036_Technical_MW_Before Competition Groups_42 | Freezer Recycling | 0.25% | 0 | 7.9125 | Residential_2036_Technical_MW_Before Competition Groups_Freezer Recycling
Residential | Res ¦ Energy Star Dehumidifier | 2036 | Technical | MW | Before Competition Groups | 7.4791 | 0 | 0 | 3164.9885 | 0.0023631 | 43 | Residential_2036_Technical_MW_Before Competition Groups_43 | Energy Star Dehumidifier | 0.2363% | 0 | 7.4791 | Residential_2036_Technical_MW_Before Competition Groups_Energy Star Dehumidifier
Residential | Res ¦ Duct Insulation MF | 2036 | Technical | MW | Before Competition Groups | 7.4787 | 0 | 0 | 3164.9885 | 0.002363 | 44 | Residential_2036_Technical_MW_Before Competition Groups_44 | Duct Insulation MF | 0.2363% | 0 | 7.4787 | Residential_2036_Technical_MW_Before Competition Groups_Duct Insulation MF
Residential | Res ¦ Occupancy Sensors MF | 2036 | Technical | MW | Before Competition Groups | 7.1453 | 0 | 0 | 3164.9885 | 0.0022576 | 45 | Residential_2036_Technical_MW_Before Competition Groups_45 | Occupancy Sensors MF | 0.2258% | 0 | 7.1453 | Residential_2036_Technical_MW_Before Competition Groups_Occupancy Sensors MF
Residential | Res ¦ Heat Pump Water Heater | 2036 | Technical | MW | Before Competition Groups | 6.619 | 0 | 0 | 3164.9885 | 0.0020913 | 46 | Residential_2036_Technical_MW_Before Competition Groups_46 | Heat Pump Water Heater | 0.2091% | 0 | 6.619 | Residential_2036_Technical_MW_Before Competition Groups_Heat Pump Water Heater
Residential | Res ¦ Tankless Water Heater | 2036 | Technical | MW | Before Competition Groups | 5.982 | 0 | 0 | 3164.9885 | 0.0018901 | 47 | Residential_2036_Technical_MW_Before Competition Groups_47 | Tankless Water Heater | 0.189% | 0 | 5.982 | Residential_2036_Technical_MW_Before Competition Groups_Tankless Water Heater
Residential | Res ¦ Heat Recovery Ventilator | 2036 | Technical | MW | Before Competition Groups | 5.9783 | 0 | 0 | 3164.9885 | 0.0018889 | 48 | Residential_2036_Technical_MW_Before Competition Groups_48 | Heat Recovery Ventilator | 0.1889% | 0 | 5.9783 | Residential_2036_Technical_MW_Before Competition Groups_Heat Recovery Ventilator
Residential | Res ¦ Energy Star Windows | 2036 | Technical | MW | Before Competition Groups | 5.8733 | 0 | 0 | 3164.9885 | 0.0018557 | 49 | Residential_2036_Technical_MW_Before Competition Groups_49 | Energy Star Windows | 0.1856% | 0 | 5.8733 | Residential_2036_Technical_MW_Before Competition Groups_Energy Star Windows
Residential | Res ¦ Furnace with ECM | 2036 | Technical | MW | Before Competition Groups | 5.5619 | 0 | 0 | 3164.9885 | 0.0017573 | 50 | Residential_2036_Technical_MW_Before Competition Groups_50 | Furnace with ECM | 0.1757% | 0 | 5.5619 | Residential_2036_Technical_MW_Before Competition Groups_Furnace with ECM
Residential | Res ¦ Networked/ Connected - Indoor LED Luminaire | 2036 | Technical | MW | Before Competition Groups | 5.5383 | 0 | 0 | 3164.9885 | 0.0017499 | 51 | Residential_2036_Technical_MW_Before Competition Groups_51 | Networked/ Connected - Indoor LED Luminaire | 0.175% | 0 | 5.5383 | Residential_2036_Technical_MW_Before Competition Groups_Networked/ Connected - Indoor LED Luminaire
Residential | Res ¦ Central Lighting Control System | 2036 | Technical | MW | Before Competition Groups | 5.4131 | 0 | 0 | 3164.9885 | 0.0017103 | 52 | Residential_2036_Technical_MW_Before Competition Groups_52 | Central Lighting Control System | 0.171% | 0 | 5.4131 | Residential_2036_Technical_MW_Before Competition Groups_Central Lighting Control System
Residential | Res ¦ Energy Star Ceiling Fan/Lighting | 2036 | Technical | MW | Before Competition Groups | 4.9566 | 0 | 0 | 3164.9885 | 0.0015661 | 53 | Residential_2036_Technical_MW_Before Competition Groups_53 | Energy Star Ceiling Fan/Lighting | 0.1566% | 0 | 4.9566 | Residential_2036_Technical_MW_Before Competition Groups_Energy Star Ceiling Fan/Lighting
Residential | Res ¦ LED Downlight | 2036 | Technical | MW | Before Competition Groups | 4.6002 | 0 | 0 | 3164.9885 | 0.0014535 | 54 | Residential_2036_Technical_MW_Before Competition Groups_54 | LED Downlight | 0.1453% | 0 | 4.6002 | Residential_2036_Technical_MW_Before Competition Groups_LED Downlight
Residential | Res ¦ Minimize Hot and Warm Clothes Wash | 2036 | Technical | MW | Before Competition Groups | 4.1982 | 0 | 0 | 3164.9885 | 0.0013265 | 55 | Residential_2036_Technical_MW_Before Competition Groups_55 | Minimize Hot and Warm Clothes Wash | 0.1326% | 0 | 4.1982 | Residential_2036_Technical_MW_Before Competition Groups_Minimize Hot and Warm Clothes Wash
Residential | Res ¦ LED Tube Re-Lamp | 2036 | Technical | MW | Before Competition Groups | 4.1961 | 0 | 0 | 3164.9885 | 0.0013258 | 56 | Residential_2036_Technical_MW_Before Competition Groups_56 | LED Tube Re-Lamp | 0.1326% | 0 | 4.1961 | Residential_2036_Technical_MW_Before Competition Groups_LED Tube Re-Lamp
Residential | Res ¦ INTEGRAL LED TROFFERS | 2036 | Technical | MW | Before Competition Groups | 3.9094 | 0 | 0 | 3164.9885 | 0.0012352 | 57 | Residential_2036_Technical_MW_Before Competition Groups_57 | INTEGRAL LED TROFFERS | 0.1235% | 0 | 3.9094 | Residential_2036_Technical_MW_Before Competition Groups_INTEGRAL LED TROFFERS
Residential | Res ¦ Passive Attic Ventilation | 2036 | Technical | MW | Before Competition Groups | 3.5911 | 0 | 0 | 3164.9885 | 0.0011346 | 58 | Residential_2036_Technical_MW_Before Competition Groups_58 | Passive Attic Ventilation | 0.1135% | 0 | 3.5911 | Residential_2036_Technical_MW_Before Competition Groups_Passive Attic Ventilation
Residential | Res ¦ Outside Air Economizer | 2036 | Technical | MW | Before Competition Groups | 3.4361 | 0 | 0 | 3164.9885 | 0.0010857 | 59 | Residential_2036_Technical_MW_Before Competition Groups_59 | Outside Air Economizer | 0.1086% | 0 | 3.4361 | Residential_2036_Technical_MW_Before Competition Groups_Outside Air Economizer
Residential | Res ¦ Solar Water Heating System | 2036 | Technical | MW | Before Competition Groups | 3.2614 | 0 | 0 | 3164.9885 | 0.0010305 | 60 | Residential_2036_Technical_MW_Before Competition Groups_60 | Solar Water Heating System | 0.103% | 0 | 3.2614 | Residential_2036_Technical_MW_Before Competition Groups_Solar Water Heating System
Residential | Res ¦ Energy Star Dishwasher | 2036 | Technical | MW | Before Competition Groups | 3.1846 | 0 | 0 | 3164.9885 | 0.0010062 | 61 | Residential_2036_Technical_MW_Before Competition Groups_61 | Energy Star Dishwasher | 0.1006% | 0 | 3.1846 | Residential_2036_Technical_MW_Before Competition Groups_Energy Star Dishwasher
Residential | Res ¦ High Efficiency Storage Water Heater | 2036 | Technical | MW | Before Competition Groups | 2.887 | 0 | 0 | 3164.9885 | 0.00091216 | 62 | Residential_2036_Technical_MW_Before Competition Groups_62 | High Efficiency Storage Water Heater | 0.09122% | 0 | 2.887 | Residential_2036_Technical_MW_Before Competition Groups_High Efficiency Storage Water Heater
Residential | Res ¦ Early Hot Water Heater Replacement | 2036 | Technical | MW | Before Competition Groups | 2.7246 | 0 | 0 | 3164.9885 | 0.00086084 | 63 | Residential_2036_Technical_MW_Before Competition Groups_63 | Early Hot Water Heater Replacement | 0.08608% | 0 | 2.7246 | Residential_2036_Technical_MW_Before Competition Groups_Early Hot Water Heater Replacement
Residential | Res ¦ Air Source Heat Pump Maintenance | 2036 | Technical | MW | Before Competition Groups | 2.4139 | 0 | 0 | 3164.9885 | 0.00076268 | 64 | Residential_2036_Technical_MW_Before Competition Groups_64 | Air Source Heat Pump Maintenance | 0.07627% | 0 | 2.4139 | Residential_2036_Technical_MW_Before Competition Groups_Air Source Heat Pump Maintenance
Residential | Res ¦ Condensing Make Up Air Unit | 2036 | Technical | MW | Before Competition Groups | 2.2187 | 0 | 0 | 3164.9885 | 0.00070101 | 65 | Residential_2036_Technical_MW_Before Competition Groups_65 | Condensing Make Up Air Unit | 0.0701% | 0 | 2.2187 | Residential_2036_Technical_MW_Before Competition Groups_Condensing Make Up Air Unit
Residential | Res ¦ CO Sensors for parking garage exhaust fans | 2036 | Technical | MW | Before Competition Groups | 2.1679 | 0 | 0 | 3164.9885 | 0.00068497 | 66 | Residential_2036_Technical_MW_Before Competition Groups_66 | CO Sensors for parking garage exhaust fans | 0.0685% | 0 | 2.1679 | Residential_2036_Technical_MW_Before Competition Groups_CO Sensors for parking garage exhaust fans
Residential | Res ¦ Demand Control Ventilation | 2036 | Technical | MW | Before Competition Groups | 1.9035 | 0 | 0 | 3164.9885 | 0.00060141 | 67 | Residential_2036_Technical_MW_Before Competition Groups_67 | Demand Control Ventilation | 0.06014% | 0 | 1.9035 | Residential_2036_Technical_MW_Before Competition Groups_Demand Control Ventilation
Residential | Res ¦ ENERGY STAR LED LAMPS (REFLECTOR LAMPs/MR16/PAR 16) | 2036 | Technical | MW | Before Competition Groups | 1.8927 | 0 | 0 | 3164.9885 | 0.00059801 | 68 | Residential_2036_Technical_MW_Before Competition Groups_68 | ENERGY STAR LED LAMPS (REFLECTOR LAMPs/MR16/PAR 16) | 0.0598% | 0 | 1.8927 | Residential_2036_Technical_MW_Before Competition Groups_ENERGY STAR LED LAMPS (REFLECTOR LAMPs/MR16/PAR 16)
Residential | Res ¦ Solar Powered Attic Fan | 2036 | Technical | MW | Before Competition Groups | 1.8834 | 0 | 0 | 3164.9885 | 0.00059507 | 69 | Residential_2036_Technical_MW_Before Competition Groups_69 | Solar Powered Attic Fan | 0.05951% | 0 | 1.8834 | Residential_2036_Technical_MW_Before Competition Groups_Solar Powered Attic Fan
Residential | Res ¦ Drain Water Heat Recovery | 2036 | Technical | MW | Before Competition Groups | 1.83 | 0 | 0 | 3164.9885 | 0.00057819 | 70 | Residential_2036_Technical_MW_Before Competition Groups_70 | Drain Water Heat Recovery | 0.05782% | 0 | 1.83 | Residential_2036_Technical_MW_Before Competition Groups_Drain Water Heat Recovery
Residential | Res ¦ Furnace Whistle | 2036 | Technical | MW | Before Competition Groups | 1.8291 | 0 | 0 | 3164.9885 | 0.00057793 | 71 | Residential_2036_Technical_MW_Before Competition Groups_71 | Furnace Whistle | 0.05779% | 0 | 1.8291 | Residential_2036_Technical_MW_Before Competition Groups_Furnace Whistle
Residential | Res ¦ Window Film | 2036 | Technical | MW | Before Competition Groups | 1.6832 | 0 | 0 | 3164.9885 | 0.00053181 | 72 | Residential_2036_Technical_MW_Before Competition Groups_72 | Window Film | 0.05318% | 0 | 1.6832 | Residential_2036_Technical_MW_Before Competition Groups_Window Film
Residential | Res ¦ Comprehensive Draft Proofing | 2036 | Technical | MW | Before Competition Groups | 1.5543 | 0 | 0 | 3164.9885 | 0.0004911 | 73 | Residential_2036_Technical_MW_Before Competition Groups_73 | Comprehensive Draft Proofing | 0.04911% | 0 | 1.5543 | Residential_2036_Technical_MW_Before Competition Groups_Comprehensive Draft Proofing
Residential | Res ¦ Variable Frequency Drive (VFD) | 2036 | Technical | MW | Before Competition Groups | 1.5076 | 0 | 0 | 3164.9885 | 0.00047633 | 74 | Residential_2036_Technical_MW_Before Competition Groups_74 | Variable Frequency Drive (VFD) | 0.04763% | 0 | 1.5076 | Residential_2036_Technical_MW_Before Competition Groups_Variable Frequency Drive (VFD)
Residential | Res ¦ DHW Recirculation Systems | 2036 | Technical | MW | Before Competition Groups | 1.1836 | 0 | 0 | 3164.9885 | 0.00037398 | 75 | Residential_2036_Technical_MW_Before Competition Groups_75 | DHW Recirculation Systems | 0.0374% | 0 | 1.1836 | Residential_2036_Technical_MW_Before Competition Groups_DHW Recirculation Systems
Residential | Res ¦ Water Heater Temperature Setback | 2036 | Technical | MW | Before Competition Groups | 0.95346 | 0 | 0 | 3164.9885 | 0.00030125 | 76 | Residential_2036_Technical_MW_Before Competition Groups_76 | Water Heater Temperature Setback | 0.03013% | 0 | 0.95346 | Residential_2036_Technical_MW_Before Competition Groups_Water Heater Temperature Setback
Residential | Res ¦ HVAC Optimization | 2036 | Technical | MW | Before Competition Groups | 0.91954 | 0 | 0 | 3164.9885 | 0.00029054 | 77 | Residential_2036_Technical_MW_Before Competition Groups_77 | HVAC Optimization | 0.02905% | 0 | 0.91954 | Residential_2036_Technical_MW_Before Competition Groups_HVAC Optimization
Residential | Res ¦ LED Parking Lot Fixture | 2036 | Technical | MW | Before Competition Groups | 0.87224 | 0 | 0 | 3164.9885 | 0.00027559 | 78 | Residential_2036_Technical_MW_Before Competition Groups_78 | LED Parking Lot Fixture | 0.02756% | 0 | 0.87224 | Residential_2036_Technical_MW_Before Competition Groups_LED Parking Lot Fixture
Residential | Res ¦ VFD on Pumps | 2036 | Technical | MW | Before Competition Groups | 0.4636 | 0 | 0 | 3164.9885 | 0.00014648 | 79 | Residential_2036_Technical_MW_Before Competition Groups_79 | VFD on Pumps | 0.01465% | 0 | 0.4636 | Residential_2036_Technical_MW_Before Competition Groups_VFD on Pumps
Residential | Res ¦ ENERGY STAR LED Lamps (General Service Lamps) | 2036 | Technical | MW | Before Competition Groups | 0.44616 | 0 | 0 | 3164.9885 | 0.00014097 | 80 | Residential_2036_Technical_MW_Before Competition Groups_80 | ENERGY STAR LED Lamps (General Service Lamps) | 0.0141% | 0 | 0.44616 | Residential_2036_Technical_MW_Before Competition Groups_ENERGY STAR LED Lamps (General Service Lamps)
Residential | Res ¦ LED Exterior Area Lights - LED Fixture (200W) | 2036 | Technical | MW | Before Competition Groups | 0.41052 | 0 | 0 | 3164.9885 | 0.00012971 | 81 | Residential_2036_Technical_MW_Before Competition Groups_81 | LED Exterior Area Lights - LED Fixture (200W) | 0.01297% | 0 | 0.41052 | Residential_2036_Technical_MW_Before Competition Groups_LED Exterior Area Lights - LED Fixture (200W)
Residential | Res ¦ ECM MOTORS FOR HVAC APPLICATION (FAN-POWERED VAV BOX) | 2036 | Technical | MW | Before Competition Groups | 0.35995 | 0 | 0 | 3164.9885 | 0.00011373 | 82 | Residential_2036_Technical_MW_Before Competition Groups_82 | ECM MOTORS FOR HVAC APPLICATION (FAN-POWERED VAV BOX) | 0.01137% | 0 | 0.35995 | Residential_2036_Technical_MW_Before Competition Groups_ECM MOTORS FOR HVAC APPLICATION (FAN-POWERED VAV BOX)
Residential | Res ¦ Chilled Water Optimization | 2036 | Technical | MW | Before Competition Groups | 0.30896 | 0 | 0 | 3164.9885 | 9.7618e-05 | 83 | Residential_2036_Technical_MW_Before Competition Groups_83 | Chilled Water Optimization | 0.009762% | 0 | 0.30896 | Residential_2036_Technical_MW_Before Competition Groups_Chilled Water Optimization
Residential | Res ¦ Beverage Vending Machine Controls | 2036 | Technical | MW | Before Competition Groups | 0.25797 | 0 | 0 | 3164.9885 | 8.1507e-05 | 84 | Residential_2036_Technical_MW_Before Competition Groups_84 | Beverage Vending Machine Controls | 0.008151% | 0 | 0.25797 | Residential_2036_Technical_MW_Before Competition Groups_Beverage Vending Machine Controls
Residential | Res ¦ Wall Insulation MF | 2036 | Technical | MW | Before Competition Groups | 0.1502 | 0 | 0 | 3164.9885 | 4.7458e-05 | 85 | Residential_2036_Technical_MW_Before Competition Groups_85 | Wall Insulation MF | 0.004746% | 0 | 0.1502 | Residential_2036_Technical_MW_Before Competition Groups_Wall Insulation MF
Residential | Res ¦ LED Recessed Downlights | 2036 | Technical | MW | Before Competition Groups | 0.021101 | 0 | 0 | 3164.9885 | 6.6671e-06 | 86 | Residential_2036_Technical_MW_Before Competition Groups_86 | LED Recessed Downlights | 0.0006667% | 0 | 0.021101 | Residential_2036_Technical_MW_Before Competition Groups_LED Recessed Downlights
Residential | Res ¦ LED High Bay Fixture | 2036 | Technical | MW | Before Competition Groups | 0.018032 | 0 | 0 | 3164.9885 | 5.6974e-06 | 87 | Residential_2036_Technical_MW_Before Competition Groups_87 | LED High Bay Fixture | 0.0005697% | 0 | 0.018032 | Residential_2036_Technical_MW_Before Competition Groups_LED High Bay Fixture
Residential | Res ¦ Solar Water Preheat (Pools/DHW) | 2036 | Technical | MW | Before Competition Groups | 0.011895 | 0 | 0 | 3164.9885 | 3.7583e-06 | 88 | Residential_2036_Technical_MW_Before Competition Groups_88 | Solar Water Preheat (Pools/DHW) | 0.0003758% | 0 | 0.011895 | Residential_2036_Technical_MW_Before Competition Groups_Solar Water Preheat (Pools/DHW)
Residential | Res ¦ Radiant Barrier | 2036 | Technical | MW | Before Competition Groups | 0.011596 | 0 | 0 | 3164.9885 | 3.6638e-06 | 89 | Residential_2036_Technical_MW_Before Competition Groups_89 | Radiant Barrier | 0.0003664% | 0 | 0.011596 | Residential_2036_Technical_MW_Before Competition Groups_Radiant Barrier
Residential | Res ¦ Photocell Controls (Outdoor) | 2036 | Technical | MW | Before Competition Groups | 4.227e-05 | 0 | 0 | 3164.9885 | 1.3356e-08 | 90 | Residential_2036_Technical_MW_Before Competition Groups_90 | Photocell Controls (Outdoor) | 1.336e-06% | 0 | 4.227e-05 | Residential_2036_Technical_MW_Before Competition Groups_Photocell Controls (Outdoor)
Residential | Res ¦ Ductless Mini-Split Heat Pump | 2037 | Economic | MW | Before Competition Groups | 226.5851 | 0 | 0 | 1592.769 | 0.14226 | 1 | Residential_2037_Economic_MW_Before Competition Groups_1 | Ductless Mini-Split Heat Pump | 14.23% | 0 | 226.5851 | Residential_2037_Economic_MW_Before Competition Groups_Ductless Mini-Split Heat Pump
Residential | Res ¦ Adaptive Thermostat | 2037 | Economic | MW | Before Competition Groups | 203.0972 | 0 | 0 | 1592.769 | 0.12751 | 2 | Residential_2037_Economic_MW_Before Competition Groups_2 | Adaptive Thermostat | 12.75% | 0 | 203.0972 | Residential_2037_Economic_MW_Before Competition Groups_Adaptive Thermostat
Residential | Res ¦ Energy Star Air Source Heat Pump | 2037 | Economic | MW | Before Competition Groups | 129.0571 | 0 | 0 | 1592.769 | 0.081027 | 3 | Residential_2037_Economic_MW_Before Competition Groups_3 | Energy Star Air Source Heat Pump | 8.103% | 0 | 129.0571 | Residential_2037_Economic_MW_Before Competition Groups_Energy Star Air Source Heat Pump
Residential | Res ¦ Energy Star A Line, PAR, MR Lamps | 2037 | Economic | MW | Before Competition Groups | 110.4608 | 0 | 0 | 1592.769 | 0.069351 | 4 | Residential_2037_Economic_MW_Before Competition Groups_4 | Energy Star A Line, PAR, MR Lamps | 6.935% | 0 | 110.4608 | Residential_2037_Economic_MW_Before Competition Groups_Energy Star A Line, PAR, MR Lamps
Residential | Res ¦ Energy Star LED Bulbs General Purpose LEDs | 2037 | Economic | MW | Before Competition Groups | 108.8475 | 0 | 0 | 1592.769 | 0.068339 | 5 | Residential_2037_Economic_MW_Before Competition Groups_5 | Energy Star LED Bulbs General Purpose LEDs | 6.834% | 0 | 108.8475 | Residential_2037_Economic_MW_Before Competition Groups_Energy Star LED Bulbs General Purpose LEDs
Residential | Res ¦ Energy Star Clothes Washer | 2037 | Economic | MW | Before Competition Groups | 100.7971 | 0 | 0 | 1592.769 | 0.063284 | 6 | Residential_2037_Economic_MW_Before Competition Groups_6 | Energy Star Clothes Washer | 6.328% | 0 | 100.7971 | Residential_2037_Economic_MW_Before Competition Groups_Energy Star Clothes Washer
Residential | Res ¦ Energy Star LED Specialty Bulbs | 2037 | Economic | MW | Before Competition Groups | 99.4652 | 0 | 0 | 1592.769 | 0.062448 | 7 | Residential_2037_Economic_MW_Before Competition Groups_7 | Energy Star LED Specialty Bulbs | 6.245% | 0 | 99.4652 | Residential_2037_Economic_MW_Before Competition Groups_Energy Star LED Specialty Bulbs
Residential | Res ¦ Energy Star Room Air Conditioner | 2037 | Economic | MW | Before Competition Groups | 80.8048 | 0 | 0 | 1592.769 | 0.050732 | 8 | Residential_2037_Economic_MW_Before Competition Groups_8 | Energy Star Room Air Conditioner | 5.073% | 0 | 80.8048 | Residential_2037_Economic_MW_Before Competition Groups_Energy Star Room Air Conditioner
Residential | Res ¦ Building Recommissioning, Operations and Maintenance (O&M) Improvements | 2037 | Economic | MW | Before Competition Groups | 72.8307 | 0 | 0 | 1592.769 | 0.045726 | 9 | Residential_2037_Economic_MW_Before Competition Groups_9 | Building Recommissioning, Operations and Maintenance (O&M) Improvements | 4.573% | 0 | 72.8307 | Residential_2037_Economic_MW_Before Competition Groups_Building Recommissioning, Operations and Maintenance (O&M) Improvements
Residential | Res ¦ Basement Wall Insulation | 2037 | Economic | MW | Before Competition Groups | 67.1759 | 0 | 0 | 1592.769 | 0.042176 | 10 | Residential_2037_Economic_MW_Before Competition Groups_10 | Basement Wall Insulation | 4.218% | 0 | 67.1759 | Residential_2037_Economic_MW_Before Competition Groups_Basement Wall Insulation
Residential | Res ¦ Variable Speed Pool Pump Motor | 2037 | Economic | MW | Before Competition Groups | 52.0222 | 0 | 0 | 1592.769 | 0.032662 | 11 | Residential_2037_Economic_MW_Before Competition Groups_11 | Variable Speed Pool Pump Motor | 3.266% | 0 | 52.0222 | Residential_2037_Economic_MW_Before Competition Groups_Variable Speed Pool Pump Motor
Residential | Res ¦ Attic Insulation | 2037 | Economic | MW | Before Competition Groups | 51.8218 | 0 | 0 | 1592.769 | 0.032536 | 12 | Residential_2037_Economic_MW_Before Competition Groups_12 | Attic Insulation | 3.254% | 0 | 51.8218 | Residential_2037_Economic_MW_Before Competition Groups_Attic Insulation
Residential | Res ¦ Smart Burners | 2037 | Economic | MW | Before Competition Groups | 43.9631 | 0 | 0 | 1592.769 | 0.027602 | 13 | Residential_2037_Economic_MW_Before Competition Groups_13 | Smart Burners | 2.76% | 0 | 43.9631 | Residential_2037_Economic_MW_Before Competition Groups_Smart Burners
Residential | Res ¦ Energy Star Clothes Dryer | 2037 | Economic | MW | Before Competition Groups | 41.5863 | 0 | 0 | 1592.769 | 0.026109 | 14 | Residential_2037_Economic_MW_Before Competition Groups_14 | Energy Star Clothes Dryer | 2.611% | 0 | 41.5863 | Residential_2037_Economic_MW_Before Competition Groups_Energy Star Clothes Dryer
Residential | Res ¦ Home Energy Reports | 2037 | Economic | MW | Before Competition Groups | 17.3049 | 0 | 0 | 1592.769 | 0.010865 | 15 | Residential_2037_Economic_MW_Before Competition Groups_15 | Home Energy Reports | 1.086% | 0 | 17.3049 | Residential_2037_Economic_MW_Before Competition Groups_Home Energy Reports
Residential | Res ¦ Energy Star Torchiere | 2037 | Economic | MW | Before Competition Groups | 16.7851 | 0 | 0 | 1592.769 | 0.010538 | 16 | Residential_2037_Economic_MW_Before Competition Groups_16 | Energy Star Torchiere | 1.054% | 0 | 16.7851 | Residential_2037_Economic_MW_Before Competition Groups_Energy Star Torchiere
Residential | Res ¦ Duct Insulation | 2037 | Economic | MW | Before Competition Groups | 15.7159 | 0 | 0 | 1592.769 | 0.009867 | 17 | Residential_2037_Economic_MW_Before Competition Groups_17 | Duct Insulation | 0.9867% | 0 | 15.7159 | Residential_2037_Economic_MW_Before Competition Groups_Duct Insulation
Residential | Res ¦ Air Sealing | 2037 | Economic | MW | Before Competition Groups | 14.2891 | 0 | 0 | 1592.769 | 0.0089712 | 18 | Residential_2037_Economic_MW_Before Competition Groups_18 | Air Sealing | 0.8971% | 0 | 14.2891 | Residential_2037_Economic_MW_Before Competition Groups_Air Sealing
Residential | Res ¦ Floor Insulation | 2037 | Economic | MW | Before Competition Groups | 13.5817 | 0 | 0 | 1592.769 | 0.0085271 | 19 | Residential_2037_Economic_MW_Before Competition Groups_19 | Floor Insulation | 0.8527% | 0 | 13.5817 | Residential_2037_Economic_MW_Before Competition Groups_Floor Insulation
Residential | Res ¦ High Efficiency Chiller (avg of water and air cooled) | 2037 | Economic | MW | Before Competition Groups | 12.9137 | 0 | 0 | 1592.769 | 0.0081077 | 20 | Residential_2037_Economic_MW_Before Competition Groups_20 | High Efficiency Chiller (avg of water and air cooled) | 0.8108% | 0 | 12.9137 | Residential_2037_Economic_MW_Before Competition Groups_High Efficiency Chiller (avg of water and air cooled)
Residential | Res ¦ Advanced BAS/Controllers | 2037 | Economic | MW | Before Competition Groups | 10.6596 | 0 | 0 | 1592.769 | 0.0066925 | 21 | Residential_2037_Economic_MW_Before Competition Groups_21 | Advanced BAS/Controllers | 0.6693% | 0 | 10.6596 | Residential_2037_Economic_MW_Before Competition Groups_Advanced BAS/Controllers
Residential | Res ¦ Clothes Drying Racks | 2037 | Economic | MW | Before Competition Groups | 9.8644 | 0 | 0 | 1592.769 | 0.0061932 | 22 | Residential_2037_Economic_MW_Before Competition Groups_22 | Clothes Drying Racks | 0.6193% | 0 | 9.8644 | Residential_2037_Economic_MW_Before Competition Groups_Clothes Drying Racks
Residential | Res ¦ Refrigerator Recycling | 2037 | Economic | MW | Before Competition Groups | 8.3594 | 0 | 0 | 1592.769 | 0.0052483 | 23 | Residential_2037_Economic_MW_Before Competition Groups_23 | Refrigerator Recycling | 0.5248% | 0 | 8.3594 | Residential_2037_Economic_MW_Before Competition Groups_Refrigerator Recycling
Residential | Res ¦ Energy Star Freezer | 2037 | Economic | MW | Before Competition Groups | 7.9965 | 0 | 0 | 1592.769 | 0.0050205 | 24 | Residential_2037_Economic_MW_Before Competition Groups_24 | Energy Star Freezer | 0.5021% | 0 | 7.9965 | Residential_2037_Economic_MW_Before Competition Groups_Energy Star Freezer
Residential | Res ¦ Freezer Recycling | 2037 | Economic | MW | Before Competition Groups | 7.7875 | 0 | 0 | 1592.769 | 0.0048893 | 25 | Residential_2037_Economic_MW_Before Competition Groups_25 | Freezer Recycling | 0.4889% | 0 | 7.7875 | Residential_2037_Economic_MW_Before Competition Groups_Freezer Recycling
Residential | Res ¦ Energy Star Dehumidifier | 2037 | Economic | MW | Before Competition Groups | 7.3609 | 0 | 0 | 1592.769 | 0.0046215 | 26 | Residential_2037_Economic_MW_Before Competition Groups_26 | Energy Star Dehumidifier | 0.4621% | 0 | 7.3609 | Residential_2037_Economic_MW_Before Competition Groups_Energy Star Dehumidifier
Residential | Res ¦ Duct Insulation MF | 2037 | Economic | MW | Before Competition Groups | 7.2172 | 0 | 0 | 1592.769 | 0.0045312 | 27 | Residential_2037_Economic_MW_Before Competition Groups_27 | Duct Insulation MF | 0.4531% | 0 | 7.2172 | Residential_2037_Economic_MW_Before Competition Groups_Duct Insulation MF
Residential | Res ¦ Energy Star Light Fixture | 2037 | Economic | MW | Before Competition Groups | 7.1229 | 0 | 0 | 1592.769 | 0.004472 | 28 | Residential_2037_Economic_MW_Before Competition Groups_28 | Energy Star Light Fixture | 0.4472% | 0 | 7.1229 | Residential_2037_Economic_MW_Before Competition Groups_Energy Star Light Fixture
Residential | Res ¦ Occupancy Sensors MF | 2037 | Economic | MW | Before Competition Groups | 6.8749 | 0 | 0 | 1592.769 | 0.0043163 | 29 | Residential_2037_Economic_MW_Before Competition Groups_29 | Occupancy Sensors MF | 0.4316% | 0 | 6.8749 | Residential_2037_Economic_MW_Before Competition Groups_Occupancy Sensors MF
Residential | Res ¦ Heat Recovery Ventilator | 2037 | Economic | MW | Before Competition Groups | 6.0514 | 0 | 0 | 1592.769 | 0.0037993 | 30 | Residential_2037_Economic_MW_Before Competition Groups_30 | Heat Recovery Ventilator | 0.3799% | 0 | 6.0514 | Residential_2037_Economic_MW_Before Competition Groups_Heat Recovery Ventilator
Residential | Res ¦ LED Tube Re-Lamp | 2037 | Economic | MW | Before Competition Groups | 4.2503 | 0 | 0 | 1592.769 | 0.0026685 | 31 | Residential_2037_Economic_MW_Before Competition Groups_31 | LED Tube Re-Lamp | 0.2668% | 0 | 4.2503 | Residential_2037_Economic_MW_Before Competition Groups_LED Tube Re-Lamp
Residential | Res ¦ Minimize Hot and Warm Clothes Wash | 2037 | Economic | MW | Before Competition Groups | 4.1319 | 0 | 0 | 1592.769 | 0.0025942 | 32 | Residential_2037_Economic_MW_Before Competition Groups_32 | Minimize Hot and Warm Clothes Wash | 0.2594% | 0 | 4.1319 | Residential_2037_Economic_MW_Before Competition Groups_Minimize Hot and Warm Clothes Wash
Residential | Res ¦ Tankless Water Heater | 2037 | Economic | MW | Before Competition Groups | 3.5223 | 0 | 0 | 1592.769 | 0.0022114 | 33 | Residential_2037_Economic_MW_Before Competition Groups_33 | Tankless Water Heater | 0.2211% | 0 | 3.5223 | Residential_2037_Economic_MW_Before Competition Groups_Tankless Water Heater
Residential | Res ¦ Outside Air Economizer | 2037 | Economic | MW | Before Competition Groups | 3.4657 | 0 | 0 | 1592.769 | 0.0021759 | 34 | Residential_2037_Economic_MW_Before Competition Groups_34 | Outside Air Economizer | 0.2176% | 0 | 3.4657 | Residential_2037_Economic_MW_Before Competition Groups_Outside Air Economizer
Residential | Res ¦ Condensing Make Up Air Unit | 2037 | Economic | MW | Before Competition Groups | 2.3018 | 0 | 0 | 1592.769 | 0.0014452 | 35 | Residential_2037_Economic_MW_Before Competition Groups_35 | Condensing Make Up Air Unit | 0.1445% | 0 | 2.3018 | Residential_2037_Economic_MW_Before Competition Groups_Condensing Make Up Air Unit
Residential | Res ¦ CO Sensors for parking garage exhaust fans | 2037 | Economic | MW | Before Competition Groups | 2.1866 | 0 | 0 | 1592.769 | 0.0013728 | 36 | Residential_2037_Economic_MW_Before Competition Groups_36 | CO Sensors for parking garage exhaust fans | 0.1373% | 0 | 2.1866 | Residential_2037_Economic_MW_Before Competition Groups_CO Sensors for parking garage exhaust fans
Residential | Res ¦ ENERGY STAR LED LAMPS (REFLECTOR LAMPs/MR16/PAR 16) | 2037 | Economic | MW | Before Competition Groups | 1.8888 | 0 | 0 | 1592.769 | 0.0011859 | 37 | Residential_2037_Economic_MW_Before Competition Groups_37 | ENERGY STAR LED LAMPS (REFLECTOR LAMPs/MR16/PAR 16) | 0.1186% | 0 | 1.8888 | Residential_2037_Economic_MW_Before Competition Groups_ENERGY STAR LED LAMPS (REFLECTOR LAMPs/MR16/PAR 16)
Residential | Res ¦ Demand Control Ventilation | 2037 | Economic | MW | Before Competition Groups | 1.8734 | 0 | 0 | 1592.769 | 0.0011762 | 38 | Residential_2037_Economic_MW_Before Competition Groups_38 | Demand Control Ventilation | 0.1176% | 0 | 1.8734 | Residential_2037_Economic_MW_Before Competition Groups_Demand Control Ventilation
Residential | Res ¦ Furnace Whistle | 2037 | Economic | MW | Before Competition Groups | 1.8002 | 0 | 0 | 1592.769 | 0.0011303 | 39 | Residential_2037_Economic_MW_Before Competition Groups_39 | Furnace Whistle | 0.113% | 0 | 1.8002 | Residential_2037_Economic_MW_Before Competition Groups_Furnace Whistle
Residential | Res ¦ Wall Insulation | 2037 | Economic | MW | Before Competition Groups | 1.6533 | 0 | 0 | 1592.769 | 0.001038 | 40 | Residential_2037_Economic_MW_Before Competition Groups_40 | Wall Insulation | 0.1038% | 0 | 1.6533 | Residential_2037_Economic_MW_Before Competition Groups_Wall Insulation
Residential | Res ¦ Comprehensive Draft Proofing | 2037 | Economic | MW | Before Competition Groups | 1.5298 | 0 | 0 | 1592.769 | 0.00096044 | 41 | Residential_2037_Economic_MW_Before Competition Groups_41 | Comprehensive Draft Proofing | 0.09604% | 0 | 1.5298 | Residential_2037_Economic_MW_Before Competition Groups_Comprehensive Draft Proofing
Residential | Res ¦ Variable Frequency Drive (VFD) | 2037 | Economic | MW | Before Competition Groups | 1.4838 | 0 | 0 | 1592.769 | 0.00093156 | 42 | Residential_2037_Economic_MW_Before Competition Groups_42 | Variable Frequency Drive (VFD) | 0.09316% | 0 | 1.4838 | Residential_2037_Economic_MW_Before Competition Groups_Variable Frequency Drive (VFD)
Residential | Res ¦ Water Heater Temperature Setback | 2037 | Economic | MW | Before Competition Groups | 0.93839 | 0 | 0 | 1592.769 | 0.00058916 | 43 | Residential_2037_Economic_MW_Before Competition Groups_43 | Water Heater Temperature Setback | 0.05892% | 0 | 0.93839 | Residential_2037_Economic_MW_Before Competition Groups_Water Heater Temperature Setback
Residential | Res ¦ LED Parking Lot Fixture | 2037 | Economic | MW | Before Competition Groups | 0.87081 | 0 | 0 | 1592.769 | 0.00054673 | 44 | Residential_2037_Economic_MW_Before Competition Groups_44 | LED Parking Lot Fixture | 0.05467% | 0 | 0.87081 | Residential_2037_Economic_MW_Before Competition Groups_LED Parking Lot Fixture
Residential | Res ¦ VFD on Pumps | 2037 | Economic | MW | Before Competition Groups | 0.45627 | 0 | 0 | 1592.769 | 0.00028646 | 45 | Residential_2037_Economic_MW_Before Competition Groups_45 | VFD on Pumps | 0.02865% | 0 | 0.45627 | Residential_2037_Economic_MW_Before Competition Groups_VFD on Pumps
Residential | Res ¦ ENERGY STAR LED Lamps (General Service Lamps) | 2037 | Economic | MW | Before Competition Groups | 0.44541 | 0 | 0 | 1592.769 | 0.00027965 | 46 | Residential_2037_Economic_MW_Before Competition Groups_46 | ENERGY STAR LED Lamps (General Service Lamps) | 0.02796% | 0 | 0.44541 | Residential_2037_Economic_MW_Before Competition Groups_ENERGY STAR LED Lamps (General Service Lamps)
Residential | Res ¦ LED Exterior Area Lights - LED Fixture (200W) | 2037 | Economic | MW | Before Competition Groups | 0.4101 | 0 | 0 | 1592.769 | 0.00025748 | 47 | Residential_2037_Economic_MW_Before Competition Groups_47 | LED Exterior Area Lights - LED Fixture (200W) | 0.02575% | 0 | 0.4101 | Residential_2037_Economic_MW_Before Competition Groups_LED Exterior Area Lights - LED Fixture (200W)
Residential | Res ¦ ECM MOTORS FOR HVAC APPLICATION (FAN-POWERED VAV BOX) | 2037 | Economic | MW | Before Competition Groups | 0.36303 | 0 | 0 | 1592.769 | 0.00022792 | 48 | Residential_2037_Economic_MW_Before Competition Groups_48 | ECM MOTORS FOR HVAC APPLICATION (FAN-POWERED VAV BOX) | 0.02279% | 0 | 0.36303 | Residential_2037_Economic_MW_Before Competition Groups_ECM MOTORS FOR HVAC APPLICATION (FAN-POWERED VAV BOX)
Residential | Res ¦ Chilled Water Optimization | 2037 | Economic | MW | Before Competition Groups | 0.32026 | 0 | 0 | 1592.769 | 0.00020107 | 49 | Residential_2037_Economic_MW_Before Competition Groups_49 | Chilled Water Optimization | 0.02011% | 0 | 0.32026 | Residential_2037_Economic_MW_Before Competition Groups_Chilled Water Optimization
Residential | Res ¦ Beverage Vending Machine Controls | 2037 | Economic | MW | Before Competition Groups | 0.25964 | 0 | 0 | 1592.769 | 0.00016301 | 50 | Residential_2037_Economic_MW_Before Competition Groups_50 | Beverage Vending Machine Controls | 0.0163% | 0 | 0.25964 | Residential_2037_Economic_MW_Before Competition Groups_Beverage Vending Machine Controls
Residential | Res ¦ LED Downlight | 2037 | Economic | MW | Before Competition Groups | 0.18836 | 0 | 0 | 1592.769 | 0.00011826 | 51 | Residential_2037_Economic_MW_Before Competition Groups_51 | LED Downlight | 0.01183% | 0 | 0.18836 | Residential_2037_Economic_MW_Before Competition Groups_LED Downlight
Residential | Res ¦ LED High Bay Fixture | 2037 | Economic | MW | Before Competition Groups | 0.01735 | 0 | 0 | 1592.769 | 1.0893e-05 | 52 | Residential_2037_Economic_MW_Before Competition Groups_52 | LED High Bay Fixture | 0.001089% | 0 | 0.01735 | Residential_2037_Economic_MW_Before Competition Groups_LED High Bay Fixture
Residential | Res ¦ Wall Insulation MF | 2037 | Economic | MW | Before Competition Groups | 0.011832 | 0 | 0 | 1592.769 | 7.4287e-06 | 53 | Residential_2037_Economic_MW_Before Competition Groups_53 | Wall Insulation MF | 0.0007429% | 0 | 0.011832 | Residential_2037_Economic_MW_Before Competition Groups_Wall Insulation MF
Residential | Res ¦ Smart Power Bar | 2037 | Economic | MW | Before Competition Groups | 0 | 0 | 0 | 1592.769 | 0 | 54 | Residential_2037_Economic_MW_Before Competition Groups_54 | Smart Power Bar | 0% | 0 | 0 | Residential_2037_Economic_MW_Before Competition Groups_Smart Power Bar
Residential | Res ¦ Ductless Mini-Split Heat Pump | 2037 | SC A | MW | Before Competition Groups | 130.5798 | 0 | 0 | 614.7384 | 0.21242 | 1 | Residential_2037_SC A_MW_Before Competition Groups_1 | Ductless Mini-Split Heat Pump | 21.24% | 0 | 130.5798 | Residential_2037_SC A_MW_Before Competition Groups_Ductless Mini-Split Heat Pump
Residential | Res ¦ Building Recommissioning, Operations and Maintenance (O&M) Improvements | 2037 | SC A | MW | Before Competition Groups | 66.9655 | 0 | 0 | 614.7384 | 0.10893 | 2 | Residential_2037_SC A_MW_Before Competition Groups_2 | Building Recommissioning, Operations and Maintenance (O&M) Improvements | 10.89% | 0 | 66.9655 | Residential_2037_SC A_MW_Before Competition Groups_Building Recommissioning, Operations and Maintenance (O&M) Improvements
Residential | Res ¦ Energy Star Clothes Washer | 2037 | SC A | MW | Before Competition Groups | 58.7756 | 0 | 0 | 614.7384 | 0.095611 | 3 | Residential_2037_SC A_MW_Before Competition Groups_3 | Energy Star Clothes Washer | 9.561% | 0 | 58.7756 | Residential_2037_SC A_MW_Before Competition Groups_Energy Star Clothes Washer
Residential | Res ¦ Adaptive Thermostat | 2037 | SC A | MW | Before Competition Groups | 42.2268 | 0 | 0 | 614.7384 | 0.068691 | 4 | Residential_2037_SC A_MW_Before Competition Groups_4 | Adaptive Thermostat | 6.869% | 0 | 42.2268 | Residential_2037_SC A_MW_Before Competition Groups_Adaptive Thermostat
Residential | Res ¦ Energy Star Air Source Heat Pump | 2037 | SC A | MW | Before Competition Groups | 38.0418 | 0 | 0 | 614.7384 | 0.061883 | 5 | Residential_2037_SC A_MW_Before Competition Groups_5 | Energy Star Air Source Heat Pump | 6.188% | 0 | 38.0418 | Residential_2037_SC A_MW_Before Competition Groups_Energy Star Air Source Heat Pump
Residential | Res ¦ Variable Speed Pool Pump Motor | 2037 | SC A | MW | Before Competition Groups | 37.4239 | 0 | 0 | 614.7384 | 0.060878 | 6 | Residential_2037_SC A_MW_Before Competition Groups_6 | Variable Speed Pool Pump Motor | 6.088% | 0 | 37.4239 | Residential_2037_SC A_MW_Before Competition Groups_Variable Speed Pool Pump Motor
Residential | Res ¦ Basement Wall Insulation | 2037 | SC A | MW | Before Competition Groups | 32.7736 | 0 | 0 | 614.7384 | 0.053313 | 7 | Residential_2037_SC A_MW_Before Competition Groups_7 | Basement Wall Insulation | 5.331% | 0 | 32.7736 | Residential_2037_SC A_MW_Before Competition Groups_Basement Wall Insulation
Residential | Res ¦ Energy Star LED Specialty Bulbs | 2037 | SC A | MW | Before Competition Groups | 32.2842 | 0 | 0 | 614.7384 | 0.052517 | 8 | Residential_2037_SC A_MW_Before Competition Groups_8 | Energy Star LED Specialty Bulbs | 5.252% | 0 | 32.2842 | Residential_2037_SC A_MW_Before Competition Groups_Energy Star LED Specialty Bulbs
Residential | Res ¦ Energy Star Room Air Conditioner | 2037 | SC A | MW | Before Competition Groups | 22.2935 | 0 | 0 | 614.7384 | 0.036265 | 9 | Residential_2037_SC A_MW_Before Competition Groups_9 | Energy Star Room Air Conditioner | 3.627% | 0 | 22.2935 | Residential_2037_SC A_MW_Before Competition Groups_Energy Star Room Air Conditioner
Residential | Res ¦ Energy Star A Line, PAR, MR Lamps | 2037 | SC A | MW | Before Competition Groups | 16.2565 | 0 | 0 | 614.7384 | 0.026445 | 10 | Residential_2037_SC A_MW_Before Competition Groups_10 | Energy Star A Line, PAR, MR Lamps | 2.644% | 0 | 16.2565 | Residential_2037_SC A_MW_Before Competition Groups_Energy Star A Line, PAR, MR Lamps
Residential | Res ¦ Energy Star LED Bulbs General Purpose LEDs | 2037 | SC A | MW | Before Competition Groups | 13.3942 | 0 | 0 | 614.7384 | 0.021788 | 11 | Residential_2037_SC A_MW_Before Competition Groups_11 | Energy Star LED Bulbs General Purpose LEDs | 2.179% | 0 | 13.3942 | Residential_2037_SC A_MW_Before Competition Groups_Energy Star LED Bulbs General Purpose LEDs
Residential | Res ¦ Home Energy Reports | 2037 | SC A | MW | Before Competition Groups | 12.1317 | 0 | 0 | 614.7384 | 0.019735 | 12 | Residential_2037_SC A_MW_Before Competition Groups_12 | Home Energy Reports | 1.973% | 0 | 12.1317 | Residential_2037_SC A_MW_Before Competition Groups_Home Energy Reports
Residential | Res ¦ Energy Star Clothes Dryer | 2037 | SC A | MW | Before Competition Groups | 11.9843 | 0 | 0 | 614.7384 | 0.019495 | 13 | Residential_2037_SC A_MW_Before Competition Groups_13 | Energy Star Clothes Dryer | 1.949% | 0 | 11.9843 | Residential_2037_SC A_MW_Before Competition Groups_Energy Star Clothes Dryer
Residential | Res ¦ High Efficiency Chiller (avg of water and air cooled) | 2037 | SC A | MW | Before Competition Groups | 11.4865 | 0 | 0 | 614.7384 | 0.018685 | 14 | Residential_2037_SC A_MW_Before Competition Groups_14 | High Efficiency Chiller (avg of water and air cooled) | 1.869% | 0 | 11.4865 | Residential_2037_SC A_MW_Before Competition Groups_High Efficiency Chiller (avg of water and air cooled)
Residential | Res ¦ Attic Insulation | 2037 | SC A | MW | Before Competition Groups | 9.7713 | 0 | 0 | 614.7384 | 0.015895 | 15 | Residential_2037_SC A_MW_Before Competition Groups_15 | Attic Insulation | 1.59% | 0 | 9.7713 | Residential_2037_SC A_MW_Before Competition Groups_Attic Insulation
Residential | Res ¦ Energy Star Torchiere | 2037 | SC A | MW | Before Competition Groups | 9.7527 | 0 | 0 | 614.7384 | 0.015865 | 16 | Residential_2037_SC A_MW_Before Competition Groups_16 | Energy Star Torchiere | 1.586% | 0 | 9.7527 | Residential_2037_SC A_MW_Before Competition Groups_Energy Star Torchiere
Residential | Res ¦ Occupancy Sensors MF | 2037 | SC A | MW | Before Competition Groups | 7.8312 | 0 | 0 | 614.7384 | 0.012739 | 17 | Residential_2037_SC A_MW_Before Competition Groups_17 | Occupancy Sensors MF | 1.274% | 0 | 7.8312 | Residential_2037_SC A_MW_Before Competition Groups_Occupancy Sensors MF
Residential | Res ¦ Smart Burners | 2037 | SC A | MW | Before Competition Groups | 7.7476 | 0 | 0 | 614.7384 | 0.012603 | 18 | Residential_2037_SC A_MW_Before Competition Groups_18 | Smart Burners | 1.26% | 0 | 7.7476 | Residential_2037_SC A_MW_Before Competition Groups_Smart Burners
Residential | Res ¦ Advanced BAS/Controllers | 2037 | SC A | MW | Before Competition Groups | 7.1723 | 0 | 0 | 614.7384 | 0.011667 | 19 | Residential_2037_SC A_MW_Before Competition Groups_19 | Advanced BAS/Controllers | 1.167% | 0 | 7.1723 | Residential_2037_SC A_MW_Before Competition Groups_Advanced BAS/Controllers
Residential | Res ¦ Refrigerator Recycling | 2037 | SC A | MW | Before Competition Groups | 6.0026 | 0 | 0 | 614.7384 | 0.0097645 | 20 | Residential_2037_SC A_MW_Before Competition Groups_20 | Refrigerator Recycling | 0.9764% | 0 | 6.0026 | Residential_2037_SC A_MW_Before Competition Groups_Refrigerator Recycling
Residential | Res ¦ Energy Star Freezer | 2037 | SC A | MW | Before Competition Groups | 4.6098 | 0 | 0 | 614.7384 | 0.0074988 | 21 | Residential_2037_SC A_MW_Before Competition Groups_21 | Energy Star Freezer | 0.7499% | 0 | 4.6098 | Residential_2037_SC A_MW_Before Competition Groups_Energy Star Freezer
Residential | Res ¦ Air Sealing | 2037 | SC A | MW | Before Competition Groups | 3.6921 | 0 | 0 | 614.7384 | 0.006006 | 22 | Residential_2037_SC A_MW_Before Competition Groups_22 | Air Sealing | 0.6006% | 0 | 3.6921 | Residential_2037_SC A_MW_Before Competition Groups_Air Sealing
Residential | Res ¦ LED Tube Re-Lamp | 2037 | SC A | MW | Before Competition Groups | 3.6688 | 0 | 0 | 614.7384 | 0.0059681 | 23 | Residential_2037_SC A_MW_Before Competition Groups_23 | LED Tube Re-Lamp | 0.5968% | 0 | 3.6688 | Residential_2037_SC A_MW_Before Competition Groups_LED Tube Re-Lamp
Residential | Res ¦ Outside Air Economizer | 2037 | SC A | MW | Before Competition Groups | 3.2701 | 0 | 0 | 614.7384 | 0.0053195 | 24 | Residential_2037_SC A_MW_Before Competition Groups_24 | Outside Air Economizer | 0.532% | 0 | 3.2701 | Residential_2037_SC A_MW_Before Competition Groups_Outside Air Economizer
Residential | Res ¦ Energy Star Light Fixture | 2037 | SC A | MW | Before Competition Groups | 3.2428 | 0 | 0 | 614.7384 | 0.0052751 | 25 | Residential_2037_SC A_MW_Before Competition Groups_25 | Energy Star Light Fixture | 0.5275% | 0 | 3.2428 | Residential_2037_SC A_MW_Before Competition Groups_Energy Star Light Fixture
Residential | Res ¦ Minimize Hot and Warm Clothes Wash | 2037 | SC A | MW | Before Competition Groups | 3.05 | 0 | 0 | 614.7384 | 0.0049614 | 26 | Residential_2037_SC A_MW_Before Competition Groups_26 | Minimize Hot and Warm Clothes Wash | 0.4961% | 0 | 3.05 | Residential_2037_SC A_MW_Before Competition Groups_Minimize Hot and Warm Clothes Wash
Residential | Res ¦ ENERGY STAR LED LAMPS (REFLECTOR LAMPs/MR16/PAR 16) | 2037 | SC A | MW | Before Competition Groups | 2.0969 | 0 | 0 | 614.7384 | 0.0034111 | 27 | Residential_2037_SC A_MW_Before Competition Groups_27 | ENERGY STAR LED LAMPS (REFLECTOR LAMPs/MR16/PAR 16) | 0.3411% | 0 | 2.0969 | Residential_2037_SC A_MW_Before Competition Groups_ENERGY STAR LED LAMPS (REFLECTOR LAMPs/MR16/PAR 16)
Residential | Res ¦ Furnace Whistle | 2037 | SC A | MW | Before Competition Groups | 1.6635 | 0 | 0 | 614.7384 | 0.002706 | 28 | Residential_2037_SC A_MW_Before Competition Groups_28 | Furnace Whistle | 0.2706% | 0 | 1.6635 | Residential_2037_SC A_MW_Before Competition Groups_Furnace Whistle
Residential | Res ¦ Variable Frequency Drive (VFD) | 2037 | SC A | MW | Before Competition Groups | 1.371 | 0 | 0 | 614.7384 | 0.0022303 | 29 | Residential_2037_SC A_MW_Before Competition Groups_29 | Variable Frequency Drive (VFD) | 0.223% | 0 | 1.371 | Residential_2037_SC A_MW_Before Competition Groups_Variable Frequency Drive (VFD)
Residential | Res ¦ Comprehensive Draft Proofing | 2037 | SC A | MW | Before Competition Groups | 1.3598 | 0 | 0 | 614.7384 | 0.002212 | 30 | Residential_2037_SC A_MW_Before Competition Groups_30 | Comprehensive Draft Proofing | 0.2212% | 0 | 1.3598 | Residential_2037_SC A_MW_Before Competition Groups_Comprehensive Draft Proofing
Residential | Res ¦ CO Sensors for parking garage exhaust fans | 2037 | SC A | MW | Before Competition Groups | 1.2728 | 0 | 0 | 614.7384 | 0.0020705 | 31 | Residential_2037_SC A_MW_Before Competition Groups_31 | CO Sensors for parking garage exhaust fans | 0.207% | 0 | 1.2728 | Residential_2037_SC A_MW_Before Competition Groups_CO Sensors for parking garage exhaust fans
Residential | Res ¦ Energy Star Dehumidifier | 2037 | SC A | MW | Before Competition Groups | 1.2493 | 0 | 0 | 614.7384 | 0.0020323 | 32 | Residential_2037_SC A_MW_Before Competition Groups_32 | Energy Star Dehumidifier | 0.2032% | 0 | 1.2493 | Residential_2037_SC A_MW_Before Competition Groups_Energy Star Dehumidifier
Residential | Res ¦ LED Downlight | 2037 | SC A | MW | Before Competition Groups | 0.98427 | 0 | 0 | 614.7384 | 0.0016011 | 33 | Residential_2037_SC A_MW_Before Competition Groups_33 | LED Downlight | 0.1601% | 0 | 0.98427 | Residential_2037_SC A_MW_Before Competition Groups_LED Downlight
Residential | Res ¦ Demand Control Ventilation | 2037 | SC A | MW | Before Competition Groups | 0.95078 | 0 | 0 | 614.7384 | 0.0015466 | 34 | Residential_2037_SC A_MW_Before Competition Groups_34 | Demand Control Ventilation | 0.1547% | 0 | 0.95078 | Residential_2037_SC A_MW_Before Competition Groups_Demand Control Ventilation
Residential | Res ¦ LED Parking Lot Fixture | 2037 | SC A | MW | Before Competition Groups | 0.91784 | 0 | 0 | 614.7384 | 0.0014931 | 35 | Residential_2037_SC A_MW_Before Competition Groups_35 | LED Parking Lot Fixture | 0.1493% | 0 | 0.91784 | Residential_2037_SC A_MW_Before Competition Groups_LED Parking Lot Fixture
Residential | Res ¦ Tankless Water Heater | 2037 | SC A | MW | Before Competition Groups | 0.87818 | 0 | 0 | 614.7384 | 0.0014285 | 36 | Residential_2037_SC A_MW_Before Competition Groups_36 | Tankless Water Heater | 0.1429% | 0 | 0.87818 | Residential_2037_SC A_MW_Before Competition Groups_Tankless Water Heater
Residential | Res ¦ Water Heater Temperature Setback | 2037 | SC A | MW | Before Competition Groups | 0.86361 | 0 | 0 | 614.7384 | 0.0014048 | 37 | Residential_2037_SC A_MW_Before Competition Groups_37 | Water Heater Temperature Setback | 0.1405% | 0 | 0.86361 | Residential_2037_SC A_MW_Before Competition Groups_Water Heater Temperature Setback
Residential | Res ¦ Clothes Drying Racks | 2037 | SC A | MW | Before Competition Groups | 0.6415 | 0 | 0 | 614.7384 | 0.0010435 | 38 | Residential_2037_SC A_MW_Before Competition Groups_38 | Clothes Drying Racks | 0.1044% | 0 | 0.6415 | Residential_2037_SC A_MW_Before Competition Groups_Clothes Drying Racks
Residential | Res ¦ Floor Insulation | 2037 | SC A | MW | Before Competition Groups | 0.63955 | 0 | 0 | 614.7384 | 0.0010404 | 39 | Residential_2037_SC A_MW_Before Competition Groups_39 | Floor Insulation | 0.104% | 0 | 0.63955 | Residential_2037_SC A_MW_Before Competition Groups_Floor Insulation
Residential | Res ¦ Condensing Make Up Air Unit | 2037 | SC A | MW | Before Competition Groups | 0.52448 | 0 | 0 | 614.7384 | 0.00085318 | 40 | Residential_2037_SC A_MW_Before Competition Groups_40 | Condensing Make Up Air Unit | 0.08532% | 0 | 0.52448 | Residential_2037_SC A_MW_Before Competition Groups_Condensing Make Up Air Unit
Residential | Res ¦ ENERGY STAR LED Lamps (General Service Lamps) | 2037 | SC A | MW | Before Competition Groups | 0.46173 | 0 | 0 | 614.7384 | 0.00075109 | 41 | Residential_2037_SC A_MW_Before Competition Groups_41 | ENERGY STAR LED Lamps (General Service Lamps) | 0.07511% | 0 | 0.46173 | Residential_2037_SC A_MW_Before Competition Groups_ENERGY STAR LED Lamps (General Service Lamps)
Residential | Res ¦ LED Exterior Area Lights - LED Fixture (200W) | 2037 | SC A | MW | Before Competition Groups | 0.4406 | 0 | 0 | 614.7384 | 0.00071673 | 42 | Residential_2037_SC A_MW_Before Competition Groups_42 | LED Exterior Area Lights - LED Fixture (200W) | 0.07167% | 0 | 0.4406 | Residential_2037_SC A_MW_Before Competition Groups_LED Exterior Area Lights - LED Fixture (200W)
Residential | Res ¦ VFD on Pumps | 2037 | SC A | MW | Before Competition Groups | 0.40354 | 0 | 0 | 614.7384 | 0.00065643 | 43 | Residential_2037_SC A_MW_Before Competition Groups_43 | VFD on Pumps | 0.06564% | 0 | 0.40354 | Residential_2037_SC A_MW_Before Competition Groups_VFD on Pumps
Residential | Res ¦ Duct Insulation | 2037 | SC A | MW | Before Competition Groups | 0.37932 | 0 | 0 | 614.7384 | 0.00061705 | 44 | Residential_2037_SC A_MW_Before Competition Groups_44 | Duct Insulation | 0.0617% | 0 | 0.37932 | Residential_2037_SC A_MW_Before Competition Groups_Duct Insulation
Residential | Res ¦ Heat Recovery Ventilator | 2037 | SC A | MW | Before Competition Groups | 0.31276 | 0 | 0 | 614.7384 | 0.00050878 | 45 | Residential_2037_SC A_MW_Before Competition Groups_45 | Heat Recovery Ventilator | 0.05088% | 0 | 0.31276 | Residential_2037_SC A_MW_Before Competition Groups_Heat Recovery Ventilator
Residential | Res ¦ ECM MOTORS FOR HVAC APPLICATION (FAN-POWERED VAV BOX) | 2037 | SC A | MW | Before Competition Groups | 0.2539 | 0 | 0 | 614.7384 | 0.00041302 | 46 | Residential_2037_SC A_MW_Before Competition Groups_46 | ECM MOTORS FOR HVAC APPLICATION (FAN-POWERED VAV BOX) | 0.0413% | 0 | 0.2539 | Residential_2037_SC A_MW_Before Competition Groups_ECM MOTORS FOR HVAC APPLICATION (FAN-POWERED VAV BOX)
Residential | Res ¦ Duct Insulation MF | 2037 | SC A | MW | Before Competition Groups | 0.23629 | 0 | 0 | 614.7384 | 0.00038437 | 47 | Residential_2037_SC A_MW_Before Competition Groups_47 | Duct Insulation MF | 0.03844% | 0 | 0.23629 | Residential_2037_SC A_MW_Before Competition Groups_Duct Insulation MF
Residential | Res ¦ Chilled Water Optimization | 2037 | SC A | MW | Before Competition Groups | 0.19911 | 0 | 0 | 614.7384 | 0.00032389 | 48 | Residential_2037_SC A_MW_Before Competition Groups_48 | Chilled Water Optimization | 0.03239% | 0 | 0.19911 | Residential_2037_SC A_MW_Before Competition Groups_Chilled Water Optimization
Residential | Res ¦ Beverage Vending Machine Controls | 2037 | SC A | MW | Before Competition Groups | 0.16968 | 0 | 0 | 614.7384 | 0.00027601 | 49 | Residential_2037_SC A_MW_Before Competition Groups_49 | Beverage Vending Machine Controls | 0.0276% | 0 | 0.16968 | Residential_2037_SC A_MW_Before Competition Groups_Beverage Vending Machine Controls
Residential | Res ¦ LED High Bay Fixture | 2037 | SC A | MW | Before Competition Groups | 0.016855 | 0 | 0 | 614.7384 | 2.7418e-05 | 50 | Residential_2037_SC A_MW_Before Competition Groups_50 | LED High Bay Fixture | 0.002742% | 0 | 0.016855 | Residential_2037_SC A_MW_Before Competition Groups_LED High Bay Fixture
Residential | Res ¦ Wall Insulation | 2037 | SC A | MW | Before Competition Groups | 0.016456 | 0 | 0 | 614.7384 | 2.677e-05 | 51 | Residential_2037_SC A_MW_Before Competition Groups_51 | Wall Insulation | 0.002677% | 0 | 0.016456 | Residential_2037_SC A_MW_Before Competition Groups_Wall Insulation
Residential | Res ¦ Wall Insulation MF | 2037 | SC A | MW | Before Competition Groups | 0.0049476 | 0 | 0 | 614.7384 | 8.0483e-06 | 52 | Residential_2037_SC A_MW_Before Competition Groups_52 | Wall Insulation MF | 0.0008048% | 0 | 0.0049476 | Residential_2037_SC A_MW_Before Competition Groups_Wall Insulation MF
Residential | Res ¦ Freezer Recycling | 2037 | SC A | MW | Before Competition Groups | 0.00052709 | 0 | 0 | 614.7384 | 8.5742e-07 | 53 | Residential_2037_SC A_MW_Before Competition Groups_53 | Freezer Recycling | 8.574e-05% | 0 | 0.00052709 | Residential_2037_SC A_MW_Before Competition Groups_Freezer Recycling
Residential | Res ¦ Smart Power Bar | 2037 | SC A | MW | Before Competition Groups | 0 | 0 | 0 | 614.7384 | 0 | 54 | Residential_2037_SC A_MW_Before Competition Groups_54 | Smart Power Bar | 0% | 0 | 0 | Residential_2037_SC A_MW_Before Competition Groups_Smart Power Bar
Residential | Res ¦ Ductless Mini-Split Heat Pump | 2037 | SC B | MW | Before Competition Groups | 155.4426 | 0 | 0 | 939.3657 | 0.16548 | 1 | Residential_2037_SC B_MW_Before Competition Groups_1 | Ductless Mini-Split Heat Pump | 16.55% | 0 | 155.4426 | Residential_2037_SC B_MW_Before Competition Groups_Ductless Mini-Split Heat Pump
Residential | Res ¦ Adaptive Thermostat | 2037 | SC B | MW | Before Competition Groups | 111.806 | 0 | 0 | 939.3657 | 0.11902 | 2 | Residential_2037_SC B_MW_Before Competition Groups_2 | Adaptive Thermostat | 11.9% | 0 | 111.806 | Residential_2037_SC B_MW_Before Competition Groups_Adaptive Thermostat
Residential | Res ¦ Energy Star Clothes Washer | 2037 | SC B | MW | Before Competition Groups | 86.762 | 0 | 0 | 939.3657 | 0.092362 | 3 | Residential_2037_SC B_MW_Before Competition Groups_3 | Energy Star Clothes Washer | 9.236% | 0 | 86.762 | Residential_2037_SC B_MW_Before Competition Groups_Energy Star Clothes Washer
Residential | Res ¦ Building Recommissioning, Operations and Maintenance (O&M) Improvements | 2037 | SC B | MW | Before Competition Groups | 85.9453 | 0 | 0 | 939.3657 | 0.091493 | 4 | Residential_2037_SC B_MW_Before Competition Groups_4 | Building Recommissioning, Operations and Maintenance (O&M) Improvements | 9.149% | 0 | 85.9453 | Residential_2037_SC B_MW_Before Competition Groups_Building Recommissioning, Operations and Maintenance (O&M) Improvements
Residential | Res ¦ Variable Speed Pool Pump Motor | 2037 | SC B | MW | Before Competition Groups | 61.3892 | 0 | 0 | 939.3657 | 0.065352 | 5 | Residential_2037_SC B_MW_Before Competition Groups_5 | Variable Speed Pool Pump Motor | 6.535% | 0 | 61.3892 | Residential_2037_SC B_MW_Before Competition Groups_Variable Speed Pool Pump Motor
Residential | Res ¦ Energy Star Air Source Heat Pump | 2037 | SC B | MW | Before Competition Groups | 52.6098 | 0 | 0 | 939.3657 | 0.056006 | 6 | Residential_2037_SC B_MW_Before Competition Groups_6 | Energy Star Air Source Heat Pump | 5.601% | 0 | 52.6098 | Residential_2037_SC B_MW_Before Competition Groups_Energy Star Air Source Heat Pump
Residential | Res ¦ Energy Star Room Air Conditioner | 2037 | SC B | MW | Before Competition Groups | 39.9599 | 0 | 0 | 939.3657 | 0.042539 | 7 | Residential_2037_SC B_MW_Before Competition Groups_7 | Energy Star Room Air Conditioner | 4.254% | 0 | 39.9599 | Residential_2037_SC B_MW_Before Competition Groups_Energy Star Room Air Conditioner
Residential | Res ¦ Basement Wall Insulation | 2037 | SC B | MW | Before Competition Groups | 33.5779 | 0 | 0 | 939.3657 | 0.035745 | 8 | Residential_2037_SC B_MW_Before Competition Groups_8 | Basement Wall Insulation | 3.575% | 0 | 33.5779 | Residential_2037_SC B_MW_Before Competition Groups_Basement Wall Insulation
Residential | Res ¦ Smart Burners | 2037 | SC B | MW | Before Competition Groups | 29.7151 | 0 | 0 | 939.3657 | 0.031633 | 9 | Residential_2037_SC B_MW_Before Competition Groups_9 | Smart Burners | 3.163% | 0 | 29.7151 | Residential_2037_SC B_MW_Before Competition Groups_Smart Burners
Residential | Res ¦ Attic Insulation | 2037 | SC B | MW | Before Competition Groups | 25.8984 | 0 | 0 | 939.3657 | 0.02757 | 10 | Residential_2037_SC B_MW_Before Competition Groups_10 | Attic Insulation | 2.757% | 0 | 25.8984 | Residential_2037_SC B_MW_Before Competition Groups_Attic Insulation
Residential | Res ¦ Energy Star LED Bulbs General Purpose LEDs | 2037 | SC B | MW | Before Competition Groups | 22.5237 | 0 | 0 | 939.3657 | 0.023978 | 11 | Residential_2037_SC B_MW_Before Competition Groups_11 | Energy Star LED Bulbs General Purpose LEDs | 2.398% | 0 | 22.5237 | Residential_2037_SC B_MW_Before Competition Groups_Energy Star LED Bulbs General Purpose LEDs
Residential | Res ¦ Energy Star A Line, PAR, MR Lamps | 2037 | SC B | MW | Before Competition Groups | 21.8023 | 0 | 0 | 939.3657 | 0.02321 | 12 | Residential_2037_SC B_MW_Before Competition Groups_12 | Energy Star A Line, PAR, MR Lamps | 2.321% | 0 | 21.8023 | Residential_2037_SC B_MW_Before Competition Groups_Energy Star A Line, PAR, MR Lamps
Residential | Res ¦ Energy Star Clothes Dryer | 2037 | SC B | MW | Before Competition Groups | 21.3365 | 0 | 0 | 939.3657 | 0.022714 | 13 | Residential_2037_SC B_MW_Before Competition Groups_13 | Energy Star Clothes Dryer | 2.271% | 0 | 21.3365 | Residential_2037_SC B_MW_Before Competition Groups_Energy Star Clothes Dryer
Residential | Res ¦ Energy Star LED Specialty Bulbs | 2037 | SC B | MW | Before Competition Groups | 20.4226 | 0 | 0 | 939.3657 | 0.021741 | 14 | Residential_2037_SC B_MW_Before Competition Groups_14 | Energy Star LED Specialty Bulbs | 2.174% | 0 | 20.4226 | Residential_2037_SC B_MW_Before Competition Groups_Energy Star LED Specialty Bulbs
Residential | Res ¦ Advanced BAS/Controllers | 2037 | SC B | MW | Before Competition Groups | 12.5789 | 0 | 0 | 939.3657 | 0.013391 | 15 | Residential_2037_SC B_MW_Before Competition Groups_15 | Advanced BAS/Controllers | 1.339% | 0 | 12.5789 | Residential_2037_SC B_MW_Before Competition Groups_Advanced BAS/Controllers
Residential | Res ¦ Energy Star Torchiere | 2037 | SC B | MW | Before Competition Groups | 12.2542 | 0 | 0 | 939.3657 | 0.013045 | 16 | Residential_2037_SC B_MW_Before Competition Groups_16 | Energy Star Torchiere | 1.305% | 0 | 12.2542 | Residential_2037_SC B_MW_Before Competition Groups_Energy Star Torchiere
Residential | Res ¦ Home Energy Reports | 2037 | SC B | MW | Before Competition Groups | 12.1317 | 0 | 0 | 939.3657 | 0.012915 | 17 | Residential_2037_SC B_MW_Before Competition Groups_17 | Home Energy Reports | 1.291% | 0 | 12.1317 | Residential_2037_SC B_MW_Before Competition Groups_Home Energy Reports
Residential | Res ¦ High Efficiency Chiller (avg of water and air cooled) | 2037 | SC B | MW | Before Competition Groups | 11.6956 | 0 | 0 | 939.3657 | 0.012451 | 18 | Residential_2037_SC B_MW_Before Competition Groups_18 | High Efficiency Chiller (avg of water and air cooled) | 1.245% | 0 | 11.6956 | Residential_2037_SC B_MW_Before Competition Groups_High Efficiency Chiller (avg of water and air cooled)
Residential | Res ¦ Clothes Drying Racks | 2037 | SC B | MW | Before Competition Groups | 11.6398 | 0 | 0 | 939.3657 | 0.012391 | 19 | Residential_2037_SC B_MW_Before Competition Groups_19 | Clothes Drying Racks | 1.239% | 0 | 11.6398 | Residential_2037_SC B_MW_Before Competition Groups_Clothes Drying Racks
Residential | Res ¦ Occupancy Sensors MF | 2037 | SC B | MW | Before Competition Groups | 10.9698 | 0 | 0 | 939.3657 | 0.011678 | 20 | Residential_2037_SC B_MW_Before Competition Groups_20 | Occupancy Sensors MF | 1.168% | 0 | 10.9698 | Residential_2037_SC B_MW_Before Competition Groups_Occupancy Sensors MF
Residential | Res ¦ Refrigerator Recycling | 2037 | SC B | MW | Before Competition Groups | 9.8645 | 0 | 0 | 939.3657 | 0.010501 | 21 | Residential_2037_SC B_MW_Before Competition Groups_21 | Refrigerator Recycling | 1.05% | 0 | 9.8645 | Residential_2037_SC B_MW_Before Competition Groups_Refrigerator Recycling
Residential | Res ¦ Freezer Recycling | 2037 | SC B | MW | Before Competition Groups | 9.1862 | 0 | 0 | 939.3657 | 0.0097791 | 22 | Residential_2037_SC B_MW_Before Competition Groups_22 | Freezer Recycling | 0.9779% | 0 | 9.1862 | Residential_2037_SC B_MW_Before Competition Groups_Freezer Recycling
Residential | Res ¦ Energy Star Freezer | 2037 | SC B | MW | Before Competition Groups | 8.8553 | 0 | 0 | 939.3657 | 0.0094269 | 23 | Residential_2037_SC B_MW_Before Competition Groups_23 | Energy Star Freezer | 0.9427% | 0 | 8.8553 | Residential_2037_SC B_MW_Before Competition Groups_Energy Star Freezer
Residential | Res ¦ Energy Star Dehumidifier | 2037 | SC B | MW | Before Competition Groups | 8.0003 | 0 | 0 | 939.3657 | 0.0085167 | 24 | Residential_2037_SC B_MW_Before Competition Groups_24 | Energy Star Dehumidifier | 0.8517% | 0 | 8.0003 | Residential_2037_SC B_MW_Before Competition Groups_Energy Star Dehumidifier
Residential | Res ¦ Air Sealing | 2037 | SC B | MW | Before Competition Groups | 7.1419 | 0 | 0 | 939.3657 | 0.0076029 | 25 | Residential_2037_SC B_MW_Before Competition Groups_25 | Air Sealing | 0.7603% | 0 | 7.1419 | Residential_2037_SC B_MW_Before Competition Groups_Air Sealing
Residential | Res ¦ Floor Insulation | 2037 | SC B | MW | Before Competition Groups | 6.7848 | 0 | 0 | 939.3657 | 0.0072227 | 26 | Residential_2037_SC B_MW_Before Competition Groups_26 | Floor Insulation | 0.7223% | 0 | 6.7848 | Residential_2037_SC B_MW_Before Competition Groups_Floor Insulation
Residential | Res ¦ Duct Insulation | 2037 | SC B | MW | Before Competition Groups | 6.5257 | 0 | 0 | 939.3657 | 0.0069469 | 27 | Residential_2037_SC B_MW_Before Competition Groups_27 | Duct Insulation | 0.6947% | 0 | 6.5257 | Residential_2037_SC B_MW_Before Competition Groups_Duct Insulation
Residential | Res ¦ Energy Star Light Fixture | 2037 | SC B | MW | Before Competition Groups | 4.5834 | 0 | 0 | 939.3657 | 0.0048793 | 28 | Residential_2037_SC B_MW_Before Competition Groups_28 | Energy Star Light Fixture | 0.4879% | 0 | 4.5834 | Residential_2037_SC B_MW_Before Competition Groups_Energy Star Light Fixture
Residential | Res ¦ Outside Air Economizer | 2037 | SC B | MW | Before Competition Groups | 3.7898 | 0 | 0 | 939.3657 | 0.0040344 | 29 | Residential_2037_SC B_MW_Before Competition Groups_29 | Outside Air Economizer | 0.4034% | 0 | 3.7898 | Residential_2037_SC B_MW_Before Competition Groups_Outside Air Economizer
Residential | Res ¦ LED Tube Re-Lamp | 2037 | SC B | MW | Before Competition Groups | 3.6688 | 0 | 0 | 939.3657 | 0.0039056 | 30 | Residential_2037_SC B_MW_Before Competition Groups_30 | LED Tube Re-Lamp | 0.3906% | 0 | 3.6688 | Residential_2037_SC B_MW_Before Competition Groups_LED Tube Re-Lamp
Residential | Res ¦ Heat Recovery Ventilator | 2037 | SC B | MW | Before Competition Groups | 3.3226 | 0 | 0 | 939.3657 | 0.003537 | 31 | Residential_2037_SC B_MW_Before Competition Groups_31 | Heat Recovery Ventilator | 0.3537% | 0 | 3.3226 | Residential_2037_SC B_MW_Before Competition Groups_Heat Recovery Ventilator
Residential | Res ¦ Minimize Hot and Warm Clothes Wash | 2037 | SC B | MW | Before Competition Groups | 3.05 | 0 | 0 | 939.3657 | 0.0032468 | 32 | Residential_2037_SC B_MW_Before Competition Groups_32 | Minimize Hot and Warm Clothes Wash | 0.3247% | 0 | 3.05 | Residential_2037_SC B_MW_Before Competition Groups_Minimize Hot and Warm Clothes Wash
Residential | Res ¦ Duct Insulation MF | 2037 | SC B | MW | Before Competition Groups | 2.7229 | 0 | 0 | 939.3657 | 0.0028987 | 33 | Residential_2037_SC B_MW_Before Competition Groups_33 | Duct Insulation MF | 0.2899% | 0 | 2.7229 | Residential_2037_SC B_MW_Before Competition Groups_Duct Insulation MF
Residential | Res ¦ Demand Control Ventilation | 2037 | SC B | MW | Before Competition Groups | 2.2107 | 0 | 0 | 939.3657 | 0.0023534 | 34 | Residential_2037_SC B_MW_Before Competition Groups_34 | Demand Control Ventilation | 0.2353% | 0 | 2.2107 | Residential_2037_SC B_MW_Before Competition Groups_Demand Control Ventilation
Residential | Res ¦ Furnace Whistle | 2037 | SC B | MW | Before Competition Groups | 2.1244 | 0 | 0 | 939.3657 | 0.0022615 | 35 | Residential_2037_SC B_MW_Before Competition Groups_35 | Furnace Whistle | 0.2262% | 0 | 2.1244 | Residential_2037_SC B_MW_Before Competition Groups_Furnace Whistle
Residential | Res ¦ ENERGY STAR LED LAMPS (REFLECTOR LAMPs/MR16/PAR 16) | 2037 | SC B | MW | Before Competition Groups | 2.0969 | 0 | 0 | 939.3657 | 0.0022323 | 36 | Residential_2037_SC B_MW_Before Competition Groups_36 | ENERGY STAR LED LAMPS (REFLECTOR LAMPs/MR16/PAR 16) | 0.2232% | 0 | 2.0969 | Residential_2037_SC B_MW_Before Competition Groups_ENERGY STAR LED LAMPS (REFLECTOR LAMPs/MR16/PAR 16)
Residential | Res ¦ CO Sensors for parking garage exhaust fans | 2037 | SC B | MW | Before Competition Groups | 2.0712 | 0 | 0 | 939.3657 | 0.0022048 | 37 | Residential_2037_SC B_MW_Before Competition Groups_37 | CO Sensors for parking garage exhaust fans | 0.2205% | 0 | 2.0712 | Residential_2037_SC B_MW_Before Competition Groups_CO Sensors for parking garage exhaust fans
Residential | Res ¦ Tankless Water Heater | 2037 | SC B | MW | Before Competition Groups | 2.0656 | 0 | 0 | 939.3657 | 0.0021989 | 38 | Residential_2037_SC B_MW_Before Competition Groups_38 | Tankless Water Heater | 0.2199% | 0 | 2.0656 | Residential_2037_SC B_MW_Before Competition Groups_Tankless Water Heater
Residential | Res ¦ Comprehensive Draft Proofing | 2037 | SC B | MW | Before Competition Groups | 1.8052 | 0 | 0 | 939.3657 | 0.0019217 | 39 | Residential_2037_SC B_MW_Before Competition Groups_39 | Comprehensive Draft Proofing | 0.1922% | 0 | 1.8052 | Residential_2037_SC B_MW_Before Competition Groups_Comprehensive Draft Proofing
Residential | Res ¦ Variable Frequency Drive (VFD) | 2037 | SC B | MW | Before Competition Groups | 1.7509 | 0 | 0 | 939.3657 | 0.0018639 | 40 | Residential_2037_SC B_MW_Before Competition Groups_40 | Variable Frequency Drive (VFD) | 0.1864% | 0 | 1.7509 | Residential_2037_SC B_MW_Before Competition Groups_Variable Frequency Drive (VFD)
Residential | Res ¦ Condensing Make Up Air Unit | 2037 | SC B | MW | Before Competition Groups | 1.6977 | 0 | 0 | 939.3657 | 0.0018072 | 41 | Residential_2037_SC B_MW_Before Competition Groups_41 | Condensing Make Up Air Unit | 0.1807% | 0 | 1.6977 | Residential_2037_SC B_MW_Before Competition Groups_Condensing Make Up Air Unit
Residential | Res ¦ Water Heater Temperature Setback | 2037 | SC B | MW | Before Competition Groups | 1.1074 | 0 | 0 | 939.3657 | 0.0011789 | 42 | Residential_2037_SC B_MW_Before Competition Groups_42 | Water Heater Temperature Setback | 0.1179% | 0 | 1.1074 | Residential_2037_SC B_MW_Before Competition Groups_Water Heater Temperature Setback
Residential | Res ¦ LED Downlight | 2037 | SC B | MW | Before Competition Groups | 0.98793 | 0 | 0 | 939.3657 | 0.0010517 | 43 | Residential_2037_SC B_MW_Before Competition Groups_43 | LED Downlight | 0.1052% | 0 | 0.98793 | Residential_2037_SC B_MW_Before Competition Groups_LED Downlight
Residential | Res ¦ LED Parking Lot Fixture | 2037 | SC B | MW | Before Competition Groups | 0.96011 | 0 | 0 | 939.3657 | 0.0010221 | 44 | Residential_2037_SC B_MW_Before Competition Groups_44 | LED Parking Lot Fixture | 0.1022% | 0 | 0.96011 | Residential_2037_SC B_MW_Before Competition Groups_LED Parking Lot Fixture
Residential | Res ¦ VFD on Pumps | 2037 | SC B | MW | Before Competition Groups | 0.53843 | 0 | 0 | 939.3657 | 0.00057318 | 45 | Residential_2037_SC B_MW_Before Competition Groups_45 | VFD on Pumps | 0.05732% | 0 | 0.53843 | Residential_2037_SC B_MW_Before Competition Groups_VFD on Pumps
Residential | Res ¦ ENERGY STAR LED Lamps (General Service Lamps) | 2037 | SC B | MW | Before Competition Groups | 0.46173 | 0 | 0 | 939.3657 | 0.00049153 | 46 | Residential_2037_SC B_MW_Before Competition Groups_46 | ENERGY STAR LED Lamps (General Service Lamps) | 0.04915% | 0 | 0.46173 | Residential_2037_SC B_MW_Before Competition Groups_ENERGY STAR LED Lamps (General Service Lamps)
Residential | Res ¦ LED Exterior Area Lights - LED Fixture (200W) | 2037 | SC B | MW | Before Competition Groups | 0.4406 | 0 | 0 | 939.3657 | 0.00046904 | 47 | Residential_2037_SC B_MW_Before Competition Groups_47 | LED Exterior Area Lights - LED Fixture (200W) | 0.0469% | 0 | 0.4406 | Residential_2037_SC B_MW_Before Competition Groups_LED Exterior Area Lights - LED Fixture (200W)
Residential | Res ¦ ECM MOTORS FOR HVAC APPLICATION (FAN-POWERED VAV BOX) | 2037 | SC B | MW | Before Competition Groups | 0.33727 | 0 | 0 | 939.3657 | 0.00035904 | 48 | Residential_2037_SC B_MW_Before Competition Groups_48 | ECM MOTORS FOR HVAC APPLICATION (FAN-POWERED VAV BOX) | 0.0359% | 0 | 0.33727 | Residential_2037_SC B_MW_Before Competition Groups_ECM MOTORS FOR HVAC APPLICATION (FAN-POWERED VAV BOX)
Residential | Res ¦ Beverage Vending Machine Controls | 2037 | SC B | MW | Before Competition Groups | 0.24463 | 0 | 0 | 939.3657 | 0.00026043 | 49 | Residential_2037_SC B_MW_Before Competition Groups_49 | Beverage Vending Machine Controls | 0.02604% | 0 | 0.24463 | Residential_2037_SC B_MW_Before Competition Groups_Beverage Vending Machine Controls
Residential | Res ¦ Chilled Water Optimization | 2037 | SC B | MW | Before Competition Groups | 0.24163 | 0 | 0 | 939.3657 | 0.00025723 | 50 | Residential_2037_SC B_MW_Before Competition Groups_50 | Chilled Water Optimization | 0.02572% | 0 | 0.24163 | Residential_2037_SC B_MW_Before Competition Groups_Chilled Water Optimization
Residential | Res ¦ Wall Insulation | 2037 | SC B | MW | Before Competition Groups | 0.2339 | 0 | 0 | 939.3657 | 0.000249 | 51 | Residential_2037_SC B_MW_Before Competition Groups_51 | Wall Insulation | 0.0249% | 0 | 0.2339 | Residential_2037_SC B_MW_Before Competition Groups_Wall Insulation
Residential | Res ¦ LED High Bay Fixture | 2037 | SC B | MW | Before Competition Groups | 0.026244 | 0 | 0 | 939.3657 | 2.7939e-05 | 52 | Residential_2037_SC B_MW_Before Competition Groups_52 | LED High Bay Fixture | 0.002794% | 0 | 0.026244 | Residential_2037_SC B_MW_Before Competition Groups_LED High Bay Fixture
Residential | Res ¦ Wall Insulation MF | 2037 | SC B | MW | Before Competition Groups | 0.0059147 | 0 | 0 | 939.3657 | 6.2965e-06 | 53 | Residential_2037_SC B_MW_Before Competition Groups_53 | Wall Insulation MF | 0.0006297% | 0 | 0.0059147 | Residential_2037_SC B_MW_Before Competition Groups_Wall Insulation MF
Residential | Res ¦ Smart Power Bar | 2037 | SC B | MW | Before Competition Groups | 0 | 0 | 0 | 939.3657 | 0 | 54 | Residential_2037_SC B_MW_Before Competition Groups_54 | Smart Power Bar | 0% | 0 | 0 | Residential_2037_SC B_MW_Before Competition Groups_Smart Power Bar
Residential | Res ¦ Ductless Mini-Split Heat Pump | 2037 | SC C | MW | Before Competition Groups | 130.572 | 0 | 0 | 761.6501 | 0.17143 | 1 | Residential_2037_SC C_MW_Before Competition Groups_1 | Ductless Mini-Split Heat Pump | 17.14% | 0 | 130.572 | Residential_2037_SC C_MW_Before Competition Groups_Ductless Mini-Split Heat Pump
Residential | Res ¦ Energy Star Clothes Washer | 2037 | SC C | MW | Before Competition Groups | 81.2344 | 0 | 0 | 761.6501 | 0.10666 | 2 | Residential_2037_SC C_MW_Before Competition Groups_2 | Energy Star Clothes Washer | 10.67% | 0 | 81.2344 | Residential_2037_SC C_MW_Before Competition Groups_Energy Star Clothes Washer
Residential | Res ¦ Adaptive Thermostat | 2037 | SC C | MW | Before Competition Groups | 75.7668 | 0 | 0 | 761.6501 | 0.099477 | 3 | Residential_2037_SC C_MW_Before Competition Groups_3 | Adaptive Thermostat | 9.948% | 0 | 75.7668 | Residential_2037_SC C_MW_Before Competition Groups_Adaptive Thermostat
Residential | Res ¦ Building Recommissioning, Operations and Maintenance (O&M) Improvements | 2037 | SC C | MW | Before Competition Groups | 67.2974 | 0 | 0 | 761.6501 | 0.088357 | 4 | Residential_2037_SC C_MW_Before Competition Groups_4 | Building Recommissioning, Operations and Maintenance (O&M) Improvements | 8.836% | 0 | 67.2974 | Residential_2037_SC C_MW_Before Competition Groups_Building Recommissioning, Operations and Maintenance (O&M) Improvements
Residential | Res ¦ Variable Speed Pool Pump Motor | 2037 | SC C | MW | Before Competition Groups | 48.0699 | 0 | 0 | 761.6501 | 0.063113 | 5 | Residential_2037_SC C_MW_Before Competition Groups_5 | Variable Speed Pool Pump Motor | 6.311% | 0 | 48.0699 | Residential_2037_SC C_MW_Before Competition Groups_Variable Speed Pool Pump Motor
Residential | Res ¦ Energy Star Air Source Heat Pump | 2037 | SC C | MW | Before Competition Groups | 38.0418 | 0 | 0 | 761.6501 | 0.049947 | 6 | Residential_2037_SC C_MW_Before Competition Groups_6 | Energy Star Air Source Heat Pump | 4.995% | 0 | 38.0418 | Residential_2037_SC C_MW_Before Competition Groups_Energy Star Air Source Heat Pump
Residential | Res ¦ Energy Star Room Air Conditioner | 2037 | SC C | MW | Before Competition Groups | 34.3721 | 0 | 0 | 761.6501 | 0.045129 | 7 | Residential_2037_SC C_MW_Before Competition Groups_7 | Energy Star Room Air Conditioner | 4.513% | 0 | 34.3721 | Residential_2037_SC C_MW_Before Competition Groups_Energy Star Room Air Conditioner
Residential | Res ¦ Basement Wall Insulation | 2037 | SC C | MW | Before Competition Groups | 33.5827 | 0 | 0 | 761.6501 | 0.044092 | 8 | Residential_2037_SC C_MW_Before Competition Groups_8 | Basement Wall Insulation | 4.409% | 0 | 33.5827 | Residential_2037_SC C_MW_Before Competition Groups_Basement Wall Insulation
Residential | Res ¦ Energy Star LED Specialty Bulbs | 2037 | SC C | MW | Before Competition Groups | 32.2842 | 0 | 0 | 761.6501 | 0.042387 | 9 | Residential_2037_SC C_MW_Before Competition Groups_9 | Energy Star LED Specialty Bulbs | 4.239% | 0 | 32.2842 | Residential_2037_SC C_MW_Before Competition Groups_Energy Star LED Specialty Bulbs
Residential | Res ¦ Attic Insulation | 2037 | SC C | MW | Before Competition Groups | 25.2715 | 0 | 0 | 761.6501 | 0.03318 | 10 | Residential_2037_SC C_MW_Before Competition Groups_10 | Attic Insulation | 3.318% | 0 | 25.2715 | Residential_2037_SC C_MW_Before Competition Groups_Attic Insulation
Residential | Res ¦ Smart Burners | 2037 | SC C | MW | Before Competition Groups | 22.127 | 0 | 0 | 761.6501 | 0.029051 | 11 | Residential_2037_SC C_MW_Before Competition Groups_11 | Smart Burners | 2.905% | 0 | 22.127 | Residential_2037_SC C_MW_Before Competition Groups_Smart Burners
Residential | Res ¦ Energy Star Clothes Dryer | 2037 | SC C | MW | Before Competition Groups | 21.3433 | 0 | 0 | 761.6501 | 0.028022 | 12 | Residential_2037_SC C_MW_Before Competition Groups_12 | Energy Star Clothes Dryer | 2.802% | 0 | 21.3433 | Residential_2037_SC C_MW_Before Competition Groups_Energy Star Clothes Dryer
Residential | Res ¦ Energy Star A Line, PAR, MR Lamps | 2037 | SC C | MW | Before Competition Groups | 16.2565 | 0 | 0 | 761.6501 | 0.021344 | 13 | Residential_2037_SC C_MW_Before Competition Groups_13 | Energy Star A Line, PAR, MR Lamps | 2.134% | 0 | 16.2565 | Residential_2037_SC C_MW_Before Competition Groups_Energy Star A Line, PAR, MR Lamps
Residential | Res ¦ Energy Star LED Bulbs General Purpose LEDs | 2037 | SC C | MW | Before Competition Groups | 13.3942 | 0 | 0 | 761.6501 | 0.017586 | 14 | Residential_2037_SC C_MW_Before Competition Groups_14 | Energy Star LED Bulbs General Purpose LEDs | 1.759% | 0 | 13.3942 | Residential_2037_SC C_MW_Before Competition Groups_Energy Star LED Bulbs General Purpose LEDs
Residential | Res ¦ Home Energy Reports | 2037 | SC C | MW | Before Competition Groups | 12.1317 | 0 | 0 | 761.6501 | 0.015928 | 15 | Residential_2037_SC C_MW_Before Competition Groups_15 | Home Energy Reports | 1.593% | 0 | 12.1317 | Residential_2037_SC C_MW_Before Competition Groups_Home Energy Reports
Residential | Res ¦ High Efficiency Chiller (avg of water and air cooled) | 2037 | SC C | MW | Before Competition Groups | 11.4865 | 0 | 0 | 761.6501 | 0.015081 | 16 | Residential_2037_SC C_MW_Before Competition Groups_16 | High Efficiency Chiller (avg of water and air cooled) | 1.508% | 0 | 11.4865 | Residential_2037_SC C_MW_Before Competition Groups_High Efficiency Chiller (avg of water and air cooled)
Residential | Res ¦ Advanced BAS/Controllers | 2037 | SC C | MW | Before Competition Groups | 9.8498 | 0 | 0 | 761.6501 | 0.012932 | 17 | Residential_2037_SC C_MW_Before Competition Groups_17 | Advanced BAS/Controllers | 1.293% | 0 | 9.8498 | Residential_2037_SC C_MW_Before Competition Groups_Advanced BAS/Controllers
Residential | Res ¦ Energy Star Torchiere | 2037 | SC C | MW | Before Competition Groups | 9.7527 | 0 | 0 | 761.6501 | 0.012805 | 18 | Residential_2037_SC C_MW_Before Competition Groups_18 | Energy Star Torchiere | 1.28% | 0 | 9.7527 | Residential_2037_SC C_MW_Before Competition Groups_Energy Star Torchiere
Residential | Res ¦ Energy Star Freezer | 2037 | SC C | MW | Before Competition Groups | 7.876 | 0 | 0 | 761.6501 | 0.010341 | 19 | Residential_2037_SC C_MW_Before Competition Groups_19 | Energy Star Freezer | 1.034% | 0 | 7.876 | Residential_2037_SC C_MW_Before Competition Groups_Energy Star Freezer
Residential | Res ¦ Occupancy Sensors MF | 2037 | SC C | MW | Before Competition Groups | 7.8312 | 0 | 0 | 761.6501 | 0.010282 | 20 | Residential_2037_SC C_MW_Before Competition Groups_20 | Occupancy Sensors MF | 1.028% | 0 | 7.8312 | Residential_2037_SC C_MW_Before Competition Groups_Occupancy Sensors MF
Residential | Res ¦ Refrigerator Recycling | 2037 | SC C | MW | Before Competition Groups | 7.7243 | 0 | 0 | 761.6501 | 0.010142 | 21 | Residential_2037_SC C_MW_Before Competition Groups_21 | Refrigerator Recycling | 1.014% | 0 | 7.7243 | Residential_2037_SC C_MW_Before Competition Groups_Refrigerator Recycling
Residential | Res ¦ Air Sealing | 2037 | SC C | MW | Before Competition Groups | 6.4875 | 0 | 0 | 761.6501 | 0.0085177 | 22 | Residential_2037_SC C_MW_Before Competition Groups_22 | Air Sealing | 0.8518% | 0 | 6.4875 | Residential_2037_SC C_MW_Before Competition Groups_Air Sealing
Residential | Res ¦ Energy Star Dehumidifier | 2037 | SC C | MW | Before Competition Groups | 5.7644 | 0 | 0 | 761.6501 | 0.0075683 | 23 | Residential_2037_SC C_MW_Before Competition Groups_23 | Energy Star Dehumidifier | 0.7568% | 0 | 5.7644 | Residential_2037_SC C_MW_Before Competition Groups_Energy Star Dehumidifier
Residential | Res ¦ Floor Insulation | 2037 | SC C | MW | Before Competition Groups | 5.2912 | 0 | 0 | 761.6501 | 0.0069471 | 24 | Residential_2037_SC C_MW_Before Competition Groups_24 | Floor Insulation | 0.6947% | 0 | 5.2912 | Residential_2037_SC C_MW_Before Competition Groups_Floor Insulation
Residential | Res ¦ Energy Star Light Fixture | 2037 | SC C | MW | Before Competition Groups | 4.3357 | 0 | 0 | 761.6501 | 0.0056925 | 25 | Residential_2037_SC C_MW_Before Competition Groups_25 | Energy Star Light Fixture | 0.5693% | 0 | 4.3357 | Residential_2037_SC C_MW_Before Competition Groups_Energy Star Light Fixture
Residential | Res ¦ LED Tube Re-Lamp | 2037 | SC C | MW | Before Competition Groups | 3.6688 | 0 | 0 | 761.6501 | 0.0048169 | 26 | Residential_2037_SC C_MW_Before Competition Groups_26 | LED Tube Re-Lamp | 0.4817% | 0 | 3.6688 | Residential_2037_SC C_MW_Before Competition Groups_LED Tube Re-Lamp
Residential | Res ¦ Outside Air Economizer | 2037 | SC C | MW | Before Competition Groups | 3.2701 | 0 | 0 | 761.6501 | 0.0042935 | 27 | Residential_2037_SC C_MW_Before Competition Groups_27 | Outside Air Economizer | 0.4293% | 0 | 3.2701 | Residential_2037_SC C_MW_Before Competition Groups_Outside Air Economizer
Residential | Res ¦ Minimize Hot and Warm Clothes Wash | 2037 | SC C | MW | Before Competition Groups | 3.05 | 0 | 0 | 761.6501 | 0.0040044 | 28 | Residential_2037_SC C_MW_Before Competition Groups_28 | Minimize Hot and Warm Clothes Wash | 0.4004% | 0 | 3.05 | Residential_2037_SC C_MW_Before Competition Groups_Minimize Hot and Warm Clothes Wash
Residential | Res ¦ Duct Insulation MF | 2037 | SC C | MW | Before Competition Groups | 2.4813 | 0 | 0 | 761.6501 | 0.0032578 | 29 | Residential_2037_SC C_MW_Before Competition Groups_29 | Duct Insulation MF | 0.3258% | 0 | 2.4813 | Residential_2037_SC C_MW_Before Competition Groups_Duct Insulation MF
Residential | Res ¦ ENERGY STAR LED LAMPS (REFLECTOR LAMPs/MR16/PAR 16) | 2037 | SC C | MW | Before Competition Groups | 2.0969 | 0 | 0 | 761.6501 | 0.0027531 | 30 | Residential_2037_SC C_MW_Before Competition Groups_30 | ENERGY STAR LED LAMPS (REFLECTOR LAMPs/MR16/PAR 16) | 0.2753% | 0 | 2.0969 | Residential_2037_SC C_MW_Before Competition Groups_ENERGY STAR LED LAMPS (REFLECTOR LAMPs/MR16/PAR 16)
Residential | Res ¦ Duct Insulation | 2037 | SC C | MW | Before Competition Groups | 1.8505 | 0 | 0 | 761.6501 | 0.0024295 | 31 | Residential_2037_SC C_MW_Before Competition Groups_31 | Duct Insulation | 0.243% | 0 | 1.8505 | Residential_2037_SC C_MW_Before Competition Groups_Duct Insulation
Residential | Res ¦ Demand Control Ventilation | 2037 | SC C | MW | Before Competition Groups | 1.7311 | 0 | 0 | 761.6501 | 0.0022728 | 32 | Residential_2037_SC C_MW_Before Competition Groups_32 | Demand Control Ventilation | 0.2273% | 0 | 1.7311 | Residential_2037_SC C_MW_Before Competition Groups_Demand Control Ventilation
Residential | Res ¦ Furnace Whistle | 2037 | SC C | MW | Before Competition Groups | 1.6635 | 0 | 0 | 761.6501 | 0.002184 | 33 | Residential_2037_SC C_MW_Before Competition Groups_33 | Furnace Whistle | 0.2184% | 0 | 1.6635 | Residential_2037_SC C_MW_Before Competition Groups_Furnace Whistle
Residential | Res ¦ CO Sensors for parking garage exhaust fans | 2037 | SC C | MW | Before Competition Groups | 1.6005 | 0 | 0 | 761.6501 | 0.0021014 | 34 | Residential_2037_SC C_MW_Before Competition Groups_34 | CO Sensors for parking garage exhaust fans | 0.2101% | 0 | 1.6005 | Residential_2037_SC C_MW_Before Competition Groups_CO Sensors for parking garage exhaust fans
Residential | Res ¦ Tankless Water Heater | 2037 | SC C | MW | Before Competition Groups | 1.513 | 0 | 0 | 761.6501 | 0.0019865 | 35 | Residential_2037_SC C_MW_Before Competition Groups_35 | Tankless Water Heater | 0.1986% | 0 | 1.513 | Residential_2037_SC C_MW_Before Competition Groups_Tankless Water Heater
Residential | Res ¦ Comprehensive Draft Proofing | 2037 | SC C | MW | Before Competition Groups | 1.4135 | 0 | 0 | 761.6501 | 0.0018559 | 36 | Residential_2037_SC C_MW_Before Competition Groups_36 | Comprehensive Draft Proofing | 0.1856% | 0 | 1.4135 | Residential_2037_SC C_MW_Before Competition Groups_Comprehensive Draft Proofing
Residential | Res ¦ Condensing Make Up Air Unit | 2037 | SC C | MW | Before Competition Groups | 1.3794 | 0 | 0 | 761.6501 | 0.001811 | 37 | Residential_2037_SC C_MW_Before Competition Groups_37 | Condensing Make Up Air Unit | 0.1811% | 0 | 1.3794 | Residential_2037_SC C_MW_Before Competition Groups_Condensing Make Up Air Unit
Residential | Res ¦ Variable Frequency Drive (VFD) | 2037 | SC C | MW | Before Competition Groups | 1.371 | 0 | 0 | 761.6501 | 0.0018001 | 38 | Residential_2037_SC C_MW_Before Competition Groups_38 | Variable Frequency Drive (VFD) | 0.18% | 0 | 1.371 | Residential_2037_SC C_MW_Before Competition Groups_Variable Frequency Drive (VFD)
Residential | Res ¦ LED Downlight | 2037 | SC C | MW | Before Competition Groups | 0.98793 | 0 | 0 | 761.6501 | 0.0012971 | 39 | Residential_2037_SC C_MW_Before Competition Groups_39 | LED Downlight | 0.1297% | 0 | 0.98793 | Residential_2037_SC C_MW_Before Competition Groups_LED Downlight
Residential | Res ¦ LED Parking Lot Fixture | 2037 | SC C | MW | Before Competition Groups | 0.91784 | 0 | 0 | 761.6501 | 0.0012051 | 40 | Residential_2037_SC C_MW_Before Competition Groups_40 | LED Parking Lot Fixture | 0.1205% | 0 | 0.91784 | Residential_2037_SC C_MW_Before Competition Groups_LED Parking Lot Fixture
Residential | Res ¦ Heat Recovery Ventilator | 2037 | SC C | MW | Before Competition Groups | 0.86838 | 0 | 0 | 761.6501 | 0.0011401 | 41 | Residential_2037_SC C_MW_Before Competition Groups_41 | Heat Recovery Ventilator | 0.114% | 0 | 0.86838 | Residential_2037_SC C_MW_Before Competition Groups_Heat Recovery Ventilator
Residential | Res ¦ Water Heater Temperature Setback | 2037 | SC C | MW | Before Competition Groups | 0.8671 | 0 | 0 | 761.6501 | 0.0011385 | 42 | Residential_2037_SC C_MW_Before Competition Groups_42 | Water Heater Temperature Setback | 0.1138% | 0 | 0.8671 | Residential_2037_SC C_MW_Before Competition Groups_Water Heater Temperature Setback
Residential | Res ¦ Clothes Drying Racks | 2037 | SC C | MW | Before Competition Groups | 0.6415 | 0 | 0 | 761.6501 | 0.00084225 | 43 | Residential_2037_SC C_MW_Before Competition Groups_43 | Clothes Drying Racks | 0.08423% | 0 | 0.6415 | Residential_2037_SC C_MW_Before Competition Groups_Clothes Drying Racks
Residential | Res ¦ ENERGY STAR LED Lamps (General Service Lamps) | 2037 | SC C | MW | Before Competition Groups | 0.46173 | 0 | 0 | 761.6501 | 0.00060622 | 44 | Residential_2037_SC C_MW_Before Competition Groups_44 | ENERGY STAR LED Lamps (General Service Lamps) | 0.06062% | 0 | 0.46173 | Residential_2037_SC C_MW_Before Competition Groups_ENERGY STAR LED Lamps (General Service Lamps)
Residential | Res ¦ LED Exterior Area Lights - LED Fixture (200W) | 2037 | SC C | MW | Before Competition Groups | 0.4406 | 0 | 0 | 761.6501 | 0.00057848 | 45 | Residential_2037_SC C_MW_Before Competition Groups_45 | LED Exterior Area Lights - LED Fixture (200W) | 0.05785% | 0 | 0.4406 | Residential_2037_SC C_MW_Before Competition Groups_LED Exterior Area Lights - LED Fixture (200W)
Residential | Res ¦ VFD on Pumps | 2037 | SC C | MW | Before Competition Groups | 0.42161 | 0 | 0 | 761.6501 | 0.00055354 | 46 | Residential_2037_SC C_MW_Before Competition Groups_46 | VFD on Pumps | 0.05535% | 0 | 0.42161 | Residential_2037_SC C_MW_Before Competition Groups_VFD on Pumps
Residential | Res ¦ ECM MOTORS FOR HVAC APPLICATION (FAN-POWERED VAV BOX) | 2037 | SC C | MW | Before Competition Groups | 0.25432 | 0 | 0 | 761.6501 | 0.00033391 | 47 | Residential_2037_SC C_MW_Before Competition Groups_47 | ECM MOTORS FOR HVAC APPLICATION (FAN-POWERED VAV BOX) | 0.03339% | 0 | 0.25432 | Residential_2037_SC C_MW_Before Competition Groups_ECM MOTORS FOR HVAC APPLICATION (FAN-POWERED VAV BOX)
Residential | Res ¦ Chilled Water Optimization | 2037 | SC C | MW | Before Competition Groups | 0.19911 | 0 | 0 | 761.6501 | 0.00026142 | 48 | Residential_2037_SC C_MW_Before Competition Groups_48 | Chilled Water Optimization | 0.02614% | 0 | 0.19911 | Residential_2037_SC C_MW_Before Competition Groups_Chilled Water Optimization
Residential | Res ¦ Beverage Vending Machine Controls | 2037 | SC C | MW | Before Competition Groups | 0.18147 | 0 | 0 | 761.6501 | 0.00023826 | 49 | Residential_2037_SC C_MW_Before Competition Groups_49 | Beverage Vending Machine Controls | 0.02383% | 0 | 0.18147 | Residential_2037_SC C_MW_Before Competition Groups_Beverage Vending Machine Controls
Residential | Res ¦ Wall Insulation | 2037 | SC C | MW | Before Competition Groups | 0.14139 | 0 | 0 | 761.6501 | 0.00018563 | 50 | Residential_2037_SC C_MW_Before Competition Groups_50 | Wall Insulation | 0.01856% | 0 | 0.14139 | Residential_2037_SC C_MW_Before Competition Groups_Wall Insulation
Residential | Res ¦ LED High Bay Fixture | 2037 | SC C | MW | Before Competition Groups | 0.026244 | 0 | 0 | 761.6501 | 3.4457e-05 | 51 | Residential_2037_SC C_MW_Before Competition Groups_51 | LED High Bay Fixture | 0.003446% | 0 | 0.026244 | Residential_2037_SC C_MW_Before Competition Groups_LED High Bay Fixture
Residential | Res ¦ Wall Insulation MF | 2037 | SC C | MW | Before Competition Groups | 0.0059151 | 0 | 0 | 761.6501 | 7.7662e-06 | 52 | Residential_2037_SC C_MW_Before Competition Groups_52 | Wall Insulation MF | 0.0007766% | 0 | 0.0059151 | Residential_2037_SC C_MW_Before Competition Groups_Wall Insulation MF
Residential | Res ¦ Freezer Recycling | 2037 | SC C | MW | Before Competition Groups | 0.00052709 | 0 | 0 | 761.6501 | 6.9203e-07 | 53 | Residential_2037_SC C_MW_Before Competition Groups_53 | Freezer Recycling | 6.92e-05% | 0 | 0.00052709 | Residential_2037_SC C_MW_Before Competition Groups_Freezer Recycling
Residential | Res ¦ Smart Power Bar | 2037 | SC C | MW | Before Competition Groups | 0 | 0 | 0 | 761.6501 | 0 | 54 | Residential_2037_SC C_MW_Before Competition Groups_54 | Smart Power Bar | 0% | 0 | 0 | Residential_2037_SC C_MW_Before Competition Groups_Smart Power Bar
Residential | Res ¦ Ductless Mini-Split Heat Pump | 2037 | SC D | MW | Before Competition Groups | 130.5798 | 0 | 0 | 621.23 | 0.2102 | 1 | Residential_2037_SC D_MW_Before Competition Groups_1 | Ductless Mini-Split Heat Pump | 21.02% | 0 | 130.5798 | Residential_2037_SC D_MW_Before Competition Groups_Ductless Mini-Split Heat Pump
Residential | Res ¦ Building Recommissioning, Operations and Maintenance (O&M) Improvements | 2037 | SC D | MW | Before Competition Groups | 67.2974 | 0 | 0 | 621.23 | 0.10833 | 2 | Residential_2037_SC D_MW_Before Competition Groups_2 | Building Recommissioning, Operations and Maintenance (O&M) Improvements | 10.83% | 0 | 67.2974 | Residential_2037_SC D_MW_Before Competition Groups_Building Recommissioning, Operations and Maintenance (O&M) Improvements
Residential | Res ¦ Energy Star Clothes Washer | 2037 | SC D | MW | Before Competition Groups | 54.3276 | 0 | 0 | 621.23 | 0.087452 | 3 | Residential_2037_SC D_MW_Before Competition Groups_3 | Energy Star Clothes Washer | 8.745% | 0 | 54.3276 | Residential_2037_SC D_MW_Before Competition Groups_Energy Star Clothes Washer
Residential | Res ¦ Adaptive Thermostat | 2037 | SC D | MW | Before Competition Groups | 43.9039 | 0 | 0 | 621.23 | 0.070672 | 4 | Residential_2037_SC D_MW_Before Competition Groups_4 | Adaptive Thermostat | 7.067% | 0 | 43.9039 | Residential_2037_SC D_MW_Before Competition Groups_Adaptive Thermostat
Residential | Res ¦ Energy Star Air Source Heat Pump | 2037 | SC D | MW | Before Competition Groups | 38.0418 | 0 | 0 | 621.23 | 0.061236 | 5 | Residential_2037_SC D_MW_Before Competition Groups_5 | Energy Star Air Source Heat Pump | 6.124% | 0 | 38.0418 | Residential_2037_SC D_MW_Before Competition Groups_Energy Star Air Source Heat Pump
Residential | Res ¦ Variable Speed Pool Pump Motor | 2037 | SC D | MW | Before Competition Groups | 34.2389 | 0 | 0 | 621.23 | 0.055115 | 6 | Residential_2037_SC D_MW_Before Competition Groups_6 | Variable Speed Pool Pump Motor | 5.511% | 0 | 34.2389 | Residential_2037_SC D_MW_Before Competition Groups_Variable Speed Pool Pump Motor
Residential | Res ¦ Energy Star Room Air Conditioner | 2037 | SC D | MW | Before Competition Groups | 34.2111 | 0 | 0 | 621.23 | 0.05507 | 7 | Residential_2037_SC D_MW_Before Competition Groups_7 | Energy Star Room Air Conditioner | 5.507% | 0 | 34.2111 | Residential_2037_SC D_MW_Before Competition Groups_Energy Star Room Air Conditioner
Residential | Res ¦ Basement Wall Insulation | 2037 | SC D | MW | Before Competition Groups | 32.2229 | 0 | 0 | 621.23 | 0.05187 | 8 | Residential_2037_SC D_MW_Before Competition Groups_8 | Basement Wall Insulation | 5.187% | 0 | 32.2229 | Residential_2037_SC D_MW_Before Competition Groups_Basement Wall Insulation
Residential | Res ¦ Energy Star LED Bulbs General Purpose LEDs | 2037 | SC D | MW | Before Competition Groups | 23.7309 | 0 | 0 | 621.23 | 0.0382 | 9 | Residential_2037_SC D_MW_Before Competition Groups_9 | Energy Star LED Bulbs General Purpose LEDs | 3.82% | 0 | 23.7309 | Residential_2037_SC D_MW_Before Competition Groups_Energy Star LED Bulbs General Purpose LEDs
Residential | Res ¦ Energy Star LED Specialty Bulbs | 2037 | SC D | MW | Before Competition Groups | 22.6638 | 0 | 0 | 621.23 | 0.036482 | 10 | Residential_2037_SC D_MW_Before Competition Groups_10 | Energy Star LED Specialty Bulbs | 3.648% | 0 | 22.6638 | Residential_2037_SC D_MW_Before Competition Groups_Energy Star LED Specialty Bulbs
Residential | Res ¦ Energy Star A Line, PAR, MR Lamps | 2037 | SC D | MW | Before Competition Groups | 16.2807 | 0 | 0 | 621.23 | 0.026207 | 11 | Residential_2037_SC D_MW_Before Competition Groups_11 | Energy Star A Line, PAR, MR Lamps | 2.621% | 0 | 16.2807 | Residential_2037_SC D_MW_Before Competition Groups_Energy Star A Line, PAR, MR Lamps
Residential | Res ¦ Attic Insulation | 2037 | SC D | MW | Before Competition Groups | 13.1931 | 0 | 0 | 621.23 | 0.021237 | 12 | Residential_2037_SC D_MW_Before Competition Groups_12 | Attic Insulation | 2.124% | 0 | 13.1931 | Residential_2037_SC D_MW_Before Competition Groups_Attic Insulation
Residential | Res ¦ Home Energy Reports | 2037 | SC D | MW | Before Competition Groups | 12.1317 | 0 | 0 | 621.23 | 0.019529 | 13 | Residential_2037_SC D_MW_Before Competition Groups_13 | Home Energy Reports | 1.953% | 0 | 12.1317 | Residential_2037_SC D_MW_Before Competition Groups_Home Energy Reports
Residential | Res ¦ High Efficiency Chiller (avg of water and air cooled) | 2037 | SC D | MW | Before Competition Groups | 11.4865 | 0 | 0 | 621.23 | 0.01849 | 14 | Residential_2037_SC D_MW_Before Competition Groups_14 | High Efficiency Chiller (avg of water and air cooled) | 1.849% | 0 | 11.4865 | Residential_2037_SC D_MW_Before Competition Groups_High Efficiency Chiller (avg of water and air cooled)
Residential | Res ¦ Energy Star Clothes Dryer | 2037 | SC D | MW | Before Competition Groups | 11.3951 | 0 | 0 | 621.23 | 0.018343 | 15 | Residential_2037_SC D_MW_Before Competition Groups_15 | Energy Star Clothes Dryer | 1.834% | 0 | 11.3951 | Residential_2037_SC D_MW_Before Competition Groups_Energy Star Clothes Dryer
Residential | Res ¦ Advanced BAS/Controllers | 2037 | SC D | MW | Before Competition Groups | 9.8498 | 0 | 0 | 621.23 | 0.015855 | 16 | Residential_2037_SC D_MW_Before Competition Groups_16 | Advanced BAS/Controllers | 1.586% | 0 | 9.8498 | Residential_2037_SC D_MW_Before Competition Groups_Advanced BAS/Controllers
Residential | Res ¦ Energy Star Torchiere | 2037 | SC D | MW | Before Competition Groups | 8.5775 | 0 | 0 | 621.23 | 0.013807 | 17 | Residential_2037_SC D_MW_Before Competition Groups_17 | Energy Star Torchiere | 1.381% | 0 | 8.5775 | Residential_2037_SC D_MW_Before Competition Groups_Energy Star Torchiere
Residential | Res ¦ Occupancy Sensors MF | 2037 | SC D | MW | Before Competition Groups | 7.8312 | 0 | 0 | 621.23 | 0.012606 | 18 | Residential_2037_SC D_MW_Before Competition Groups_18 | Occupancy Sensors MF | 1.261% | 0 | 7.8312 | Residential_2037_SC D_MW_Before Competition Groups_Occupancy Sensors MF
Residential | Res ¦ Smart Burners | 2037 | SC D | MW | Before Competition Groups | 7.3134 | 0 | 0 | 621.23 | 0.011772 | 19 | Residential_2037_SC D_MW_Before Competition Groups_19 | Smart Burners | 1.177% | 0 | 7.3134 | Residential_2037_SC D_MW_Before Competition Groups_Smart Burners
Residential | Res ¦ Refrigerator Recycling | 2037 | SC D | MW | Before Competition Groups | 5.1661 | 0 | 0 | 621.23 | 0.008316 | 20 | Residential_2037_SC D_MW_Before Competition Groups_20 | Refrigerator Recycling | 0.8316% | 0 | 5.1661 | Residential_2037_SC D_MW_Before Competition Groups_Refrigerator Recycling
Residential | Res ¦ Energy Star Freezer | 2037 | SC D | MW | Before Competition Groups | 4.227 | 0 | 0 | 621.23 | 0.0068042 | 21 | Residential_2037_SC D_MW_Before Competition Groups_21 | Energy Star Freezer | 0.6804% | 0 | 4.227 | Residential_2037_SC D_MW_Before Competition Groups_Energy Star Freezer
Residential | Res ¦ LED Tube Re-Lamp | 2037 | SC D | MW | Before Competition Groups | 3.6595 | 0 | 0 | 621.23 | 0.0058907 | 22 | Residential_2037_SC D_MW_Before Competition Groups_22 | LED Tube Re-Lamp | 0.5891% | 0 | 3.6595 | Residential_2037_SC D_MW_Before Competition Groups_LED Tube Re-Lamp
Residential | Res ¦ Outside Air Economizer | 2037 | SC D | MW | Before Competition Groups | 3.2701 | 0 | 0 | 621.23 | 0.0052639 | 23 | Residential_2037_SC D_MW_Before Competition Groups_23 | Outside Air Economizer | 0.5264% | 0 | 3.2701 | Residential_2037_SC D_MW_Before Competition Groups_Outside Air Economizer
Residential | Res ¦ Minimize Hot and Warm Clothes Wash | 2037 | SC D | MW | Before Competition Groups | 3.05 | 0 | 0 | 621.23 | 0.0049096 | 24 | Residential_2037_SC D_MW_Before Competition Groups_24 | Minimize Hot and Warm Clothes Wash | 0.491% | 0 | 3.05 | Residential_2037_SC D_MW_Before Competition Groups_Minimize Hot and Warm Clothes Wash
Residential | Res ¦ Energy Star Light Fixture | 2037 | SC D | MW | Before Competition Groups | 2.62 | 0 | 0 | 621.23 | 0.0042175 | 25 | Residential_2037_SC D_MW_Before Competition Groups_25 | Energy Star Light Fixture | 0.4217% | 0 | 2.62 | Residential_2037_SC D_MW_Before Competition Groups_Energy Star Light Fixture
Residential | Res ¦ Air Sealing | 2037 | SC D | MW | Before Competition Groups | 2.3254 | 0 | 0 | 621.23 | 0.0037432 | 26 | Residential_2037_SC D_MW_Before Competition Groups_26 | Air Sealing | 0.3743% | 0 | 2.3254 | Residential_2037_SC D_MW_Before Competition Groups_Air Sealing
Residential | Res ¦ ENERGY STAR LED LAMPS (REFLECTOR LAMPs/MR16/PAR 16) | 2037 | SC D | MW | Before Competition Groups | 2.0969 | 0 | 0 | 621.23 | 0.0033754 | 27 | Residential_2037_SC D_MW_Before Competition Groups_27 | ENERGY STAR LED LAMPS (REFLECTOR LAMPs/MR16/PAR 16) | 0.3375% | 0 | 2.0969 | Residential_2037_SC D_MW_Before Competition Groups_ENERGY STAR LED LAMPS (REFLECTOR LAMPs/MR16/PAR 16)
Residential | Res ¦ Energy Star Dehumidifier | 2037 | SC D | MW | Before Competition Groups | 1.689 | 0 | 0 | 621.23 | 0.0027188 | 28 | Residential_2037_SC D_MW_Before Competition Groups_28 | Energy Star Dehumidifier | 0.2719% | 0 | 1.689 | Residential_2037_SC D_MW_Before Competition Groups_Energy Star Dehumidifier
Residential | Res ¦ Furnace Whistle | 2037 | SC D | MW | Before Competition Groups | 1.6635 | 0 | 0 | 621.23 | 0.0026777 | 29 | Residential_2037_SC D_MW_Before Competition Groups_29 | Furnace Whistle | 0.2678% | 0 | 1.6635 | Residential_2037_SC D_MW_Before Competition Groups_Furnace Whistle
Residential | Res ¦ Comprehensive Draft Proofing | 2037 | SC D | MW | Before Competition Groups | 1.3165 | 0 | 0 | 621.23 | 0.0021192 | 30 | Residential_2037_SC D_MW_Before Competition Groups_30 | Comprehensive Draft Proofing | 0.2119% | 0 | 1.3165 | Residential_2037_SC D_MW_Before Competition Groups_Comprehensive Draft Proofing
Residential | Res ¦ Variable Frequency Drive (VFD) | 2037 | SC D | MW | Before Competition Groups | 1.1036 | 0 | 0 | 621.23 | 0.0017765 | 31 | Residential_2037_SC D_MW_Before Competition Groups_31 | Variable Frequency Drive (VFD) | 0.1777% | 0 | 1.1036 | Residential_2037_SC D_MW_Before Competition Groups_Variable Frequency Drive (VFD)
Residential | Res ¦ CO Sensors for parking garage exhaust fans | 2037 | SC D | MW | Before Competition Groups | 1.0889 | 0 | 0 | 621.23 | 0.0017528 | 32 | Residential_2037_SC D_MW_Before Competition Groups_32 | CO Sensors for parking garage exhaust fans | 0.1753% | 0 | 1.0889 | Residential_2037_SC D_MW_Before Competition Groups_CO Sensors for parking garage exhaust fans
Residential | Res ¦ LED Parking Lot Fixture | 2037 | SC D | MW | Before Competition Groups | 0.91784 | 0 | 0 | 621.23 | 0.0014775 | 33 | Residential_2037_SC D_MW_Before Competition Groups_33 | LED Parking Lot Fixture | 0.1477% | 0 | 0.91784 | Residential_2037_SC D_MW_Before Competition Groups_LED Parking Lot Fixture
Residential | Res ¦ Water Heater Temperature Setback | 2037 | SC D | MW | Before Competition Groups | 0.81018 | 0 | 0 | 621.23 | 0.0013042 | 34 | Residential_2037_SC D_MW_Before Competition Groups_34 | Water Heater Temperature Setback | 0.1304% | 0 | 0.81018 | Residential_2037_SC D_MW_Before Competition Groups_Water Heater Temperature Setback
Residential | Res ¦ Floor Insulation | 2037 | SC D | MW | Before Competition Groups | 0.80541 | 0 | 0 | 621.23 | 0.0012965 | 35 | Residential_2037_SC D_MW_Before Competition Groups_35 | Floor Insulation | 0.1296% | 0 | 0.80541 | Residential_2037_SC D_MW_Before Competition Groups_Floor Insulation
Residential | Res ¦ Tankless Water Heater | 2037 | SC D | MW | Before Competition Groups | 0.77382 | 0 | 0 | 621.23 | 0.0012456 | 36 | Residential_2037_SC D_MW_Before Competition Groups_36 | Tankless Water Heater | 0.1246% | 0 | 0.77382 | Residential_2037_SC D_MW_Before Competition Groups_Tankless Water Heater
Residential | Res ¦ Demand Control Ventilation | 2037 | SC D | MW | Before Competition Groups | 0.75853 | 0 | 0 | 621.23 | 0.001221 | 37 | Residential_2037_SC D_MW_Before Competition Groups_37 | Demand Control Ventilation | 0.1221% | 0 | 0.75853 | Residential_2037_SC D_MW_Before Competition Groups_Demand Control Ventilation
Residential | Res ¦ LED Downlight | 2037 | SC D | MW | Before Competition Groups | 0.69314 | 0 | 0 | 621.23 | 0.0011158 | 38 | Residential_2037_SC D_MW_Before Competition Groups_38 | LED Downlight | 0.1116% | 0 | 0.69314 | Residential_2037_SC D_MW_Before Competition Groups_LED Downlight
Residential | Res ¦ Clothes Drying Racks | 2037 | SC D | MW | Before Competition Groups | 0.6415 | 0 | 0 | 621.23 | 0.0010326 | 39 | Residential_2037_SC D_MW_Before Competition Groups_39 | Clothes Drying Racks | 0.1033% | 0 | 0.6415 | Residential_2037_SC D_MW_Before Competition Groups_Clothes Drying Racks
Residential | Res ¦ Condensing Make Up Air Unit | 2037 | SC D | MW | Before Competition Groups | 0.48451 | 0 | 0 | 621.23 | 0.00077992 | 40 | Residential_2037_SC D_MW_Before Competition Groups_40 | Condensing Make Up Air Unit | 0.07799% | 0 | 0.48451 | Residential_2037_SC D_MW_Before Competition Groups_Condensing Make Up Air Unit
Residential | Res ¦ ENERGY STAR LED Lamps (General Service Lamps) | 2037 | SC D | MW | Before Competition Groups | 0.46173 | 0 | 0 | 621.23 | 0.00074324 | 41 | Residential_2037_SC D_MW_Before Competition Groups_41 | ENERGY STAR LED Lamps (General Service Lamps) | 0.07432% | 0 | 0.46173 | Residential_2037_SC D_MW_Before Competition Groups_ENERGY STAR LED Lamps (General Service Lamps)
Residential | Res ¦ Duct Insulation | 2037 | SC D | MW | Before Competition Groups | 0.43913 | 0 | 0 | 621.23 | 0.00070687 | 42 | Residential_2037_SC D_MW_Before Competition Groups_42 | Duct Insulation | 0.07069% | 0 | 0.43913 | Residential_2037_SC D_MW_Before Competition Groups_Duct Insulation
Residential | Res ¦ LED Exterior Area Lights - LED Fixture (200W) | 2037 | SC D | MW | Before Competition Groups | 0.41588 | 0 | 0 | 621.23 | 0.00066945 | 43 | Residential_2037_SC D_MW_Before Competition Groups_43 | LED Exterior Area Lights - LED Fixture (200W) | 0.06694% | 0 | 0.41588 | Residential_2037_SC D_MW_Before Competition Groups_LED Exterior Area Lights - LED Fixture (200W)
Residential | Res ¦ VFD on Pumps | 2037 | SC D | MW | Before Competition Groups | 0.317 | 0 | 0 | 621.23 | 0.00051028 | 44 | Residential_2037_SC D_MW_Before Competition Groups_44 | VFD on Pumps | 0.05103% | 0 | 0.317 | Residential_2037_SC D_MW_Before Competition Groups_VFD on Pumps
Residential | Res ¦ Heat Recovery Ventilator | 2037 | SC D | MW | Before Competition Groups | 0.29919 | 0 | 0 | 621.23 | 0.0004816 | 45 | Residential_2037_SC D_MW_Before Competition Groups_45 | Heat Recovery Ventilator | 0.04816% | 0 | 0.29919 | Residential_2037_SC D_MW_Before Competition Groups_Heat Recovery Ventilator
Residential | Res ¦ Duct Insulation MF | 2037 | SC D | MW | Before Competition Groups | 0.26908 | 0 | 0 | 621.23 | 0.00043315 | 46 | Residential_2037_SC D_MW_Before Competition Groups_46 | Duct Insulation MF | 0.04331% | 0 | 0.26908 | Residential_2037_SC D_MW_Before Competition Groups_Duct Insulation MF
Residential | Res ¦ ECM MOTORS FOR HVAC APPLICATION (FAN-POWERED VAV BOX) | 2037 | SC D | MW | Before Competition Groups | 0.20689 | 0 | 0 | 621.23 | 0.00033304 | 47 | Residential_2037_SC D_MW_Before Competition Groups_47 | ECM MOTORS FOR HVAC APPLICATION (FAN-POWERED VAV BOX) | 0.0333% | 0 | 0.20689 | Residential_2037_SC D_MW_Before Competition Groups_ECM MOTORS FOR HVAC APPLICATION (FAN-POWERED VAV BOX)
Residential | Res ¦ Chilled Water Optimization | 2037 | SC D | MW | Before Competition Groups | 0.19911 | 0 | 0 | 621.23 | 0.0003205 | 48 | Residential_2037_SC D_MW_Before Competition Groups_48 | Chilled Water Optimization | 0.03205% | 0 | 0.19911 | Residential_2037_SC D_MW_Before Competition Groups_Chilled Water Optimization
Residential | Res ¦ Beverage Vending Machine Controls | 2037 | SC D | MW | Before Competition Groups | 0.14904 | 0 | 0 | 621.23 | 0.00023991 | 49 | Residential_2037_SC D_MW_Before Competition Groups_49 | Beverage Vending Machine Controls | 0.02399% | 0 | 0.14904 | Residential_2037_SC D_MW_Before Competition Groups_Beverage Vending Machine Controls
Residential | Res ¦ Wall Insulation | 2037 | SC D | MW | Before Competition Groups | 0.017646 | 0 | 0 | 621.23 | 2.8405e-05 | 50 | Residential_2037_SC D_MW_Before Competition Groups_50 | Wall Insulation | 0.002841% | 0 | 0.017646 | Residential_2037_SC D_MW_Before Competition Groups_Wall Insulation
Residential | Res ¦ LED High Bay Fixture | 2037 | SC D | MW | Before Competition Groups | 0.012664 | 0 | 0 | 621.23 | 2.0385e-05 | 51 | Residential_2037_SC D_MW_Before Competition Groups_51 | LED High Bay Fixture | 0.002039% | 0 | 0.012664 | Residential_2037_SC D_MW_Before Competition Groups_LED High Bay Fixture
Residential | Res ¦ Wall Insulation MF | 2037 | SC D | MW | Before Competition Groups | 0.0036162 | 0 | 0 | 621.23 | 5.821e-06 | 52 | Residential_2037_SC D_MW_Before Competition Groups_52 | Wall Insulation MF | 0.0005821% | 0 | 0.0036162 | Residential_2037_SC D_MW_Before Competition Groups_Wall Insulation MF
Residential | Res ¦ Freezer Recycling | 2037 | SC D | MW | Before Competition Groups | 0.00052709 | 0 | 0 | 621.23 | 8.4846e-07 | 53 | Residential_2037_SC D_MW_Before Competition Groups_53 | Freezer Recycling | 8.485e-05% | 0 | 0.00052709 | Residential_2037_SC D_MW_Before Competition Groups_Freezer Recycling
Residential | Res ¦ Smart Power Bar | 2037 | SC D | MW | Before Competition Groups | 0 | 0 | 0 | 621.23 | 0 | 54 | Residential_2037_SC D_MW_Before Competition Groups_54 | Smart Power Bar | 0% | 0 | 0 | Residential_2037_SC D_MW_Before Competition Groups_Smart Power Bar
Residential | Res ¦ Energy Star Central Air Conditioner | 2037 | Technical | MW | Before Competition Groups | 253.2952 | 0 | 0 | 3215.7255 | 0.078768 | 1 | Residential_2037_Technical_MW_Before Competition Groups_1 | Energy Star Central Air Conditioner | 7.877% | 0 | 253.2952 | Residential_2037_Technical_MW_Before Competition Groups_Energy Star Central Air Conditioner
Residential | Res ¦ Energy Star Ground Source Heat Pump | 2037 | Technical | MW | Before Competition Groups | 227.6298 | 0 | 0 | 3215.7255 | 0.070786 | 2 | Residential_2037_Technical_MW_Before Competition Groups_2 | Energy Star Ground Source Heat Pump | 7.079% | 0 | 227.6298 | Residential_2037_Technical_MW_Before Competition Groups_Energy Star Ground Source Heat Pump
Residential | Res ¦ Ductless Mini-Split Heat Pump | 2037 | Technical | MW | Before Competition Groups | 226.5851 | 0 | 0 | 3215.7255 | 0.070462 | 3 | Residential_2037_Technical_MW_Before Competition Groups_3 | Ductless Mini-Split Heat Pump | 7.046% | 0 | 226.5851 | Residential_2037_Technical_MW_Before Competition Groups_Ductless Mini-Split Heat Pump
Residential | Res ¦ Ductless Mini-Split Air Conditioner | 2037 | Technical | MW | Before Competition Groups | 209.7827 | 0 | 0 | 3215.7255 | 0.065237 | 4 | Residential_2037_Technical_MW_Before Competition Groups_4 | Ductless Mini-Split Air Conditioner | 6.524% | 0 | 209.7827 | Residential_2037_Technical_MW_Before Competition Groups_Ductless Mini-Split Air Conditioner
Residential | Res ¦ Adaptive Thermostat | 2037 | Technical | MW | Before Competition Groups | 203.0972 | 0 | 0 | 3215.7255 | 0.063157 | 5 | Residential_2037_Technical_MW_Before Competition Groups_5 | Adaptive Thermostat | 6.316% | 0 | 203.0972 | Residential_2037_Technical_MW_Before Competition Groups_Adaptive Thermostat
Residential | Res ¦ Smart Burners | 2037 | Technical | MW | Before Competition Groups | 152.9421 | 0 | 0 | 3215.7255 | 0.047561 | 6 | Residential_2037_Technical_MW_Before Competition Groups_6 | Smart Burners | 4.756% | 0 | 152.9421 | Residential_2037_Technical_MW_Before Competition Groups_Smart Burners
Residential | Res ¦ Energy Star Air Source Heat Pump | 2037 | Technical | MW | Before Competition Groups | 129.0571 | 0 | 0 | 3215.7255 | 0.040133 | 7 | Residential_2037_Technical_MW_Before Competition Groups_7 | Energy Star Air Source Heat Pump | 4.013% | 0 | 129.0571 | Residential_2037_Technical_MW_Before Competition Groups_Energy Star Air Source Heat Pump
Residential | Res ¦ Energy Star Refrigerator | 2037 | Technical | MW | Before Competition Groups | 124.4797 | 0 | 0 | 3215.7255 | 0.03871 | 8 | Residential_2037_Technical_MW_Before Competition Groups_8 | Energy Star Refrigerator | 3.871% | 0 | 124.4797 | Residential_2037_Technical_MW_Before Competition Groups_Energy Star Refrigerator
Residential | Res ¦ Energy Star A Line, PAR, MR Lamps | 2037 | Technical | MW | Before Competition Groups | 110.4608 | 0 | 0 | 3215.7255 | 0.03435 | 9 | Residential_2037_Technical_MW_Before Competition Groups_9 | Energy Star A Line, PAR, MR Lamps | 3.435% | 0 | 110.4608 | Residential_2037_Technical_MW_Before Competition Groups_Energy Star A Line, PAR, MR Lamps
Residential | Res ¦ Heat Pump Clothes Dryer | 2037 | Technical | MW | Before Competition Groups | 109.4853 | 0 | 0 | 3215.7255 | 0.034047 | 10 | Residential_2037_Technical_MW_Before Competition Groups_10 | Heat Pump Clothes Dryer | 3.405% | 0 | 109.4853 | Residential_2037_Technical_MW_Before Competition Groups_Heat Pump Clothes Dryer
Residential | Res ¦ Energy Star LED Bulbs General Purpose LEDs | 2037 | Technical | MW | Before Competition Groups | 108.8475 | 0 | 0 | 3215.7255 | 0.033848 | 11 | Residential_2037_Technical_MW_Before Competition Groups_11 | Energy Star LED Bulbs General Purpose LEDs | 3.385% | 0 | 108.8475 | Residential_2037_Technical_MW_Before Competition Groups_Energy Star LED Bulbs General Purpose LEDs
Residential | Res ¦ Energy Star Clothes Washer | 2037 | Technical | MW | Before Competition Groups | 100.7971 | 0 | 0 | 3215.7255 | 0.031345 | 12 | Residential_2037_Technical_MW_Before Competition Groups_12 | Energy Star Clothes Washer | 3.135% | 0 | 100.7971 | Residential_2037_Technical_MW_Before Competition Groups_Energy Star Clothes Washer
Residential | Res ¦ Energy Star LED Specialty Bulbs | 2037 | Technical | MW | Before Competition Groups | 99.4652 | 0 | 0 | 3215.7255 | 0.030931 | 13 | Residential_2037_Technical_MW_Before Competition Groups_13 | Energy Star LED Specialty Bulbs | 3.093% | 0 | 99.4652 | Residential_2037_Technical_MW_Before Competition Groups_Energy Star LED Specialty Bulbs
Residential | Res ¦ Induction Cooking Stove Top | 2037 | Technical | MW | Before Competition Groups | 94.2123 | 0 | 0 | 3215.7255 | 0.029297 | 14 | Residential_2037_Technical_MW_Before Competition Groups_14 | Induction Cooking Stove Top | 2.93% | 0 | 94.2123 | Residential_2037_Technical_MW_Before Competition Groups_Induction Cooking Stove Top
Residential | Res ¦ Energy Star Room Air Conditioner | 2037 | Technical | MW | Before Competition Groups | 81.1081 | 0 | 0 | 3215.7255 | 0.025222 | 15 | Residential_2037_Technical_MW_Before Competition Groups_15 | Energy Star Room Air Conditioner | 2.522% | 0 | 81.1081 | Residential_2037_Technical_MW_Before Competition Groups_Energy Star Room Air Conditioner
Residential | Res ¦ Building Recommissioning, Operations and Maintenance (O&M) Improvements | 2037 | Technical | MW | Before Competition Groups | 72.8307 | 0 | 0 | 3215.7255 | 0.022648 | 16 | Residential_2037_Technical_MW_Before Competition Groups_16 | Building Recommissioning, Operations and Maintenance (O&M) Improvements | 2.265% | 0 | 72.8307 | Residential_2037_Technical_MW_Before Competition Groups_Building Recommissioning, Operations and Maintenance (O&M) Improvements
Residential | Res ¦ Networked/ Connected - Indoor LED Lamp | 2037 | Technical | MW | Before Competition Groups | 68.1975 | 0 | 0 | 3215.7255 | 0.021207 | 17 | Residential_2037_Technical_MW_Before Competition Groups_17 | Networked/ Connected - Indoor LED Lamp | 2.121% | 0 | 68.1975 | Residential_2037_Technical_MW_Before Competition Groups_Networked/ Connected - Indoor LED Lamp
Residential | Res ¦ Basement Wall Insulation | 2037 | Technical | MW | Before Competition Groups | 67.1759 | 0 | 0 | 3215.7255 | 0.02089 | 18 | Residential_2037_Technical_MW_Before Competition Groups_18 | Basement Wall Insulation | 2.089% | 0 | 67.1759 | Residential_2037_Technical_MW_Before Competition Groups_Basement Wall Insulation
Residential | Res ¦ Energy Star Clothes Dryer | 2037 | Technical | MW | Before Competition Groups | 62.5346 | 0 | 0 | 3215.7255 | 0.019446 | 19 | Residential_2037_Technical_MW_Before Competition Groups_19 | Energy Star Clothes Dryer | 1.945% | 0 | 62.5346 | Residential_2037_Technical_MW_Before Competition Groups_Energy Star Clothes Dryer
Residential | Res ¦ Basement or Crawlspace Insulation | 2037 | Technical | MW | Before Competition Groups | 55.7847 | 0 | 0 | 3215.7255 | 0.017347 | 20 | Residential_2037_Technical_MW_Before Competition Groups_20 | Basement or Crawlspace Insulation | 1.735% | 0 | 55.7847 | Residential_2037_Technical_MW_Before Competition Groups_Basement or Crawlspace Insulation
Residential | Res ¦ Smart Power Bar | 2037 | Technical | MW | Before Competition Groups | 54.0071 | 0 | 0 | 3215.7255 | 0.016795 | 21 | Residential_2037_Technical_MW_Before Competition Groups_21 | Smart Power Bar | 1.679% | 0 | 54.0071 | Residential_2037_Technical_MW_Before Competition Groups_Smart Power Bar
Residential | Res ¦ Variable Speed Pool Pump Motor | 2037 | Technical | MW | Before Competition Groups | 52.0222 | 0 | 0 | 3215.7255 | 0.016177 | 22 | Residential_2037_Technical_MW_Before Competition Groups_22 | Variable Speed Pool Pump Motor | 1.618% | 0 | 52.0222 | Residential_2037_Technical_MW_Before Competition Groups_Variable Speed Pool Pump Motor
Residential | Res ¦ Attic Insulation | 2037 | Technical | MW | Before Competition Groups | 51.8218 | 0 | 0 | 3215.7255 | 0.016115 | 23 | Residential_2037_Technical_MW_Before Competition Groups_23 | Attic Insulation | 1.612% | 0 | 51.8218 | Residential_2037_Technical_MW_Before Competition Groups_Attic Insulation
Residential | Res ¦ Wall Insulation | 2037 | Technical | MW | Before Competition Groups | 40.4887 | 0 | 0 | 3215.7255 | 0.012591 | 24 | Residential_2037_Technical_MW_Before Competition Groups_24 | Wall Insulation | 1.259% | 0 | 40.4887 | Residential_2037_Technical_MW_Before Competition Groups_Wall Insulation
Residential | Res ¦ Lighting Motion Sensors, Timers, Dimmers | 2037 | Technical | MW | Before Competition Groups | 40.3909 | 0 | 0 | 3215.7255 | 0.01256 | 25 | Residential_2037_Technical_MW_Before Competition Groups_25 | Lighting Motion Sensors, Timers, Dimmers | 1.256% | 0 | 40.3909 | Residential_2037_Technical_MW_Before Competition Groups_Lighting Motion Sensors, Timers, Dimmers
Residential | Res ¦ Variable Refrigerant Flow Heat Pump | 2037 | Technical | MW | Before Competition Groups | 34.1203 | 0 | 0 | 3215.7255 | 0.01061 | 26 | Residential_2037_Technical_MW_Before Competition Groups_26 | Variable Refrigerant Flow Heat Pump | 1.061% | 0 | 34.1203 | Residential_2037_Technical_MW_Before Competition Groups_Variable Refrigerant Flow Heat Pump
Residential | Res ¦ Air Source Heat Pump | 2037 | Technical | MW | Before Competition Groups | 33.0073 | 0 | 0 | 3215.7255 | 0.010264 | 27 | Residential_2037_Technical_MW_Before Competition Groups_27 | Air Source Heat Pump | 1.026% | 0 | 33.0073 | Residential_2037_Technical_MW_Before Competition Groups_Air Source Heat Pump
Residential | Res ¦ Home Energy Reports | 2037 | Technical | MW | Before Competition Groups | 30.5006 | 0 | 0 | 3215.7255 | 0.0094848 | 28 | Residential_2037_Technical_MW_Before Competition Groups_28 | Home Energy Reports | 0.9485% | 0 | 30.5006 | Residential_2037_Technical_MW_Before Competition Groups_Home Energy Reports
Residential | Res ¦ Energy Star Light Fixture | 2037 | Technical | MW | Before Competition Groups | 20.723 | 0 | 0 | 3215.7255 | 0.0064443 | 29 | Residential_2037_Technical_MW_Before Competition Groups_29 | Energy Star Light Fixture | 0.6444% | 0 | 20.723 | Residential_2037_Technical_MW_Before Competition Groups_Energy Star Light Fixture
Residential | Res ¦ Ceiling Insulation | 2037 | Technical | MW | Before Competition Groups | 20.2959 | 0 | 0 | 3215.7255 | 0.0063115 | 30 | Residential_2037_Technical_MW_Before Competition Groups_30 | Ceiling Insulation | 0.6311% | 0 | 20.2959 | Residential_2037_Technical_MW_Before Competition Groups_Ceiling Insulation
Residential | Res ¦ Energy Star Torchiere | 2037 | Technical | MW | Before Competition Groups | 16.7851 | 0 | 0 | 3215.7255 | 0.0052197 | 31 | Residential_2037_Technical_MW_Before Competition Groups_31 | Energy Star Torchiere | 0.522% | 0 | 16.7851 | Residential_2037_Technical_MW_Before Competition Groups_Energy Star Torchiere
Residential | Res ¦ Duct Insulation | 2037 | Technical | MW | Before Competition Groups | 16.6848 | 0 | 0 | 3215.7255 | 0.0051885 | 32 | Residential_2037_Technical_MW_Before Competition Groups_32 | Duct Insulation | 0.5188% | 0 | 16.6848 | Residential_2037_Technical_MW_Before Competition Groups_Duct Insulation
Residential | Res ¦ Air Sealing | 2037 | Technical | MW | Before Competition Groups | 14.2891 | 0 | 0 | 3215.7255 | 0.0044435 | 33 | Residential_2037_Technical_MW_Before Competition Groups_33 | Air Sealing | 0.4443% | 0 | 14.2891 | Residential_2037_Technical_MW_Before Competition Groups_Air Sealing
Residential | Res ¦ Central Air Conditioner Maintenance | 2037 | Technical | MW | Before Competition Groups | 13.5818 | 0 | 0 | 3215.7255 | 0.0042236 | 34 | Residential_2037_Technical_MW_Before Competition Groups_34 | Central Air Conditioner Maintenance | 0.4224% | 0 | 13.5818 | Residential_2037_Technical_MW_Before Competition Groups_Central Air Conditioner Maintenance
Residential | Res ¦ Floor Insulation | 2037 | Technical | MW | Before Competition Groups | 13.5817 | 0 | 0 | 3215.7255 | 0.0042235 | 35 | Residential_2037_Technical_MW_Before Competition Groups_35 | Floor Insulation | 0.4224% | 0 | 13.5817 | Residential_2037_Technical_MW_Before Competition Groups_Floor Insulation
Residential | Res ¦ High Efficiency Chiller (avg of water and air cooled) | 2037 | Technical | MW | Before Competition Groups | 12.9137 | 0 | 0 | 3215.7255 | 0.0040158 | 36 | Residential_2037_Technical_MW_Before Competition Groups_36 | High Efficiency Chiller (avg of water and air cooled) | 0.4016% | 0 | 12.9137 | Residential_2037_Technical_MW_Before Competition Groups_High Efficiency Chiller (avg of water and air cooled)
Residential | Res ¦ Dehumidifier Recycling | 2037 | Technical | MW | Before Competition Groups | 12.5279 | 0 | 0 | 3215.7255 | 0.0038958 | 37 | Residential_2037_Technical_MW_Before Competition Groups_37 | Dehumidifier Recycling | 0.3896% | 0 | 12.5279 | Residential_2037_Technical_MW_Before Competition Groups_Dehumidifier Recycling
Residential | Res ¦ Energy Star Freezer | 2037 | Technical | MW | Before Competition Groups | 11.9428 | 0 | 0 | 3215.7255 | 0.0037139 | 38 | Residential_2037_Technical_MW_Before Competition Groups_38 | Energy Star Freezer | 0.3714% | 0 | 11.9428 | Residential_2037_Technical_MW_Before Competition Groups_Energy Star Freezer
Residential | Res ¦ Advanced BAS/Controllers | 2037 | Technical | MW | Before Competition Groups | 10.6596 | 0 | 0 | 3215.7255 | 0.0033148 | 39 | Residential_2037_Technical_MW_Before Competition Groups_39 | Advanced BAS/Controllers | 0.3315% | 0 | 10.6596 | Residential_2037_Technical_MW_Before Competition Groups_Advanced BAS/Controllers
Residential | Res ¦ Clothes Drying Racks | 2037 | Technical | MW | Before Competition Groups | 9.8644 | 0 | 0 | 3215.7255 | 0.0030675 | 40 | Residential_2037_Technical_MW_Before Competition Groups_40 | Clothes Drying Racks | 0.3068% | 0 | 9.8644 | Residential_2037_Technical_MW_Before Competition Groups_Clothes Drying Racks
Residential | Res ¦ Refrigerator Recycling | 2037 | Technical | MW | Before Competition Groups | 8.3594 | 0 | 0 | 3215.7255 | 0.0025995 | 41 | Residential_2037_Technical_MW_Before Competition Groups_41 | Refrigerator Recycling | 0.26% | 0 | 8.3594 | Residential_2037_Technical_MW_Before Competition Groups_Refrigerator Recycling
Residential | Res ¦ Freezer Recycling | 2037 | Technical | MW | Before Competition Groups | 7.7875 | 0 | 0 | 3215.7255 | 0.0024217 | 42 | Residential_2037_Technical_MW_Before Competition Groups_42 | Freezer Recycling | 0.2422% | 0 | 7.7875 | Residential_2037_Technical_MW_Before Competition Groups_Freezer Recycling
Residential | Res ¦ Energy Star Dehumidifier | 2037 | Technical | MW | Before Competition Groups | 7.3609 | 0 | 0 | 3215.7255 | 0.002289 | 43 | Residential_2037_Technical_MW_Before Competition Groups_43 | Energy Star Dehumidifier | 0.2289% | 0 | 7.3609 | Residential_2037_Technical_MW_Before Competition Groups_Energy Star Dehumidifier
Residential | Res ¦ Duct Insulation MF | 2037 | Technical | MW | Before Competition Groups | 7.3606 | 0 | 0 | 3215.7255 | 0.0022889 | 44 | Residential_2037_Technical_MW_Before Competition Groups_44 | Duct Insulation MF | 0.2289% | 0 | 7.3606 | Residential_2037_Technical_MW_Before Competition Groups_Duct Insulation MF
Residential | Res ¦ Occupancy Sensors MF | 2037 | Technical | MW | Before Competition Groups | 6.8749 | 0 | 0 | 3215.7255 | 0.0021379 | 45 | Residential_2037_Technical_MW_Before Competition Groups_45 | Occupancy Sensors MF | 0.2138% | 0 | 6.8749 | Residential_2037_Technical_MW_Before Competition Groups_Occupancy Sensors MF
Residential | Res ¦ Heat Pump Water Heater | 2037 | Technical | MW | Before Competition Groups | 6.8214 | 0 | 0 | 3215.7255 | 0.0021213 | 46 | Residential_2037_Technical_MW_Before Competition Groups_46 | Heat Pump Water Heater | 0.2121% | 0 | 6.8214 | Residential_2037_Technical_MW_Before Competition Groups_Heat Pump Water Heater
Residential | Res ¦ Heat Recovery Ventilator | 2037 | Technical | MW | Before Competition Groups | 6.238 | 0 | 0 | 3215.7255 | 0.0019398 | 47 | Residential_2037_Technical_MW_Before Competition Groups_47 | Heat Recovery Ventilator | 0.194% | 0 | 6.238 | Residential_2037_Technical_MW_Before Competition Groups_Heat Recovery Ventilator
Residential | Res ¦ Tankless Water Heater | 2037 | Technical | MW | Before Competition Groups | 6.1655 | 0 | 0 | 3215.7255 | 0.0019173 | 48 | Residential_2037_Technical_MW_Before Competition Groups_48 | Tankless Water Heater | 0.1917% | 0 | 6.1655 | Residential_2037_Technical_MW_Before Competition Groups_Tankless Water Heater
Residential | Res ¦ Energy Star Windows | 2037 | Technical | MW | Before Competition Groups | 5.7805 | 0 | 0 | 3215.7255 | 0.0017976 | 49 | Residential_2037_Technical_MW_Before Competition Groups_49 | Energy Star Windows | 0.1798% | 0 | 5.7805 | Residential_2037_Technical_MW_Before Competition Groups_Energy Star Windows
Residential | Res ¦ Networked/ Connected - Indoor LED Luminaire | 2037 | Technical | MW | Before Competition Groups | 5.6023 | 0 | 0 | 3215.7255 | 0.0017422 | 50 | Residential_2037_Technical_MW_Before Competition Groups_50 | Networked/ Connected - Indoor LED Luminaire | 0.1742% | 0 | 5.6023 | Residential_2037_Technical_MW_Before Competition Groups_Networked/ Connected - Indoor LED Luminaire
Residential | Res ¦ Central Lighting Control System | 2037 | Technical | MW | Before Competition Groups | 5.5089 | 0 | 0 | 3215.7255 | 0.0017131 | 51 | Residential_2037_Technical_MW_Before Competition Groups_51 | Central Lighting Control System | 0.1713% | 0 | 5.5089 | Residential_2037_Technical_MW_Before Competition Groups_Central Lighting Control System
Residential | Res ¦ Furnace with ECM | 2037 | Technical | MW | Before Competition Groups | 5.474 | 0 | 0 | 3215.7255 | 0.0017023 | 52 | Residential_2037_Technical_MW_Before Competition Groups_52 | Furnace with ECM | 0.1702% | 0 | 5.474 | Residential_2037_Technical_MW_Before Competition Groups_Furnace with ECM
Residential | Res ¦ Energy Star Ceiling Fan/Lighting | 2037 | Technical | MW | Before Competition Groups | 5.0915 | 0 | 0 | 3215.7255 | 0.0015833 | 53 | Residential_2037_Technical_MW_Before Competition Groups_53 | Energy Star Ceiling Fan/Lighting | 0.1583% | 0 | 5.0915 | Residential_2037_Technical_MW_Before Competition Groups_Energy Star Ceiling Fan/Lighting
Residential | Res ¦ LED Downlight | 2037 | Technical | MW | Before Competition Groups | 4.6439 | 0 | 0 | 3215.7255 | 0.0014441 | 54 | Residential_2037_Technical_MW_Before Competition Groups_54 | LED Downlight | 0.1444% | 0 | 4.6439 | Residential_2037_Technical_MW_Before Competition Groups_LED Downlight
Residential | Res ¦ LED Tube Re-Lamp | 2037 | Technical | MW | Before Competition Groups | 4.2503 | 0 | 0 | 3215.7255 | 0.0013217 | 55 | Residential_2037_Technical_MW_Before Competition Groups_55 | LED Tube Re-Lamp | 0.1322% | 0 | 4.2503 | Residential_2037_Technical_MW_Before Competition Groups_LED Tube Re-Lamp
Residential | Res ¦ Minimize Hot and Warm Clothes Wash | 2037 | Technical | MW | Before Competition Groups | 4.1319 | 0 | 0 | 3215.7255 | 0.0012849 | 56 | Residential_2037_Technical_MW_Before Competition Groups_56 | Minimize Hot and Warm Clothes Wash | 0.1285% | 0 | 4.1319 | Residential_2037_Technical_MW_Before Competition Groups_Minimize Hot and Warm Clothes Wash
Residential | Res ¦ INTEGRAL LED TROFFERS | 2037 | Technical | MW | Before Competition Groups | 3.7615 | 0 | 0 | 3215.7255 | 0.0011697 | 57 | Residential_2037_Technical_MW_Before Competition Groups_57 | INTEGRAL LED TROFFERS | 0.117% | 0 | 3.7615 | Residential_2037_Technical_MW_Before Competition Groups_INTEGRAL LED TROFFERS
Residential | Res ¦ Passive Attic Ventilation | 2037 | Technical | MW | Before Competition Groups | 3.5344 | 0 | 0 | 3215.7255 | 0.0010991 | 58 | Residential_2037_Technical_MW_Before Competition Groups_58 | Passive Attic Ventilation | 0.1099% | 0 | 3.5344 | Residential_2037_Technical_MW_Before Competition Groups_Passive Attic Ventilation
Residential | Res ¦ Outside Air Economizer | 2037 | Technical | MW | Before Competition Groups | 3.4657 | 0 | 0 | 3215.7255 | 0.0010777 | 59 | Residential_2037_Technical_MW_Before Competition Groups_59 | Outside Air Economizer | 0.1078% | 0 | 3.4657 | Residential_2037_Technical_MW_Before Competition Groups_Outside Air Economizer
Residential | Res ¦ Solar Water Heating System | 2037 | Technical | MW | Before Competition Groups | 3.3613 | 0 | 0 | 3215.7255 | 0.0010453 | 60 | Residential_2037_Technical_MW_Before Competition Groups_60 | Solar Water Heating System | 0.1045% | 0 | 3.3613 | Residential_2037_Technical_MW_Before Competition Groups_Solar Water Heating System
Residential | Res ¦ Energy Star Dishwasher | 2037 | Technical | MW | Before Competition Groups | 3.2847 | 0 | 0 | 3215.7255 | 0.0010215 | 61 | Residential_2037_Technical_MW_Before Competition Groups_61 | Energy Star Dishwasher | 0.1021% | 0 | 3.2847 | Residential_2037_Technical_MW_Before Competition Groups_Energy Star Dishwasher
Residential | Res ¦ High Efficiency Storage Water Heater | 2037 | Technical | MW | Before Competition Groups | 2.9748 | 0 | 0 | 3215.7255 | 0.00092507 | 62 | Residential_2037_Technical_MW_Before Competition Groups_62 | High Efficiency Storage Water Heater | 0.09251% | 0 | 2.9748 | Residential_2037_Technical_MW_Before Competition Groups_High Efficiency Storage Water Heater
Residential | Res ¦ Early Hot Water Heater Replacement | 2037 | Technical | MW | Before Competition Groups | 2.6815 | 0 | 0 | 3215.7255 | 0.00083387 | 63 | Residential_2037_Technical_MW_Before Competition Groups_63 | Early Hot Water Heater Replacement | 0.08339% | 0 | 2.6815 | Residential_2037_Technical_MW_Before Competition Groups_Early Hot Water Heater Replacement
Residential | Res ¦ Air Source Heat Pump Maintenance | 2037 | Technical | MW | Before Competition Groups | 2.3757 | 0 | 0 | 3215.7255 | 0.00073879 | 64 | Residential_2037_Technical_MW_Before Competition Groups_64 | Air Source Heat Pump Maintenance | 0.07388% | 0 | 2.3757 | Residential_2037_Technical_MW_Before Competition Groups_Air Source Heat Pump Maintenance
Residential | Res ¦ Condensing Make Up Air Unit | 2037 | Technical | MW | Before Competition Groups | 2.3018 | 0 | 0 | 3215.7255 | 0.0007158 | 65 | Residential_2037_Technical_MW_Before Competition Groups_65 | Condensing Make Up Air Unit | 0.07158% | 0 | 2.3018 | Residential_2037_Technical_MW_Before Competition Groups_Condensing Make Up Air Unit
Residential | Res ¦ CO Sensors for parking garage exhaust fans | 2037 | Technical | MW | Before Competition Groups | 2.1866 | 0 | 0 | 3215.7255 | 0.00067998 | 66 | Residential_2037_Technical_MW_Before Competition Groups_66 | CO Sensors for parking garage exhaust fans | 0.068% | 0 | 2.1866 | Residential_2037_Technical_MW_Before Competition Groups_CO Sensors for parking garage exhaust fans
Residential | Res ¦ Solar Powered Attic Fan | 2037 | Technical | MW | Before Competition Groups | 1.9644 | 0 | 0 | 3215.7255 | 0.00061087 | 67 | Residential_2037_Technical_MW_Before Competition Groups_67 | Solar Powered Attic Fan | 0.06109% | 0 | 1.9644 | Residential_2037_Technical_MW_Before Competition Groups_Solar Powered Attic Fan
Residential | Res ¦ ENERGY STAR LED LAMPS (REFLECTOR LAMPs/MR16/PAR 16) | 2037 | Technical | MW | Before Competition Groups | 1.8888 | 0 | 0 | 3215.7255 | 0.00058737 | 68 | Residential_2037_Technical_MW_Before Competition Groups_68 | ENERGY STAR LED LAMPS (REFLECTOR LAMPs/MR16/PAR 16) | 0.05874% | 0 | 1.8888 | Residential_2037_Technical_MW_Before Competition Groups_ENERGY STAR LED LAMPS (REFLECTOR LAMPs/MR16/PAR 16)
Residential | Res ¦ Demand Control Ventilation | 2037 | Technical | MW | Before Competition Groups | 1.8734 | 0 | 0 | 3215.7255 | 0.00058257 | 69 | Residential_2037_Technical_MW_Before Competition Groups_69 | Demand Control Ventilation | 0.05826% | 0 | 1.8734 | Residential_2037_Technical_MW_Before Competition Groups_Demand Control Ventilation
Residential | Res ¦ Drain Water Heat Recovery | 2037 | Technical | MW | Before Competition Groups | 1.801 | 0 | 0 | 3215.7255 | 0.00056008 | 70 | Residential_2037_Technical_MW_Before Competition Groups_70 | Drain Water Heat Recovery | 0.05601% | 0 | 1.801 | Residential_2037_Technical_MW_Before Competition Groups_Drain Water Heat Recovery
Residential | Res ¦ Furnace Whistle | 2037 | Technical | MW | Before Competition Groups | 1.8002 | 0 | 0 | 3215.7255 | 0.00055982 | 71 | Residential_2037_Technical_MW_Before Competition Groups_71 | Furnace Whistle | 0.05598% | 0 | 1.8002 | Residential_2037_Technical_MW_Before Competition Groups_Furnace Whistle
Residential | Res ¦ Window Film | 2037 | Technical | MW | Before Competition Groups | 1.6566 | 0 | 0 | 3215.7255 | 0.00051515 | 72 | Residential_2037_Technical_MW_Before Competition Groups_72 | Window Film | 0.05152% | 0 | 1.6566 | Residential_2037_Technical_MW_Before Competition Groups_Window Film
Residential | Res ¦ Comprehensive Draft Proofing | 2037 | Technical | MW | Before Competition Groups | 1.5298 | 0 | 0 | 3215.7255 | 0.00047571 | 73 | Residential_2037_Technical_MW_Before Competition Groups_73 | Comprehensive Draft Proofing | 0.04757% | 0 | 1.5298 | Residential_2037_Technical_MW_Before Competition Groups_Comprehensive Draft Proofing
Residential | Res ¦ Variable Frequency Drive (VFD) | 2037 | Technical | MW | Before Competition Groups | 1.4838 | 0 | 0 | 3215.7255 | 0.00046141 | 74 | Residential_2037_Technical_MW_Before Competition Groups_74 | Variable Frequency Drive (VFD) | 0.04614% | 0 | 1.4838 | Residential_2037_Technical_MW_Before Competition Groups_Variable Frequency Drive (VFD)
Residential | Res ¦ DHW Recirculation Systems | 2037 | Technical | MW | Before Competition Groups | 1.1649 | 0 | 0 | 3215.7255 | 0.00036226 | 75 | Residential_2037_Technical_MW_Before Competition Groups_75 | DHW Recirculation Systems | 0.03623% | 0 | 1.1649 | Residential_2037_Technical_MW_Before Competition Groups_DHW Recirculation Systems
Residential | Res ¦ Water Heater Temperature Setback | 2037 | Technical | MW | Before Competition Groups | 0.93839 | 0 | 0 | 3215.7255 | 0.00029181 | 76 | Residential_2037_Technical_MW_Before Competition Groups_76 | Water Heater Temperature Setback | 0.02918% | 0 | 0.93839 | Residential_2037_Technical_MW_Before Competition Groups_Water Heater Temperature Setback
Residential | Res ¦ HVAC Optimization | 2037 | Technical | MW | Before Competition Groups | 0.93257 | 0 | 0 | 3215.7255 | 0.00029 | 77 | Residential_2037_Technical_MW_Before Competition Groups_77 | HVAC Optimization | 0.029% | 0 | 0.93257 | Residential_2037_Technical_MW_Before Competition Groups_HVAC Optimization
Residential | Res ¦ LED Parking Lot Fixture | 2037 | Technical | MW | Before Competition Groups | 0.87081 | 0 | 0 | 3215.7255 | 0.0002708 | 78 | Residential_2037_Technical_MW_Before Competition Groups_78 | LED Parking Lot Fixture | 0.02708% | 0 | 0.87081 | Residential_2037_Technical_MW_Before Competition Groups_LED Parking Lot Fixture
Residential | Res ¦ VFD on Pumps | 2037 | Technical | MW | Before Competition Groups | 0.45627 | 0 | 0 | 3215.7255 | 0.00014189 | 79 | Residential_2037_Technical_MW_Before Competition Groups_79 | VFD on Pumps | 0.01419% | 0 | 0.45627 | Residential_2037_Technical_MW_Before Competition Groups_VFD on Pumps
Residential | Res ¦ ENERGY STAR LED Lamps (General Service Lamps) | 2037 | Technical | MW | Before Competition Groups | 0.44541 | 0 | 0 | 3215.7255 | 0.00013851 | 80 | Residential_2037_Technical_MW_Before Competition Groups_80 | ENERGY STAR LED Lamps (General Service Lamps) | 0.01385% | 0 | 0.44541 | Residential_2037_Technical_MW_Before Competition Groups_ENERGY STAR LED Lamps (General Service Lamps)
Residential | Res ¦ LED Exterior Area Lights - LED Fixture (200W) | 2037 | Technical | MW | Before Competition Groups | 0.4101 | 0 | 0 | 3215.7255 | 0.00012753 | 81 | Residential_2037_Technical_MW_Before Competition Groups_81 | LED Exterior Area Lights - LED Fixture (200W) | 0.01275% | 0 | 0.4101 | Residential_2037_Technical_MW_Before Competition Groups_LED Exterior Area Lights - LED Fixture (200W)
Residential | Res ¦ ECM MOTORS FOR HVAC APPLICATION (FAN-POWERED VAV BOX) | 2037 | Technical | MW | Before Competition Groups | 0.36303 | 0 | 0 | 3215.7255 | 0.00011289 | 82 | Residential_2037_Technical_MW_Before Competition Groups_82 | ECM MOTORS FOR HVAC APPLICATION (FAN-POWERED VAV BOX) | 0.01129% | 0 | 0.36303 | Residential_2037_Technical_MW_Before Competition Groups_ECM MOTORS FOR HVAC APPLICATION (FAN-POWERED VAV BOX)
Residential | Res ¦ Chilled Water Optimization | 2037 | Technical | MW | Before Competition Groups | 0.32026 | 0 | 0 | 3215.7255 | 9.9591e-05 | 83 | Residential_2037_Technical_MW_Before Competition Groups_83 | Chilled Water Optimization | 0.009959% | 0 | 0.32026 | Residential_2037_Technical_MW_Before Competition Groups_Chilled Water Optimization
Residential | Res ¦ Beverage Vending Machine Controls | 2037 | Technical | MW | Before Competition Groups | 0.25964 | 0 | 0 | 3215.7255 | 8.0742e-05 | 84 | Residential_2037_Technical_MW_Before Competition Groups_84 | Beverage Vending Machine Controls | 0.008074% | 0 | 0.25964 | Residential_2037_Technical_MW_Before Competition Groups_Beverage Vending Machine Controls
Residential | Res ¦ Wall Insulation MF | 2037 | Technical | MW | Before Competition Groups | 0.14783 | 0 | 0 | 3215.7255 | 4.5971e-05 | 85 | Residential_2037_Technical_MW_Before Competition Groups_85 | Wall Insulation MF | 0.004597% | 0 | 0.14783 | Residential_2037_Technical_MW_Before Competition Groups_Wall Insulation MF
Residential | Res ¦ LED Recessed Downlights | 2037 | Technical | MW | Before Competition Groups | 0.020303 | 0 | 0 | 3215.7255 | 6.3137e-06 | 86 | Residential_2037_Technical_MW_Before Competition Groups_86 | LED Recessed Downlights | 0.0006314% | 0 | 0.020303 | Residential_2037_Technical_MW_Before Competition Groups_LED Recessed Downlights
Residential | Res ¦ LED High Bay Fixture | 2037 | Technical | MW | Before Competition Groups | 0.01735 | 0 | 0 | 3215.7255 | 5.3953e-06 | 87 | Residential_2037_Technical_MW_Before Competition Groups_87 | LED High Bay Fixture | 0.0005395% | 0 | 0.01735 | Residential_2037_Technical_MW_Before Competition Groups_LED High Bay Fixture
Residential | Res ¦ Solar Water Preheat (Pools/DHW) | 2037 | Technical | MW | Before Competition Groups | 0.01241 | 0 | 0 | 3215.7255 | 3.8592e-06 | 88 | Residential_2037_Technical_MW_Before Competition Groups_88 | Solar Water Preheat (Pools/DHW) | 0.0003859% | 0 | 0.01241 | Residential_2037_Technical_MW_Before Competition Groups_Solar Water Preheat (Pools/DHW)
Residential | Res ¦ Radiant Barrier | 2037 | Technical | MW | Before Competition Groups | 0.011413 | 0 | 0 | 3215.7255 | 3.549e-06 | 89 | Residential_2037_Technical_MW_Before Competition Groups_89 | Radiant Barrier | 0.0003549% | 0 | 0.011413 | Residential_2037_Technical_MW_Before Competition Groups_Radiant Barrier
Residential | Res ¦ Photocell Controls (Outdoor) | 2037 | Technical | MW | Before Competition Groups | 4.0671e-05 | 0 | 0 | 3215.7255 | 1.2647e-08 | 90 | Residential_2037_Technical_MW_Before Competition Groups_90 | Photocell Controls (Outdoor) | 1.265e-06% | 0 | 4.0671e-05 | Residential_2037_Technical_MW_Before Competition Groups_Photocell Controls (Outdoor)
Residential | Res ¦ Ductless Mini-Split Heat Pump | 2038 | Economic | MW | Before Competition Groups | 234.2273 | 0 | 0 | 1670.0859 | 0.14025 | 1 | Residential_2038_Economic_MW_Before Competition Groups_1 | Ductless Mini-Split Heat Pump | 14.02% | 0 | 234.2273 | Residential_2038_Economic_MW_Before Competition Groups_Ductless Mini-Split Heat Pump
Residential | Res ¦ Adaptive Thermostat | 2038 | Economic | MW | Before Competition Groups | 203.8009 | 0 | 0 | 1670.0859 | 0.12203 | 2 | Residential_2038_Economic_MW_Before Competition Groups_2 | Adaptive Thermostat | 12.2% | 0 | 203.8009 | Residential_2038_Economic_MW_Before Competition Groups_Adaptive Thermostat
Residential | Res ¦ Energy Star Air Source Heat Pump | 2038 | Economic | MW | Before Competition Groups | 133.3905 | 0 | 0 | 1670.0859 | 0.07987 | 3 | Residential_2038_Economic_MW_Before Competition Groups_3 | Energy Star Air Source Heat Pump | 7.987% | 0 | 133.3905 | Residential_2038_Economic_MW_Before Competition Groups_Energy Star Air Source Heat Pump
Residential | Res ¦ Energy Star A Line, PAR, MR Lamps | 2038 | Economic | MW | Before Competition Groups | 111.3437 | 0 | 0 | 1670.0859 | 0.066669 | 4 | Residential_2038_Economic_MW_Before Competition Groups_4 | Energy Star A Line, PAR, MR Lamps | 6.667% | 0 | 111.3437 | Residential_2038_Economic_MW_Before Competition Groups_Energy Star A Line, PAR, MR Lamps
Residential | Res ¦ Energy Star LED Bulbs General Purpose LEDs | 2038 | Economic | MW | Before Competition Groups | 109.7142 | 0 | 0 | 1670.0859 | 0.065694 | 5 | Residential_2038_Economic_MW_Before Competition Groups_5 | Energy Star LED Bulbs General Purpose LEDs | 6.569% | 0 | 109.7142 | Residential_2038_Economic_MW_Before Competition Groups_Energy Star LED Bulbs General Purpose LEDs
Residential | Res ¦ Energy Star Clothes Washer | 2038 | Economic | MW | Before Competition Groups | 103.4396 | 0 | 0 | 1670.0859 | 0.061937 | 6 | Residential_2038_Economic_MW_Before Competition Groups_6 | Energy Star Clothes Washer | 6.194% | 0 | 103.4396 | Residential_2038_Economic_MW_Before Competition Groups_Energy Star Clothes Washer
Residential | Res ¦ Energy Star LED Specialty Bulbs | 2038 | Economic | MW | Before Competition Groups | 100.2561 | 0 | 0 | 1670.0859 | 0.060031 | 7 | Residential_2038_Economic_MW_Before Competition Groups_7 | Energy Star LED Specialty Bulbs | 6.003% | 0 | 100.2561 | Residential_2038_Economic_MW_Before Competition Groups_Energy Star LED Specialty Bulbs
Residential | Res ¦ Energy Star Room Air Conditioner | 2038 | Economic | MW | Before Competition Groups | 82.8415 | 0 | 0 | 1670.0859 | 0.049603 | 8 | Residential_2038_Economic_MW_Before Competition Groups_8 | Energy Star Room Air Conditioner | 4.96% | 0 | 82.8415 | Residential_2038_Economic_MW_Before Competition Groups_Energy Star Room Air Conditioner
Residential | Res ¦ Building Recommissioning, Operations and Maintenance (O&M) Improvements | 2038 | Economic | MW | Before Competition Groups | 71.6799 | 0 | 0 | 1670.0859 | 0.04292 | 9 | Residential_2038_Economic_MW_Before Competition Groups_9 | Building Recommissioning, Operations and Maintenance (O&M) Improvements | 4.292% | 0 | 71.6799 | Residential_2038_Economic_MW_Before Competition Groups_Building Recommissioning, Operations and Maintenance (O&M) Improvements
Residential | Res ¦ Basement Wall Insulation | 2038 | Economic | MW | Before Competition Groups | 66.1145 | 0 | 0 | 1670.0859 | 0.039587 | 10 | Residential_2038_Economic_MW_Before Competition Groups_10 | Basement Wall Insulation | 3.959% | 0 | 66.1145 | Residential_2038_Economic_MW_Before Competition Groups_Basement Wall Insulation
Residential | Res ¦ Smart Power Bar | 2038 | Economic | MW | Before Competition Groups | 53.1538 | 0 | 0 | 1670.0859 | 0.031827 | 11 | Residential_2038_Economic_MW_Before Competition Groups_11 | Smart Power Bar | 3.183% | 0 | 53.1538 | Residential_2038_Economic_MW_Before Competition Groups_Smart Power Bar
Residential | Res ¦ Variable Speed Pool Pump Motor | 2038 | Economic | MW | Before Competition Groups | 51.2003 | 0 | 0 | 1670.0859 | 0.030657 | 12 | Residential_2038_Economic_MW_Before Competition Groups_12 | Variable Speed Pool Pump Motor | 3.066% | 0 | 51.2003 | Residential_2038_Economic_MW_Before Competition Groups_Variable Speed Pool Pump Motor
Residential | Res ¦ Attic Insulation | 2038 | Economic | MW | Before Competition Groups | 51.0031 | 0 | 0 | 1670.0859 | 0.030539 | 13 | Residential_2038_Economic_MW_Before Competition Groups_13 | Attic Insulation | 3.054% | 0 | 51.0031 | Residential_2038_Economic_MW_Before Competition Groups_Attic Insulation
Residential | Res ¦ Smart Burners | 2038 | Economic | MW | Before Competition Groups | 49.2943 | 0 | 0 | 1670.0859 | 0.029516 | 14 | Residential_2038_Economic_MW_Before Competition Groups_14 | Smart Burners | 2.952% | 0 | 49.2943 | Residential_2038_Economic_MW_Before Competition Groups_Smart Burners
Residential | Res ¦ Energy Star Clothes Dryer | 2038 | Economic | MW | Before Competition Groups | 42.97 | 0 | 0 | 1670.0859 | 0.025729 | 15 | Residential_2038_Economic_MW_Before Competition Groups_15 | Energy Star Clothes Dryer | 2.573% | 0 | 42.97 | Residential_2038_Economic_MW_Before Competition Groups_Energy Star Clothes Dryer
Residential | Res ¦ Home Energy Reports | 2038 | Economic | MW | Before Competition Groups | 18.1835 | 0 | 0 | 1670.0859 | 0.010888 | 16 | Residential_2038_Economic_MW_Before Competition Groups_16 | Home Energy Reports | 1.089% | 0 | 18.1835 | Residential_2038_Economic_MW_Before Competition Groups_Home Energy Reports
Residential | Res ¦ Energy Star Torchiere | 2038 | Economic | MW | Before Competition Groups | 17.0448 | 0 | 0 | 1670.0859 | 0.010206 | 17 | Residential_2038_Economic_MW_Before Competition Groups_17 | Energy Star Torchiere | 1.021% | 0 | 17.0448 | Residential_2038_Economic_MW_Before Competition Groups_Energy Star Torchiere
Residential | Res ¦ Duct Insulation | 2038 | Economic | MW | Before Competition Groups | 16.0799 | 0 | 0 | 1670.0859 | 0.0096282 | 18 | Residential_2038_Economic_MW_Before Competition Groups_18 | Duct Insulation | 0.9628% | 0 | 16.0799 | Residential_2038_Economic_MW_Before Competition Groups_Duct Insulation
Residential | Res ¦ Air Sealing | 2038 | Economic | MW | Before Competition Groups | 14.0633 | 0 | 0 | 1670.0859 | 0.0084207 | 19 | Residential_2038_Economic_MW_Before Competition Groups_19 | Air Sealing | 0.8421% | 0 | 14.0633 | Residential_2038_Economic_MW_Before Competition Groups_Air Sealing
Residential | Res ¦ High Efficiency Chiller (avg of water and air cooled) | 2038 | Economic | MW | Before Competition Groups | 13.3863 | 0 | 0 | 1670.0859 | 0.0080153 | 20 | Residential_2038_Economic_MW_Before Competition Groups_20 | High Efficiency Chiller (avg of water and air cooled) | 0.8015% | 0 | 13.3863 | Residential_2038_Economic_MW_Before Competition Groups_High Efficiency Chiller (avg of water and air cooled)
Residential | Res ¦ Floor Insulation | 2038 | Economic | MW | Before Competition Groups | 13.3672 | 0 | 0 | 1670.0859 | 0.0080039 | 21 | Residential_2038_Economic_MW_Before Competition Groups_21 | Floor Insulation | 0.8004% | 0 | 13.3672 | Residential_2038_Economic_MW_Before Competition Groups_Floor Insulation
Residential | Res ¦ Advanced BAS/Controllers | 2038 | Economic | MW | Before Competition Groups | 10.4912 | 0 | 0 | 1670.0859 | 0.0062818 | 22 | Residential_2038_Economic_MW_Before Competition Groups_22 | Advanced BAS/Controllers | 0.6282% | 0 | 10.4912 | Residential_2038_Economic_MW_Before Competition Groups_Advanced BAS/Controllers
Residential | Res ¦ Clothes Drying Racks | 2038 | Economic | MW | Before Competition Groups | 9.7085 | 0 | 0 | 1670.0859 | 0.0058132 | 23 | Residential_2038_Economic_MW_Before Competition Groups_23 | Clothes Drying Racks | 0.5813% | 0 | 9.7085 | Residential_2038_Economic_MW_Before Competition Groups_Clothes Drying Racks
Residential | Res ¦ Energy Star Freezer | 2038 | Economic | MW | Before Competition Groups | 8.3077 | 0 | 0 | 1670.0859 | 0.0049744 | 24 | Residential_2038_Economic_MW_Before Competition Groups_24 | Energy Star Freezer | 0.4974% | 0 | 8.3077 | Residential_2038_Economic_MW_Before Competition Groups_Energy Star Freezer
Residential | Res ¦ Refrigerator Recycling | 2038 | Economic | MW | Before Competition Groups | 8.2273 | 0 | 0 | 1670.0859 | 0.0049263 | 25 | Residential_2038_Economic_MW_Before Competition Groups_25 | Refrigerator Recycling | 0.4926% | 0 | 8.2273 | Residential_2038_Economic_MW_Before Competition Groups_Refrigerator Recycling
Residential | Res ¦ Freezer Recycling | 2038 | Economic | MW | Before Competition Groups | 7.6644 | 0 | 0 | 1670.0859 | 0.0045892 | 26 | Residential_2038_Economic_MW_Before Competition Groups_26 | Freezer Recycling | 0.4589% | 0 | 7.6644 | Residential_2038_Economic_MW_Before Competition Groups_Freezer Recycling
Residential | Res ¦ Energy Star Light Fixture | 2038 | Economic | MW | Before Competition Groups | 7.3402 | 0 | 0 | 1670.0859 | 0.0043951 | 27 | Residential_2038_Economic_MW_Before Competition Groups_27 | Energy Star Light Fixture | 0.4395% | 0 | 7.3402 | Residential_2038_Economic_MW_Before Competition Groups_Energy Star Light Fixture
Residential | Res ¦ Energy Star Dehumidifier | 2038 | Economic | MW | Before Competition Groups | 7.2446 | 0 | 0 | 1670.0859 | 0.0043379 | 28 | Residential_2038_Economic_MW_Before Competition Groups_28 | Energy Star Dehumidifier | 0.4338% | 0 | 7.2446 | Residential_2038_Economic_MW_Before Competition Groups_Energy Star Dehumidifier
Residential | Res ¦ Duct Insulation MF | 2038 | Economic | MW | Before Competition Groups | 7.1032 | 0 | 0 | 1670.0859 | 0.0042532 | 29 | Residential_2038_Economic_MW_Before Competition Groups_29 | Duct Insulation MF | 0.4253% | 0 | 7.1032 | Residential_2038_Economic_MW_Before Competition Groups_Duct Insulation MF
Residential | Res ¦ Occupancy Sensors MF | 2038 | Economic | MW | Before Competition Groups | 6.6012 | 0 | 0 | 1670.0859 | 0.0039526 | 30 | Residential_2038_Economic_MW_Before Competition Groups_30 | Occupancy Sensors MF | 0.3953% | 0 | 6.6012 | Residential_2038_Economic_MW_Before Competition Groups_Occupancy Sensors MF
Residential | Res ¦ Heat Recovery Ventilator | 2038 | Economic | MW | Before Competition Groups | 6.2969 | 0 | 0 | 1670.0859 | 0.0037704 | 31 | Residential_2038_Economic_MW_Before Competition Groups_31 | Heat Recovery Ventilator | 0.377% | 0 | 6.2969 | Residential_2038_Economic_MW_Before Competition Groups_Heat Recovery Ventilator
Residential | Res ¦ LED Tube Re-Lamp | 2038 | Economic | MW | Before Competition Groups | 4.2978 | 0 | 0 | 1670.0859 | 0.0025734 | 32 | Residential_2038_Economic_MW_Before Competition Groups_32 | LED Tube Re-Lamp | 0.2573% | 0 | 4.2978 | Residential_2038_Economic_MW_Before Competition Groups_LED Tube Re-Lamp
Residential | Res ¦ Minimize Hot and Warm Clothes Wash | 2038 | Economic | MW | Before Competition Groups | 4.0666 | 0 | 0 | 1670.0859 | 0.002435 | 33 | Residential_2038_Economic_MW_Before Competition Groups_33 | Minimize Hot and Warm Clothes Wash | 0.2435% | 0 | 4.0666 | Residential_2038_Economic_MW_Before Competition Groups_Minimize Hot and Warm Clothes Wash
Residential | Res ¦ Tankless Water Heater | 2038 | Economic | MW | Before Competition Groups | 3.6963 | 0 | 0 | 1670.0859 | 0.0022132 | 34 | Residential_2038_Economic_MW_Before Competition Groups_34 | Tankless Water Heater | 0.2213% | 0 | 3.6963 | Residential_2038_Economic_MW_Before Competition Groups_Tankless Water Heater
Residential | Res ¦ Outside Air Economizer | 2038 | Economic | MW | Before Competition Groups | 3.4944 | 0 | 0 | 1670.0859 | 0.0020923 | 35 | Residential_2038_Economic_MW_Before Competition Groups_35 | Outside Air Economizer | 0.2092% | 0 | 3.4944 | Residential_2038_Economic_MW_Before Competition Groups_Outside Air Economizer
Residential | Res ¦ Condensing Make Up Air Unit | 2038 | Economic | MW | Before Competition Groups | 2.3818 | 0 | 0 | 1670.0859 | 0.0014262 | 36 | Residential_2038_Economic_MW_Before Competition Groups_36 | Condensing Make Up Air Unit | 0.1426% | 0 | 2.3818 | Residential_2038_Economic_MW_Before Competition Groups_Condensing Make Up Air Unit
Residential | Res ¦ CO Sensors for parking garage exhaust fans | 2038 | Economic | MW | Before Competition Groups | 2.2047 | 0 | 0 | 1670.0859 | 0.0013201 | 37 | Residential_2038_Economic_MW_Before Competition Groups_37 | CO Sensors for parking garage exhaust fans | 0.132% | 0 | 2.2047 | Residential_2038_Economic_MW_Before Competition Groups_CO Sensors for parking garage exhaust fans
Residential | Res ¦ ENERGY STAR LED LAMPS (REFLECTOR LAMPs/MR16/PAR 16) | 2038 | Economic | MW | Before Competition Groups | 1.884 | 0 | 0 | 1670.0859 | 0.0011281 | 38 | Residential_2038_Economic_MW_Before Competition Groups_38 | ENERGY STAR LED LAMPS (REFLECTOR LAMPs/MR16/PAR 16) | 0.1128% | 0 | 1.884 | Residential_2038_Economic_MW_Before Competition Groups_ENERGY STAR LED LAMPS (REFLECTOR LAMPs/MR16/PAR 16)
Residential | Res ¦ Demand Control Ventilation | 2038 | Economic | MW | Before Competition Groups | 1.8438 | 0 | 0 | 1670.0859 | 0.001104 | 39 | Residential_2038_Economic_MW_Before Competition Groups_39 | Demand Control Ventilation | 0.1104% | 0 | 1.8438 | Residential_2038_Economic_MW_Before Competition Groups_Demand Control Ventilation
Residential | Res ¦ Furnace Whistle | 2038 | Economic | MW | Before Competition Groups | 1.7718 | 0 | 0 | 1670.0859 | 0.0010609 | 40 | Residential_2038_Economic_MW_Before Competition Groups_40 | Furnace Whistle | 0.1061% | 0 | 1.7718 | Residential_2038_Economic_MW_Before Competition Groups_Furnace Whistle
Residential | Res ¦ Wall Insulation | 2038 | Economic | MW | Before Competition Groups | 1.6271 | 0 | 0 | 1670.0859 | 0.00097428 | 41 | Residential_2038_Economic_MW_Before Competition Groups_41 | Wall Insulation | 0.09743% | 0 | 1.6271 | Residential_2038_Economic_MW_Before Competition Groups_Wall Insulation
Residential | Res ¦ Comprehensive Draft Proofing | 2038 | Economic | MW | Before Competition Groups | 1.5056 | 0 | 0 | 1670.0859 | 0.0009015 | 42 | Residential_2038_Economic_MW_Before Competition Groups_42 | Comprehensive Draft Proofing | 0.09015% | 0 | 1.5056 | Residential_2038_Economic_MW_Before Competition Groups_Comprehensive Draft Proofing
Residential | Res ¦ Variable Frequency Drive (VFD) | 2038 | Economic | MW | Before Competition Groups | 1.4603 | 0 | 0 | 1670.0859 | 0.00087439 | 43 | Residential_2038_Economic_MW_Before Competition Groups_43 | Variable Frequency Drive (VFD) | 0.08744% | 0 | 1.4603 | Residential_2038_Economic_MW_Before Competition Groups_Variable Frequency Drive (VFD)
Residential | Res ¦ Water Heater Temperature Setback | 2038 | Economic | MW | Before Competition Groups | 0.92357 | 0 | 0 | 1670.0859 | 0.00055301 | 44 | Residential_2038_Economic_MW_Before Competition Groups_44 | Water Heater Temperature Setback | 0.0553% | 0 | 0.92357 | Residential_2038_Economic_MW_Before Competition Groups_Water Heater Temperature Setback
Residential | Res ¦ LED Parking Lot Fixture | 2038 | Economic | MW | Before Competition Groups | 0.86883 | 0 | 0 | 1670.0859 | 0.00052023 | 45 | Residential_2038_Economic_MW_Before Competition Groups_45 | LED Parking Lot Fixture | 0.05202% | 0 | 0.86883 | Residential_2038_Economic_MW_Before Competition Groups_LED Parking Lot Fixture
Residential | Res ¦ VFD on Pumps | 2038 | Economic | MW | Before Competition Groups | 0.44906 | 0 | 0 | 1670.0859 | 0.00026889 | 46 | Residential_2038_Economic_MW_Before Competition Groups_46 | VFD on Pumps | 0.02689% | 0 | 0.44906 | Residential_2038_Economic_MW_Before Competition Groups_VFD on Pumps
Residential | Res ¦ ENERGY STAR LED Lamps (General Service Lamps) | 2038 | Economic | MW | Before Competition Groups | 0.44449 | 0 | 0 | 1670.0859 | 0.00026615 | 47 | Residential_2038_Economic_MW_Before Competition Groups_47 | ENERGY STAR LED Lamps (General Service Lamps) | 0.02661% | 0 | 0.44449 | Residential_2038_Economic_MW_Before Competition Groups_ENERGY STAR LED Lamps (General Service Lamps)
Residential | Res ¦ LED Exterior Area Lights - LED Fixture (200W) | 2038 | Economic | MW | Before Competition Groups | 0.40937 | 0 | 0 | 1670.0859 | 0.00024512 | 48 | Residential_2038_Economic_MW_Before Competition Groups_48 | LED Exterior Area Lights - LED Fixture (200W) | 0.02451% | 0 | 0.40937 | Residential_2038_Economic_MW_Before Competition Groups_LED Exterior Area Lights - LED Fixture (200W)
Residential | Res ¦ ECM MOTORS FOR HVAC APPLICATION (FAN-POWERED VAV BOX) | 2038 | Economic | MW | Before Competition Groups | 0.36601 | 0 | 0 | 1670.0859 | 0.00021916 | 49 | Residential_2038_Economic_MW_Before Competition Groups_49 | ECM MOTORS FOR HVAC APPLICATION (FAN-POWERED VAV BOX) | 0.02192% | 0 | 0.36601 | Residential_2038_Economic_MW_Before Competition Groups_ECM MOTORS FOR HVAC APPLICATION (FAN-POWERED VAV BOX)
Residential | Res ¦ Chilled Water Optimization | 2038 | Economic | MW | Before Competition Groups | 0.33112 | 0 | 0 | 1670.0859 | 0.00019826 | 50 | Residential_2038_Economic_MW_Before Competition Groups_50 | Chilled Water Optimization | 0.01983% | 0 | 0.33112 | Residential_2038_Economic_MW_Before Competition Groups_Chilled Water Optimization
Residential | Res ¦ Beverage Vending Machine Controls | 2038 | Economic | MW | Before Competition Groups | 0.2612 | 0 | 0 | 1670.0859 | 0.0001564 | 51 | Residential_2038_Economic_MW_Before Competition Groups_51 | Beverage Vending Machine Controls | 0.01564% | 0 | 0.2612 | Residential_2038_Economic_MW_Before Competition Groups_Beverage Vending Machine Controls
Residential | Res ¦ LED Downlight | 2038 | Economic | MW | Before Competition Groups | 0.22989 | 0 | 0 | 1670.0859 | 0.00013765 | 52 | Residential_2038_Economic_MW_Before Competition Groups_52 | LED Downlight | 0.01377% | 0 | 0.22989 | Residential_2038_Economic_MW_Before Competition Groups_LED Downlight
Residential | Res ¦ LED High Bay Fixture | 2038 | Economic | MW | Before Competition Groups | 0.016659 | 0 | 0 | 1670.0859 | 9.975e-06 | 53 | Residential_2038_Economic_MW_Before Competition Groups_53 | LED High Bay Fixture | 0.0009975% | 0 | 0.016659 | Residential_2038_Economic_MW_Before Competition Groups_LED High Bay Fixture
Residential | Res ¦ Wall Insulation MF | 2038 | Economic | MW | Before Competition Groups | 0.011645 | 0 | 0 | 1670.0859 | 6.9728e-06 | 54 | Residential_2038_Economic_MW_Before Competition Groups_54 | Wall Insulation MF | 0.0006973% | 0 | 0.011645 | Residential_2038_Economic_MW_Before Competition Groups_Wall Insulation MF
Residential | Res ¦ Ductless Mini-Split Heat Pump | 2038 | SC A | MW | Before Competition Groups | 138.5968 | 0 | 0 | 648.8206 | 0.21361 | 1 | Residential_2038_SC A_MW_Before Competition Groups_1 | Ductless Mini-Split Heat Pump | 21.36% | 0 | 138.5968 | Residential_2038_SC A_MW_Before Competition Groups_Ductless Mini-Split Heat Pump
Residential | Res ¦ Building Recommissioning, Operations and Maintenance (O&M) Improvements | 2038 | SC A | MW | Before Competition Groups | 69.092 | 0 | 0 | 648.8206 | 0.10649 | 2 | Residential_2038_SC A_MW_Before Competition Groups_2 | Building Recommissioning, Operations and Maintenance (O&M) Improvements | 10.65% | 0 | 69.092 | Residential_2038_SC A_MW_Before Competition Groups_Building Recommissioning, Operations and Maintenance (O&M) Improvements
Residential | Res ¦ Energy Star Clothes Washer | 2038 | SC A | MW | Before Competition Groups | 61.1434 | 0 | 0 | 648.8206 | 0.094238 | 3 | Residential_2038_SC A_MW_Before Competition Groups_3 | Energy Star Clothes Washer | 9.424% | 0 | 61.1434 | Residential_2038_SC A_MW_Before Competition Groups_Energy Star Clothes Washer
Residential | Res ¦ Adaptive Thermostat | 2038 | SC A | MW | Before Competition Groups | 44.6398 | 0 | 0 | 648.8206 | 0.068801 | 4 | Residential_2038_SC A_MW_Before Competition Groups_4 | Adaptive Thermostat | 6.88% | 0 | 44.6398 | Residential_2038_SC A_MW_Before Competition Groups_Adaptive Thermostat
Residential | Res ¦ Energy Star Air Source Heat Pump | 2038 | SC A | MW | Before Competition Groups | 41.2894 | 0 | 0 | 648.8206 | 0.063638 | 5 | Residential_2038_SC A_MW_Before Competition Groups_5 | Energy Star Air Source Heat Pump | 6.364% | 0 | 41.2894 | Residential_2038_SC A_MW_Before Competition Groups_Energy Star Air Source Heat Pump
Residential | Res ¦ Variable Speed Pool Pump Motor | 2038 | SC A | MW | Before Competition Groups | 39.2996 | 0 | 0 | 648.8206 | 0.060571 | 6 | Residential_2038_SC A_MW_Before Competition Groups_6 | Variable Speed Pool Pump Motor | 6.057% | 0 | 39.2996 | Residential_2038_SC A_MW_Before Competition Groups_Variable Speed Pool Pump Motor
Residential | Res ¦ Basement Wall Insulation | 2038 | SC A | MW | Before Competition Groups | 35.1049 | 0 | 0 | 648.8206 | 0.054106 | 7 | Residential_2038_SC A_MW_Before Competition Groups_7 | Basement Wall Insulation | 5.411% | 0 | 35.1049 | Residential_2038_SC A_MW_Before Competition Groups_Basement Wall Insulation
Residential | Res ¦ Energy Star LED Specialty Bulbs | 2038 | SC A | MW | Before Competition Groups | 32.7618 | 0 | 0 | 648.8206 | 0.050494 | 8 | Residential_2038_SC A_MW_Before Competition Groups_8 | Energy Star LED Specialty Bulbs | 5.049% | 0 | 32.7618 | Residential_2038_SC A_MW_Before Competition Groups_Energy Star LED Specialty Bulbs
Residential | Res ¦ Energy Star Room Air Conditioner | 2038 | SC A | MW | Before Competition Groups | 23.7207 | 0 | 0 | 648.8206 | 0.03656 | 9 | Residential_2038_SC A_MW_Before Competition Groups_9 | Energy Star Room Air Conditioner | 3.656% | 0 | 23.7207 | Residential_2038_SC A_MW_Before Competition Groups_Energy Star Room Air Conditioner
Residential | Res ¦ Energy Star A Line, PAR, MR Lamps | 2038 | SC A | MW | Before Competition Groups | 16.7307 | 0 | 0 | 648.8206 | 0.025786 | 10 | Residential_2038_SC A_MW_Before Competition Groups_10 | Energy Star A Line, PAR, MR Lamps | 2.579% | 0 | 16.7307 | Residential_2038_SC A_MW_Before Competition Groups_Energy Star A Line, PAR, MR Lamps
Residential | Res ¦ Energy Star LED Bulbs General Purpose LEDs | 2038 | SC A | MW | Before Competition Groups | 13.9176 | 0 | 0 | 648.8206 | 0.021451 | 11 | Residential_2038_SC A_MW_Before Competition Groups_11 | Energy Star LED Bulbs General Purpose LEDs | 2.145% | 0 | 13.9176 | Residential_2038_SC A_MW_Before Competition Groups_Energy Star LED Bulbs General Purpose LEDs
Residential | Res ¦ Home Energy Reports | 2038 | SC A | MW | Before Competition Groups | 12.7904 | 0 | 0 | 648.8206 | 0.019713 | 12 | Residential_2038_SC A_MW_Before Competition Groups_12 | Home Energy Reports | 1.971% | 0 | 12.7904 | Residential_2038_SC A_MW_Before Competition Groups_Home Energy Reports
Residential | Res ¦ Energy Star Clothes Dryer | 2038 | SC A | MW | Before Competition Groups | 12.6883 | 0 | 0 | 648.8206 | 0.019556 | 13 | Residential_2038_SC A_MW_Before Competition Groups_13 | Energy Star Clothes Dryer | 1.956% | 0 | 12.6883 | Residential_2038_SC A_MW_Before Competition Groups_Energy Star Clothes Dryer
Residential | Res ¦ High Efficiency Chiller (avg of water and air cooled) | 2038 | SC A | MW | Before Competition Groups | 11.9208 | 0 | 0 | 648.8206 | 0.018373 | 14 | Residential_2038_SC A_MW_Before Competition Groups_14 | High Efficiency Chiller (avg of water and air cooled) | 1.837% | 0 | 11.9208 | Residential_2038_SC A_MW_Before Competition Groups_High Efficiency Chiller (avg of water and air cooled)
Residential | Res ¦ Attic Insulation | 2038 | SC A | MW | Before Competition Groups | 10.4393 | 0 | 0 | 648.8206 | 0.01609 | 15 | Residential_2038_SC A_MW_Before Competition Groups_15 | Attic Insulation | 1.609% | 0 | 10.4393 | Residential_2038_SC A_MW_Before Competition Groups_Attic Insulation
Residential | Res ¦ Energy Star Torchiere | 2038 | SC A | MW | Before Competition Groups | 10.2214 | 0 | 0 | 648.8206 | 0.015754 | 16 | Residential_2038_SC A_MW_Before Competition Groups_16 | Energy Star Torchiere | 1.575% | 0 | 10.2214 | Residential_2038_SC A_MW_Before Competition Groups_Energy Star Torchiere
Residential | Res ¦ Smart Burners | 2038 | SC A | MW | Before Competition Groups | 9.0716 | 0 | 0 | 648.8206 | 0.013982 | 17 | Residential_2038_SC A_MW_Before Competition Groups_17 | Smart Burners | 1.398% | 0 | 9.0716 | Residential_2038_SC A_MW_Before Competition Groups_Smart Burners
Residential | Res ¦ Occupancy Sensors MF | 2038 | SC A | MW | Before Competition Groups | 8.029 | 0 | 0 | 648.8206 | 0.012375 | 18 | Residential_2038_SC A_MW_Before Competition Groups_18 | Occupancy Sensors MF | 1.237% | 0 | 8.029 | Residential_2038_SC A_MW_Before Competition Groups_Occupancy Sensors MF
Residential | Res ¦ Advanced BAS/Controllers | 2038 | SC A | MW | Before Competition Groups | 7.5639 | 0 | 0 | 648.8206 | 0.011658 | 19 | Residential_2038_SC A_MW_Before Competition Groups_19 | Advanced BAS/Controllers | 1.166% | 0 | 7.5639 | Residential_2038_SC A_MW_Before Competition Groups_Advanced BAS/Controllers
Residential | Res ¦ Refrigerator Recycling | 2038 | SC A | MW | Before Competition Groups | 6.2996 | 0 | 0 | 648.8206 | 0.0097093 | 20 | Residential_2038_SC A_MW_Before Competition Groups_20 | Refrigerator Recycling | 0.9709% | 0 | 6.2996 | Residential_2038_SC A_MW_Before Competition Groups_Refrigerator Recycling
Residential | Res ¦ Energy Star Freezer | 2038 | SC A | MW | Before Competition Groups | 4.8718 | 0 | 0 | 648.8206 | 0.0075087 | 21 | Residential_2038_SC A_MW_Before Competition Groups_21 | Energy Star Freezer | 0.7509% | 0 | 4.8718 | Residential_2038_SC A_MW_Before Competition Groups_Energy Star Freezer
Residential | Res ¦ Air Sealing | 2038 | SC A | MW | Before Competition Groups | 3.9594 | 0 | 0 | 648.8206 | 0.0061025 | 22 | Residential_2038_SC A_MW_Before Competition Groups_22 | Air Sealing | 0.6103% | 0 | 3.9594 | Residential_2038_SC A_MW_Before Competition Groups_Air Sealing
Residential | Res ¦ LED Tube Re-Lamp | 2038 | SC A | MW | Before Competition Groups | 3.708 | 0 | 0 | 648.8206 | 0.0057151 | 23 | Residential_2038_SC A_MW_Before Competition Groups_23 | LED Tube Re-Lamp | 0.5715% | 0 | 3.708 | Residential_2038_SC A_MW_Before Competition Groups_LED Tube Re-Lamp
Residential | Res ¦ Energy Star Light Fixture | 2038 | SC A | MW | Before Competition Groups | 3.4167 | 0 | 0 | 648.8206 | 0.005266 | 24 | Residential_2038_SC A_MW_Before Competition Groups_24 | Energy Star Light Fixture | 0.5266% | 0 | 3.4167 | Residential_2038_SC A_MW_Before Competition Groups_Energy Star Light Fixture
Residential | Res ¦ Outside Air Economizer | 2038 | SC A | MW | Before Competition Groups | 3.3885 | 0 | 0 | 648.8206 | 0.0052226 | 25 | Residential_2038_SC A_MW_Before Competition Groups_25 | Outside Air Economizer | 0.5223% | 0 | 3.3885 | Residential_2038_SC A_MW_Before Competition Groups_Outside Air Economizer
Residential | Res ¦ Minimize Hot and Warm Clothes Wash | 2038 | SC A | MW | Before Competition Groups | 3.05 | 0 | 0 | 648.8206 | 0.0047008 | 26 | Residential_2038_SC A_MW_Before Competition Groups_26 | Minimize Hot and Warm Clothes Wash | 0.4701% | 0 | 3.05 | Residential_2038_SC A_MW_Before Competition Groups_Minimize Hot and Warm Clothes Wash
Residential | Res ¦ ENERGY STAR LED LAMPS (REFLECTOR LAMPs/MR16/PAR 16) | 2038 | SC A | MW | Before Competition Groups | 2.112 | 0 | 0 | 648.8206 | 0.0032551 | 27 | Residential_2038_SC A_MW_Before Competition Groups_27 | ENERGY STAR LED LAMPS (REFLECTOR LAMPs/MR16/PAR 16) | 0.3255% | 0 | 2.112 | Residential_2038_SC A_MW_Before Competition Groups_ENERGY STAR LED LAMPS (REFLECTOR LAMPs/MR16/PAR 16)
Residential | Res ¦ Smart Power Bar | 2038 | SC A | MW | Before Competition Groups | 2.0048 | 0 | 0 | 648.8206 | 0.0030899 | 28 | Residential_2038_SC A_MW_Before Competition Groups_28 | Smart Power Bar | 0.309% | 0 | 2.0048 | Residential_2038_SC A_MW_Before Competition Groups_Smart Power Bar
Residential | Res ¦ Furnace Whistle | 2038 | SC A | MW | Before Competition Groups | 1.7166 | 0 | 0 | 648.8206 | 0.0026457 | 29 | Residential_2038_SC A_MW_Before Competition Groups_29 | Furnace Whistle | 0.2646% | 0 | 1.7166 | Residential_2038_SC A_MW_Before Competition Groups_Furnace Whistle
Residential | Res ¦ Variable Frequency Drive (VFD) | 2038 | SC A | MW | Before Competition Groups | 1.4148 | 0 | 0 | 648.8206 | 0.0021805 | 30 | Residential_2038_SC A_MW_Before Competition Groups_30 | Variable Frequency Drive (VFD) | 0.2181% | 0 | 1.4148 | Residential_2038_SC A_MW_Before Competition Groups_Variable Frequency Drive (VFD)
Residential | Res ¦ Comprehensive Draft Proofing | 2038 | SC A | MW | Before Competition Groups | 1.4078 | 0 | 0 | 648.8206 | 0.0021697 | 31 | Residential_2038_SC A_MW_Before Competition Groups_31 | Comprehensive Draft Proofing | 0.217% | 0 | 1.4078 | Residential_2038_SC A_MW_Before Competition Groups_Comprehensive Draft Proofing
Residential | Res ¦ CO Sensors for parking garage exhaust fans | 2038 | SC A | MW | Before Competition Groups | 1.3448 | 0 | 0 | 648.8206 | 0.0020727 | 32 | Residential_2038_SC A_MW_Before Competition Groups_32 | CO Sensors for parking garage exhaust fans | 0.2073% | 0 | 1.3448 | Residential_2038_SC A_MW_Before Competition Groups_CO Sensors for parking garage exhaust fans
Residential | Res ¦ Energy Star Dehumidifier | 2038 | SC A | MW | Before Competition Groups | 1.3373 | 0 | 0 | 648.8206 | 0.0020612 | 33 | Residential_2038_SC A_MW_Before Competition Groups_33 | Energy Star Dehumidifier | 0.2061% | 0 | 1.3373 | Residential_2038_SC A_MW_Before Competition Groups_Energy Star Dehumidifier
Residential | Res ¦ LED Downlight | 2038 | SC A | MW | Before Competition Groups | 1.0504 | 0 | 0 | 648.8206 | 0.0016189 | 34 | Residential_2038_SC A_MW_Before Competition Groups_34 | LED Downlight | 0.1619% | 0 | 1.0504 | Residential_2038_SC A_MW_Before Competition Groups_LED Downlight
Residential | Res ¦ Demand Control Ventilation | 2038 | SC A | MW | Before Competition Groups | 1.0003 | 0 | 0 | 648.8206 | 0.0015418 | 35 | Residential_2038_SC A_MW_Before Competition Groups_35 | Demand Control Ventilation | 0.1542% | 0 | 1.0003 | Residential_2038_SC A_MW_Before Competition Groups_Demand Control Ventilation
Residential | Res ¦ Tankless Water Heater | 2038 | SC A | MW | Before Competition Groups | 0.96482 | 0 | 0 | 648.8206 | 0.001487 | 36 | Residential_2038_SC A_MW_Before Competition Groups_36 | Tankless Water Heater | 0.1487% | 0 | 0.96482 | Residential_2038_SC A_MW_Before Competition Groups_Tankless Water Heater
Residential | Res ¦ LED Parking Lot Fixture | 2038 | SC A | MW | Before Competition Groups | 0.9275 | 0 | 0 | 648.8206 | 0.0014295 | 37 | Residential_2038_SC A_MW_Before Competition Groups_37 | LED Parking Lot Fixture | 0.143% | 0 | 0.9275 | Residential_2038_SC A_MW_Before Competition Groups_LED Parking Lot Fixture
Residential | Res ¦ Water Heater Temperature Setback | 2038 | SC A | MW | Before Competition Groups | 0.89152 | 0 | 0 | 648.8206 | 0.0013741 | 38 | Residential_2038_SC A_MW_Before Competition Groups_38 | Water Heater Temperature Setback | 0.1374% | 0 | 0.89152 | Residential_2038_SC A_MW_Before Competition Groups_Water Heater Temperature Setback
Residential | Res ¦ Clothes Drying Racks | 2038 | SC A | MW | Before Competition Groups | 0.67478 | 0 | 0 | 648.8206 | 0.00104 | 39 | Residential_2038_SC A_MW_Before Competition Groups_39 | Clothes Drying Racks | 0.104% | 0 | 0.67478 | Residential_2038_SC A_MW_Before Competition Groups_Clothes Drying Racks
Residential | Res ¦ Floor Insulation | 2038 | SC A | MW | Before Competition Groups | 0.67468 | 0 | 0 | 648.8206 | 0.0010399 | 40 | Residential_2038_SC A_MW_Before Competition Groups_40 | Floor Insulation | 0.104% | 0 | 0.67468 | Residential_2038_SC A_MW_Before Competition Groups_Floor Insulation
Residential | Res ¦ Condensing Make Up Air Unit | 2038 | SC A | MW | Before Competition Groups | 0.56016 | 0 | 0 | 648.8206 | 0.00086334 | 41 | Residential_2038_SC A_MW_Before Competition Groups_41 | Condensing Make Up Air Unit | 0.08633% | 0 | 0.56016 | Residential_2038_SC A_MW_Before Competition Groups_Condensing Make Up Air Unit
Residential | Res ¦ ENERGY STAR LED Lamps (General Service Lamps) | 2038 | SC A | MW | Before Competition Groups | 0.46463 | 0 | 0 | 648.8206 | 0.00071611 | 42 | Residential_2038_SC A_MW_Before Competition Groups_42 | ENERGY STAR LED Lamps (General Service Lamps) | 0.07161% | 0 | 0.46463 | Residential_2038_SC A_MW_Before Competition Groups_ENERGY STAR LED Lamps (General Service Lamps)
Residential | Res ¦ LED Exterior Area Lights - LED Fixture (200W) | 2038 | SC A | MW | Before Competition Groups | 0.44448 | 0 | 0 | 648.8206 | 0.00068507 | 43 | Residential_2038_SC A_MW_Before Competition Groups_43 | LED Exterior Area Lights - LED Fixture (200W) | 0.06851% | 0 | 0.44448 | Residential_2038_SC A_MW_Before Competition Groups_LED Exterior Area Lights - LED Fixture (200W)
Residential | Res ¦ VFD on Pumps | 2038 | SC A | MW | Before Competition Groups | 0.4181 | 0 | 0 | 648.8206 | 0.0006444 | 44 | Residential_2038_SC A_MW_Before Competition Groups_44 | VFD on Pumps | 0.06444% | 0 | 0.4181 | Residential_2038_SC A_MW_Before Competition Groups_VFD on Pumps
Residential | Res ¦ Duct Insulation | 2038 | SC A | MW | Before Competition Groups | 0.40108 | 0 | 0 | 648.8206 | 0.00061817 | 45 | Residential_2038_SC A_MW_Before Competition Groups_45 | Duct Insulation | 0.06182% | 0 | 0.40108 | Residential_2038_SC A_MW_Before Competition Groups_Duct Insulation
Residential | Res ¦ Heat Recovery Ventilator | 2038 | SC A | MW | Before Competition Groups | 0.34272 | 0 | 0 | 648.8206 | 0.00052823 | 46 | Residential_2038_SC A_MW_Before Competition Groups_46 | Heat Recovery Ventilator | 0.05282% | 0 | 0.34272 | Residential_2038_SC A_MW_Before Competition Groups_Heat Recovery Ventilator
Residential | Res ¦ ECM MOTORS FOR HVAC APPLICATION (FAN-POWERED VAV BOX) | 2038 | SC A | MW | Before Competition Groups | 0.26552 | 0 | 0 | 648.8206 | 0.00040924 | 47 | Residential_2038_SC A_MW_Before Competition Groups_47 | ECM MOTORS FOR HVAC APPLICATION (FAN-POWERED VAV BOX) | 0.04092% | 0 | 0.26552 | Residential_2038_SC A_MW_Before Competition Groups_ECM MOTORS FOR HVAC APPLICATION (FAN-POWERED VAV BOX)
Residential | Res ¦ Duct Insulation MF | 2038 | SC A | MW | Before Competition Groups | 0.25254 | 0 | 0 | 648.8206 | 0.00038923 | 48 | Residential_2038_SC A_MW_Before Competition Groups_48 | Duct Insulation MF | 0.03892% | 0 | 0.25254 | Residential_2038_SC A_MW_Before Competition Groups_Duct Insulation MF
Residential | Res ¦ Chilled Water Optimization | 2038 | SC A | MW | Before Competition Groups | 0.21211 | 0 | 0 | 648.8206 | 0.00032692 | 49 | Residential_2038_SC A_MW_Before Competition Groups_49 | Chilled Water Optimization | 0.03269% | 0 | 0.21211 | Residential_2038_SC A_MW_Before Competition Groups_Chilled Water Optimization
Residential | Res ¦ Beverage Vending Machine Controls | 2038 | SC A | MW | Before Competition Groups | 0.17987 | 0 | 0 | 648.8206 | 0.00027723 | 50 | Residential_2038_SC A_MW_Before Competition Groups_50 | Beverage Vending Machine Controls | 0.02772% | 0 | 0.17987 | Residential_2038_SC A_MW_Before Competition Groups_Beverage Vending Machine Controls
Residential | Res ¦ Wall Insulation | 2038 | SC A | MW | Before Competition Groups | 0.018744 | 0 | 0 | 648.8206 | 2.8889e-05 | 51 | Residential_2038_SC A_MW_Before Competition Groups_51 | Wall Insulation | 0.002889% | 0 | 0.018744 | Residential_2038_SC A_MW_Before Competition Groups_Wall Insulation
Residential | Res ¦ LED High Bay Fixture | 2038 | SC A | MW | Before Competition Groups | 0.017278 | 0 | 0 | 648.8206 | 2.663e-05 | 52 | Residential_2038_SC A_MW_Before Competition Groups_52 | LED High Bay Fixture | 0.002663% | 0 | 0.017278 | Residential_2038_SC A_MW_Before Competition Groups_LED High Bay Fixture
Residential | Res ¦ Wall Insulation MF | 2038 | SC A | MW | Before Competition Groups | 0.0052746 | 0 | 0 | 648.8206 | 8.1295e-06 | 53 | Residential_2038_SC A_MW_Before Competition Groups_53 | Wall Insulation MF | 0.0008129% | 0 | 0.0052746 | Residential_2038_SC A_MW_Before Competition Groups_Wall Insulation MF
Residential | Res ¦ Freezer Recycling | 2038 | SC A | MW | Before Competition Groups | 0.00054389 | 0 | 0 | 648.8206 | 8.3828e-07 | 54 | Residential_2038_SC A_MW_Before Competition Groups_54 | Freezer Recycling | 8.383e-05% | 0 | 0.00054389 | Residential_2038_SC A_MW_Before Competition Groups_Freezer Recycling
Residential | Res ¦ Ductless Mini-Split Heat Pump | 2038 | SC B | MW | Before Competition Groups | 163.1252 | 0 | 0 | 981.7217 | 0.16616 | 1 | Residential_2038_SC B_MW_Before Competition Groups_1 | Ductless Mini-Split Heat Pump | 16.62% | 0 | 163.1252 | Residential_2038_SC B_MW_Before Competition Groups_Ductless Mini-Split Heat Pump
Residential | Res ¦ Adaptive Thermostat | 2038 | SC B | MW | Before Competition Groups | 119.1525 | 0 | 0 | 981.7217 | 0.12137 | 2 | Residential_2038_SC B_MW_Before Competition Groups_2 | Adaptive Thermostat | 12.14% | 0 | 119.1525 | Residential_2038_SC B_MW_Before Competition Groups_Adaptive Thermostat
Residential | Res ¦ Energy Star Clothes Washer | 2038 | SC B | MW | Before Competition Groups | 89.5667 | 0 | 0 | 981.7217 | 0.091234 | 3 | Residential_2038_SC B_MW_Before Competition Groups_3 | Energy Star Clothes Washer | 9.123% | 0 | 89.5667 | Residential_2038_SC B_MW_Before Competition Groups_Energy Star Clothes Washer
Residential | Res ¦ Building Recommissioning, Operations and Maintenance (O&M) Improvements | 2038 | SC B | MW | Before Competition Groups | 86.1424 | 0 | 0 | 981.7217 | 0.087746 | 4 | Residential_2038_SC B_MW_Before Competition Groups_4 | Building Recommissioning, Operations and Maintenance (O&M) Improvements | 8.775% | 0 | 86.1424 | Residential_2038_SC B_MW_Before Competition Groups_Building Recommissioning, Operations and Maintenance (O&M) Improvements
Residential | Res ¦ Variable Speed Pool Pump Motor | 2038 | SC B | MW | Before Competition Groups | 61.53 | 0 | 0 | 981.7217 | 0.062676 | 5 | Residential_2038_SC B_MW_Before Competition Groups_5 | Variable Speed Pool Pump Motor | 6.268% | 0 | 61.53 | Residential_2038_SC B_MW_Before Competition Groups_Variable Speed Pool Pump Motor
Residential | Res ¦ Energy Star Air Source Heat Pump | 2038 | SC B | MW | Before Competition Groups | 56.0522 | 0 | 0 | 981.7217 | 0.057096 | 6 | Residential_2038_SC B_MW_Before Competition Groups_6 | Energy Star Air Source Heat Pump | 5.71% | 0 | 56.0522 | Residential_2038_SC B_MW_Before Competition Groups_Energy Star Air Source Heat Pump
Residential | Res ¦ Energy Star Room Air Conditioner | 2038 | SC B | MW | Before Competition Groups | 42.0855 | 0 | 0 | 981.7217 | 0.042869 | 7 | Residential_2038_SC B_MW_Before Competition Groups_7 | Energy Star Room Air Conditioner | 4.287% | 0 | 42.0855 | Residential_2038_SC B_MW_Before Competition Groups_Energy Star Room Air Conditioner
Residential | Res ¦ Basement Wall Insulation | 2038 | SC B | MW | Before Competition Groups | 35.9813 | 0 | 0 | 981.7217 | 0.036651 | 8 | Residential_2038_SC B_MW_Before Competition Groups_8 | Basement Wall Insulation | 3.665% | 0 | 35.9813 | Residential_2038_SC B_MW_Before Competition Groups_Basement Wall Insulation
Residential | Res ¦ Smart Burners | 2038 | SC B | MW | Before Competition Groups | 34.0995 | 0 | 0 | 981.7217 | 0.034734 | 9 | Residential_2038_SC B_MW_Before Competition Groups_9 | Smart Burners | 3.473% | 0 | 34.0995 | Residential_2038_SC B_MW_Before Competition Groups_Smart Burners
Residential | Res ¦ Attic Insulation | 2038 | SC B | MW | Before Competition Groups | 27.7522 | 0 | 0 | 981.7217 | 0.028269 | 10 | Residential_2038_SC B_MW_Before Competition Groups_10 | Attic Insulation | 2.827% | 0 | 27.7522 | Residential_2038_SC B_MW_Before Competition Groups_Attic Insulation
Residential | Res ¦ Energy Star LED Bulbs General Purpose LEDs | 2038 | SC B | MW | Before Competition Groups | 23.047 | 0 | 0 | 981.7217 | 0.023476 | 11 | Residential_2038_SC B_MW_Before Competition Groups_11 | Energy Star LED Bulbs General Purpose LEDs | 2.348% | 0 | 23.047 | Residential_2038_SC B_MW_Before Competition Groups_Energy Star LED Bulbs General Purpose LEDs
Residential | Res ¦ Energy Star Clothes Dryer | 2038 | SC B | MW | Before Competition Groups | 22.5624 | 0 | 0 | 981.7217 | 0.022982 | 12 | Residential_2038_SC B_MW_Before Competition Groups_12 | Energy Star Clothes Dryer | 2.298% | 0 | 22.5624 | Residential_2038_SC B_MW_Before Competition Groups_Energy Star Clothes Dryer
Residential | Res ¦ Energy Star A Line, PAR, MR Lamps | 2038 | SC B | MW | Before Competition Groups | 22.2764 | 0 | 0 | 981.7217 | 0.022691 | 13 | Residential_2038_SC B_MW_Before Competition Groups_13 | Energy Star A Line, PAR, MR Lamps | 2.269% | 0 | 22.2764 | Residential_2038_SC B_MW_Before Competition Groups_Energy Star A Line, PAR, MR Lamps
Residential | Res ¦ Energy Star LED Specialty Bulbs | 2038 | SC B | MW | Before Competition Groups | 20.9002 | 0 | 0 | 981.7217 | 0.021289 | 14 | Residential_2038_SC B_MW_Before Competition Groups_14 | Energy Star LED Specialty Bulbs | 2.129% | 0 | 20.9002 | Residential_2038_SC B_MW_Before Competition Groups_Energy Star LED Specialty Bulbs
Residential | Res ¦ Home Energy Reports | 2038 | SC B | MW | Before Competition Groups | 12.7904 | 0 | 0 | 981.7217 | 0.013029 | 15 | Residential_2038_SC B_MW_Before Competition Groups_15 | Home Energy Reports | 1.303% | 0 | 12.7904 | Residential_2038_SC B_MW_Before Competition Groups_Home Energy Reports
Residential | Res ¦ Energy Star Torchiere | 2038 | SC B | MW | Before Competition Groups | 12.6206 | 0 | 0 | 981.7217 | 0.012856 | 16 | Residential_2038_SC B_MW_Before Competition Groups_16 | Energy Star Torchiere | 1.286% | 0 | 12.6206 | Residential_2038_SC B_MW_Before Competition Groups_Energy Star Torchiere
Residential | Res ¦ Advanced BAS/Controllers | 2038 | SC B | MW | Before Competition Groups | 12.6078 | 0 | 0 | 981.7217 | 0.012842 | 17 | Residential_2038_SC B_MW_Before Competition Groups_17 | Advanced BAS/Controllers | 1.284% | 0 | 12.6078 | Residential_2038_SC B_MW_Before Competition Groups_Advanced BAS/Controllers
Residential | Res ¦ High Efficiency Chiller (avg of water and air cooled) | 2038 | SC B | MW | Before Competition Groups | 12.1245 | 0 | 0 | 981.7217 | 0.01235 | 18 | Residential_2038_SC B_MW_Before Competition Groups_18 | High Efficiency Chiller (avg of water and air cooled) | 1.235% | 0 | 12.1245 | Residential_2038_SC B_MW_Before Competition Groups_High Efficiency Chiller (avg of water and air cooled)
Residential | Res ¦ Clothes Drying Racks | 2038 | SC B | MW | Before Competition Groups | 11.6666 | 0 | 0 | 981.7217 | 0.011884 | 19 | Residential_2038_SC B_MW_Before Competition Groups_19 | Clothes Drying Racks | 1.188% | 0 | 11.6666 | Residential_2038_SC B_MW_Before Competition Groups_Clothes Drying Racks
Residential | Res ¦ Occupancy Sensors MF | 2038 | SC B | MW | Before Competition Groups | 10.988 | 0 | 0 | 981.7217 | 0.011193 | 20 | Residential_2038_SC B_MW_Before Competition Groups_20 | Occupancy Sensors MF | 1.119% | 0 | 10.988 | Residential_2038_SC B_MW_Before Competition Groups_Occupancy Sensors MF
Residential | Res ¦ Refrigerator Recycling | 2038 | SC B | MW | Before Competition Groups | 9.8871 | 0 | 0 | 981.7217 | 0.010071 | 21 | Residential_2038_SC B_MW_Before Competition Groups_21 | Refrigerator Recycling | 1.007% | 0 | 9.8871 | Residential_2038_SC B_MW_Before Competition Groups_Refrigerator Recycling
Residential | Res ¦ Energy Star Freezer | 2038 | SC B | MW | Before Competition Groups | 9.2355 | 0 | 0 | 981.7217 | 0.0094074 | 22 | Residential_2038_SC B_MW_Before Competition Groups_22 | Energy Star Freezer | 0.9407% | 0 | 9.2355 | Residential_2038_SC B_MW_Before Competition Groups_Energy Star Freezer
Residential | Res ¦ Freezer Recycling | 2038 | SC B | MW | Before Competition Groups | 9.2076 | 0 | 0 | 981.7217 | 0.009379 | 23 | Residential_2038_SC B_MW_Before Competition Groups_23 | Freezer Recycling | 0.9379% | 0 | 9.2076 | Residential_2038_SC B_MW_Before Competition Groups_Freezer Recycling
Residential | Res ¦ Energy Star Dehumidifier | 2038 | SC B | MW | Before Competition Groups | 8.0497 | 0 | 0 | 981.7217 | 0.0081996 | 24 | Residential_2038_SC B_MW_Before Competition Groups_24 | Energy Star Dehumidifier | 0.82% | 0 | 8.0497 | Residential_2038_SC B_MW_Before Competition Groups_Energy Star Dehumidifier
Residential | Res ¦ Air Sealing | 2038 | SC B | MW | Before Competition Groups | 7.6531 | 0 | 0 | 981.7217 | 0.0077956 | 25 | Residential_2038_SC B_MW_Before Competition Groups_25 | Air Sealing | 0.7796% | 0 | 7.6531 | Residential_2038_SC B_MW_Before Competition Groups_Air Sealing
Residential | Res ¦ Floor Insulation | 2038 | SC B | MW | Before Competition Groups | 7.2705 | 0 | 0 | 981.7217 | 0.0074059 | 26 | Residential_2038_SC B_MW_Before Competition Groups_26 | Floor Insulation | 0.7406% | 0 | 7.2705 | Residential_2038_SC B_MW_Before Competition Groups_Floor Insulation
Residential | Res ¦ Duct Insulation | 2038 | SC B | MW | Before Competition Groups | 7.0518 | 0 | 0 | 981.7217 | 0.0071831 | 27 | Residential_2038_SC B_MW_Before Competition Groups_27 | Duct Insulation | 0.7183% | 0 | 7.0518 | Residential_2038_SC B_MW_Before Competition Groups_Duct Insulation
Residential | Res ¦ Energy Star Light Fixture | 2038 | SC B | MW | Before Competition Groups | 4.9134 | 0 | 0 | 981.7217 | 0.0050049 | 28 | Residential_2038_SC B_MW_Before Competition Groups_28 | Energy Star Light Fixture | 0.5005% | 0 | 4.9134 | Residential_2038_SC B_MW_Before Competition Groups_Energy Star Light Fixture
Residential | Res ¦ Outside Air Economizer | 2038 | SC B | MW | Before Competition Groups | 3.8552 | 0 | 0 | 981.7217 | 0.003927 | 29 | Residential_2038_SC B_MW_Before Competition Groups_29 | Outside Air Economizer | 0.3927% | 0 | 3.8552 | Residential_2038_SC B_MW_Before Competition Groups_Outside Air Economizer
Residential | Res ¦ LED Tube Re-Lamp | 2038 | SC B | MW | Before Competition Groups | 3.708 | 0 | 0 | 981.7217 | 0.0037771 | 30 | Residential_2038_SC B_MW_Before Competition Groups_30 | LED Tube Re-Lamp | 0.3777% | 0 | 3.708 | Residential_2038_SC B_MW_Before Competition Groups_LED Tube Re-Lamp
Residential | Res ¦ Heat Recovery Ventilator | 2038 | SC B | MW | Before Competition Groups | 3.5651 | 0 | 0 | 981.7217 | 0.0036314 | 31 | Residential_2038_SC B_MW_Before Competition Groups_31 | Heat Recovery Ventilator | 0.3631% | 0 | 3.5651 | Residential_2038_SC B_MW_Before Competition Groups_Heat Recovery Ventilator
Residential | Res ¦ Minimize Hot and Warm Clothes Wash | 2038 | SC B | MW | Before Competition Groups | 3.05 | 0 | 0 | 981.7217 | 0.0031068 | 32 | Residential_2038_SC B_MW_Before Competition Groups_32 | Minimize Hot and Warm Clothes Wash | 0.3107% | 0 | 3.05 | Residential_2038_SC B_MW_Before Competition Groups_Minimize Hot and Warm Clothes Wash
Residential | Res ¦ Duct Insulation MF | 2038 | SC B | MW | Before Competition Groups | 2.9447 | 0 | 0 | 981.7217 | 0.0029995 | 33 | Residential_2038_SC B_MW_Before Competition Groups_33 | Duct Insulation MF | 0.3% | 0 | 2.9447 | Residential_2038_SC B_MW_Before Competition Groups_Duct Insulation MF
Residential | Res ¦ Smart Power Bar | 2038 | SC B | MW | Before Competition Groups | 2.3843 | 0 | 0 | 981.7217 | 0.0024287 | 34 | Residential_2038_SC B_MW_Before Competition Groups_34 | Smart Power Bar | 0.2429% | 0 | 2.3843 | Residential_2038_SC B_MW_Before Competition Groups_Smart Power Bar
Residential | Res ¦ Tankless Water Heater | 2038 | SC B | MW | Before Competition Groups | 2.2258 | 0 | 0 | 981.7217 | 0.0022672 | 35 | Residential_2038_SC B_MW_Before Competition Groups_35 | Tankless Water Heater | 0.2267% | 0 | 2.2258 | Residential_2038_SC B_MW_Before Competition Groups_Tankless Water Heater
Residential | Res ¦ Demand Control Ventilation | 2038 | SC B | MW | Before Competition Groups | 2.2158 | 0 | 0 | 981.7217 | 0.002257 | 36 | Residential_2038_SC B_MW_Before Competition Groups_36 | Demand Control Ventilation | 0.2257% | 0 | 2.2158 | Residential_2038_SC B_MW_Before Competition Groups_Demand Control Ventilation
Residential | Res ¦ Furnace Whistle | 2038 | SC B | MW | Before Competition Groups | 2.1293 | 0 | 0 | 981.7217 | 0.0021689 | 37 | Residential_2038_SC B_MW_Before Competition Groups_37 | Furnace Whistle | 0.2169% | 0 | 2.1293 | Residential_2038_SC B_MW_Before Competition Groups_Furnace Whistle
Residential | Res ¦ CO Sensors for parking garage exhaust fans | 2038 | SC B | MW | Before Competition Groups | 2.1122 | 0 | 0 | 981.7217 | 0.0021515 | 38 | Residential_2038_SC B_MW_Before Competition Groups_38 | CO Sensors for parking garage exhaust fans | 0.2151% | 0 | 2.1122 | Residential_2038_SC B_MW_Before Competition Groups_CO Sensors for parking garage exhaust fans
Residential | Res ¦ ENERGY STAR LED LAMPS (REFLECTOR LAMPs/MR16/PAR 16) | 2038 | SC B | MW | Before Competition Groups | 2.112 | 0 | 0 | 981.7217 | 0.0021513 | 39 | Residential_2038_SC B_MW_Before Competition Groups_39 | ENERGY STAR LED LAMPS (REFLECTOR LAMPs/MR16/PAR 16) | 0.2151% | 0 | 2.112 | Residential_2038_SC B_MW_Before Competition Groups_ENERGY STAR LED LAMPS (REFLECTOR LAMPs/MR16/PAR 16)
Residential | Res ¦ Comprehensive Draft Proofing | 2038 | SC B | MW | Before Competition Groups | 1.8094 | 0 | 0 | 981.7217 | 0.001843 | 40 | Residential_2038_SC B_MW_Before Competition Groups_40 | Comprehensive Draft Proofing | 0.1843% | 0 | 1.8094 | Residential_2038_SC B_MW_Before Competition Groups_Comprehensive Draft Proofing
Residential | Res ¦ Condensing Make Up Air Unit | 2038 | SC B | MW | Before Competition Groups | 1.7852 | 0 | 0 | 981.7217 | 0.0018184 | 41 | Residential_2038_SC B_MW_Before Competition Groups_41 | Condensing Make Up Air Unit | 0.1818% | 0 | 1.7852 | Residential_2038_SC B_MW_Before Competition Groups_Condensing Make Up Air Unit
Residential | Res ¦ Variable Frequency Drive (VFD) | 2038 | SC B | MW | Before Competition Groups | 1.7549 | 0 | 0 | 981.7217 | 0.0017876 | 42 | Residential_2038_SC B_MW_Before Competition Groups_42 | Variable Frequency Drive (VFD) | 0.1788% | 0 | 1.7549 | Residential_2038_SC B_MW_Before Competition Groups_Variable Frequency Drive (VFD)
Residential | Res ¦ Water Heater Temperature Setback | 2038 | SC B | MW | Before Competition Groups | 1.1099 | 0 | 0 | 981.7217 | 0.0011306 | 43 | Residential_2038_SC B_MW_Before Competition Groups_43 | Water Heater Temperature Setback | 0.1131% | 0 | 1.1099 | Residential_2038_SC B_MW_Before Competition Groups_Water Heater Temperature Setback
Residential | Res ¦ LED Downlight | 2038 | SC B | MW | Before Competition Groups | 1.0528 | 0 | 0 | 981.7217 | 0.0010724 | 44 | Residential_2038_SC B_MW_Before Competition Groups_44 | LED Downlight | 0.1072% | 0 | 1.0528 | Residential_2038_SC B_MW_Before Competition Groups_LED Downlight
Residential | Res ¦ LED Parking Lot Fixture | 2038 | SC B | MW | Before Competition Groups | 0.96771 | 0 | 0 | 981.7217 | 0.00098573 | 45 | Residential_2038_SC B_MW_Before Competition Groups_45 | LED Parking Lot Fixture | 0.09857% | 0 | 0.96771 | Residential_2038_SC B_MW_Before Competition Groups_LED Parking Lot Fixture
Residential | Res ¦ VFD on Pumps | 2038 | SC B | MW | Before Competition Groups | 0.53966 | 0 | 0 | 981.7217 | 0.00054971 | 46 | Residential_2038_SC B_MW_Before Competition Groups_46 | VFD on Pumps | 0.05497% | 0 | 0.53966 | Residential_2038_SC B_MW_Before Competition Groups_VFD on Pumps
Residential | Res ¦ ENERGY STAR LED Lamps (General Service Lamps) | 2038 | SC B | MW | Before Competition Groups | 0.46463 | 0 | 0 | 981.7217 | 0.00047328 | 47 | Residential_2038_SC B_MW_Before Competition Groups_47 | ENERGY STAR LED Lamps (General Service Lamps) | 0.04733% | 0 | 0.46463 | Residential_2038_SC B_MW_Before Competition Groups_ENERGY STAR LED Lamps (General Service Lamps)
Residential | Res ¦ LED Exterior Area Lights - LED Fixture (200W) | 2038 | SC B | MW | Before Competition Groups | 0.44448 | 0 | 0 | 981.7217 | 0.00045276 | 48 | Residential_2038_SC B_MW_Before Competition Groups_48 | LED Exterior Area Lights - LED Fixture (200W) | 0.04528% | 0 | 0.44448 | Residential_2038_SC B_MW_Before Competition Groups_LED Exterior Area Lights - LED Fixture (200W)
Residential | Res ¦ ECM MOTORS FOR HVAC APPLICATION (FAN-POWERED VAV BOX) | 2038 | SC B | MW | Before Competition Groups | 0.34406 | 0 | 0 | 981.7217 | 0.00035046 | 49 | Residential_2038_SC B_MW_Before Competition Groups_49 | ECM MOTORS FOR HVAC APPLICATION (FAN-POWERED VAV BOX) | 0.03505% | 0 | 0.34406 | Residential_2038_SC B_MW_Before Competition Groups_ECM MOTORS FOR HVAC APPLICATION (FAN-POWERED VAV BOX)
Residential | Res ¦ Wall Insulation | 2038 | SC B | MW | Before Competition Groups | 0.27054 | 0 | 0 | 981.7217 | 0.00027558 | 50 | Residential_2038_SC B_MW_Before Competition Groups_50 | Wall Insulation | 0.02756% | 0 | 0.27054 | Residential_2038_SC B_MW_Before Competition Groups_Wall Insulation
Residential | Res ¦ Chilled Water Optimization | 2038 | SC B | MW | Before Competition Groups | 0.25373 | 0 | 0 | 981.7217 | 0.00025845 | 51 | Residential_2038_SC B_MW_Before Competition Groups_51 | Chilled Water Optimization | 0.02585% | 0 | 0.25373 | Residential_2038_SC B_MW_Before Competition Groups_Chilled Water Optimization
Residential | Res ¦ Beverage Vending Machine Controls | 2038 | SC B | MW | Before Competition Groups | 0.24986 | 0 | 0 | 981.7217 | 0.00025451 | 52 | Residential_2038_SC B_MW_Before Competition Groups_52 | Beverage Vending Machine Controls | 0.02545% | 0 | 0.24986 | Residential_2038_SC B_MW_Before Competition Groups_Beverage Vending Machine Controls
Residential | Res ¦ LED High Bay Fixture | 2038 | SC B | MW | Before Competition Groups | 0.026306 | 0 | 0 | 981.7217 | 2.6796e-05 | 53 | Residential_2038_SC B_MW_Before Competition Groups_53 | LED High Bay Fixture | 0.00268% | 0 | 0.026306 | Residential_2038_SC B_MW_Before Competition Groups_LED High Bay Fixture
Residential | Res ¦ Wall Insulation MF | 2038 | SC B | MW | Before Competition Groups | 0.0063381 | 0 | 0 | 981.7217 | 6.4561e-06 | 54 | Residential_2038_SC B_MW_Before Competition Groups_54 | Wall Insulation MF | 0.0006456% | 0 | 0.0063381 | Residential_2038_SC B_MW_Before Competition Groups_Wall Insulation MF
Residential | Res ¦ Ductless Mini-Split Heat Pump | 2038 | SC C | MW | Before Competition Groups | 138.5881 | 0 | 0 | 806.1286 | 0.17192 | 1 | Residential_2038_SC C_MW_Before Competition Groups_1 | Ductless Mini-Split Heat Pump | 17.19% | 0 | 138.5881 | Residential_2038_SC C_MW_Before Competition Groups_Ductless Mini-Split Heat Pump
Residential | Res ¦ Energy Star Clothes Washer | 2038 | SC C | MW | Before Competition Groups | 84.3251 | 0 | 0 | 806.1286 | 0.10461 | 2 | Residential_2038_SC C_MW_Before Competition Groups_2 | Energy Star Clothes Washer | 10.46% | 0 | 84.3251 | Residential_2038_SC C_MW_Before Competition Groups_Energy Star Clothes Washer
Residential | Res ¦ Adaptive Thermostat | 2038 | SC C | MW | Before Competition Groups | 80.7977 | 0 | 0 | 806.1286 | 0.10023 | 3 | Residential_2038_SC C_MW_Before Competition Groups_3 | Adaptive Thermostat | 10.02% | 0 | 80.7977 | Residential_2038_SC C_MW_Before Competition Groups_Adaptive Thermostat
Residential | Res ¦ Building Recommissioning, Operations and Maintenance (O&M) Improvements | 2038 | SC C | MW | Before Competition Groups | 69.445 | 0 | 0 | 806.1286 | 0.086146 | 4 | Residential_2038_SC C_MW_Before Competition Groups_4 | Building Recommissioning, Operations and Maintenance (O&M) Improvements | 8.615% | 0 | 69.445 | Residential_2038_SC C_MW_Before Competition Groups_Building Recommissioning, Operations and Maintenance (O&M) Improvements
Residential | Res ¦ Variable Speed Pool Pump Motor | 2038 | SC C | MW | Before Competition Groups | 49.6039 | 0 | 0 | 806.1286 | 0.061533 | 5 | Residential_2038_SC C_MW_Before Competition Groups_5 | Variable Speed Pool Pump Motor | 6.153% | 0 | 49.6039 | Residential_2038_SC C_MW_Before Competition Groups_Variable Speed Pool Pump Motor
Residential | Res ¦ Energy Star Air Source Heat Pump | 2038 | SC C | MW | Before Competition Groups | 41.2894 | 0 | 0 | 806.1286 | 0.051219 | 6 | Residential_2038_SC C_MW_Before Competition Groups_6 | Energy Star Air Source Heat Pump | 5.122% | 0 | 41.2894 | Residential_2038_SC C_MW_Before Competition Groups_Energy Star Air Source Heat Pump
Residential | Res ¦ Energy Star Room Air Conditioner | 2038 | SC C | MW | Before Competition Groups | 36.5208 | 0 | 0 | 806.1286 | 0.045304 | 7 | Residential_2038_SC C_MW_Before Competition Groups_7 | Energy Star Room Air Conditioner | 4.53% | 0 | 36.5208 | Residential_2038_SC C_MW_Before Competition Groups_Energy Star Room Air Conditioner
Residential | Res ¦ Basement Wall Insulation | 2038 | SC C | MW | Before Competition Groups | 35.9863 | 0 | 0 | 806.1286 | 0.044641 | 8 | Residential_2038_SC C_MW_Before Competition Groups_8 | Basement Wall Insulation | 4.464% | 0 | 35.9863 | Residential_2038_SC C_MW_Before Competition Groups_Basement Wall Insulation
Residential | Res ¦ Energy Star LED Specialty Bulbs | 2038 | SC C | MW | Before Competition Groups | 32.7618 | 0 | 0 | 806.1286 | 0.040641 | 9 | Residential_2038_SC C_MW_Before Competition Groups_9 | Energy Star LED Specialty Bulbs | 4.064% | 0 | 32.7618 | Residential_2038_SC C_MW_Before Competition Groups_Energy Star LED Specialty Bulbs
Residential | Res ¦ Attic Insulation | 2038 | SC C | MW | Before Competition Groups | 27.0858 | 0 | 0 | 806.1286 | 0.0336 | 10 | Residential_2038_SC C_MW_Before Competition Groups_10 | Attic Insulation | 3.36% | 0 | 27.0858 | Residential_2038_SC C_MW_Before Competition Groups_Attic Insulation
Residential | Res ¦ Smart Burners | 2038 | SC C | MW | Before Competition Groups | 25.981 | 0 | 0 | 806.1286 | 0.032229 | 11 | Residential_2038_SC C_MW_Before Competition Groups_11 | Smart Burners | 3.223% | 0 | 25.981 | Residential_2038_SC C_MW_Before Competition Groups_Smart Burners
Residential | Res ¦ Energy Star Clothes Dryer | 2038 | SC C | MW | Before Competition Groups | 22.5695 | 0 | 0 | 806.1286 | 0.027997 | 12 | Residential_2038_SC C_MW_Before Competition Groups_12 | Energy Star Clothes Dryer | 2.8% | 0 | 22.5695 | Residential_2038_SC C_MW_Before Competition Groups_Energy Star Clothes Dryer
Residential | Res ¦ Energy Star A Line, PAR, MR Lamps | 2038 | SC C | MW | Before Competition Groups | 16.7307 | 0 | 0 | 806.1286 | 0.020754 | 13 | Residential_2038_SC C_MW_Before Competition Groups_13 | Energy Star A Line, PAR, MR Lamps | 2.075% | 0 | 16.7307 | Residential_2038_SC C_MW_Before Competition Groups_Energy Star A Line, PAR, MR Lamps
Residential | Res ¦ Energy Star LED Bulbs General Purpose LEDs | 2038 | SC C | MW | Before Competition Groups | 13.9176 | 0 | 0 | 806.1286 | 0.017265 | 14 | Residential_2038_SC C_MW_Before Competition Groups_14 | Energy Star LED Bulbs General Purpose LEDs | 1.726% | 0 | 13.9176 | Residential_2038_SC C_MW_Before Competition Groups_Energy Star LED Bulbs General Purpose LEDs
Residential | Res ¦ Home Energy Reports | 2038 | SC C | MW | Before Competition Groups | 12.7904 | 0 | 0 | 806.1286 | 0.015866 | 15 | Residential_2038_SC C_MW_Before Competition Groups_15 | Home Energy Reports | 1.587% | 0 | 12.7904 | Residential_2038_SC C_MW_Before Competition Groups_Home Energy Reports
Residential | Res ¦ High Efficiency Chiller (avg of water and air cooled) | 2038 | SC C | MW | Before Competition Groups | 11.9208 | 0 | 0 | 806.1286 | 0.014788 | 16 | Residential_2038_SC C_MW_Before Competition Groups_16 | High Efficiency Chiller (avg of water and air cooled) | 1.479% | 0 | 11.9208 | Residential_2038_SC C_MW_Before Competition Groups_High Efficiency Chiller (avg of water and air cooled)
Residential | Res ¦ Energy Star Torchiere | 2038 | SC C | MW | Before Competition Groups | 10.2214 | 0 | 0 | 806.1286 | 0.01268 | 17 | Residential_2038_SC C_MW_Before Competition Groups_17 | Energy Star Torchiere | 1.268% | 0 | 10.2214 | Residential_2038_SC C_MW_Before Competition Groups_Energy Star Torchiere
Residential | Res ¦ Advanced BAS/Controllers | 2038 | SC C | MW | Before Competition Groups | 10.1641 | 0 | 0 | 806.1286 | 0.012609 | 18 | Residential_2038_SC C_MW_Before Competition Groups_18 | Advanced BAS/Controllers | 1.261% | 0 | 10.1641 | Residential_2038_SC C_MW_Before Competition Groups_Advanced BAS/Controllers
Residential | Res ¦ Energy Star Freezer | 2038 | SC C | MW | Before Competition Groups | 8.3057 | 0 | 0 | 806.1286 | 0.010303 | 19 | Residential_2038_SC C_MW_Before Competition Groups_19 | Energy Star Freezer | 1.03% | 0 | 8.3057 | Residential_2038_SC C_MW_Before Competition Groups_Energy Star Freezer
Residential | Res ¦ Occupancy Sensors MF | 2038 | SC C | MW | Before Competition Groups | 8.029 | 0 | 0 | 806.1286 | 0.00996 | 20 | Residential_2038_SC C_MW_Before Competition Groups_20 | Occupancy Sensors MF | 0.996% | 0 | 8.029 | Residential_2038_SC C_MW_Before Competition Groups_Occupancy Sensors MF
Residential | Res ¦ Refrigerator Recycling | 2038 | SC C | MW | Before Competition Groups | 7.9708 | 0 | 0 | 806.1286 | 0.0098877 | 21 | Residential_2038_SC C_MW_Before Competition Groups_21 | Refrigerator Recycling | 0.9888% | 0 | 7.9708 | Residential_2038_SC C_MW_Before Competition Groups_Refrigerator Recycling
Residential | Res ¦ Air Sealing | 2038 | SC C | MW | Before Competition Groups | 6.9524 | 0 | 0 | 806.1286 | 0.0086244 | 22 | Residential_2038_SC C_MW_Before Competition Groups_22 | Air Sealing | 0.8624% | 0 | 6.9524 | Residential_2038_SC C_MW_Before Competition Groups_Air Sealing
Residential | Res ¦ Energy Star Dehumidifier | 2038 | SC C | MW | Before Competition Groups | 6.0639 | 0 | 0 | 806.1286 | 0.0075223 | 23 | Residential_2038_SC C_MW_Before Competition Groups_23 | Energy Star Dehumidifier | 0.7522% | 0 | 6.0639 | Residential_2038_SC C_MW_Before Competition Groups_Energy Star Dehumidifier
Residential | Res ¦ Floor Insulation | 2038 | SC C | MW | Before Competition Groups | 5.6682 | 0 | 0 | 806.1286 | 0.0070314 | 24 | Residential_2038_SC C_MW_Before Competition Groups_24 | Floor Insulation | 0.7031% | 0 | 5.6682 | Residential_2038_SC C_MW_Before Competition Groups_Floor Insulation
Residential | Res ¦ Energy Star Light Fixture | 2038 | SC C | MW | Before Competition Groups | 4.6727 | 0 | 0 | 806.1286 | 0.0057965 | 25 | Residential_2038_SC C_MW_Before Competition Groups_25 | Energy Star Light Fixture | 0.5797% | 0 | 4.6727 | Residential_2038_SC C_MW_Before Competition Groups_Energy Star Light Fixture
Residential | Res ¦ LED Tube Re-Lamp | 2038 | SC C | MW | Before Competition Groups | 3.708 | 0 | 0 | 806.1286 | 0.0045998 | 26 | Residential_2038_SC C_MW_Before Competition Groups_26 | LED Tube Re-Lamp | 0.46% | 0 | 3.708 | Residential_2038_SC C_MW_Before Competition Groups_LED Tube Re-Lamp
Residential | Res ¦ Outside Air Economizer | 2038 | SC C | MW | Before Competition Groups | 3.3885 | 0 | 0 | 806.1286 | 0.0042035 | 27 | Residential_2038_SC C_MW_Before Competition Groups_27 | Outside Air Economizer | 0.4203% | 0 | 3.3885 | Residential_2038_SC C_MW_Before Competition Groups_Outside Air Economizer
Residential | Res ¦ Minimize Hot and Warm Clothes Wash | 2038 | SC C | MW | Before Competition Groups | 3.05 | 0 | 0 | 806.1286 | 0.0037835 | 28 | Residential_2038_SC C_MW_Before Competition Groups_28 | Minimize Hot and Warm Clothes Wash | 0.3783% | 0 | 3.05 | Residential_2038_SC C_MW_Before Competition Groups_Minimize Hot and Warm Clothes Wash
Residential | Res ¦ Smart Power Bar | 2038 | SC C | MW | Before Competition Groups | 2.9325 | 0 | 0 | 806.1286 | 0.0036377 | 29 | Residential_2038_SC C_MW_Before Competition Groups_29 | Smart Power Bar | 0.3638% | 0 | 2.9325 | Residential_2038_SC C_MW_Before Competition Groups_Smart Power Bar
Residential | Res ¦ Duct Insulation MF | 2038 | SC C | MW | Before Competition Groups | 2.6805 | 0 | 0 | 806.1286 | 0.0033252 | 30 | Residential_2038_SC C_MW_Before Competition Groups_30 | Duct Insulation MF | 0.3325% | 0 | 2.6805 | Residential_2038_SC C_MW_Before Competition Groups_Duct Insulation MF
Residential | Res ¦ ENERGY STAR LED LAMPS (REFLECTOR LAMPs/MR16/PAR 16) | 2038 | SC C | MW | Before Competition Groups | 2.112 | 0 | 0 | 806.1286 | 0.0026199 | 31 | Residential_2038_SC C_MW_Before Competition Groups_31 | ENERGY STAR LED LAMPS (REFLECTOR LAMPs/MR16/PAR 16) | 0.262% | 0 | 2.112 | Residential_2038_SC C_MW_Before Competition Groups_ENERGY STAR LED LAMPS (REFLECTOR LAMPs/MR16/PAR 16)
Residential | Res ¦ Duct Insulation | 2038 | SC C | MW | Before Competition Groups | 1.9896 | 0 | 0 | 806.1286 | 0.0024681 | 32 | Residential_2038_SC C_MW_Before Competition Groups_32 | Duct Insulation | 0.2468% | 0 | 1.9896 | Residential_2038_SC C_MW_Before Competition Groups_Duct Insulation
Residential | Res ¦ Demand Control Ventilation | 2038 | SC C | MW | Before Competition Groups | 1.7863 | 0 | 0 | 806.1286 | 0.0022159 | 33 | Residential_2038_SC C_MW_Before Competition Groups_33 | Demand Control Ventilation | 0.2216% | 0 | 1.7863 | Residential_2038_SC C_MW_Before Competition Groups_Demand Control Ventilation
Residential | Res ¦ Furnace Whistle | 2038 | SC C | MW | Before Competition Groups | 1.7166 | 0 | 0 | 806.1286 | 0.0021294 | 34 | Residential_2038_SC C_MW_Before Competition Groups_34 | Furnace Whistle | 0.2129% | 0 | 1.7166 | Residential_2038_SC C_MW_Before Competition Groups_Furnace Whistle
Residential | Res ¦ CO Sensors for parking garage exhaust fans | 2038 | SC C | MW | Before Competition Groups | 1.6719 | 0 | 0 | 806.1286 | 0.002074 | 35 | Residential_2038_SC C_MW_Before Competition Groups_35 | CO Sensors for parking garage exhaust fans | 0.2074% | 0 | 1.6719 | Residential_2038_SC C_MW_Before Competition Groups_CO Sensors for parking garage exhaust fans
Residential | Res ¦ Tankless Water Heater | 2038 | SC C | MW | Before Competition Groups | 1.6653 | 0 | 0 | 806.1286 | 0.0020658 | 36 | Residential_2038_SC C_MW_Before Competition Groups_36 | Tankless Water Heater | 0.2066% | 0 | 1.6653 | Residential_2038_SC C_MW_Before Competition Groups_Tankless Water Heater
Residential | Res ¦ Condensing Make Up Air Unit | 2038 | SC C | MW | Before Competition Groups | 1.4723 | 0 | 0 | 806.1286 | 0.0018264 | 37 | Residential_2038_SC C_MW_Before Competition Groups_37 | Condensing Make Up Air Unit | 0.1826% | 0 | 1.4723 | Residential_2038_SC C_MW_Before Competition Groups_Condensing Make Up Air Unit
Residential | Res ¦ Comprehensive Draft Proofing | 2038 | SC C | MW | Before Competition Groups | 1.4586 | 0 | 0 | 806.1286 | 0.0018094 | 38 | Residential_2038_SC C_MW_Before Competition Groups_38 | Comprehensive Draft Proofing | 0.1809% | 0 | 1.4586 | Residential_2038_SC C_MW_Before Competition Groups_Comprehensive Draft Proofing
Residential | Res ¦ Variable Frequency Drive (VFD) | 2038 | SC C | MW | Before Competition Groups | 1.4148 | 0 | 0 | 806.1286 | 0.001755 | 39 | Residential_2038_SC C_MW_Before Competition Groups_39 | Variable Frequency Drive (VFD) | 0.1755% | 0 | 1.4148 | Residential_2038_SC C_MW_Before Competition Groups_Variable Frequency Drive (VFD)
Residential | Res ¦ LED Downlight | 2038 | SC C | MW | Before Competition Groups | 1.0528 | 0 | 0 | 806.1286 | 0.001306 | 40 | Residential_2038_SC C_MW_Before Competition Groups_40 | LED Downlight | 0.1306% | 0 | 1.0528 | Residential_2038_SC C_MW_Before Competition Groups_LED Downlight
Residential | Res ¦ Heat Recovery Ventilator | 2038 | SC C | MW | Before Competition Groups | 0.95116 | 0 | 0 | 806.1286 | 0.0011799 | 41 | Residential_2038_SC C_MW_Before Competition Groups_41 | Heat Recovery Ventilator | 0.118% | 0 | 0.95116 | Residential_2038_SC C_MW_Before Competition Groups_Heat Recovery Ventilator
Residential | Res ¦ LED Parking Lot Fixture | 2038 | SC C | MW | Before Competition Groups | 0.9275 | 0 | 0 | 806.1286 | 0.0011506 | 42 | Residential_2038_SC C_MW_Before Competition Groups_42 | LED Parking Lot Fixture | 0.1151% | 0 | 0.9275 | Residential_2038_SC C_MW_Before Competition Groups_LED Parking Lot Fixture
Residential | Res ¦ Water Heater Temperature Setback | 2038 | SC C | MW | Before Competition Groups | 0.89477 | 0 | 0 | 806.1286 | 0.00111 | 43 | Residential_2038_SC C_MW_Before Competition Groups_43 | Water Heater Temperature Setback | 0.111% | 0 | 0.89477 | Residential_2038_SC C_MW_Before Competition Groups_Water Heater Temperature Setback
Residential | Res ¦ Clothes Drying Racks | 2038 | SC C | MW | Before Competition Groups | 0.67478 | 0 | 0 | 806.1286 | 0.00083706 | 44 | Residential_2038_SC C_MW_Before Competition Groups_44 | Clothes Drying Racks | 0.08371% | 0 | 0.67478 | Residential_2038_SC C_MW_Before Competition Groups_Clothes Drying Racks
Residential | Res ¦ ENERGY STAR LED Lamps (General Service Lamps) | 2038 | SC C | MW | Before Competition Groups | 0.46463 | 0 | 0 | 806.1286 | 0.00057637 | 45 | Residential_2038_SC C_MW_Before Competition Groups_45 | ENERGY STAR LED Lamps (General Service Lamps) | 0.05764% | 0 | 0.46463 | Residential_2038_SC C_MW_Before Competition Groups_ENERGY STAR LED Lamps (General Service Lamps)
Residential | Res ¦ LED Exterior Area Lights - LED Fixture (200W) | 2038 | SC C | MW | Before Competition Groups | 0.44448 | 0 | 0 | 806.1286 | 0.00055138 | 46 | Residential_2038_SC C_MW_Before Competition Groups_46 | LED Exterior Area Lights - LED Fixture (200W) | 0.05514% | 0 | 0.44448 | Residential_2038_SC C_MW_Before Competition Groups_LED Exterior Area Lights - LED Fixture (200W)
Residential | Res ¦ VFD on Pumps | 2038 | SC C | MW | Before Competition Groups | 0.43506 | 0 | 0 | 806.1286 | 0.00053969 | 47 | Residential_2038_SC C_MW_Before Competition Groups_47 | VFD on Pumps | 0.05397% | 0 | 0.43506 | Residential_2038_SC C_MW_Before Competition Groups_VFD on Pumps
Residential | Res ¦ ECM MOTORS FOR HVAC APPLICATION (FAN-POWERED VAV BOX) | 2038 | SC C | MW | Before Competition Groups | 0.26594 | 0 | 0 | 806.1286 | 0.00032989 | 48 | Residential_2038_SC C_MW_Before Competition Groups_48 | ECM MOTORS FOR HVAC APPLICATION (FAN-POWERED VAV BOX) | 0.03299% | 0 | 0.26594 | Residential_2038_SC C_MW_Before Competition Groups_ECM MOTORS FOR HVAC APPLICATION (FAN-POWERED VAV BOX)
Residential | Res ¦ Chilled Water Optimization | 2038 | SC C | MW | Before Competition Groups | 0.21211 | 0 | 0 | 806.1286 | 0.00026312 | 49 | Residential_2038_SC C_MW_Before Competition Groups_49 | Chilled Water Optimization | 0.02631% | 0 | 0.21211 | Residential_2038_SC C_MW_Before Competition Groups_Chilled Water Optimization
Residential | Res ¦ Beverage Vending Machine Controls | 2038 | SC C | MW | Before Competition Groups | 0.19188 | 0 | 0 | 806.1286 | 0.00023803 | 50 | Residential_2038_SC C_MW_Before Competition Groups_50 | Beverage Vending Machine Controls | 0.0238% | 0 | 0.19188 | Residential_2038_SC C_MW_Before Competition Groups_Beverage Vending Machine Controls
Residential | Res ¦ Wall Insulation | 2038 | SC C | MW | Before Competition Groups | 0.1713 | 0 | 0 | 806.1286 | 0.0002125 | 51 | Residential_2038_SC C_MW_Before Competition Groups_51 | Wall Insulation | 0.02125% | 0 | 0.1713 | Residential_2038_SC C_MW_Before Competition Groups_Wall Insulation
Residential | Res ¦ LED High Bay Fixture | 2038 | SC C | MW | Before Competition Groups | 0.026306 | 0 | 0 | 806.1286 | 3.2633e-05 | 52 | Residential_2038_SC C_MW_Before Competition Groups_52 | LED High Bay Fixture | 0.003263% | 0 | 0.026306 | Residential_2038_SC C_MW_Before Competition Groups_LED High Bay Fixture
Residential | Res ¦ Wall Insulation MF | 2038 | SC C | MW | Before Competition Groups | 0.0063385 | 0 | 0 | 806.1286 | 7.8629e-06 | 53 | Residential_2038_SC C_MW_Before Competition Groups_53 | Wall Insulation MF | 0.0007863% | 0 | 0.0063385 | Residential_2038_SC C_MW_Before Competition Groups_Wall Insulation MF
Residential | Res ¦ Freezer Recycling | 2038 | SC C | MW | Before Competition Groups | 0.00054389 | 0 | 0 | 806.1286 | 6.747e-07 | 54 | Residential_2038_SC C_MW_Before Competition Groups_54 | Freezer Recycling | 6.747e-05% | 0 | 0.00054389 | Residential_2038_SC C_MW_Before Competition Groups_Freezer Recycling
Residential | Res ¦ Ductless Mini-Split Heat Pump | 2038 | SC D | MW | Before Competition Groups | 138.5968 | 0 | 0 | 655.7683 | 0.21135 | 1 | Residential_2038_SC D_MW_Before Competition Groups_1 | Ductless Mini-Split Heat Pump | 21.14% | 0 | 138.5968 | Residential_2038_SC D_MW_Before Competition Groups_Ductless Mini-Split Heat Pump
Residential | Res ¦ Building Recommissioning, Operations and Maintenance (O&M) Improvements | 2038 | SC D | MW | Before Competition Groups | 69.445 | 0 | 0 | 655.7683 | 0.1059 | 2 | Residential_2038_SC D_MW_Before Competition Groups_2 | Building Recommissioning, Operations and Maintenance (O&M) Improvements | 10.59% | 0 | 69.445 | Residential_2038_SC D_MW_Before Competition Groups_Building Recommissioning, Operations and Maintenance (O&M) Improvements
Residential | Res ¦ Energy Star Clothes Washer | 2038 | SC D | MW | Before Competition Groups | 56.3786 | 0 | 0 | 655.7683 | 0.085973 | 3 | Residential_2038_SC D_MW_Before Competition Groups_3 | Energy Star Clothes Washer | 8.597% | 0 | 56.3786 | Residential_2038_SC D_MW_Before Competition Groups_Energy Star Clothes Washer
Residential | Res ¦ Adaptive Thermostat | 2038 | SC D | MW | Before Competition Groups | 46.6956 | 0 | 0 | 655.7683 | 0.071207 | 4 | Residential_2038_SC D_MW_Before Competition Groups_4 | Adaptive Thermostat | 7.121% | 0 | 46.6956 | Residential_2038_SC D_MW_Before Competition Groups_Adaptive Thermostat
Residential | Res ¦ Energy Star Air Source Heat Pump | 2038 | SC D | MW | Before Competition Groups | 41.2894 | 0 | 0 | 655.7683 | 0.062963 | 5 | Residential_2038_SC D_MW_Before Competition Groups_5 | Energy Star Air Source Heat Pump | 6.296% | 0 | 41.2894 | Residential_2038_SC D_MW_Before Competition Groups_Energy Star Air Source Heat Pump
Residential | Res ¦ Energy Star Room Air Conditioner | 2038 | SC D | MW | Before Competition Groups | 36.3501 | 0 | 0 | 655.7683 | 0.055431 | 6 | Residential_2038_SC D_MW_Before Competition Groups_6 | Energy Star Room Air Conditioner | 5.543% | 0 | 36.3501 | Residential_2038_SC D_MW_Before Competition Groups_Energy Star Room Air Conditioner
Residential | Res ¦ Variable Speed Pool Pump Motor | 2038 | SC D | MW | Before Competition Groups | 36.1104 | 0 | 0 | 655.7683 | 0.055066 | 7 | Residential_2038_SC D_MW_Before Competition Groups_7 | Variable Speed Pool Pump Motor | 5.507% | 0 | 36.1104 | Residential_2038_SC D_MW_Before Competition Groups_Variable Speed Pool Pump Motor
Residential | Res ¦ Basement Wall Insulation | 2038 | SC D | MW | Before Competition Groups | 34.5275 | 0 | 0 | 655.7683 | 0.052652 | 8 | Residential_2038_SC D_MW_Before Competition Groups_8 | Basement Wall Insulation | 5.265% | 0 | 34.5275 | Residential_2038_SC D_MW_Before Competition Groups_Basement Wall Insulation
Residential | Res ¦ Energy Star LED Bulbs General Purpose LEDs | 2038 | SC D | MW | Before Competition Groups | 24.2544 | 0 | 0 | 655.7683 | 0.036986 | 9 | Residential_2038_SC D_MW_Before Competition Groups_9 | Energy Star LED Bulbs General Purpose LEDs | 3.699% | 0 | 24.2544 | Residential_2038_SC D_MW_Before Competition Groups_Energy Star LED Bulbs General Purpose LEDs
Residential | Res ¦ Energy Star LED Specialty Bulbs | 2038 | SC D | MW | Before Competition Groups | 23.1415 | 0 | 0 | 655.7683 | 0.035289 | 10 | Residential_2038_SC D_MW_Before Competition Groups_10 | Energy Star LED Specialty Bulbs | 3.529% | 0 | 23.1415 | Residential_2038_SC D_MW_Before Competition Groups_Energy Star LED Specialty Bulbs
Residential | Res ¦ Energy Star A Line, PAR, MR Lamps | 2038 | SC D | MW | Before Competition Groups | 16.7549 | 0 | 0 | 655.7683 | 0.02555 | 11 | Residential_2038_SC D_MW_Before Competition Groups_11 | Energy Star A Line, PAR, MR Lamps | 2.555% | 0 | 16.7549 | Residential_2038_SC D_MW_Before Competition Groups_Energy Star A Line, PAR, MR Lamps
Residential | Res ¦ Attic Insulation | 2038 | SC D | MW | Before Competition Groups | 14.1586 | 0 | 0 | 655.7683 | 0.021591 | 12 | Residential_2038_SC D_MW_Before Competition Groups_12 | Attic Insulation | 2.159% | 0 | 14.1586 | Residential_2038_SC D_MW_Before Competition Groups_Attic Insulation
Residential | Res ¦ Home Energy Reports | 2038 | SC D | MW | Before Competition Groups | 12.7904 | 0 | 0 | 655.7683 | 0.019504 | 13 | Residential_2038_SC D_MW_Before Competition Groups_13 | Home Energy Reports | 1.95% | 0 | 12.7904 | Residential_2038_SC D_MW_Before Competition Groups_Home Energy Reports
Residential | Res ¦ Energy Star Clothes Dryer | 2038 | SC D | MW | Before Competition Groups | 12.0671 | 0 | 0 | 655.7683 | 0.018402 | 14 | Residential_2038_SC D_MW_Before Competition Groups_14 | Energy Star Clothes Dryer | 1.84% | 0 | 12.0671 | Residential_2038_SC D_MW_Before Competition Groups_Energy Star Clothes Dryer
Residential | Res ¦ High Efficiency Chiller (avg of water and air cooled) | 2038 | SC D | MW | Before Competition Groups | 11.9208 | 0 | 0 | 655.7683 | 0.018178 | 15 | Residential_2038_SC D_MW_Before Competition Groups_15 | High Efficiency Chiller (avg of water and air cooled) | 1.818% | 0 | 11.9208 | Residential_2038_SC D_MW_Before Competition Groups_High Efficiency Chiller (avg of water and air cooled)
Residential | Res ¦ Advanced BAS/Controllers | 2038 | SC D | MW | Before Competition Groups | 10.1641 | 0 | 0 | 655.7683 | 0.0155 | 16 | Residential_2038_SC D_MW_Before Competition Groups_16 | Advanced BAS/Controllers | 1.55% | 0 | 10.1641 | Residential_2038_SC D_MW_Before Competition Groups_Advanced BAS/Controllers
Residential | Res ¦ Energy Star Torchiere | 2038 | SC D | MW | Before Competition Groups | 8.9803 | 0 | 0 | 655.7683 | 0.013694 | 17 | Residential_2038_SC D_MW_Before Competition Groups_17 | Energy Star Torchiere | 1.369% | 0 | 8.9803 | Residential_2038_SC D_MW_Before Competition Groups_Energy Star Torchiere
Residential | Res ¦ Smart Burners | 2038 | SC D | MW | Before Competition Groups | 8.5585 | 0 | 0 | 655.7683 | 0.013051 | 18 | Residential_2038_SC D_MW_Before Competition Groups_18 | Smart Burners | 1.305% | 0 | 8.5585 | Residential_2038_SC D_MW_Before Competition Groups_Smart Burners
Residential | Res ¦ Occupancy Sensors MF | 2038 | SC D | MW | Before Competition Groups | 8.029 | 0 | 0 | 655.7683 | 0.012244 | 19 | Residential_2038_SC D_MW_Before Competition Groups_19 | Occupancy Sensors MF | 1.224% | 0 | 8.029 | Residential_2038_SC D_MW_Before Competition Groups_Occupancy Sensors MF
Residential | Res ¦ Refrigerator Recycling | 2038 | SC D | MW | Before Competition Groups | 5.4588 | 0 | 0 | 655.7683 | 0.0083243 | 20 | Residential_2038_SC D_MW_Before Competition Groups_20 | Refrigerator Recycling | 0.8324% | 0 | 5.4588 | Residential_2038_SC D_MW_Before Competition Groups_Refrigerator Recycling
Residential | Res ¦ Energy Star Freezer | 2038 | SC D | MW | Before Competition Groups | 4.4685 | 0 | 0 | 655.7683 | 0.0068141 | 21 | Residential_2038_SC D_MW_Before Competition Groups_21 | Energy Star Freezer | 0.6814% | 0 | 4.4685 | Residential_2038_SC D_MW_Before Competition Groups_Energy Star Freezer
Residential | Res ¦ LED Tube Re-Lamp | 2038 | SC D | MW | Before Competition Groups | 3.6982 | 0 | 0 | 655.7683 | 0.0056394 | 22 | Residential_2038_SC D_MW_Before Competition Groups_22 | LED Tube Re-Lamp | 0.5639% | 0 | 3.6982 | Residential_2038_SC D_MW_Before Competition Groups_LED Tube Re-Lamp
Residential | Res ¦ Outside Air Economizer | 2038 | SC D | MW | Before Competition Groups | 3.3885 | 0 | 0 | 655.7683 | 0.0051673 | 23 | Residential_2038_SC D_MW_Before Competition Groups_23 | Outside Air Economizer | 0.5167% | 0 | 3.3885 | Residential_2038_SC D_MW_Before Competition Groups_Outside Air Economizer
Residential | Res ¦ Minimize Hot and Warm Clothes Wash | 2038 | SC D | MW | Before Competition Groups | 3.05 | 0 | 0 | 655.7683 | 0.004651 | 24 | Residential_2038_SC D_MW_Before Competition Groups_24 | Minimize Hot and Warm Clothes Wash | 0.4651% | 0 | 3.05 | Residential_2038_SC D_MW_Before Competition Groups_Minimize Hot and Warm Clothes Wash
Residential | Res ¦ Energy Star Light Fixture | 2038 | SC D | MW | Before Competition Groups | 2.7583 | 0 | 0 | 655.7683 | 0.0042062 | 25 | Residential_2038_SC D_MW_Before Competition Groups_25 | Energy Star Light Fixture | 0.4206% | 0 | 2.7583 | Residential_2038_SC D_MW_Before Competition Groups_Energy Star Light Fixture
Residential | Res ¦ Air Sealing | 2038 | SC D | MW | Before Competition Groups | 2.4853 | 0 | 0 | 655.7683 | 0.0037899 | 26 | Residential_2038_SC D_MW_Before Competition Groups_26 | Air Sealing | 0.379% | 0 | 2.4853 | Residential_2038_SC D_MW_Before Competition Groups_Air Sealing
Residential | Res ¦ ENERGY STAR LED LAMPS (REFLECTOR LAMPs/MR16/PAR 16) | 2038 | SC D | MW | Before Competition Groups | 2.112 | 0 | 0 | 655.7683 | 0.0032206 | 27 | Residential_2038_SC D_MW_Before Competition Groups_27 | ENERGY STAR LED LAMPS (REFLECTOR LAMPs/MR16/PAR 16) | 0.3221% | 0 | 2.112 | Residential_2038_SC D_MW_Before Competition Groups_ENERGY STAR LED LAMPS (REFLECTOR LAMPs/MR16/PAR 16)
Residential | Res ¦ Energy Star Dehumidifier | 2038 | SC D | MW | Before Competition Groups | 1.8137 | 0 | 0 | 655.7683 | 0.0027658 | 28 | Residential_2038_SC D_MW_Before Competition Groups_28 | Energy Star Dehumidifier | 0.2766% | 0 | 1.8137 | Residential_2038_SC D_MW_Before Competition Groups_Energy Star Dehumidifier
Residential | Res ¦ Furnace Whistle | 2038 | SC D | MW | Before Competition Groups | 1.7166 | 0 | 0 | 655.7683 | 0.0026176 | 29 | Residential_2038_SC D_MW_Before Competition Groups_29 | Furnace Whistle | 0.2618% | 0 | 1.7166 | Residential_2038_SC D_MW_Before Competition Groups_Furnace Whistle
Residential | Res ¦ Smart Power Bar | 2038 | SC D | MW | Before Competition Groups | 1.6442 | 0 | 0 | 655.7683 | 0.0025072 | 30 | Residential_2038_SC D_MW_Before Competition Groups_30 | Smart Power Bar | 0.2507% | 0 | 1.6442 | Residential_2038_SC D_MW_Before Competition Groups_Smart Power Bar
Residential | Res ¦ Comprehensive Draft Proofing | 2038 | SC D | MW | Before Competition Groups | 1.3673 | 0 | 0 | 655.7683 | 0.002085 | 31 | Residential_2038_SC D_MW_Before Competition Groups_31 | Comprehensive Draft Proofing | 0.2085% | 0 | 1.3673 | Residential_2038_SC D_MW_Before Competition Groups_Comprehensive Draft Proofing
Residential | Res ¦ CO Sensors for parking garage exhaust fans | 2038 | SC D | MW | Before Competition Groups | 1.1567 | 0 | 0 | 655.7683 | 0.0017639 | 32 | Residential_2038_SC D_MW_Before Competition Groups_32 | CO Sensors for parking garage exhaust fans | 0.1764% | 0 | 1.1567 | Residential_2038_SC D_MW_Before Competition Groups_CO Sensors for parking garage exhaust fans
Residential | Res ¦ Variable Frequency Drive (VFD) | 2038 | SC D | MW | Before Competition Groups | 1.156 | 0 | 0 | 655.7683 | 0.0017628 | 33 | Residential_2038_SC D_MW_Before Competition Groups_33 | Variable Frequency Drive (VFD) | 0.1763% | 0 | 1.156 | Residential_2038_SC D_MW_Before Competition Groups_Variable Frequency Drive (VFD)
Residential | Res ¦ LED Parking Lot Fixture | 2038 | SC D | MW | Before Competition Groups | 0.9275 | 0 | 0 | 655.7683 | 0.0014144 | 34 | Residential_2038_SC D_MW_Before Competition Groups_34 | LED Parking Lot Fixture | 0.1414% | 0 | 0.9275 | Residential_2038_SC D_MW_Before Competition Groups_LED Parking Lot Fixture
Residential | Res ¦ LED Downlight | 2038 | SC D | MW | Before Competition Groups | 0.88347 | 0 | 0 | 655.7683 | 0.0013472 | 35 | Residential_2038_SC D_MW_Before Competition Groups_35 | LED Downlight | 0.1347% | 0 | 0.88347 | Residential_2038_SC D_MW_Before Competition Groups_LED Downlight
Residential | Res ¦ Floor Insulation | 2038 | SC D | MW | Before Competition Groups | 0.85203 | 0 | 0 | 655.7683 | 0.0012993 | 36 | Residential_2038_SC D_MW_Before Competition Groups_36 | Floor Insulation | 0.1299% | 0 | 0.85203 | Residential_2038_SC D_MW_Before Competition Groups_Floor Insulation
Residential | Res ¦ Tankless Water Heater | 2038 | SC D | MW | Before Competition Groups | 0.85024 | 0 | 0 | 655.7683 | 0.0012966 | 37 | Residential_2038_SC D_MW_Before Competition Groups_37 | Tankless Water Heater | 0.1297% | 0 | 0.85024 | Residential_2038_SC D_MW_Before Competition Groups_Tankless Water Heater
Residential | Res ¦ Water Heater Temperature Setback | 2038 | SC D | MW | Before Competition Groups | 0.84111 | 0 | 0 | 655.7683 | 0.0012826 | 38 | Residential_2038_SC D_MW_Before Competition Groups_38 | Water Heater Temperature Setback | 0.1283% | 0 | 0.84111 | Residential_2038_SC D_MW_Before Competition Groups_Water Heater Temperature Setback
Residential | Res ¦ Demand Control Ventilation | 2038 | SC D | MW | Before Competition Groups | 0.80578 | 0 | 0 | 655.7683 | 0.0012288 | 39 | Residential_2038_SC D_MW_Before Competition Groups_39 | Demand Control Ventilation | 0.1229% | 0 | 0.80578 | Residential_2038_SC D_MW_Before Competition Groups_Demand Control Ventilation
Residential | Res ¦ Clothes Drying Racks | 2038 | SC D | MW | Before Competition Groups | 0.67478 | 0 | 0 | 655.7683 | 0.001029 | 40 | Residential_2038_SC D_MW_Before Competition Groups_40 | Clothes Drying Racks | 0.1029% | 0 | 0.67478 | Residential_2038_SC D_MW_Before Competition Groups_Clothes Drying Racks
Residential | Res ¦ Condensing Make Up Air Unit | 2038 | SC D | MW | Before Competition Groups | 0.51747 | 0 | 0 | 655.7683 | 0.00078911 | 41 | Residential_2038_SC D_MW_Before Competition Groups_41 | Condensing Make Up Air Unit | 0.07891% | 0 | 0.51747 | Residential_2038_SC D_MW_Before Competition Groups_Condensing Make Up Air Unit
Residential | Res ¦ Duct Insulation | 2038 | SC D | MW | Before Competition Groups | 0.46578 | 0 | 0 | 655.7683 | 0.00071029 | 42 | Residential_2038_SC D_MW_Before Competition Groups_42 | Duct Insulation | 0.07103% | 0 | 0.46578 | Residential_2038_SC D_MW_Before Competition Groups_Duct Insulation
Residential | Res ¦ ENERGY STAR LED Lamps (General Service Lamps) | 2038 | SC D | MW | Before Competition Groups | 0.46463 | 0 | 0 | 655.7683 | 0.00070852 | 43 | Residential_2038_SC D_MW_Before Competition Groups_43 | ENERGY STAR LED Lamps (General Service Lamps) | 0.07085% | 0 | 0.46463 | Residential_2038_SC D_MW_Before Competition Groups_ENERGY STAR LED Lamps (General Service Lamps)
Residential | Res ¦ LED Exterior Area Lights - LED Fixture (200W) | 2038 | SC D | MW | Before Competition Groups | 0.4211 | 0 | 0 | 655.7683 | 0.00064214 | 44 | Residential_2038_SC D_MW_Before Competition Groups_44 | LED Exterior Area Lights - LED Fixture (200W) | 0.06421% | 0 | 0.4211 | Residential_2038_SC D_MW_Before Competition Groups_LED Exterior Area Lights - LED Fixture (200W)
Residential | Res ¦ VFD on Pumps | 2038 | SC D | MW | Before Competition Groups | 0.33325 | 0 | 0 | 655.7683 | 0.00050818 | 45 | Residential_2038_SC D_MW_Before Competition Groups_45 | VFD on Pumps | 0.05082% | 0 | 0.33325 | Residential_2038_SC D_MW_Before Competition Groups_VFD on Pumps
Residential | Res ¦ Heat Recovery Ventilator | 2038 | SC D | MW | Before Competition Groups | 0.32913 | 0 | 0 | 655.7683 | 0.00050191 | 46 | Residential_2038_SC D_MW_Before Competition Groups_46 | Heat Recovery Ventilator | 0.05019% | 0 | 0.32913 | Residential_2038_SC D_MW_Before Competition Groups_Heat Recovery Ventilator
Residential | Res ¦ Duct Insulation MF | 2038 | SC D | MW | Before Competition Groups | 0.28789 | 0 | 0 | 655.7683 | 0.00043901 | 47 | Residential_2038_SC D_MW_Before Competition Groups_47 | Duct Insulation MF | 0.0439% | 0 | 0.28789 | Residential_2038_SC D_MW_Before Competition Groups_Duct Insulation MF
Residential | Res ¦ ECM MOTORS FOR HVAC APPLICATION (FAN-POWERED VAV BOX) | 2038 | SC D | MW | Before Competition Groups | 0.21868 | 0 | 0 | 655.7683 | 0.00033347 | 48 | Residential_2038_SC D_MW_Before Competition Groups_48 | ECM MOTORS FOR HVAC APPLICATION (FAN-POWERED VAV BOX) | 0.03335% | 0 | 0.21868 | Residential_2038_SC D_MW_Before Competition Groups_ECM MOTORS FOR HVAC APPLICATION (FAN-POWERED VAV BOX)
Residential | Res ¦ Chilled Water Optimization | 2038 | SC D | MW | Before Competition Groups | 0.21211 | 0 | 0 | 655.7683 | 0.00032346 | 49 | Residential_2038_SC D_MW_Before Competition Groups_49 | Chilled Water Optimization | 0.03235% | 0 | 0.21211 | Residential_2038_SC D_MW_Before Competition Groups_Chilled Water Optimization
Residential | Res ¦ Beverage Vending Machine Controls | 2038 | SC D | MW | Before Competition Groups | 0.15866 | 0 | 0 | 655.7683 | 0.00024194 | 50 | Residential_2038_SC D_MW_Before Competition Groups_50 | Beverage Vending Machine Controls | 0.02419% | 0 | 0.15866 | Residential_2038_SC D_MW_Before Competition Groups_Beverage Vending Machine Controls
Residential | Res ¦ Wall Insulation | 2038 | SC D | MW | Before Competition Groups | 0.020189 | 0 | 0 | 655.7683 | 3.0787e-05 | 51 | Residential_2038_SC D_MW_Before Competition Groups_51 | Wall Insulation | 0.003079% | 0 | 0.020189 | Residential_2038_SC D_MW_Before Competition Groups_Wall Insulation
Residential | Res ¦ LED High Bay Fixture | 2038 | SC D | MW | Before Competition Groups | 0.013139 | 0 | 0 | 655.7683 | 2.0036e-05 | 52 | Residential_2038_SC D_MW_Before Competition Groups_52 | LED High Bay Fixture | 0.002004% | 0 | 0.013139 | Residential_2038_SC D_MW_Before Competition Groups_LED High Bay Fixture
Residential | Res ¦ Wall Insulation MF | 2038 | SC D | MW | Before Competition Groups | 0.0038864 | 0 | 0 | 655.7683 | 5.9265e-06 | 53 | Residential_2038_SC D_MW_Before Competition Groups_53 | Wall Insulation MF | 0.0005927% | 0 | 0.0038864 | Residential_2038_SC D_MW_Before Competition Groups_Wall Insulation MF
Residential | Res ¦ Freezer Recycling | 2038 | SC D | MW | Before Competition Groups | 0.00054389 | 0 | 0 | 655.7683 | 8.294e-07 | 54 | Residential_2038_SC D_MW_Before Competition Groups_54 | Freezer Recycling | 8.294e-05% | 0 | 0.00054389 | Residential_2038_SC D_MW_Before Competition Groups_Freezer Recycling
Residential | Res ¦ Energy Star Central Air Conditioner | 2038 | Technical | MW | Before Competition Groups | 253.9595 | 0 | 0 | 3263.7554 | 0.077812 | 1 | Residential_2038_Technical_MW_Before Competition Groups_1 | Energy Star Central Air Conditioner | 7.781% | 0 | 253.9595 | Residential_2038_Technical_MW_Before Competition Groups_Energy Star Central Air Conditioner
Residential | Res ¦ Energy Star Ground Source Heat Pump | 2038 | Technical | MW | Before Competition Groups | 235.3268 | 0 | 0 | 3263.7554 | 0.072103 | 2 | Residential_2038_Technical_MW_Before Competition Groups_2 | Energy Star Ground Source Heat Pump | 7.21% | 0 | 235.3268 | Residential_2038_Technical_MW_Before Competition Groups_Energy Star Ground Source Heat Pump
Residential | Res ¦ Ductless Mini-Split Heat Pump | 2038 | Technical | MW | Before Competition Groups | 234.2273 | 0 | 0 | 3263.7554 | 0.071766 | 3 | Residential_2038_Technical_MW_Before Competition Groups_3 | Ductless Mini-Split Heat Pump | 7.177% | 0 | 234.2273 | Residential_2038_Technical_MW_Before Competition Groups_Ductless Mini-Split Heat Pump
Residential | Res ¦ Ductless Mini-Split Air Conditioner | 2038 | Technical | MW | Before Competition Groups | 215.0536 | 0 | 0 | 3263.7554 | 0.065891 | 4 | Residential_2038_Technical_MW_Before Competition Groups_4 | Ductless Mini-Split Air Conditioner | 6.589% | 0 | 215.0536 | Residential_2038_Technical_MW_Before Competition Groups_Ductless Mini-Split Air Conditioner
Residential | Res ¦ Adaptive Thermostat | 2038 | Technical | MW | Before Competition Groups | 203.8009 | 0 | 0 | 3263.7554 | 0.062444 | 5 | Residential_2038_Technical_MW_Before Competition Groups_5 | Adaptive Thermostat | 6.244% | 0 | 203.8009 | Residential_2038_Technical_MW_Before Competition Groups_Adaptive Thermostat
Residential | Res ¦ Smart Burners | 2038 | Technical | MW | Before Competition Groups | 158.2733 | 0 | 0 | 3263.7554 | 0.048494 | 6 | Residential_2038_Technical_MW_Before Competition Groups_6 | Smart Burners | 4.849% | 0 | 158.2733 | Residential_2038_Technical_MW_Before Competition Groups_Smart Burners
Residential | Res ¦ Energy Star Air Source Heat Pump | 2038 | Technical | MW | Before Competition Groups | 133.3905 | 0 | 0 | 3263.7554 | 0.04087 | 7 | Residential_2038_Technical_MW_Before Competition Groups_7 | Energy Star Air Source Heat Pump | 4.087% | 0 | 133.3905 | Residential_2038_Technical_MW_Before Competition Groups_Energy Star Air Source Heat Pump
Residential | Res ¦ Energy Star Refrigerator | 2038 | Technical | MW | Before Competition Groups | 128.2287 | 0 | 0 | 3263.7554 | 0.039289 | 8 | Residential_2038_Technical_MW_Before Competition Groups_8 | Energy Star Refrigerator | 3.929% | 0 | 128.2287 | Residential_2038_Technical_MW_Before Competition Groups_Energy Star Refrigerator
Residential | Res ¦ Heat Pump Clothes Dryer | 2038 | Technical | MW | Before Competition Groups | 112.5199 | 0 | 0 | 3263.7554 | 0.034476 | 9 | Residential_2038_Technical_MW_Before Competition Groups_9 | Heat Pump Clothes Dryer | 3.448% | 0 | 112.5199 | Residential_2038_Technical_MW_Before Competition Groups_Heat Pump Clothes Dryer
Residential | Res ¦ Energy Star A Line, PAR, MR Lamps | 2038 | Technical | MW | Before Competition Groups | 111.3437 | 0 | 0 | 3263.7554 | 0.034115 | 10 | Residential_2038_Technical_MW_Before Competition Groups_10 | Energy Star A Line, PAR, MR Lamps | 3.412% | 0 | 111.3437 | Residential_2038_Technical_MW_Before Competition Groups_Energy Star A Line, PAR, MR Lamps
Residential | Res ¦ Energy Star LED Bulbs General Purpose LEDs | 2038 | Technical | MW | Before Competition Groups | 109.7142 | 0 | 0 | 3263.7554 | 0.033616 | 11 | Residential_2038_Technical_MW_Before Competition Groups_11 | Energy Star LED Bulbs General Purpose LEDs | 3.362% | 0 | 109.7142 | Residential_2038_Technical_MW_Before Competition Groups_Energy Star LED Bulbs General Purpose LEDs
Residential | Res ¦ Energy Star Clothes Washer | 2038 | Technical | MW | Before Competition Groups | 103.4396 | 0 | 0 | 3263.7554 | 0.031693 | 12 | Residential_2038_Technical_MW_Before Competition Groups_12 | Energy Star Clothes Washer | 3.169% | 0 | 103.4396 | Residential_2038_Technical_MW_Before Competition Groups_Energy Star Clothes Washer
Residential | Res ¦ Energy Star LED Specialty Bulbs | 2038 | Technical | MW | Before Competition Groups | 100.2561 | 0 | 0 | 3263.7554 | 0.030718 | 13 | Residential_2038_Technical_MW_Before Competition Groups_13 | Energy Star LED Specialty Bulbs | 3.072% | 0 | 100.2561 | Residential_2038_Technical_MW_Before Competition Groups_Energy Star LED Specialty Bulbs
Residential | Res ¦ Induction Cooking Stove Top | 2038 | Technical | MW | Before Competition Groups | 97.4964 | 0 | 0 | 3263.7554 | 0.029872 | 14 | Residential_2038_Technical_MW_Before Competition Groups_14 | Induction Cooking Stove Top | 2.987% | 0 | 97.4964 | Residential_2038_Technical_MW_Before Competition Groups_Induction Cooking Stove Top
Residential | Res ¦ Energy Star Room Air Conditioner | 2038 | Technical | MW | Before Competition Groups | 83.1448 | 0 | 0 | 3263.7554 | 0.025475 | 15 | Residential_2038_Technical_MW_Before Competition Groups_15 | Energy Star Room Air Conditioner | 2.548% | 0 | 83.1448 | Residential_2038_Technical_MW_Before Competition Groups_Energy Star Room Air Conditioner
Residential | Res ¦ Building Recommissioning, Operations and Maintenance (O&M) Improvements | 2038 | Technical | MW | Before Competition Groups | 71.6799 | 0 | 0 | 3263.7554 | 0.021962 | 16 | Residential_2038_Technical_MW_Before Competition Groups_16 | Building Recommissioning, Operations and Maintenance (O&M) Improvements | 2.196% | 0 | 71.6799 | Residential_2038_Technical_MW_Before Competition Groups_Building Recommissioning, Operations and Maintenance (O&M) Improvements
Residential | Res ¦ Networked/ Connected - Indoor LED Lamp | 2038 | Technical | MW | Before Competition Groups | 68.742 | 0 | 0 | 3263.7554 | 0.021062 | 17 | Residential_2038_Technical_MW_Before Competition Groups_17 | Networked/ Connected - Indoor LED Lamp | 2.106% | 0 | 68.742 | Residential_2038_Technical_MW_Before Competition Groups_Networked/ Connected - Indoor LED Lamp
Residential | Res ¦ Basement Wall Insulation | 2038 | Technical | MW | Before Competition Groups | 66.1145 | 0 | 0 | 3263.7554 | 0.020257 | 18 | Residential_2038_Technical_MW_Before Competition Groups_18 | Basement Wall Insulation | 2.026% | 0 | 66.1145 | Residential_2038_Technical_MW_Before Competition Groups_Basement Wall Insulation
Residential | Res ¦ Energy Star Clothes Dryer | 2038 | Technical | MW | Before Competition Groups | 64.2678 | 0 | 0 | 3263.7554 | 0.019691 | 19 | Residential_2038_Technical_MW_Before Competition Groups_19 | Energy Star Clothes Dryer | 1.969% | 0 | 64.2678 | Residential_2038_Technical_MW_Before Competition Groups_Energy Star Clothes Dryer
Residential | Res ¦ Basement or Crawlspace Insulation | 2038 | Technical | MW | Before Competition Groups | 54.9033 | 0 | 0 | 3263.7554 | 0.016822 | 20 | Residential_2038_Technical_MW_Before Competition Groups_20 | Basement or Crawlspace Insulation | 1.682% | 0 | 54.9033 | Residential_2038_Technical_MW_Before Competition Groups_Basement or Crawlspace Insulation
Residential | Res ¦ Smart Power Bar | 2038 | Technical | MW | Before Competition Groups | 53.1538 | 0 | 0 | 3263.7554 | 0.016286 | 21 | Residential_2038_Technical_MW_Before Competition Groups_21 | Smart Power Bar | 1.629% | 0 | 53.1538 | Residential_2038_Technical_MW_Before Competition Groups_Smart Power Bar
Residential | Res ¦ Variable Speed Pool Pump Motor | 2038 | Technical | MW | Before Competition Groups | 51.2003 | 0 | 0 | 3263.7554 | 0.015688 | 22 | Residential_2038_Technical_MW_Before Competition Groups_22 | Variable Speed Pool Pump Motor | 1.569% | 0 | 51.2003 | Residential_2038_Technical_MW_Before Competition Groups_Variable Speed Pool Pump Motor
Residential | Res ¦ Attic Insulation | 2038 | Technical | MW | Before Competition Groups | 51.0031 | 0 | 0 | 3263.7554 | 0.015627 | 23 | Residential_2038_Technical_MW_Before Competition Groups_23 | Attic Insulation | 1.563% | 0 | 51.0031 | Residential_2038_Technical_MW_Before Competition Groups_Attic Insulation
Residential | Res ¦ Lighting Motion Sensors, Timers, Dimmers | 2038 | Technical | MW | Before Competition Groups | 41.1283 | 0 | 0 | 3263.7554 | 0.012602 | 24 | Residential_2038_Technical_MW_Before Competition Groups_24 | Lighting Motion Sensors, Timers, Dimmers | 1.26% | 0 | 41.1283 | Residential_2038_Technical_MW_Before Competition Groups_Lighting Motion Sensors, Timers, Dimmers
Residential | Res ¦ Wall Insulation | 2038 | Technical | MW | Before Competition Groups | 39.849 | 0 | 0 | 3263.7554 | 0.01221 | 25 | Residential_2038_Technical_MW_Before Competition Groups_25 | Wall Insulation | 1.221% | 0 | 39.849 | Residential_2038_Technical_MW_Before Competition Groups_Wall Insulation
Residential | Res ¦ Variable Refrigerant Flow Heat Pump | 2038 | Technical | MW | Before Competition Groups | 34.6446 | 0 | 0 | 3263.7554 | 0.010615 | 26 | Residential_2038_Technical_MW_Before Competition Groups_26 | Variable Refrigerant Flow Heat Pump | 1.061% | 0 | 34.6446 | Residential_2038_Technical_MW_Before Competition Groups_Variable Refrigerant Flow Heat Pump
Residential | Res ¦ Air Source Heat Pump | 2038 | Technical | MW | Before Competition Groups | 34.0955 | 0 | 0 | 3263.7554 | 0.010447 | 27 | Residential_2038_Technical_MW_Before Competition Groups_27 | Air Source Heat Pump | 1.045% | 0 | 34.0955 | Residential_2038_Technical_MW_Before Competition Groups_Air Source Heat Pump
Residential | Res ¦ Home Energy Reports | 2038 | Technical | MW | Before Competition Groups | 31.7136 | 0 | 0 | 3263.7554 | 0.0097169 | 28 | Residential_2038_Technical_MW_Before Competition Groups_28 | Home Energy Reports | 0.9717% | 0 | 31.7136 | Residential_2038_Technical_MW_Before Competition Groups_Home Energy Reports
Residential | Res ¦ Energy Star Light Fixture | 2038 | Technical | MW | Before Competition Groups | 20.9403 | 0 | 0 | 3263.7554 | 0.006416 | 29 | Residential_2038_Technical_MW_Before Competition Groups_29 | Energy Star Light Fixture | 0.6416% | 0 | 20.9403 | Residential_2038_Technical_MW_Before Competition Groups_Energy Star Light Fixture
Residential | Res ¦ Ceiling Insulation | 2038 | Technical | MW | Before Competition Groups | 19.9752 | 0 | 0 | 3263.7554 | 0.0061203 | 30 | Residential_2038_Technical_MW_Before Competition Groups_30 | Ceiling Insulation | 0.612% | 0 | 19.9752 | Residential_2038_Technical_MW_Before Competition Groups_Ceiling Insulation
Residential | Res ¦ Energy Star Torchiere | 2038 | Technical | MW | Before Competition Groups | 17.0448 | 0 | 0 | 3263.7554 | 0.0052224 | 31 | Residential_2038_Technical_MW_Before Competition Groups_31 | Energy Star Torchiere | 0.5222% | 0 | 17.0448 | Residential_2038_Technical_MW_Before Competition Groups_Energy Star Torchiere
Residential | Res ¦ Duct Insulation | 2038 | Technical | MW | Before Competition Groups | 16.4212 | 0 | 0 | 3263.7554 | 0.0050314 | 32 | Residential_2038_Technical_MW_Before Competition Groups_32 | Duct Insulation | 0.5031% | 0 | 16.4212 | Residential_2038_Technical_MW_Before Competition Groups_Duct Insulation
Residential | Res ¦ Air Sealing | 2038 | Technical | MW | Before Competition Groups | 14.0633 | 0 | 0 | 3263.7554 | 0.0043089 | 33 | Residential_2038_Technical_MW_Before Competition Groups_33 | Air Sealing | 0.4309% | 0 | 14.0633 | Residential_2038_Technical_MW_Before Competition Groups_Air Sealing
Residential | Res ¦ High Efficiency Chiller (avg of water and air cooled) | 2038 | Technical | MW | Before Competition Groups | 13.3863 | 0 | 0 | 3263.7554 | 0.0041015 | 34 | Residential_2038_Technical_MW_Before Competition Groups_34 | High Efficiency Chiller (avg of water and air cooled) | 0.4102% | 0 | 13.3863 | Residential_2038_Technical_MW_Before Competition Groups_High Efficiency Chiller (avg of water and air cooled)
Residential | Res ¦ Central Air Conditioner Maintenance | 2038 | Technical | MW | Before Competition Groups | 13.3672 | 0 | 0 | 3263.7554 | 0.0040957 | 35 | Residential_2038_Technical_MW_Before Competition Groups_35 | Central Air Conditioner Maintenance | 0.4096% | 0 | 13.3672 | Residential_2038_Technical_MW_Before Competition Groups_Central Air Conditioner Maintenance
Residential | Res ¦ Floor Insulation | 2038 | Technical | MW | Before Competition Groups | 13.3672 | 0 | 0 | 3263.7554 | 0.0040956 | 36 | Residential_2038_Technical_MW_Before Competition Groups_36 | Floor Insulation | 0.4096% | 0 | 13.3672 | Residential_2038_Technical_MW_Before Competition Groups_Floor Insulation
Residential | Res ¦ Dehumidifier Recycling | 2038 | Technical | MW | Before Competition Groups | 12.33 | 0 | 0 | 3263.7554 | 0.0037778 | 37 | Residential_2038_Technical_MW_Before Competition Groups_37 | Dehumidifier Recycling | 0.3778% | 0 | 12.33 | Residential_2038_Technical_MW_Before Competition Groups_Dehumidifier Recycling
Residential | Res ¦ Energy Star Freezer | 2038 | Technical | MW | Before Competition Groups | 12.254 | 0 | 0 | 3263.7554 | 0.0037546 | 38 | Residential_2038_Technical_MW_Before Competition Groups_38 | Energy Star Freezer | 0.3755% | 0 | 12.254 | Residential_2038_Technical_MW_Before Competition Groups_Energy Star Freezer
Residential | Res ¦ Advanced BAS/Controllers | 2038 | Technical | MW | Before Competition Groups | 10.4912 | 0 | 0 | 3263.7554 | 0.0032145 | 39 | Residential_2038_Technical_MW_Before Competition Groups_39 | Advanced BAS/Controllers | 0.3214% | 0 | 10.4912 | Residential_2038_Technical_MW_Before Competition Groups_Advanced BAS/Controllers
Residential | Res ¦ Clothes Drying Racks | 2038 | Technical | MW | Before Competition Groups | 9.7085 | 0 | 0 | 3263.7554 | 0.0029746 | 40 | Residential_2038_Technical_MW_Before Competition Groups_40 | Clothes Drying Racks | 0.2975% | 0 | 9.7085 | Residential_2038_Technical_MW_Before Competition Groups_Clothes Drying Racks
Residential | Res ¦ Refrigerator Recycling | 2038 | Technical | MW | Before Competition Groups | 8.2273 | 0 | 0 | 3263.7554 | 0.0025208 | 41 | Residential_2038_Technical_MW_Before Competition Groups_41 | Refrigerator Recycling | 0.2521% | 0 | 8.2273 | Residential_2038_Technical_MW_Before Competition Groups_Refrigerator Recycling
Residential | Res ¦ Freezer Recycling | 2038 | Technical | MW | Before Competition Groups | 7.6644 | 0 | 0 | 3263.7554 | 0.0023483 | 42 | Residential_2038_Technical_MW_Before Competition Groups_42 | Freezer Recycling | 0.2348% | 0 | 7.6644 | Residential_2038_Technical_MW_Before Competition Groups_Freezer Recycling
Residential | Res ¦ Energy Star Dehumidifier | 2038 | Technical | MW | Before Competition Groups | 7.2446 | 0 | 0 | 3263.7554 | 0.0022197 | 43 | Residential_2038_Technical_MW_Before Competition Groups_43 | Energy Star Dehumidifier | 0.222% | 0 | 7.2446 | Residential_2038_Technical_MW_Before Competition Groups_Energy Star Dehumidifier
Residential | Res ¦ Duct Insulation MF | 2038 | Technical | MW | Before Competition Groups | 7.2443 | 0 | 0 | 3263.7554 | 0.0022196 | 44 | Residential_2038_Technical_MW_Before Competition Groups_44 | Duct Insulation MF | 0.222% | 0 | 7.2443 | Residential_2038_Technical_MW_Before Competition Groups_Duct Insulation MF
Residential | Res ¦ Heat Pump Water Heater | 2038 | Technical | MW | Before Competition Groups | 7.0134 | 0 | 0 | 3263.7554 | 0.0021489 | 45 | Residential_2038_Technical_MW_Before Competition Groups_45 | Heat Pump Water Heater | 0.2149% | 0 | 7.0134 | Residential_2038_Technical_MW_Before Competition Groups_Heat Pump Water Heater
Residential | Res ¦ Occupancy Sensors MF | 2038 | Technical | MW | Before Competition Groups | 6.6012 | 0 | 0 | 3263.7554 | 0.0020226 | 46 | Residential_2038_Technical_MW_Before Competition Groups_46 | Occupancy Sensors MF | 0.2023% | 0 | 6.6012 | Residential_2038_Technical_MW_Before Competition Groups_Occupancy Sensors MF
Residential | Res ¦ Heat Recovery Ventilator | 2038 | Technical | MW | Before Competition Groups | 6.4909 | 0 | 0 | 3263.7554 | 0.0019888 | 47 | Residential_2038_Technical_MW_Before Competition Groups_47 | Heat Recovery Ventilator | 0.1989% | 0 | 6.4909 | Residential_2038_Technical_MW_Before Competition Groups_Heat Recovery Ventilator
Residential | Res ¦ Tankless Water Heater | 2038 | Technical | MW | Before Competition Groups | 6.3396 | 0 | 0 | 3263.7554 | 0.0019424 | 48 | Residential_2038_Technical_MW_Before Competition Groups_48 | Tankless Water Heater | 0.1942% | 0 | 6.3396 | Residential_2038_Technical_MW_Before Competition Groups_Tankless Water Heater
Residential | Res ¦ Energy Star Windows | 2038 | Technical | MW | Before Competition Groups | 5.6891 | 0 | 0 | 3263.7554 | 0.0017431 | 49 | Residential_2038_Technical_MW_Before Competition Groups_49 | Energy Star Windows | 0.1743% | 0 | 5.6891 | Residential_2038_Technical_MW_Before Competition Groups_Energy Star Windows
Residential | Res ¦ Networked/ Connected - Indoor LED Luminaire | 2038 | Technical | MW | Before Competition Groups | 5.6619 | 0 | 0 | 3263.7554 | 0.0017348 | 50 | Residential_2038_Technical_MW_Before Competition Groups_50 | Networked/ Connected - Indoor LED Luminaire | 0.1735% | 0 | 5.6619 | Residential_2038_Technical_MW_Before Competition Groups_Networked/ Connected - Indoor LED Luminaire
Residential | Res ¦ Central Lighting Control System | 2038 | Technical | MW | Before Competition Groups | 5.597 | 0 | 0 | 3263.7554 | 0.0017149 | 51 | Residential_2038_Technical_MW_Before Competition Groups_51 | Central Lighting Control System | 0.1715% | 0 | 5.597 | Residential_2038_Technical_MW_Before Competition Groups_Central Lighting Control System
Residential | Res ¦ Furnace with ECM | 2038 | Technical | MW | Before Competition Groups | 5.3875 | 0 | 0 | 3263.7554 | 0.0016507 | 52 | Residential_2038_Technical_MW_Before Competition Groups_52 | Furnace with ECM | 0.1651% | 0 | 5.3875 | Residential_2038_Technical_MW_Before Competition Groups_Furnace with ECM
Residential | Res ¦ Energy Star Ceiling Fan/Lighting | 2038 | Technical | MW | Before Competition Groups | 5.2187 | 0 | 0 | 3263.7554 | 0.001599 | 53 | Residential_2038_Technical_MW_Before Competition Groups_53 | Energy Star Ceiling Fan/Lighting | 0.1599% | 0 | 5.2187 | Residential_2038_Technical_MW_Before Competition Groups_Energy Star Ceiling Fan/Lighting
Residential | Res ¦ LED Downlight | 2038 | Technical | MW | Before Competition Groups | 4.6854 | 0 | 0 | 3263.7554 | 0.0014356 | 54 | Residential_2038_Technical_MW_Before Competition Groups_54 | LED Downlight | 0.1436% | 0 | 4.6854 | Residential_2038_Technical_MW_Before Competition Groups_LED Downlight
Residential | Res ¦ LED Tube Re-Lamp | 2038 | Technical | MW | Before Competition Groups | 4.2978 | 0 | 0 | 3263.7554 | 0.0013168 | 55 | Residential_2038_Technical_MW_Before Competition Groups_55 | LED Tube Re-Lamp | 0.1317% | 0 | 4.2978 | Residential_2038_Technical_MW_Before Competition Groups_LED Tube Re-Lamp
Residential | Res ¦ Minimize Hot and Warm Clothes Wash | 2038 | Technical | MW | Before Competition Groups | 4.0666 | 0 | 0 | 3263.7554 | 0.001246 | 56 | Residential_2038_Technical_MW_Before Competition Groups_56 | Minimize Hot and Warm Clothes Wash | 0.1246% | 0 | 4.0666 | Residential_2038_Technical_MW_Before Competition Groups_Minimize Hot and Warm Clothes Wash
Residential | Res ¦ INTEGRAL LED TROFFERS | 2038 | Technical | MW | Before Competition Groups | 3.6117 | 0 | 0 | 3263.7554 | 0.0011066 | 57 | Residential_2038_Technical_MW_Before Competition Groups_57 | INTEGRAL LED TROFFERS | 0.1107% | 0 | 3.6117 | Residential_2038_Technical_MW_Before Competition Groups_INTEGRAL LED TROFFERS
Residential | Res ¦ Outside Air Economizer | 2038 | Technical | MW | Before Competition Groups | 3.4944 | 0 | 0 | 3263.7554 | 0.0010707 | 58 | Residential_2038_Technical_MW_Before Competition Groups_58 | Outside Air Economizer | 0.1071% | 0 | 3.4944 | Residential_2038_Technical_MW_Before Competition Groups_Outside Air Economizer
Residential | Res ¦ Passive Attic Ventilation | 2038 | Technical | MW | Before Competition Groups | 3.4785 | 0 | 0 | 3263.7554 | 0.0010658 | 59 | Residential_2038_Technical_MW_Before Competition Groups_59 | Passive Attic Ventilation | 0.1066% | 0 | 3.4785 | Residential_2038_Technical_MW_Before Competition Groups_Passive Attic Ventilation
Residential | Res ¦ Solar Water Heating System | 2038 | Technical | MW | Before Competition Groups | 3.4561 | 0 | 0 | 3263.7554 | 0.0010589 | 60 | Residential_2038_Technical_MW_Before Competition Groups_60 | Solar Water Heating System | 0.1059% | 0 | 3.4561 | Residential_2038_Technical_MW_Before Competition Groups_Solar Water Heating System
Residential | Res ¦ Energy Star Dishwasher | 2038 | Technical | MW | Before Competition Groups | 3.38 | 0 | 0 | 3263.7554 | 0.0010356 | 61 | Residential_2038_Technical_MW_Before Competition Groups_61 | Energy Star Dishwasher | 0.1036% | 0 | 3.38 | Residential_2038_Technical_MW_Before Competition Groups_Energy Star Dishwasher
Residential | Res ¦ High Efficiency Storage Water Heater | 2038 | Technical | MW | Before Competition Groups | 3.058 | 0 | 0 | 3263.7554 | 0.00093695 | 62 | Residential_2038_Technical_MW_Before Competition Groups_62 | High Efficiency Storage Water Heater | 0.09369% | 0 | 3.058 | Residential_2038_Technical_MW_Before Competition Groups_High Efficiency Storage Water Heater
Residential | Res ¦ Early Hot Water Heater Replacement | 2038 | Technical | MW | Before Competition Groups | 2.6391 | 0 | 0 | 3263.7554 | 0.00080862 | 63 | Residential_2038_Technical_MW_Before Competition Groups_63 | Early Hot Water Heater Replacement | 0.08086% | 0 | 2.6391 | Residential_2038_Technical_MW_Before Competition Groups_Early Hot Water Heater Replacement
Residential | Res ¦ Condensing Make Up Air Unit | 2038 | Technical | MW | Before Competition Groups | 2.3818 | 0 | 0 | 3263.7554 | 0.00072978 | 64 | Residential_2038_Technical_MW_Before Competition Groups_64 | Condensing Make Up Air Unit | 0.07298% | 0 | 2.3818 | Residential_2038_Technical_MW_Before Competition Groups_Condensing Make Up Air Unit
Residential | Res ¦ Air Source Heat Pump Maintenance | 2038 | Technical | MW | Before Competition Groups | 2.3382 | 0 | 0 | 3263.7554 | 0.00071642 | 65 | Residential_2038_Technical_MW_Before Competition Groups_65 | Air Source Heat Pump Maintenance | 0.07164% | 0 | 2.3382 | Residential_2038_Technical_MW_Before Competition Groups_Air Source Heat Pump Maintenance
Residential | Res ¦ CO Sensors for parking garage exhaust fans | 2038 | Technical | MW | Before Competition Groups | 2.2047 | 0 | 0 | 3263.7554 | 0.00067551 | 66 | Residential_2038_Technical_MW_Before Competition Groups_66 | CO Sensors for parking garage exhaust fans | 0.06755% | 0 | 2.2047 | Residential_2038_Technical_MW_Before Competition Groups_CO Sensors for parking garage exhaust fans
Residential | Res ¦ Solar Powered Attic Fan | 2038 | Technical | MW | Before Competition Groups | 2.0432 | 0 | 0 | 3263.7554 | 0.00062604 | 67 | Residential_2038_Technical_MW_Before Competition Groups_67 | Solar Powered Attic Fan | 0.0626% | 0 | 2.0432 | Residential_2038_Technical_MW_Before Competition Groups_Solar Powered Attic Fan
Residential | Res ¦ ENERGY STAR LED LAMPS (REFLECTOR LAMPs/MR16/PAR 16) | 2038 | Technical | MW | Before Competition Groups | 1.884 | 0 | 0 | 3263.7554 | 0.00057725 | 68 | Residential_2038_Technical_MW_Before Competition Groups_68 | ENERGY STAR LED LAMPS (REFLECTOR LAMPs/MR16/PAR 16) | 0.05773% | 0 | 1.884 | Residential_2038_Technical_MW_Before Competition Groups_ENERGY STAR LED LAMPS (REFLECTOR LAMPs/MR16/PAR 16)
Residential | Res ¦ Demand Control Ventilation | 2038 | Technical | MW | Before Competition Groups | 1.8438 | 0 | 0 | 3263.7554 | 0.00056493 | 69 | Residential_2038_Technical_MW_Before Competition Groups_69 | Demand Control Ventilation | 0.05649% | 0 | 1.8438 | Residential_2038_Technical_MW_Before Competition Groups_Demand Control Ventilation
Residential | Res ¦ Drain Water Heat Recovery | 2038 | Technical | MW | Before Competition Groups | 1.7726 | 0 | 0 | 3263.7554 | 0.00054311 | 70 | Residential_2038_Technical_MW_Before Competition Groups_70 | Drain Water Heat Recovery | 0.05431% | 0 | 1.7726 | Residential_2038_Technical_MW_Before Competition Groups_Drain Water Heat Recovery
Residential | Res ¦ Furnace Whistle | 2038 | Technical | MW | Before Competition Groups | 1.7718 | 0 | 0 | 3263.7554 | 0.00054287 | 71 | Residential_2038_Technical_MW_Before Competition Groups_71 | Furnace Whistle | 0.05429% | 0 | 1.7718 | Residential_2038_Technical_MW_Before Competition Groups_Furnace Whistle
Residential | Res ¦ Window Film | 2038 | Technical | MW | Before Competition Groups | 1.6304 | 0 | 0 | 3263.7554 | 0.00049955 | 72 | Residential_2038_Technical_MW_Before Competition Groups_72 | Window Film | 0.04996% | 0 | 1.6304 | Residential_2038_Technical_MW_Before Competition Groups_Window Film
Residential | Res ¦ Comprehensive Draft Proofing | 2038 | Technical | MW | Before Competition Groups | 1.5056 | 0 | 0 | 3263.7554 | 0.00046131 | 73 | Residential_2038_Technical_MW_Before Competition Groups_73 | Comprehensive Draft Proofing | 0.04613% | 0 | 1.5056 | Residential_2038_Technical_MW_Before Competition Groups_Comprehensive Draft Proofing
Residential | Res ¦ Variable Frequency Drive (VFD) | 2038 | Technical | MW | Before Competition Groups | 1.4603 | 0 | 0 | 3263.7554 | 0.00044743 | 74 | Residential_2038_Technical_MW_Before Competition Groups_74 | Variable Frequency Drive (VFD) | 0.04474% | 0 | 1.4603 | Residential_2038_Technical_MW_Before Competition Groups_Variable Frequency Drive (VFD)
Residential | Res ¦ DHW Recirculation Systems | 2038 | Technical | MW | Before Competition Groups | 1.1465 | 0 | 0 | 3263.7554 | 0.00035129 | 75 | Residential_2038_Technical_MW_Before Competition Groups_75 | DHW Recirculation Systems | 0.03513% | 0 | 1.1465 | Residential_2038_Technical_MW_Before Competition Groups_DHW Recirculation Systems
Residential | Res ¦ HVAC Optimization | 2038 | Technical | MW | Before Competition Groups | 0.94522 | 0 | 0 | 3263.7554 | 0.00028961 | 76 | Residential_2038_Technical_MW_Before Competition Groups_76 | HVAC Optimization | 0.02896% | 0 | 0.94522 | Residential_2038_Technical_MW_Before Competition Groups_HVAC Optimization
Residential | Res ¦ Water Heater Temperature Setback | 2038 | Technical | MW | Before Competition Groups | 0.92357 | 0 | 0 | 3263.7554 | 0.00028298 | 77 | Residential_2038_Technical_MW_Before Competition Groups_77 | Water Heater Temperature Setback | 0.0283% | 0 | 0.92357 | Residential_2038_Technical_MW_Before Competition Groups_Water Heater Temperature Setback
Residential | Res ¦ LED Parking Lot Fixture | 2038 | Technical | MW | Before Competition Groups | 0.86883 | 0 | 0 | 3263.7554 | 0.00026621 | 78 | Residential_2038_Technical_MW_Before Competition Groups_78 | LED Parking Lot Fixture | 0.02662% | 0 | 0.86883 | Residential_2038_Technical_MW_Before Competition Groups_LED Parking Lot Fixture
Residential | Res ¦ VFD on Pumps | 2038 | Technical | MW | Before Competition Groups | 0.44906 | 0 | 0 | 3263.7554 | 0.00013759 | 79 | Residential_2038_Technical_MW_Before Competition Groups_79 | VFD on Pumps | 0.01376% | 0 | 0.44906 | Residential_2038_Technical_MW_Before Competition Groups_VFD on Pumps
Residential | Res ¦ ENERGY STAR LED Lamps (General Service Lamps) | 2038 | Technical | MW | Before Competition Groups | 0.44449 | 0 | 0 | 3263.7554 | 0.00013619 | 80 | Residential_2038_Technical_MW_Before Competition Groups_80 | ENERGY STAR LED Lamps (General Service Lamps) | 0.01362% | 0 | 0.44449 | Residential_2038_Technical_MW_Before Competition Groups_ENERGY STAR LED Lamps (General Service Lamps)
Residential | Res ¦ LED Exterior Area Lights - LED Fixture (200W) | 2038 | Technical | MW | Before Competition Groups | 0.40937 | 0 | 0 | 3263.7554 | 0.00012543 | 81 | Residential_2038_Technical_MW_Before Competition Groups_81 | LED Exterior Area Lights - LED Fixture (200W) | 0.01254% | 0 | 0.40937 | Residential_2038_Technical_MW_Before Competition Groups_LED Exterior Area Lights - LED Fixture (200W)
Residential | Res ¦ ECM MOTORS FOR HVAC APPLICATION (FAN-POWERED VAV BOX) | 2038 | Technical | MW | Before Competition Groups | 0.36601 | 0 | 0 | 3263.7554 | 0.00011214 | 82 | Residential_2038_Technical_MW_Before Competition Groups_82 | ECM MOTORS FOR HVAC APPLICATION (FAN-POWERED VAV BOX) | 0.01121% | 0 | 0.36601 | Residential_2038_Technical_MW_Before Competition Groups_ECM MOTORS FOR HVAC APPLICATION (FAN-POWERED VAV BOX)
Residential | Res ¦ Chilled Water Optimization | 2038 | Technical | MW | Before Competition Groups | 0.33112 | 0 | 0 | 3263.7554 | 0.00010145 | 83 | Residential_2038_Technical_MW_Before Competition Groups_83 | Chilled Water Optimization | 0.01015% | 0 | 0.33112 | Residential_2038_Technical_MW_Before Competition Groups_Chilled Water Optimization
Residential | Res ¦ Beverage Vending Machine Controls | 2038 | Technical | MW | Before Competition Groups | 0.2612 | 0 | 0 | 3263.7554 | 8.0029e-05 | 84 | Residential_2038_Technical_MW_Before Competition Groups_84 | Beverage Vending Machine Controls | 0.008003% | 0 | 0.2612 | Residential_2038_Technical_MW_Before Competition Groups_Beverage Vending Machine Controls
Residential | Res ¦ Wall Insulation MF | 2038 | Technical | MW | Before Competition Groups | 0.1455 | 0 | 0 | 3263.7554 | 4.4579e-05 | 85 | Residential_2038_Technical_MW_Before Competition Groups_85 | Wall Insulation MF | 0.004458% | 0 | 0.1455 | Residential_2038_Technical_MW_Before Competition Groups_Wall Insulation MF
Residential | Res ¦ LED Recessed Downlights | 2038 | Technical | MW | Before Competition Groups | 0.019495 | 0 | 0 | 3263.7554 | 5.9731e-06 | 86 | Residential_2038_Technical_MW_Before Competition Groups_86 | LED Recessed Downlights | 0.0005973% | 0 | 0.019495 | Residential_2038_Technical_MW_Before Competition Groups_LED Recessed Downlights
Residential | Res ¦ LED High Bay Fixture | 2038 | Technical | MW | Before Competition Groups | 0.016659 | 0 | 0 | 3263.7554 | 5.1043e-06 | 87 | Residential_2038_Technical_MW_Before Competition Groups_87 | LED High Bay Fixture | 0.0005104% | 0 | 0.016659 | Residential_2038_Technical_MW_Before Competition Groups_LED High Bay Fixture
Residential | Res ¦ Solar Water Preheat (Pools/DHW) | 2038 | Technical | MW | Before Competition Groups | 0.012913 | 0 | 0 | 3263.7554 | 3.9565e-06 | 88 | Residential_2038_Technical_MW_Before Competition Groups_88 | Solar Water Preheat (Pools/DHW) | 0.0003957% | 0 | 0.012913 | Residential_2038_Technical_MW_Before Competition Groups_Solar Water Preheat (Pools/DHW)
Residential | Res ¦ Radiant Barrier | 2038 | Technical | MW | Before Competition Groups | 0.011232 | 0 | 0 | 3263.7554 | 3.4415e-06 | 89 | Residential_2038_Technical_MW_Before Competition Groups_89 | Radiant Barrier | 0.0003442% | 0 | 0.011232 | Residential_2038_Technical_MW_Before Competition Groups_Radiant Barrier
Residential | Res ¦ Photocell Controls (Outdoor) | 2038 | Technical | MW | Before Competition Groups | 3.9051e-05 | 0 | 0 | 3263.7554 | 1.1965e-08 | 90 | Residential_2038_Technical_MW_Before Competition Groups_90 | Photocell Controls (Outdoor) | 1.197e-06% | 0 | 3.9051e-05 | Residential_2038_Technical_MW_Before Competition Groups_Photocell Controls (Outdoor)